Scenario 2: High TRC | SCG | Com | HVAC | Com ¦ Com High Eff. Furnace (95 AFUE) - ZEAS 2030 - Marine | Com - Restaurant | Energy Efficiency | 334702.3469 | 350083.4427 | 366283.9341 | 383382.7305 | 401457.1706 | 0 | 0 | 0 | 0 | 0 | 0 | 0 | 0
Scenario 2: High TRC | SCG | Com | HVAC | Com ¦ Com High Eff. Furnace (95 AFUE) - ZEAS 2030 - Hot-Dry | Com - Restaurant | Energy Efficiency | 1724411.1711 | 1803655.7111 | 1887121.8373 | 1975216.0971 | 2068336.9455 | 0 | 0 | 0 | 0 | 0 | 0 | 0 | 0
Scenario 2: High TRC | SCG | Com | HVAC | Com ¦ Com High Eff. Furnace (95 AFUE) - ZEAS 2030 - Cold | Com - Restaurant | Energy Efficiency | 21386.1908 | 22368.9836 | 23404.1326 | 24496.6798 | 25651.5669 | 0 | 0 | 0 | 0 | 0 | 0 | 0 | 0
Scenario 2: High TRC | SCG | Com | HVAC | Com ¦ HVAC Heat Recovery/Energy Recovery Ventilator (ERV) - Marine | Com - Restaurant | Energy Efficiency | 17412149.9611 | 18198284.512 | 19025157.0828 | 19896942.3581 | 20817575.8595 | 21783629.2679 | 22800489.9163 | 23875862.0509 | 25010563.2082 | 26207330.1385 | 27472831.6054 | 28808913.0158 | 30222393.1007
Scenario 2: High TRC | SCG | Com | HVAC | Com ¦ HVAC Heat Recovery/Energy Recovery Ventilator (ERV) - Hot-Dry | Com - Restaurant | Energy Efficiency | 97011243.5568 | 101391167.3776 | 105998061.7893 | 110855185.9161 | 115984466.3913 | 121366802.4444 | 127032209.4299 | 133023611.3129 | 139345562.9719 | 146013312.1253 | 153064013.578 | 160507948.9564 | 168383108.606
Scenario 2: High TRC | SCG | Com | HVAC | Com ¦ HVAC Heat Recovery/Energy Recovery Ventilator (ERV) - Cold | Com - Restaurant | Energy Efficiency | 117931.4649 | 123255.9079 | 128856.2671 | 134760.8173 | 140996.2137 | 147539.2365 | 154426.3737 | 161709.8058 | 169395.0698 | 177500.7017 | 186071.8685 | 195121.0691 | 204694.4863
Scenario 2: High TRC | SCG | Com | WaterHeat | Com ¦ Com Hot Water Tank Insulation - Marine | Com - Restaurant | Energy Efficiency | 7677.2273 | 8008.8028 | 8353.3295 | 8714.1366 | 9092.4649 | 9489.4344 | 9906.6824 | 10345.7844 | 10807.9523 | 11294.4481 | 11806.4919 | 12346.4 | 12916.6468
Scenario 2: High TRC | SCG | Com | WaterHeat | Com ¦ Com Hot Water Tank Insulation - Hot-Dry | Com - Restaurant | Energy Efficiency | 41642.4012 | 43440.9149 | 45309.678 | 47266.7488 | 49318.8568 | 51472.077 | 53735.2911 | 56117.0442 | 58623.9105 | 61262.7346 | 64040.135 | 66968.6754 | 70061.7771
Scenario 2: High TRC | SCG | Com | WaterHeat | Com ¦ Com Hot Water Tank Insulation - Cold | Com - Restaurant | Energy Efficiency | 104.2421 | 108.7443 | 113.4223 | 118.3214 | 123.4583 | 128.8484 | 134.5139 | 140.476 | 146.7514 | 153.3571 | 160.3097 | 167.6406 | 175.3834
Scenario 2: High TRC | SCG | Com | WaterHeat | Com ¦ Faucet Aerators (Gas WH) - Marine | Com - Restaurant | Energy Efficiency | 58419.9859 | 60943.4598 | 63564.5265 | 66309.3294 | 69187.3385 | 72206.746 | 75380.3132 | 78719.9537 | 82235.1168 | 85935.3672 | 89829.3874 | 93934.9918 | 98271.3727
Scenario 2: High TRC | SCG | Com | WaterHeat | Com ¦ Faucet Aerators (Gas WH) - Hot-Dry | Com - Restaurant | Energy Efficiency | 311533.9841 | 324990.8148 | 338968.075 | 353605.1785 | 368952.6258 | 385054.1025 | 401977.6606 | 419786.8319 | 438532.0049 | 458264.186 | 479029.6758 | 500923.473 | 524047.9225
Scenario 2: High TRC | SCG | Com | WaterHeat | Com ¦ Faucet Aerators (Gas WH) - Cold | Com - Restaurant | Energy Efficiency | 930.209 | 970.3897 | 1012.1244 | 1055.8293 | 1101.6552 | 1149.7326 | 1200.2646 | 1253.441 | 1309.4122 | 1368.3305 | 1430.3342 | 1495.7068 | 1564.7541
Scenario 2: High TRC | SCG | Com | WaterHeat | Com ¦ Com Water Heating Controls (Gas WH) - Marine | Com - Restaurant | Energy Efficiency | 6284462.9829 | 6556206.2263 | 6839977.4124 | 7137620.2833 | 7450177.3319 | 7778703.799 | 8124251.1254 | 8487912.0973 | 8870873.8346 | 9274515.6664 | 9700135.8704 | 10149222.2685 | 10623349.4513
Scenario 2: High TRC | SCG | Com | WaterHeat | Com ¦ Com Water Heating Controls (Gas WH) - Hot-Dry | Com - Restaurant | Energy Efficiency | 33992159.2987 | 35461996.8398 | 36996892.5638 | 38606819.1255 | 40297415.2859 | 42074388.7571 | 43943426.7 | 45910439.9068 | 47981849.4158 | 50165115.907 | 52467261.6614 | 54896334.1889 | 57460850.3251
Scenario 2: High TRC | SCG | Com | WaterHeat | Com ¦ Com Water Heating Controls (Gas WH) - Cold | Com - Restaurant | Energy Efficiency | 84653.8185 | 88314.2909 | 92136.7837 | 96146.1328 | 100356.3807 | 104781.7422 | 109436.3802 | 114335.0152 | 119493.6379 | 124930.8284 | 130664.0749 | 136713.4189 | 143100.0706
Scenario 2: High TRC | SCG | Com | WaterHeat | Com ¦ Low-flow Pre-Rinse Spray Valve - Marine | Com - Restaurant | Energy Efficiency | 75027.5358 | 78316.5848 | 81755.6622 | 85369.6239 | 89175.305 | 93157.9326 | 97339.4897 | 101751.3676 | 106396.5836 | 111287.2622 | 116450.7415 | 121894.3259 | 127648.3074
Scenario 2: High TRC | SCG | Com | WaterHeat | Com ¦ Low-flow Pre-Rinse Spray Valve - Hot-Dry | Com - Restaurant | Energy Efficiency | 404810.161 | 422556.1854 | 441111.6857 | 460610.772 | 481144.2786 | 502632.4976 | 525194.0385 | 548998.2722 | 574061.4787 | 600449.0761 | 628308.5663 | 657679.3599 | 688724.8973
Scenario 2: High TRC | SCG | Com | WaterHeat | Com ¦ Low-flow Pre-Rinse Spray Valve - Cold | Com - Restaurant | Energy Efficiency | 1077.5351 | 1124.7719 | 1174.1635 | 1226.0667 | 1280.7234 | 1337.9213 | 1397.9763 | 1461.339 | 1528.053 | 1598.2922 | 1672.4494 | 1750.6294 | 1833.2673
Scenario 2: High TRC | SCG | Com | WaterHeat | Com ¦ Com Hot Water Pipe Insulation - Marine | Com - Restaurant | Energy Efficiency | 1434513.0195 | 1496445.9582 | 1561011.0871 | 1628663.7446 | 1699658.1467 | 1774229.3813 | 1852649.6684 | 1935188.6434 | 2022048.5594 | 2113523.566 | 2209927.9985 | 2311639.1693 | 2419040.1829
Scenario 2: High TRC | SCG | Com | WaterHeat | Com ¦ Com Hot Water Pipe Insulation - Hot-Dry | Com - Restaurant | Energy Efficiency | 6472470.3409 | 6751909.4979 | 7043225.0005 | 7348471.3202 | 7668795.469 | 8005258.1551 | 8359087.6258 | 8731500.4661 | 9123409.2337 | 9536141.1221 | 9971114.3999 | 10430031.4868 | 10914620.9369
Scenario 2: High TRC | SCG | Com | WaterHeat | Com ¦ Com Hot Water Pipe Insulation - Cold | Com - Restaurant | Energy Efficiency | 17796.7432 | 18565.0908 | 19366.0937 | 20205.4008 | 21086.166 | 22011.3058 | 22984.1974 | 24008.186 | 25085.7807 | 26220.6308 | 27416.6359 | 28678.4771 | 30010.9071
Scenario 2: High TRC | SCG | Com | WaterHeat | Com ¦ Com Efficient Tankless Gas Water Heater (0.87 UEF - High Draw) - ZEAS 2030 - Marine | Com - Restaurant | Energy Efficiency | 707244.3473 | 759607.6808 | 816649.0155 | 879828.4716 | 951304.4534 | 0 | 0 | 0 | 0 | 0 | 0 | 0 | 0
Scenario 2: High TRC | SCG | Com | WaterHeat | Com ¦ Com Efficient Tankless Gas Water Heater (0.87 UEF - High Draw) - ZEAS 2030 - Hot-Dry | Com - Restaurant | Energy Efficiency | 1926149.2071 | 2068758.4675 | 2224108.0606 | 2396174.5604 | 2590836.2869 | 0 | 0 | 0 | 0 | 0 | 0 | 0 | 0
Scenario 2: High TRC | SCG | Com | WaterHeat | Com ¦ Com Efficient Tankless Gas Water Heater (0.87 UEF - High Draw) - ZEAS 2030 - Cold | Com - Restaurant | Energy Efficiency | 9378.5233 | 10072.8954 | 10829.3009 | 11667.1018 | 12614.9202 | 0 | 0 | 0 | 0 | 0 | 0 | 0 | 0
Scenario 2: High TRC | SCG | Com | WaterHeat | Com ¦ Com Efficient Tankless Gas Water Heater (0.87 UEF - High Draw) - Panel Upgrade - ZEAS 2030 - Marine | Com - Restaurant | Energy Efficiency | 586779.6508 | 630223.955 | 677549.4579 | 729967.5781 | 789269.0795 | 0 | 0 | 0 | 0 | 0 | 0 | 0 | 0
Scenario 2: High TRC | SCG | Com | WaterHeat | Com ¦ Com Efficient Tankless Gas Water Heater (0.87 UEF - High Draw) - Panel Upgrade - ZEAS 2030 - Hot-Dry | Com - Restaurant | Energy Efficiency | 1598068.8476 | 1716387.5198 | 1845276.4678 | 1988034.9375 | 2149539.9963 | 0 | 0 | 0 | 0 | 0 | 0 | 0 | 0
Scenario 2: High TRC | SCG | Com | WaterHeat | Com ¦ Com Efficient Tankless Gas Water Heater (0.87 UEF - High Draw) - Panel Upgrade - ZEAS 2030 - Cold | Com - Restaurant | Energy Efficiency | 7781.0825 | 8357.1824 | 8984.7496 | 9679.8482 | 10466.225 | 0 | 0 | 0 | 0 | 0 | 0 | 0 | 0
Scenario 2: High TRC | SCG | Com | WaterHeat | Com ¦ Efficient Gas Water Heating Boiler (0.92 UEF) - ZEAS 2030 - Marine | Com - Restaurant | Energy Efficiency | 599413.4954 | 626959.273 | 655972.494 | 686594.4763 | 718963.7245 | 0 | 0 | 0 | 0 | 0 | 0 | 0 | 0
Scenario 2: High TRC | SCG | Com | WaterHeat | Com ¦ Efficient Gas Water Heating Boiler (0.92 UEF) - ZEAS 2030 - Hot-Dry | Com - Restaurant | Energy Efficiency | 3270009.1863 | 3420280.9882 | 3578558.2041 | 3745611.7723 | 3922197.2842 | 0 | 0 | 0 | 0 | 0 | 0 | 0 | 0
Scenario 2: High TRC | SCG | Com | WaterHeat | Com ¦ Efficient Gas Water Heating Boiler (0.92 UEF) - ZEAS 2030 - Cold | Com - Restaurant | Energy Efficiency | 8297.8929 | 8679.2189 | 9080.8592 | 9504.7701 | 9952.869 | 0 | 0 | 0 | 0 | 0 | 0 | 0 | 0
Scenario 2: High TRC | SCG | Com | ComRefrig | Com ¦ Add Doors to Open Display Cases - Marine | Com - Restaurant | Energy Efficiency | 166972.9465 | 174183.3101 | 181704.1469 | 189585.699 | 197859.0716 | 206550.3513 | 215691.807 | 225312.8021 | 235437.3808 | 246102.7844 | 257345.5087 | 269207.8843 | 281733.0168
Scenario 2: High TRC | SCG | Com | ComRefrig | Com ¦ Add Doors to Open Display Cases - Hot-Dry | Com - Restaurant | Energy Efficiency | 829917.374 | 865755.5511 | 903136.8951 | 942311.1276 | 983432.8533 | 1026631.7316 | 1072068.1513 | 1119888.06 | 1170210.965 | 1223221.9703 | 1279102.4732 | 1338062.873 | 1400317.4195
Scenario 2: High TRC | SCG | Com | ComRefrig | Com ¦ Add Doors to Open Display Cases - Cold | Com - Restaurant | Energy Efficiency | 1947.9114 | 2032.0278 | 2119.7661 | 2211.7125 | 2308.2299 | 2409.6226 | 2516.2671 | 2628.506 | 2746.6196 | 2871.0425 | 3002.2005 | 3140.5873 | 3286.7059
Scenario 2: High TRC | SCG | Com | FoodServ | Com ¦ ENERGY STAR Dishwasher - Tier 2 | Com - Restaurant | Energy Efficiency | 18615393.4059 | 19455852.7385 | 20339865.2375 | 21271894.0739 | 22256146.7278 | 23288957.9711 | 24376087.421 | 25525771.7155 | 26738884.8857 | 28018352.8018 | 29371305.0629 | 30799714.6006 | 32310871.3453
Scenario 2: High TRC | SCG | Com | FoodServ | Com ¦ ENERGY STAR Conveyor Broiler - Gas | Com - Restaurant | Energy Efficiency | 9367670.4663 | 9786183.0572 | 10225923.6472 | 10689249.1254 | 11178249.0918 | 11691031.3423 | 12230454.7699 | 12800626.2469 | 13401926.9236 | 14035768.4497 | 14705676.4389 | 15412621.4905 | 16160508.0377
Scenario 2: High TRC | SCG | Com | FoodServ | Com ¦ ENERGY STAR Conveyor Oven - Gas | Com - Restaurant | Energy Efficiency | 8104467.5062 | 8466544.8985 | 8846987.7562 | 9247835.149 | 9670894.9004 | 10114529.9643 | 10581213.7207 | 11074499.2419 | 11594716.2813 | 12143086.1316 | 12722658.9882 | 13334274.5674 | 13981310.8015
Scenario 2: High TRC | SCG | Com | FoodServ | Com ¦ ENERGY STAR Rack Oven - Gas | Com - Restaurant | Energy Efficiency | 3454644.0729 | 3608984.6901 | 3771153.8471 | 3942020.7262 | 4122355.9378 | 4311461.6679 | 4510392.2295 | 4720662.1702 | 4942412.052 | 5176162.4683 | 5423213.608 | 5683923.4121 | 5959731.772
Scenario 2: High TRC | SCG | Com | FoodServ | Com ¦ Demand Controlled Ventilation (DCV) Exhaust Hood | Com - Restaurant | Energy Efficiency | 416333.608 | 446813.7924 | 479981.1344 | 516690.113 | 558198.6864 | 597265.3119 | 636480.812 | 680854.3155 | 727484.2617 | 775291.9907 | 827567.8096 | 881596.8736 | 940589.6958
Scenario 2: High TRC | SCG | Com | FoodServ | Com ¦ Demand Controlled Ventilation (DCV) Exhaust Hood - Retrofit | Com - Restaurant | Energy Efficiency | 1489981.0735 | 1554491.7876 | 1621285.9924 | 1691196.2439 | 1764496.803 | 1841366.3924 | 1922113.7363 | 2007091.8109 | 2096516.6793 | 2190676.6449 | 2289732.8251 | 2394093.0236 | 2504317.9218
Scenario 2: High TRC | SCG | Com | FoodServ | Com ¦ ENERGY STAR Fryer - Tier 2 Gas | Com - Restaurant | Energy Efficiency | 735574.3486 | 788959.9168 | 846984.6925 | 911163.1705 | 983703.4403 | 1051834.8278 | 1120125.7035 | 1197384.8166 | 1278492.6897 | 1361547.2682 | 1452317.565 | 1546030.3012 | 1648338.8497
Scenario 2: High TRC | SCG | Com | FoodServ | Com ¦ ENERGY STAR Steamer - Gas | Com - Restaurant | Energy Efficiency | 136696.5711 | 146637.9567 | 157447.3688 | 169405.6744 | 182923.4493 | 195626.1126 | 208363.0411 | 222773.3807 | 237905.4116 | 253405.2788 | 270347.3496 | 287843.6326 | 306946.9491
Scenario 2: High TRC | SCG | Com | FoodServ | Com ¦ ENERGY STAR Convection Oven - Gas | Com - Restaurant | Energy Efficiency | 139422.8304 | 149562.4856 | 160587.4793 | 172784.2799 | 186571.6516 | 199527.6552 | 212518.6074 | 227216.345 | 242650.1673 | 258459.1619 | 275739.1231 | 293584.3498 | 313068.6605
Scenario 2: High TRC | SCG | Com | FoodServ | Com ¦ ENERGY STAR Griddle - Gas | Com - Restaurant | Energy Efficiency | 675977.0843 | 725138.1476 | 778591.682 | 837726.6004 | 904573.2376 | 967389.0727 | 1030374.3526 | 1101634.804 | 1176464.0849 | 1253112.3501 | 1336892.4442 | 1423413.1688 | 1517880.8212
Scenario 2: High TRC | SCG | Com | FoodServ | Com ¦ ENERGY STAR Combination Oven - Gas | Com - Restaurant | Energy Efficiency | 6752.1085 | 7243.1619 | 7777.0913 | 8367.7702 | 9035.4788 | 9662.9252 | 10292.064 | 11003.8608 | 11751.3054 | 12516.9192 | 13353.7705 | 14217.997 | 15161.6027
Scenario 2: High TRC | SCG | Com | FoodServ | Com ¦ ENERGY STAR Fryer - Tier 2 Gas - Panel Upgrade | Com - Restaurant | Energy Efficiency | 1210389.5366 | 1298235.6303 | 1393715.5522 | 1499321.4076 | 1618686.6134 | 1730796.9917 | 1843169.8084 | 1970299.8835 | 2103763.1032 | 2240429.6319 | 2389792.3953 | 2543996.9506 | 2712345.9379
Scenario 2: High TRC | SCG | Com | FoodServ | Com ¦ ENERGY STAR Steamer - Gas - Panel Upgrade | Com - Restaurant | Energy Efficiency | 224934.5695 | 241293.1456 | 259080.0618 | 278757.4854 | 301001.0198 | 321903.2858 | 342861.9354 | 366574.1874 | 391473.9842 | 416979.0567 | 444857.2789 | 473647.459 | 505082.0167
Scenario 2: High TRC | SCG | Com | FoodServ | Com ¦ ENERGY STAR Convection Oven - Gas - Panel Upgrade | Com - Restaurant | Energy Efficiency | 229420.6362 | 246105.4658 | 264247.122 | 284316.9896 | 307004.1463 | 328323.2845 | 349699.9307 | 373885.0969 | 399281.4922 | 425295.2346 | 453729.4566 | 483093.8244 | 515155.309
Scenario 2: High TRC | SCG | Com | FoodServ | Com ¦ ENERGY STAR Griddle - Gas - Panel Upgrade | Com - Restaurant | Energy Efficiency | 1112322.0805 | 1193216.7403 | 1281174.6725 | 1378481.3372 | 1488477.6555 | 1591841.2784 | 1695483.7231 | 1812742.9844 | 1935874.7641 | 2061999.6872 | 2199860.0536 | 2342230.135 | 2497676.9068
Scenario 2: High TRC | SCG | Com | FoodServ | Com ¦ ENERGY STAR Combination Oven - Gas - Panel Upgrade | Com - Restaurant | Energy Efficiency | 11110.6124 | 11918.642 | 12797.2243 | 13769.188 | 14867.9043 | 15900.3689 | 16935.6186 | 18106.882 | 19336.8041 | 20596.6237 | 21973.6646 | 23395.7517 | 24948.4574
Scenario 2: High TRC | SDG&E | Com | BldgEnv | Com ¦ Com Wall Insulation (R14) - Marine | Com - Restaurant | Energy Efficiency | 26063.7675 | 27124.3043 | 28226.5446 | 29378.4105 | 30606.4193 | 31931.859 | 33324.521 | 34782.5371 | 36315.916 | 37930.1943 | 39628.3758 | 41403.0448 | 43277.2441
Scenario 2: High TRC | SDG&E | Com | BldgEnv | Com ¦ Com Wall Insulation (R14) - Hot-Dry | Com - Restaurant | Energy Efficiency | 33362.5136 | 34524.034 | 35694.2993 | 36895.6947 | 38251.9728 | 39864.6129 | 41548.3811 | 43276.1722 | 45085.3893 | 46980.2668 | 48955.7199 | 50949.1013 | 53057.4943
Scenario 2: High TRC | SDG&E | Com | HVAC | Com ¦ Variable Refrigerant Flow (VRF) Heat Pump - Hot-Dry | Com - Restaurant | Energy Efficiency | 157089.1862 | 158626.8907 | 159147.3104 | 158739.3885 | 159222.6749 | 162097.7206 | 163722.8945 | 164383.34 | 164927.1345 | 165230.4048 | 166103.2835 | 165615.1825 | 165174.7805
Scenario 2: High TRC | SDG&E | Com | HVAC | Com ¦ Variable Refrigerant Flow (VRF) Heat Pump - Marine | Com - Restaurant | Energy Efficiency | 29032.7141 | 29316.9077 | 29413.09 | 29337.6992 | 29427.0186 | 29958.3752 | 30258.7346 | 30380.796 | 30481.2983 | 30537.3478 | 30698.6704 | 30608.4611 | 30527.0675
Scenario 2: High TRC | SDG&E | Com | HVAC | Com ¦ Demand Controlled Ventilation (HVAC) - Marine | Com - Restaurant | Energy Efficiency | 79981.0516 | 82440.8221 | 84971.9869 | 87402.603 | 90338.5244 | 94186.6187 | 98191.6751 | 102062.8434 | 106044.312 | 110136.3523 | 114591.9955 | 118801.2828 | 123212.836
Scenario 2: High TRC | SDG&E | Com | HVAC | Com ¦ Demand Controlled Ventilation (HVAC) - Hot-Dry | Com - Restaurant | Energy Efficiency | 143173.3254 | 152683.3875 | 163032.0802 | 174683.4584 | 185646.7626 | 194444.0163 | 203978.8965 | 215184.4955 | 227171.0826 | 240199.9804 | 253510.93 | 269272.4743 | 286017.5438
Scenario 2: High TRC | SDG&E | Com | HVAC | Com ¦ HVAC Energy Management System (Elec SC and Gas SH) - Marine | Com - Restaurant | Energy Efficiency | 286324.8275 | 293493.293 | 300689.4478 | 307050.292 | 315730.6854 | 328894.5316 | 342473.8833 | 354961.445 | 367656.7848 | 380477.2484 | 394717.6268 | 407149.0106 | 420105.2471
Scenario 2: High TRC | SDG&E | Com | HVAC | Com ¦ HVAC Energy Management System (Elec SC and Gas SH) - Hot-Dry | Com - Restaurant | Energy Efficiency | 1572112.1179 | 1612191.6201 | 1652523.3587 | 1688477.7002 | 1736943.3893 | 1809490.6668 | 1884383.7164 | 1953551.4212 | 2023942.2255 | 2095139.0713 | 2174080.1933 | 2243496.3618 | 2315881.9226
Scenario 2: High TRC | SDG&E | Com | HVAC | Com ¦ Economizer - Marine | Com - Restaurant | Energy Efficiency | 3944.5688 | 4215.6836 | 4423.2305 | 4166.6348 | 3482.3904 | 3804.079 | 4089.9217 | 4143.8055 | 4226.1928 | 4142.5288 | 4500.5716 | 4500.9814 | 4489.9846
Scenario 2: High TRC | SDG&E | Com | HVAC | Com ¦ Economizer - Hot-Dry | Com - Restaurant | Energy Efficiency | 26465.5438 | 28282.6392 | 29674.5926 | 27961.3888 | 23387.2094 | 25543.3185 | 27459.8198 | 27824.6275 | 28380.331 | 27825.3259 | 30225.787 | 30233.7949 | 30165.7801
Scenario 2: High TRC | SDG&E | Com | HVAC | Com ¦ Large Packaged Heat Pump (IEER 14.0) - Fuel Sub - ZEAS 2030 - Marine | Com - Restaurant | Fuel Substitution | 10634.9464 | 12036.141 | 13579.4003 | 15265.301 | 16998.6742 | -12408.319 | -12557.508 | -12757.6957 | -12965.4604 | -13188.0156 | -13384.6903 | -13652.5098 | -13920.4379
Scenario 2: High TRC | SDG&E | Com | HVAC | Com ¦ Large Packaged Heat Pump (IEER 14.0) - Fuel Sub - ZEAS 2030 - Hot-Dry | Com - Restaurant | Fuel Substitution | 4346.131 | 8772.0023 | 13644.9131 | 18970.8058 | 24482.6371 | -69914.8159 | -70745.6748 | -71824.1617 | -72940.4869 | -74129.5178 | -75194.7571 | -76605.0192 | -78017.0895
Scenario 2: High TRC | SDG&E | Com | HVAC | Com ¦ Large Packaged Heat Pump (IEER 14.0) - Fuel Sub - Panel Upgrade - ZEAS 2030 - Marine | Com - Restaurant | Fuel Substitution | 2430.0983 | 2750.273 | 3102.9097 | 3488.14 | 3884.2179 | -2835.3161 | -2869.406 | -2915.1491 | -2962.6236 | -3013.4778 | -3058.4182 | -3119.6153 | -3180.8372
Scenario 2: High TRC | SDG&E | Com | HVAC | Com ¦ Large Packaged Heat Pump (IEER 14.0) - Fuel Sub - Panel Upgrade - ZEAS 2030 - Hot-Dry | Com - Restaurant | Fuel Substitution | 993.0963 | 2004.4133 | 3117.8794 | 4334.8524 | 5594.3127 | -15975.6213 | -16165.4736 | -16411.9092 | -16666.9909 | -16938.6859 | -17182.0944 | -17504.341 | -17827.0008
Scenario 2: High TRC | SDG&E | Com | HVAC | Com ¦ Small Packaged Heat Pump (SEER 18) - Fuel Sub - ZEAS 2030 - Marine | Com - Restaurant | Fuel Substitution | 29817.4631 | 30738.627 | 31602.435 | 32424.2687 | 33376.2753 | 18719.1463 | 18892.4521 | 18931.7667 | 18956.7385 | 18947.5747 | 19016.3496 | 18895.944 | 18782.0555
Scenario 2: High TRC | SDG&E | Com | HVAC | Com ¦ Small Packaged Heat Pump (SEER 18) - Fuel Sub - ZEAS 2030 - Hot-Dry | Com - Restaurant | Fuel Substitution | 119445.737 | 122914.5973 | 126065.6461 | 128968.0451 | 132437.248 | 84438.4415 | 85215.6557 | 85369.9836 | 85457.3563 | 85385.8045 | 85676.0669 | 85086.9977 | 84527.8824
Scenario 2: High TRC | SDG&E | Com | HVAC | Com ¦ Small Packaged Heat Pump (SEER 18) - Fuel Sub - Panel Upgrade - ZEAS 2030 - Marine | Com - Restaurant | Fuel Substitution | 6813.327 | 7023.814 | 7221.1952 | 7408.9852 | 7626.5199 | 4277.3479 | 4316.9485 | 4325.9319 | 4331.638 | 4329.5441 | 4345.2592 | 4317.7464 | 4291.7228
Scenario 2: High TRC | SDG&E | Com | HVAC | Com ¦ Small Packaged Heat Pump (SEER 18) - Fuel Sub - Panel Upgrade - ZEAS 2030 - Hot-Dry | Com - Restaurant | Fuel Substitution | 27293.4976 | 28086.1365 | 28806.155 | 29469.3568 | 30262.0739 | 19294.2876 | 19471.882 | 19507.1461 | 19527.1109 | 19510.7612 | 19577.0865 | 19442.4835 | 19314.725
Scenario 2: High TRC | SDG&E | Com | HVAC | Com ¦ Com High Eff. Furnace (95 AFUE) - ZEAS 2030 - Hot-Dry | Com - Restaurant | Energy Efficiency | 384671.8449 | 401896.6046 | 420113.4358 | 439310.9743 | 459562.5233 | 0 | 0 | 0 | 0 | 0 | 0 | 0 | 0
Scenario 2: High TRC | SDG&E | Com | HVAC | Com ¦ HVAC Heat Recovery/Energy Recovery Ventilator (ERV) - Hot-Dry | Com - Restaurant | Energy Efficiency | 18696389.5709 | 19517900.4353 | 20385593.4569 | 21298986.2766 | 22261550.3147 | 23273895.9762 | 24343389.2464 | 25471251.6111 | 26658922.4136 | 27913265.6886 | 29238780.53 | 30639535.7036 | 32119397.192
Scenario 2: High TRC | SDG&E | Com | WaterHeat | Com ¦ Com Heat Pump Water Heater (3.3 UEF - 50 Gal) - Marine | Com - Restaurant | Energy Efficiency | 1140758.4062 | 1178706.3339 | 1214373.8583 | 1247112.766 | 1286099.2679 | 1330834.0368 | 1360074.3816 | 1378673.8592 | 1394076.971 | 1404449.7571 | 1425925.7054 | 1440339.5021 | 1452588.031
Scenario 2: High TRC | SDG&E | Com | WaterHeat | Com ¦ Com Heat Pump Water Heater (3.3 UEF - 50 Gal) - Hot-Dry | Com - Restaurant | Energy Efficiency | 6059356.4465 | 6260929.0272 | 6450388.2835 | 6624291.0289 | 6831380.2514 | 7069003.6076 | 7224322.2888 | 7323117.8642 | 7404934.6997 | 7460030.9819 | 7574105.9653 | 7650667.5679 | 7715727.4838
Scenario 2: High TRC | SDG&E | Com | WaterHeat | Com ¦ Com Hot Water Tank Insulation - Hot-Dry | Com - Restaurant | Energy Efficiency | 9380.1587 | 9776.3363 | 10187.9128 | 10618.8264 | 11070.548 | 11544.4059 | 12042.3401 | 12566.2178 | 13117.477 | 13697.6154 | 14308.0812 | 14951.6183 | 15631.158
Scenario 2: High TRC | SDG&E | Com | WaterHeat | Com ¦ Faucet Aerators (Gas WH) - Hot-Dry | Com - Restaurant | Energy Efficiency | 71259.9404 | 74269.948 | 77395.8014 | 80668.3722 | 84098.8675 | 87696.9884 | 91477.8274 | 95455.4811 | 99641.1404 | 104046.1369 | 108680.7632 | 113566.0849 | 118724.798
Scenario 2: High TRC | SDG&E | Com | WaterHeat | Com ¦ Faucet Aerators (Elec WH) - Marine | Com - Restaurant | Energy Efficiency | 1420.9233 | 1495.1002 | 1507.8189 | 1477.0795 | 1552.4938 | 1706.998 | 1791.4348 | 1842.4821 | 1842.4873 | 1845.45 | 1926.1039 | 1975.7246 | 2025.3539
Scenario 2: High TRC | SDG&E | Com | WaterHeat | Com ¦ Faucet Aerators (Elec WH) - Hot-Dry | Com - Restaurant | Energy Efficiency | 7502.3962 | 7894.0457 | 7961.2 | 7798.8977 | 8197.0811 | 9012.8544 | 9458.6759 | 9728.2028 | 9728.2307 | 9743.8735 | 10169.7216 | 10431.7161 | 10693.7559
Scenario 2: High TRC | SDG&E | Com | WaterHeat | Com ¦ Com Water Heating Controls (Gas WH) - Hot-Dry | Com - Restaurant | Energy Efficiency | 7643807.341 | 7967307.7188 | 8305050.5355 | 8659210.9803 | 9031020.6992 | 9421726.4848 | 9832571.0781 | 10264846.1945 | 10719954.6123 | 11199525.8396 | 11705094.2768 | 12238418.0536 | 12801357.9091
Scenario 2: High TRC | SDG&E | Com | WaterHeat | Com ¦ Low-flow Pre-Rinse Spray Valve - Hot-Dry | Com - Restaurant | Energy Efficiency | 88372.7773 | 92132.6203 | 96080.9733 | 100223.3455 | 104575.9985 | 109141.6635 | 113953.5611 | 119015.6025 | 124333.9901 | 129941.2491 | 135857.1214 | 142099.8555 | 148688.9456
Scenario 2: High TRC | SDG&E | Com | WaterHeat | Com ¦ Com Hot Water Pipe Insulation - Hot-Dry | Com - Restaurant | Energy Efficiency | 1520797.9132 | 1585034.8295 | 1651987.5035 | 1722123.828 | 1795705.3623 | 1872974.0851 | 1954210.1271 | 2039691.0389 | 2129625.2918 | 2224315.6652 | 2324085.6859 | 2429323.5877 | 2540423.6482
Scenario 2: High TRC | SDG&E | Com | WaterHeat | Com ¦ Com Efficient Tankless Gas Water Heater (0.87 UEF - High Draw) - ZEAS 2030 - Marine | Com - Restaurant | Energy Efficiency | 79426.7757 | 84261.9171 | 90850.2569 | 97929.8405 | 105647.8907 | 0 | 0 | 0 | 0 | 0 | 0 | 0 | 0
Scenario 2: High TRC | SDG&E | Com | WaterHeat | Com ¦ Com Efficient Tankless Gas Water Heater (0.87 UEF - High Draw) - ZEAS 2030 - Hot-Dry | Com - Restaurant | Energy Efficiency | 210655.1796 | 223478.8729 | 240952.3761 | 259728.7409 | 280198.4417 | 0 | 0 | 0 | 0 | 0 | 0 | 0 | 0
Scenario 2: High TRC | SDG&E | Com | WaterHeat | Com ¦ Com Heat Pump Water Heater (3.75 UEF - 50 Gal) - Fuel Sub - ZEAS 2030 - Marine | Com - Restaurant | Fuel Substitution | 17982045.1932 | 18869991.0494 | 19834885.9972 | 20885003.8838 | 21957599.6126 | 12259798.7124 | 12520219.0745 | 12685200.2402 | 12822693.7948 | 12914860.4509 | 13106292.2761 | 13234290.8245 | 13343027.9281
Scenario 2: High TRC | SDG&E | Com | WaterHeat | Com ¦ Com Heat Pump Water Heater (3.75 UEF - 50 Gal) - Fuel Sub - ZEAS 2030 - Hot-Dry | Com - Restaurant | Fuel Substitution | 47063673.4096 | 49411478.6105 | 51963348.8775 | 54741235.0034 | 57578566.7381 | 31850582.3462 | 32534092.0876 | 32964268.2044 | 33321421.1826 | 33558213.0539 | 34058321.915 | 34390022.0094 | 34670523.5506
Scenario 2: High TRC | SDG&E | Com | WaterHeat | Com ¦ Com Efficient Tankless Gas Water Heater (0.87 UEF - High Draw) - Panel Upgrade - ZEAS 2030 - Marine | Com - Restaurant | Energy Efficiency | 65898.0392 | 69909.6126 | 75375.7626 | 81249.4831 | 87652.9203 | 0 | 0 | 0 | 0 | 0 | 0 | 0 | 0
Scenario 2: High TRC | SDG&E | Com | WaterHeat | Com ¦ Com Efficient Tankless Gas Water Heater (0.87 UEF - High Draw) - Panel Upgrade - ZEAS 2030 - Hot-Dry | Com - Restaurant | Energy Efficiency | 174774.3523 | 185413.7902 | 199911.0373 | 215489.2301 | 232472.3335 | 0 | 0 | 0 | 0 | 0 | 0 | 0 | 0
Scenario 2: High TRC | SDG&E | Com | WaterHeat | Com ¦ Com Heat Pump Water Heater (3.75 UEF - 50 Gal) - Fuel Sub - Panel Upgrade - ZEAS 2030 - Marine | Com - Restaurant | Fuel Substitution | 14919169.3636 | 15655871.6948 | 16456416.4042 | 17327668.0575 | 18217568.9093 | 10171591.2394 | 10387654.2871 | 10524534.2652 | 10638608.588 | 10715076.528 | 10873901.8334 | 10980098.4313 | 11070314.3799
Scenario 2: High TRC | SDG&E | Com | WaterHeat | Com ¦ Com Heat Pump Water Heater (3.75 UEF - 50 Gal) - Fuel Sub - Panel Upgrade - ZEAS 2030 - Hot-Dry | Com - Restaurant | Fuel Substitution | 39047333.4332 | 40995237.7482 | 43112448.794 | 45417178.4918 | 47771228.4476 | 26425483.1554 | 26992570.9078 | 27349475.2685 | 27645794.4976 | 27842253.6876 | 28257179.1712 | 28532380.8979 | 28765104.704
Scenario 2: High TRC | SDG&E | Com | WaterHeat | Com ¦ Com Heat Pump Water Heater (100+ Gal, 200+ kBtuh - 4.3 COP) - Fuel Sub - ZEAS 2030 - Marine | Com - Restaurant | Fuel Substitution | 528963.085 | 555601.3619 | 584358.5423 | 615458.7485 | 647431.2927 | 0 | 0 | 0 | 0 | 0 | 0 | 0 | 0
Scenario 2: High TRC | SDG&E | Com | WaterHeat | Com ¦ Com Heat Pump Water Heater (100+ Gal, 200+ kBtuh - 4.3 COP) - Fuel Sub - ZEAS 2030 - Hot-Dry | Com - Restaurant | Fuel Substitution | 2809445.1396 | 2950844.5855 | 3103465.1228 | 3268493.0935 | 3438175.1766 | 0 | 0 | 0 | 0 | 0 | 0 | 0 | 0
Scenario 2: High TRC | SDG&E | Com | WaterHeat | Com ¦ Com Heat Pump Water Heater (100+ Gal, 200+ kBtuh - 4.3 COP) - Fuel Sub - Panel Upgrade - ZEAS 2030 - Marine | Com - Restaurant | Fuel Substitution | 438864.9771 | 460965.9651 | 484824.9444 | 510627.8628 | 537154.534 | 0 | 0 | 0 | 0 | 0 | 0 | 0 | 0
Scenario 2: High TRC | SDG&E | Com | WaterHeat | Com ¦ Com Heat Pump Water Heater (100+ Gal, 200+ kBtuh - 4.3 COP) - Fuel Sub - Panel Upgrade - ZEAS 2030 - Hot-Dry | Com - Restaurant | Fuel Substitution | 2330913.2752 | 2448228.2 | 2574852.9316 | 2711771.7424 | 2852551.9322 | 0 | 0 | 0 | 0 | 0 | 0 | 0 | 0
Scenario 2: High TRC | SDG&E | Com | WaterHeat | Com ¦ Efficient Gas Water Heating Boiler (0.92 UEF) - ZEAS 2030 - Hot-Dry | Com - Restaurant | Energy Efficiency | 723994.9442 | 756401.2441 | 790671.7698 | 826785.2185 | 864883.3387 | 0 | 0 | 0 | 0 | 0 | 0 | 0 | 0
Scenario 2: High TRC | SDG&E | Com | WholeBlg | Com ¦ Com Title 24 2022 Code | Com - Restaurant | Energy Efficiency | 656092.1487 | 641895.7665 | 628963.4023 | 608430.4924 | 592474.8257 | 594375.5363 | 597990.1438 | 594712.9639 | 586136.1371 | 576871.4777 | 564832.1801 | 537294.2616 | 508540.2368
Scenario 2: High TRC | SDG&E | Com | ComRefrig | Com ¦ Efficient Refrigerated Display Case - Marine | Com - Restaurant | Energy Efficiency | 57862.1509 | 59702.1368 | 61369.9707 | 62921.1044 | 64887.3212 | 67207.5015 | 68686.4955 | 69585.8731 | 70215.2553 | 70449.7059 | 71283.5031 | 71703.4493 | 71981.3013
Scenario 2: High TRC | SDG&E | Com | ComRefrig | Com ¦ Efficient Refrigerated Display Case - Hot-Dry | Com - Restaurant | Energy Efficiency | 306514.2416 | 316279.5147 | 325141.2764 | 333391.7454 | 343833.807 | 356145.3925 | 364028.4466 | 368861.5894 | 372276.6939 | 373615.8874 | 378119.5728 | 380448.343 | 382034.7725
Scenario 2: High TRC | SDG&E | Com | ComRefrig | Com ¦ Refrigerated Display Case LED Lighting | Com - Restaurant | Energy Efficiency | 282468.5431 | 290861.1234 | 298155.9517 | 304337.2198 | 311412.162 | 319679.5743 | 325255.4995 | 329278.3622 | 333030.4651 | 335787.9224 | 340780.1242 | 344340.0591 | 347468.9593
Scenario 2: High TRC | SDG&E | Com | ComRefrig | Com ¦ Efficient EC or PMS Motor Retrofit - Marine | Com - Restaurant | Energy Efficiency | 16932.6115 | 17015.124 | 16974.5844 | 16825.6185 | 16769.8257 | 17009.3112 | 17134.1751 | 17159.8382 | 17179.1411 | 17183.2452 | 17232.4744 | 17125.7938 | 17029.1842
Scenario 2: High TRC | SDG&E | Com | ComRefrig | Com ¦ Efficient EC or PMS Motor Retrofit - Hot-Dry | Com - Restaurant | Energy Efficiency | 90129.7968 | 90568.9988 | 90353.2125 | 89560.2888 | 89263.3119 | 90538.0578 | 91202.6903 | 91339.2911 | 91442.0373 | 91463.8829 | 91725.9229 | 91158.0777 | 90643.8391
Scenario 2: High TRC | SDG&E | Com | ComRefrig | Com ¦ Walk-in Anti Sweat Heat Controls - Marine | Com - Restaurant | Energy Efficiency | 5424.6968 | 5828.5002 | 5978.7051 | 5221.0807 | 4052.486 | 4481.5871 | 4800.3123 | 4763.9335 | 4710.2691 | 4572.5092 | 5037.0613 | 4853.5133 | 4639.4435
Scenario 2: High TRC | SDG&E | Com | ComRefrig | Com ¦ Walk-in Anti Sweat Heat Controls - Hot-Dry | Com - Restaurant | Energy Efficiency | 32918.1606 | 35286.6248 | 36239.2994 | 32116.1714 | 25698.5738 | 28228.8991 | 30147.8582 | 30086.4317 | 29935.6225 | 29322.0664 | 32087.6737 | 31234.7136 | 30220.6719
Scenario 2: High TRC | SDG&E | Com | ComRefrig | Com ¦ Efficient Refrigeration Compressor - Marine | Com - Restaurant | Energy Efficiency | 9844.5908 | 9889.0042 | 9861.0078 | 9769.1663 | 9731.7654 | 9867.3872 | 9935.4822 | 9945.0817 | 9950.6481 | 9946.9756 | 9969.4428 | 9900.0584 | 9836.2006
Scenario 2: High TRC | SDG&E | Com | ComRefrig | Com ¦ Efficient Refrigeration Compressor - Hot-Dry | Com - Restaurant | Energy Efficiency | 52330.7803 | 52566.8676 | 52418.0475 | 51929.8467 | 51731.0352 | 52451.9587 | 52813.9303 | 52864.9584 | 52894.5477 | 52875.0255 | 52994.4544 | 52625.6286 | 52286.1802
Scenario 2: High TRC | SDG&E | Com | ComRefrig | Com ¦ Floating Head Pressure Controls - Marine | Com - Restaurant | Energy Efficiency | 4560.4038 | 4842.2683 | 4901.8616 | 4435.6434 | 3994.0254 | 4308.7757 | 4525.8305 | 4581.4169 | 4602.3535 | 4685.5629 | 4972.2308 | 4952.1301 | 4919.7262
Scenario 2: High TRC | SDG&E | Com | ComRefrig | Com ¦ Floating Head Pressure Controls - Hot-Dry | Com - Restaurant | Energy Efficiency | 20879.9088 | 22169.7936 | 22443.65 | 20313.9082 | 18296.6955 | 19737.1765 | 20731.1412 | 20987.0686 | 21084.6949 | 21467.0928 | 22779.6735 | 22690.0229 | 22544.2554
Scenario 2: High TRC | SDG&E | Com | ComRefrig | Com ¦ Add Doors to Open Display Cases - Marine | Com - Restaurant | Energy Efficiency | 49168.8141 | 49892.7931 | 50566.4701 | 51258.06 | 52406.6336 | 54702.6291 | 56637.5571 | 58724.986 | 60850.748 | 62976.7852 | 65288.3574 | 67189.7396 | 69127.2648
Scenario 2: High TRC | SDG&E | Com | ComRefrig | Com ¦ Add Doors to Open Display Cases - Hot-Dry | Com - Restaurant | Energy Efficiency | 259298.7265 | 263097.7895 | 266629.6282 | 270254.7378 | 276294.6407 | 288400.0203 | 298594.4017 | 309593.2307 | 320792.7337 | 331991.5249 | 344169.0448 | 354175.1463 | 364369.7042
Scenario 2: High TRC | SDG&E | Com | FoodServ | Com ¦ ENERGY STAR Dishwasher - Tier 2 | Com - Restaurant | Energy Efficiency | 3808517.9972 | 3960404.7911 | 4116442.8235 | 4276453.4113 | 4447570.2105 | 4631749.1313 | 4817381.0608 | 5007556.7648 | 5206380.6269 | 5413227.6989 | 5637118.5421 | 5867888.8725 | 6110356.7265
Scenario 2: High TRC | SDG&E | Com | FoodServ | Com ¦ ENERGY STAR Combination Oven - Electric | Com - Restaurant | Energy Efficiency | 849835.4902 | 872334.039 | 891764.3666 | 909121.3039 | 932108.1468 | 962718.8499 | 983644.0833 | 996870.4645 | 1006639.0169 | 1011876.8283 | 1024004.1341 | 1029724.3946 | 1034335.8971
Scenario 2: High TRC | SDG&E | Com | FoodServ | Com ¦ ENERGY STAR Steamer - Electric | Com - Restaurant | Energy Efficiency | 450697.0471 | 462628.8028 | 472933.3752 | 482138.3572 | 494329.0721 | 510562.9829 | 521660.3552 | 528674.761 | 533855.361 | 536633.1529 | 543064.6811 | 546098.3323 | 548543.971
Scenario 2: High TRC | SDG&E | Com | FoodServ | Com ¦ ENERGY STAR Conveyor Broiler - Gas | Com - Restaurant | Energy Efficiency | 1837654.1948 | 1912464.3046 | 1989898.6254 | 2070281.7755 | 2156581.2876 | 2249534.2164 | 2343705.5695 | 2439883.7617 | 2539656.6198 | 2643204.6942 | 2754871.0897 | 2870350.5394 | 2991847.6216
Scenario 2: High TRC | SDG&E | Com | FoodServ | Com ¦ ENERGY STAR Conveyor Oven - Gas | Com - Restaurant | Energy Efficiency | 1498325.7118 | 1563422.1 | 1632109.3124 | 1704365.7384 | 1780465.2753 | 1860448.6131 | 1944898.9416 | 2033909.3633 | 2127586.0162 | 2226468.0393 | 2330906.7605 | 2441223.5473 | 2557765.7441
Scenario 2: High TRC | SDG&E | Com | FoodServ | Com ¦ ENERGY STAR Convection Oven - Electric | Com - Restaurant | Energy Efficiency | 2603516.6538 | 2716629.263 | 2835981.3506 | 2961535.3652 | 3093767.2358 | 3232747.666 | 3379490.0164 | 3534156.0637 | 3696930.2348 | 3868749.3473 | 4050223.8743 | 4241912.2297 | 4444417.9653
Scenario 2: High TRC | SDG&E | Com | FoodServ | Com ¦ High Performance Conveyor Toaster | Com - Restaurant | Energy Efficiency | 2313972.9818 | 2375233.1134 | 2428138.9447 | 2475399.2491 | 2537988.9314 | 2621337.2275 | 2678313.4602 | 2714326.8877 | 2740925.1722 | 2755186.9373 | 2788207.7494 | 2803783.1499 | 2816339.571
Scenario 2: High TRC | SDG&E | Com | FoodServ | Com ¦ ENERGY STAR Rack Oven - Gas | Com - Restaurant | Energy Efficiency | 638682.5582 | 666430.8157 | 695709.713 | 726510.038 | 758948.5436 | 793042.5743 | 829040.723 | 866982.6761 | 906913.6763 | 949063.5393 | 993582.0235 | 1040606.1165 | 1090283.8787
Scenario 2: High TRC | SDG&E | Com | FoodServ | Com ¦ Electric Deck Oven (60% cooking efficiency) | Com - Restaurant | Energy Efficiency | 71590.7261 | 73486.0193 | 75122.8435 | 76585.0038 | 78521.4313 | 81100.098 | 82862.854 | 83977.0535 | 84799.963 | 85241.1999 | 86262.8124 | 86744.6911 | 87133.1673
Scenario 2: High TRC | SDG&E | Com | FoodServ | Com ¦ Demand Controlled Ventilation (DCV) Exhaust Hood | Com - Restaurant | Energy Efficiency | 107355.7504 | 111316.8055 | 116803.3735 | 122090.2994 | 128205.2986 | 135040.2076 | 142230.3139 | 149005.34 | 155073.9184 | 161392.3733 | 168549.4207 | 175259.2259 | 182182.7199
Scenario 2: High TRC | SDG&E | Com | FoodServ | Com ¦ ENERGY STAR Ice Machine | Com - Restaurant | Energy Efficiency | 269700.8132 | 277167.7215 | 283544.3661 | 288986.4442 | 296637.6043 | 307729.363 | 315777.5529 | 321420.4283 | 326131.2896 | 328873.8656 | 333177.0458 | 334596.5027 | 335589.8058
Scenario 2: High TRC | SDG&E | Com | FoodServ | Com ¦ ENERGY STAR Fryer - Electric | Com - Restaurant | Energy Efficiency | 346265.3487 | 355432.3792 | 363349.2634 | 370421.345 | 379787.3309 | 392259.6575 | 400785.6408 | 406174.728 | 410154.9232 | 412289.0687 | 417230.3377 | 419561.057 | 421440.0131
Scenario 2: High TRC | SDG&E | Com | FoodServ | Com ¦ Efficient Food Holding Cabinet | Com - Restaurant | Energy Efficiency | 61607.0328 | 63238.0177 | 64646.5783 | 65904.8329 | 67571.2156 | 69790.2741 | 71307.2047 | 72266.0234 | 72974.174 | 73353.8781 | 74233.0216 | 74647.6998 | 74982.0009
Scenario 2: High TRC | SDG&E | Com | FoodServ | Com ¦ ENERGY STAR Griddle - Electric | Com - Restaurant | Energy Efficiency | 139908.7333 | 143612.6778 | 146811.4998 | 149668.9789 | 153453.3114 | 158492.7629 | 161937.6918 | 164115.1559 | 165723.3563 | 166585.6592 | 168582.182 | 169523.9106 | 170283.104
Scenario 2: High TRC | SDG&E | Com | FoodServ | Com ¦ Demand Controlled Ventilation (DCV) Exhaust Hood - Retrofit | Com - Restaurant | Energy Efficiency | 679081.0277 | 717886.3516 | 733199.9677 | 695562.8503 | 666595.0938 | 716250.0758 | 752346.692 | 771722.5166 | 786564.1931 | 804371.8738 | 847836.6708 | 861013.0552 | 873637.5565
Scenario 2: High TRC | SDG&E | Com | FoodServ | Com ¦ ENERGY STAR Fryer - Tier 2 Gas | Com - Restaurant | Energy Efficiency | 79983.4103 | 84725.1887 | 91204.8276 | 98151.5915 | 105713.0244 | 113132.943 | 121669.1665 | 130611.1219 | 139311.3663 | 148690.8185 | 158900.149 | 169821.8815 | 181343.2753
Scenario 2: High TRC | SDG&E | Com | FoodServ | Com ¦ ENERGY STAR Fryer - Fuel Sub | Com - Restaurant | Fuel Substitution | 22493675.452 | 23668577.7336 | 24962813.7197 | 26366813.3607 | 27778150.5226 | 29172973.6666 | 30802426.0992 | 32643522.3171 | 34641932.4844 | 36821246.7512 | 39028950.9422 | 41459136.1849 | 44046113.854
Scenario 2: High TRC | SDG&E | Com | FoodServ | Com ¦ ENERGY STAR Steamer - Gas | Com - Restaurant | Energy Efficiency | 14856.7383 | 15739.8205 | 16946.3613 | 18240.2533 | 19648.9037 | 21031.7741 | 22622.725 | 24289.7514 | 25912.4737 | 27662.1689 | 29566.972 | 31605.0995 | 33755.6158
Scenario 2: High TRC | SDG&E | Com | FoodServ | Com ¦ ENERGY STAR Steamer - Fuel Sub | Com - Restaurant | Fuel Substitution | 1835395.0535 | 1923398.865 | 2018364.9173 | 2120064.7666 | 2224254.2554 | 2330052.0704 | 2448358.5437 | 2578353.3739 | 2717873.0018 | 2868104.7782 | 3022706.115 | 3190191.0242 | 3367970.6417
Scenario 2: High TRC | SDG&E | Com | FoodServ | Com ¦ ENERGY STAR Convection Oven - Gas | Com - Restaurant | Energy Efficiency | 15153.0392 | 16053.7335 | 17284.3374 | 18604.0346 | 20040.779 | 21451.2292 | 23073.9098 | 24774.1831 | 26429.2688 | 28213.8597 | 30156.652 | 32235.4276 | 34428.8336
Scenario 2: High TRC | SDG&E | Com | FoodServ | Com ¦ ENERGY STAR Convection Oven - Fuel Sub | Com - Restaurant | Fuel Substitution | 2579113.0384 | 2715790.4452 | 2866843.557 | 3031037.1206 | 3195599.7897 | 3357530.8332 | 3548021.561 | 3764172.9518 | 3999188.815 | 4255958.1599 | 4515469.9805 | 4801807.4107 | 5106746.6234
Scenario 2: High TRC | SDG&E | Com | FoodServ | Com ¦ ENERGY STAR Griddle - Gas | Com - Restaurant | Energy Efficiency | 73467.9338 | 77834.8561 | 83801.3112 | 90199.7256 | 97165.6313 | 104004.0523 | 111871.4504 | 120115.0488 | 128139.5596 | 136791.9627 | 146211.389 | 156290.1162 | 166924.6168
Scenario 2: High TRC | SDG&E | Com | FoodServ | Com ¦ ENERGY STAR Griddle - Fuel Sub | Com - Restaurant | Fuel Substitution | 14842556.6553 | 15653886.5464 | 16556686.0999 | 17542106.8125 | 18523696.76 | 19480833.4846 | 20623227.2495 | 21930871.3271 | 23357507.0012 | 24922082.8355 | 26495975.855 | 28240844.1384 | 30100633.6363
Scenario 2: High TRC | SDG&E | Com | FoodServ | Com ¦ ENERGY STAR Combination Oven - Gas | Com - Restaurant | Energy Efficiency | 733.8466 | 777.4663 | 837.0632 | 900.9748 | 970.5549 | 1038.8616 | 1117.4464 | 1199.789 | 1279.9431 | 1366.3691 | 1460.4566 | 1561.1296 | 1667.354
Scenario 2: High TRC | SDG&E | Com | FoodServ | Com ¦ ENERGY STAR Combination Oven - Fuel Sub | Com - Restaurant | Fuel Substitution | 104015.4441 | 110359.388 | 117576.6145 | 125558.8733 | 133356.009 | 140734.3671 | 149966.4624 | 160823.7633 | 172792.1236 | 186066.0659 | 199233.4543 | 214040.1416 | 229861.3573
Scenario 2: High TRC | SDG&E | Com | FoodServ | Com ¦ ENERGY STAR Fryer - Tier 2 Gas - Panel Upgrade | Com - Restaurant | Energy Efficiency | 131612.9132 | 139415.5221 | 150077.7851 | 161508.7034 | 173951.0614 | 186160.5569 | 200206.9353 | 214920.9466 | 229237.2218 | 244671.1352 | 261470.6155 | 279442.3553 | 298400.8393
Scenario 2: High TRC | SDG&E | Com | FoodServ | Com ¦ ENERGY STAR Fryer - Fuel Sub - Panel Upgrade | Com - Restaurant | Fuel Substitution | 37013402.4634 | 38946707.2759 | 41076376.0149 | 43386661.1385 | 45709020.172 | 48004205.3455 | 50685473.6341 | 53715002.3313 | 57003391.5484 | 60589458.9399 | 64222242.0267 | 68221118.2726 | 72477996.8708
Scenario 2: High TRC | SDG&E | Com | FoodServ | Com ¦ ENERGY STAR Steamer - Gas - Panel Upgrade | Com - Restaurant | Energy Efficiency | 24446.8022 | 25899.9162 | 27885.2823 | 30014.385 | 32332.323 | 34607.8399 | 37225.7538 | 39968.8501 | 42639.0441 | 45518.1721 | 48652.5307 | 52006.2748 | 55544.9551
Scenario 2: High TRC | SDG&E | Com | FoodServ | Com ¦ ENERGY STAR Steamer - Fuel Sub - Panel Upgrade | Com - Restaurant | Fuel Substitution | 3020147.4161 | 3164957.9208 | 3321224.811 | 3488572.1821 | 3660016.2616 | 3834106.846 | 4028780.4608 | 4242687.2978 | 4472267.2146 | 4719474.0001 | 4973870.9088 | 5249467.7699 | 5542004.6009
Scenario 2: High TRC | SDG&E | Com | FoodServ | Com ¦ ENERGY STAR Convection Oven - Gas - Panel Upgrade | Com - Restaurant | Energy Efficiency | 24934.3661 | 26416.4609 | 28441.4229 | 30612.9881 | 32977.1548 | 35298.0543 | 37968.1796 | 40765.9839 | 43489.4318 | 46425.9808 | 49622.8506 | 53043.4814 | 56652.7367
Scenario 2: High TRC | SDG&E | Com | FoodServ | Com ¦ ENERGY STAR Convection Oven - Fuel Sub - Panel Upgrade | Com - Restaurant | Fuel Substitution | 4243937.3278 | 4468840.3621 | 4717398.6573 | 4987579.6005 | 5258367.9079 | 5524825.8685 | 5838278.865 | 6193956.5503 | 6580675.775 | 7003190.4113 | 7430217.7987 | 7901386.7975 | 8403165.0787
Scenario 2: High TRC | SDG&E | Com | FoodServ | Com ¦ ENERGY STAR Griddle - Gas - Panel Upgrade | Com - Restaurant | Energy Efficiency | 120891.6795 | 128077.4617 | 137895.2793 | 148423.8871 | 159886.3033 | 171138.9432 | 184084.7675 | 197649.6305 | 210853.9844 | 225091.5365 | 240591.2274 | 257175.7997 | 274674.8986
Scenario 2: High TRC | SDG&E | Com | FoodServ | Com ¦ ENERGY STAR Griddle - Fuel Sub - Panel Upgrade | Com - Restaurant | Fuel Substitution | 24423466.2423 | 25758511.7245 | 27244070.7782 | 28865583.1677 | 30480792.0231 | 32055763.0355 | 33935574.9979 | 36087306.7869 | 38434839.5628 | 41009353.2373 | 43599198.3646 | 46470383.741 | 49530672.2799
Scenario 2: High TRC | SDG&E | Com | FoodServ | Com ¦ ENERGY STAR Combination Oven - Gas - Panel Upgrade | Com - Restaurant | Energy Efficiency | 1207.5465 | 1279.3228 | 1377.3897 | 1482.5565 | 1597.0507 | 1709.4495 | 1838.761 | 1974.2559 | 2106.1498 | 2248.3639 | 2403.1851 | 2568.8429 | 2743.6355
Scenario 2: High TRC | SDG&E | Com | FoodServ | Com ¦ ENERGY STAR Combination Oven - Fuel Sub - Panel Upgrade | Com - Restaurant | Fuel Substitution | 171157.6884 | 181596.6649 | 193472.6302 | 206607.4581 | 219437.6657 | 231578.7734 | 246770.2106 | 264635.9279 | 284329.8965 | 306172.2037 | 327839.176 | 352203.6192 | 378237.4715
Scenario 2: High TRC | SDG&E | Com | Lighting | Com ¦ LED High and Low Bay - 155 lpw | Com - Restaurant | Energy Efficiency | 1622693.3314 | 1663226.1305 | 1696761.5583 | 1725716.1164 | 1765834.5502 | 1821385.0696 | 1856540.04 | 1875575.8579 | 1887337.037 | 1889377.6112 | 1905012.5865 | 1907058.9173 | 1906362.278
Scenario 2: High TRC | SDG&E | Com | Lighting | Com ¦ LED Fixtures and Retrofit Kits - 140 lpw - RET | Com - Restaurant | Energy Efficiency | 256625.7306 | 264544.3393 | 271540.2156 | 277533.5019 | 284520.2296 | 292477.0476 | 297301.0666 | 300413.0725 | 303204.8471 | 304940.5481 | 308888.6688 | 311366.1386 | 313344.2713
Scenario 2: High TRC | SDG&E | Com | Lighting | Com ¦ LED Fixtures and Retrofit Kits - 140 lpw | Com - Restaurant | Energy Efficiency | 594029.5335 | 612205.1686 | 628267.7509 | 641884.0381 | 657858.9493 | 676060.8523 | 686727.3362 | 693195.1879 | 698751.1225 | 701695.7092 | 709909.1466 | 714494.6304 | 717774.2453
Scenario 2: High TRC | PG&E | Com | BldgEnv | Com ¦ Com Wall Insulation (R13) - Marine | Com - Retail | Energy Efficiency | 1898780.5915 | 1974107.5858 | 2051603.9446 | 1934060.8594 | 2013419.5845 | 2101195.5053 | 2192565.446 | 2288219.3236 | 2388643.7552 | 2494485.4121 | 2605898.0054 | 2721375.0398 | 2843340.1561
Scenario 2: High TRC | PG&E | Com | BldgEnv | Com ¦ Com Wall Insulation (R14) - Marine | Com - Retail | Energy Efficiency | 3001.8855 | 3224.3154 | 3494.8988 | 0 | 36914.1792 | 4122.6192 | 4464.6132 | 4830.026 | 5171.9948 | 5548.9506 | 5965.108 | 6401.1123 | 6885.3179
Scenario 2: High TRC | PG&E | Com | BldgEnv | Com ¦ Com Wall Insulation (R14) - Hot-Dry | Com - Retail | Energy Efficiency | 2048020.7805 | 2115343.6234 | 2181262.3458 | 2035260.3975 | 2148376.4135 | 2202379.2284 | 2294628.3614 | 2389742.7495 | 2488596.149 | 2592661.4669 | 2701662.3263 | 2809418.9593 | 2923303.413
Scenario 2: High TRC | PG&E | Com | BldgEnv | Com ¦ Com Wall Insulation (R14) - Cold | Com - Retail | Energy Efficiency | 9585.419 | 9967.7684 | 10361.6715 | 9924.8153 | 10507.6442 | 10806.6968 | 11277.9314 | 11771.4491 | 12289.511 | 12835.5933 | 13410.5705 | 14007.1446 | 14637.3311
Scenario 2: High TRC | PG&E | Com | HVAC | Com ¦ Small Unitary Heat Pump (SEER 18) - Marine | Com - Retail | Energy Efficiency | 1688188.5527 | 1712333.425 | 1725896.5058 | 1550211.1574 | 1767865.0991 | 1623839.5823 | 1652230.114 | 1676263.0593 | 1697793.7513 | 1718934.7307 | 1748021.7345 | 1766512.5845 | 1784595.5205
Scenario 2: High TRC | PG&E | Com | HVAC | Com ¦ Small Unitary Heat Pump (SEER 18) - Hot-Dry | Com - Retail | Energy Efficiency | 1840911.542 | 1867240.6947 | 1882030.7677 | 1690451.9389 | 1927796.0749 | 1770741.2034 | 1801700.1015 | 1827907.2017 | 1851385.6806 | 1874439.1915 | 1906157.5684 | 1926321.2043 | 1946040.0239
Scenario 2: High TRC | PG&E | Com | HVAC | Com ¦ Small Unitary Heat Pump (SEER 18) - Cold | Com - Retail | Energy Efficiency | 6199.7088 | 6288.3785 | 6338.1876 | 5693.0002 | 6492.3132 | 5963.3935 | 6067.6549 | 6155.9136 | 6234.983 | 6312.6212 | 6419.4404 | 6487.3462 | 6553.7541
Scenario 2: High TRC | PG&E | Com | HVAC | Com ¦ Small Unitary AC (SEER 18) - Marine | Com - Retail | Energy Efficiency | 12533560.1962 | 12889067.1282 | 13216753.0541 | 12113564.1159 | 14062146.0207 | 13049623.731 | 13468993.4781 | 13888168.0106 | 14314471.5215 | 14758676.4692 | 15255010.5388 | 15731063.0573 | 16228945.5747
Scenario 2: High TRC | PG&E | Com | HVAC | Com ¦ Small Unitary AC (SEER 18) - Hot-Dry | Com - Retail | Energy Efficiency | 11819172.7616 | 12099800.2555 | 12338468.7891 | 11235828.0686 | 12970259.2719 | 11997859.3963 | 12328687.5006 | 12649366.7685 | 12968802.7533 | 13298675.9202 | 13679834.065 | 14023773.5925 | 14380595.6809
Scenario 2: High TRC | PG&E | Com | HVAC | Com ¦ Small Unitary AC (SEER 18) - Cold | Com - Retail | Energy Efficiency | 56836.0111 | 58841.5847 | 60834.2713 | 56280.6669 | 65859.5383 | 61394.7602 | 63762.1322 | 66200.4048 | 68728.3915 | 71383.9778 | 74260.6306 | 77175.6546 | 80245.1647
Scenario 2: High TRC | PG&E | Com | HVAC | Com ¦ Large Unitary Heat Pump (EER 10.0, COP 3.3) - Marine | Com - Retail | Energy Efficiency | 280291.7919 | 284300.5915 | 286552.4846 | 257383.2541 | 293520.5761 | 269607.862 | 274321.573 | 278311.7892 | 281886.5536 | 285396.6135 | 290225.9606 | 293296.0166 | 296298.3462
Scenario 2: High TRC | PG&E | Com | HVAC | Com ¦ Large Unitary Heat Pump (EER 10.0, COP 3.3) - Hot-Dry | Com - Retail | Energy Efficiency | 338730.7542 | 343575.3616 | 346296.7594 | 311045.9395 | 354717.6512 | 325819.2964 | 331515.7846 | 336337.9341 | 340658.0129 | 344899.8969 | 350736.1304 | 354446.2726 | 358074.5679
Scenario 2: High TRC | PG&E | Com | HVAC | Com ¦ Large Unitary Heat Pump (EER 10.0, COP 3.3) - Cold | Com - Retail | Energy Efficiency | 619.7086 | 628.5718 | 633.5506 | 569.0592 | 648.9567 | 596.0871 | 606.5088 | 615.3309 | 623.2345 | 630.9951 | 641.6725 | 648.4602 | 655.0982
Scenario 2: High TRC | PG&E | Com | HVAC | Com ¦ Large Unitary AC (EER 11.5) - Marine | Com - Retail | Energy Efficiency | 4583554.4819 | 4649109.5631 | 4685934.3121 | 4208935.8364 | 4799882.0898 | 4408842.3556 | 4485924.7101 | 4551175.9015 | 4609633.2933 | 4667032.5874 | 4746005.9142 | 4796209.9145 | 4845306.3985
Scenario 2: High TRC | PG&E | Com | HVAC | Com ¦ Large Unitary AC (EER 11.5) - Hot-Dry | Com - Retail | Energy Efficiency | 5650734.6095 | 5731552.7534 | 5776951.3375 | 5188894.2291 | 5917429.356 | 5435344.5966 | 5530373.8866 | 5610817.3868 | 5682885.3001 | 5753648.7608 | 5851009.2946 | 5912902.1953 | 5973429.7186
Scenario 2: High TRC | PG&E | Com | HVAC | Com ¦ Large Unitary AC (EER 11.5) - Cold | Com - Retail | Energy Efficiency | 10571.6965 | 10722.8954 | 10807.8295 | 9707.6608 | 11070.6433 | 10168.7334 | 10346.5192 | 10497.0172 | 10631.8457 | 10764.2338 | 10946.3811 | 11062.1737 | 11175.4118
Scenario 2: High TRC | PG&E | Com | HVAC | Com ¦ Variable Refrigerant Flow (VRF) Heat Pump - Hot-Dry | Com - Retail | Energy Efficiency | 863448.602 | 881691.0023 | 895817.555 | 812272.5289 | 934726.0883 | 860741.2073 | 877361.511 | 891503.7036 | 904206.1354 | 916059.7892 | 933075.4783 | 944745.2099 | 955984.5771
Scenario 2: High TRC | PG&E | Com | HVAC | Com ¦ Variable Refrigerant Flow (VRF) Heat Pump - Marine | Com - Retail | Energy Efficiency | 1185099.8958 | 1210137.9429 | 1229526.9095 | 1114859.7464 | 1282929.6235 | 1181383.9443 | 1204195.6324 | 1223606.0651 | 1241040.3982 | 1257309.7672 | 1280664.1295 | 1296681.0616 | 1312107.3102
Scenario 2: High TRC | PG&E | Com | HVAC | Com ¦ Variable Refrigerant Flow (VRF) Heat Pump - Cold | Com - Retail | Energy Efficiency | 2231.8939 | 2279.048 | 2315.5631 | 2099.6109 | 2416.1362 | 2224.8957 | 2267.8568 | 2304.4124 | 2337.2464 | 2367.8865 | 2411.8696 | 2442.0343 | 2471.0865
Scenario 2: High TRC | PG&E | Com | HVAC | Com ¦ Efficient Chiller - Marine | Com - Retail | Energy Efficiency | 3545949.8098 | 3576320.6049 | 3585593.401 | 3205400.3047 | 3638436.4952 | 3330214.3102 | 3381075.9854 | 3424822.6343 | 3465778.5209 | 3507170.6559 | 3559965.5162 | 3590474.7232 | 3620484.7056
Scenario 2: High TRC | PG&E | Com | HVAC | Com ¦ Efficient Chiller - Hot-Dry | Com - Retail | Energy Efficiency | 4027601.735 | 4062097.8429 | 4072630.1774 | 3640794.8564 | 4132651.032 | 3782562.5442 | 3840332.8404 | 3890021.6652 | 3936540.6543 | 3983555.1478 | 4043521.2169 | 4078174.5372 | 4112260.8226
Scenario 2: High TRC | PG&E | Com | HVAC | Com ¦ Efficient Chiller - Cold | Com - Retail | Energy Efficiency | 7622.4209 | 7687.7064 | 7707.6393 | 6890.3712 | 7821.2315 | 7158.673 | 7268.006 | 7362.0443 | 7450.0837 | 7539.0607 | 7652.5493 | 7718.1323 | 7782.6421
Scenario 2: High TRC | PG&E | Com | HVAC | Com ¦ Demand Controlled Ventilation (HVAC) - Marine | Com - Retail | Energy Efficiency | 2705332.5565 | 2797148.6099 | 2887415.9251 | 2611411.5081 | 3649942.0709 | 2918987.2383 | 3041956.9609 | 3166923.8496 | 3294674.6551 | 3428624.7311 | 3577759.9469 | 3723826.1081 | 3877464.0536
Scenario 2: High TRC | PG&E | Com | HVAC | Com ¦ Demand Controlled Ventilation (HVAC) - Hot-Dry | Com - Retail | Energy Efficiency | 2828620.6244 | 2901996.6012 | 2966947.8225 | 2655390.4602 | 3664713.2733 | 2938387.384 | 3053604.2043 | 3166207.0958 | 3278427.598 | 3394968.5115 | 3532478.982 | 3655993.692 | 3784711.1209
Scenario 2: High TRC | PG&E | Com | HVAC | Com ¦ Demand Controlled Ventilation (HVAC) - Cold | Com - Retail | Energy Efficiency | 25226.1116 | 26051.2625 | 26850.2393 | 24675.8043 | 33073.0848 | 27531.8745 | 28679.382 | 29838.5097 | 31021.733 | 32259.3259 | 33647.9258 | 34992.9477 | 36404.537
Scenario 2: High TRC | PG&E | Com | HVAC | Com ¦ HVAC Energy Management System (Elec SC and Gas SH) - Marine | Com - Retail | Energy Efficiency | 6016233.1003 | 6160543.1543 | 6283398.7506 | 5608806.574 | 7715785.705 | 6190664.5367 | 6428781.3119 | 6658895.5303 | 6886485.4894 | 7122141.6629 | 7405044.0078 | 7652574.3307 | 7909760.2797
Scenario 2: High TRC | PG&E | Com | HVAC | Com ¦ HVAC Energy Management System (Elec SC and Gas SH) - Hot-Dry | Com - Retail | Energy Efficiency | 4568625.744 | 4678045.0789 | 4771121.9427 | 4258678.1717 | 5858116.6204 | 4700245.9039 | 4880968.9997 | 5055580.3223 | 5228250.4159 | 5407029.8754 | 5621724.9316 | 5809479.3155 | 6004545.9509
Scenario 2: High TRC | PG&E | Com | HVAC | Com ¦ HVAC Energy Management System (Elec SC and Gas SH) - Cold | Com - Retail | Energy Efficiency | 19878.0106 | 20497.2407 | 21086.5365 | 19339.7995 | 25861.2149 | 21536.6341 | 22422.2529 | 23310.4804 | 24213.0787 | 25155.5195 | 26224.0555 | 27243.2008 | 28311.0343
Scenario 2: High TRC | PG&E | Com | HVAC | Com ¦ HVAC Pump Variable Frequency Drive (VFD) - Marine | Com - Retail | Energy Efficiency | 142372.4669 | 141915.7183 | 139726.6026 | 123348.3704 | 122103.6138 | 126071.5502 | 129520.9435 | 132184.3041 | 134518.0857 | 136783.9603 | 140383.7764 | 141671.3469 | 142864.8417
Scenario 2: High TRC | PG&E | Com | HVAC | Com ¦ HVAC Pump Variable Frequency Drive (VFD) - Hot-Dry | Com - Retail | Energy Efficiency | 66979.0804 | 66764.2032 | 65734.3345 | 58029.2005 | 57443.6052 | 59310.3195 | 60933.0855 | 62186.0626 | 63283.9894 | 64349.9694 | 66043.5016 | 66649.2388 | 67210.718
Scenario 2: High TRC | PG&E | Com | HVAC | Com ¦ HVAC Pump Variable Frequency Drive (VFD) - Cold | Com - Retail | Energy Efficiency | 190.0855 | 189.4757 | 186.553 | 164.6859 | 163.024 | 168.3217 | 172.9271 | 176.483 | 179.5989 | 182.6242 | 187.4304 | 189.1495 | 190.7429
Scenario 2: High TRC | PG&E | Com | HVAC | Com ¦ HVAC Fan Variable Frequency Drive (VFD) - Marine | Com - Retail | Energy Efficiency | 80057.531 | 80012.2327 | 79085.9966 | 70221.6713 | 70035.3745 | 72428.8256 | 74420.8473 | 75909.4787 | 77112.7772 | 78237.0006 | 80419.1537 | 81222.4868 | 81919.8678
Scenario 2: High TRC | PG&E | Com | HVAC | Com ¦ HVAC Fan Variable Frequency Drive (VFD) - Hot-Dry | Com - Retail | Energy Efficiency | 60997.0765 | 60907.283 | 60129.7758 | 53309.3125 | 53107.4529 | 54909.4871 | 56396.1387 | 57487.8914 | 58354.1564 | 59155.131 | 60775.0633 | 61318.1113 | 61774.1619
Scenario 2: High TRC | PG&E | Com | HVAC | Com ¦ HVAC Fan Variable Frequency Drive (VFD) - Cold | Com - Retail | Energy Efficiency | 126.5883 | 125.078 | 121.745 | 105.9955 | 104.1416 | 107.3647 | 109.7051 | 110.954 | 111.5412 | 111.8722 | 114.2118 | 113.6858 | 112.8289
Scenario 2: High TRC | PG&E | Com | HVAC | Com ¦ Economizer - Marine | Com - Retail | Energy Efficiency | 181422.0783 | 195645.1801 | 205724.9326 | 170722.3724 | 201656.5397 | 165879.4063 | 173964.0864 | 179395.9411 | 182827.7724 | 177499.3674 | 192368.7881 | 195525.7168 | 198325.9064
Scenario 2: High TRC | PG&E | Com | HVAC | Com ¦ Economizer - Hot-Dry | Com - Retail | Energy Efficiency | 97991.8348 | 105674.1845 | 111118.5794 | 92212.5834 | 108921.111 | 89596.7434 | 93963.5362 | 96897.4537 | 98751.095 | 95873.0539 | 103904.501 | 105609.6586 | 107122.1301
Scenario 2: High TRC | PG&E | Com | HVAC | Com ¦ Economizer - Cold | Com - Retail | Energy Efficiency | 146.8881 | 158.4038 | 166.5648 | 138.2251 | 163.2709 | 134.304 | 140.8497 | 145.2476 | 148.0262 | 143.7121 | 155.7511 | 158.3071 | 160.5742
Scenario 2: High TRC | PG&E | Com | HVAC | Com ¦ Large Packaged Heat Pump (IEER 14.0) - Fuel Sub - ZEAS 2030 - Marine | Com - Retail | Fuel Substitution | 2782749.8412 | 2951235.5977 | 3136365.7445 | 3027022.7809 | 3212625.9853 | -313099.8202 | -315740.5375 | -318830.1248 | -322186.5482 | -325742.3531 | -328561.0148 | -332275.061 | -336127.1111
Scenario 2: High TRC | PG&E | Com | HVAC | Com ¦ Large Packaged Heat Pump (IEER 14.0) - Fuel Sub - ZEAS 2030 - Hot-Dry | Com - Retail | Fuel Substitution | 1657496.6749 | 1765189.7581 | 1884357.0056 | 1827017.7796 | 1946452.3094 | -194898.6518 | -196017.6005 | -197634.8248 | -199538.8856 | -201651.2655 | -202885.2253 | -205134.4115 | -207519.9059
Scenario 2: High TRC | PG&E | Com | HVAC | Com ¦ Large Packaged Heat Pump (IEER 14.0) - Fuel Sub - ZEAS 2030 - Cold | Com - Retail | Fuel Substitution | 20988.5249 | 22228.5549 | 23604.5372 | 23176.5913 | 24576.4861 | -687.1546 | -693.0478 | -699.8854 | -707.2862 | -715.1089 | -721.3918 | -729.5547 | -738.011
Scenario 2: High TRC | PG&E | Com | HVAC | Com ¦ Large Packaged Heat Pump (IEER 14.0) - Fuel Sub - Panel Upgrade - ZEAS 2030 - Marine | Com - Retail | Fuel Substitution | 635861.7573 | 674360.9597 | 716663.4257 | 691678.4241 | 734088.9844 | -71543.6936 | -72147.1007 | -72853.0752 | -73620.0221 | -74432.5279 | -75076.5955 | -75925.2596 | -76805.4578
Scenario 2: High TRC | PG&E | Com | HVAC | Com ¦ Large Packaged Heat Pump (IEER 14.0) - Fuel Sub - Panel Upgrade - ZEAS 2030 - Hot-Dry | Com - Retail | Fuel Substitution | 378740.0265 | 403348.0283 | 430577.8907 | 417475.8071 | 444766.7439 | -44534.5814 | -44790.2625 | -45159.8003 | -45594.8805 | -46077.5619 | -46359.5232 | -46873.465 | -47418.5534
Scenario 2: High TRC | PG&E | Com | HVAC | Com ¦ Large Packaged Heat Pump (IEER 14.0) - Fuel Sub - Panel Upgrade - ZEAS 2030 - Cold | Com - Retail | Fuel Substitution | 4795.9037 | 5079.2521 | 5393.6658 | 5295.8796 | 5615.7573 | -157.0157 | -158.3623 | -159.9247 | -161.6158 | -163.4033 | -164.8389 | -166.7041 | -168.6364
Scenario 2: High TRC | PG&E | Com | HVAC | Com ¦ Small Packaged Heat Pump (SEER 18) - Fuel Sub - ZEAS 2030 - Marine | Com - Retail | Fuel Substitution | 1455601.3324 | 1517970.8526 | 1582385.5749 | 1496054.9144 | 1561054.4472 | 453266.718 | 462389.7564 | 469952.4413 | 476682.1718 | 482850.1736 | 492187.9592 | 498198.2313 | 503899.2914
Scenario 2: High TRC | PG&E | Com | HVAC | Com ¦ Small Packaged Heat Pump (SEER 18) - Fuel Sub - ZEAS 2030 - Hot-Dry | Com - Retail | Fuel Substitution | 1214076.5762 | 1261900.9211 | 1310177.5683 | 1233171.0501 | 1282031.2309 | 556403.0123 | 567336.5375 | 576465.326 | 584632.6753 | 592153.0567 | 603352.3385 | 610698.4674 | 617690.5108
Scenario 2: High TRC | PG&E | Com | HVAC | Com ¦ Small Packaged Heat Pump (SEER 18) - Fuel Sub - ZEAS 2030 - Cold | Com - Retail | Fuel Substitution | 8301.9376 | 8697.0247 | 9118.2681 | 8830.7747 | 9261.2941 | 1751.1036 | 1785.3321 | 1813.9564 | 1839.5965 | 1863.2296 | 1898.296 | 1921.3939 | 1943.3949
Scenario 2: High TRC | PG&E | Com | HVAC | Com ¦ Small Packaged Heat Pump (SEER 18) - Fuel Sub - Panel Upgrade - ZEAS 2030 - Marine | Com - Retail | Fuel Substitution | 332606.6927 | 346858.2047 | 361577.0478 | 341850.3859 | 356702.8589 | 103572.0019 | 105656.6274 | 107384.7102 | 108922.4619 | 110331.8578 | 112465.5533 | 113838.9079 | 115141.6071
Scenario 2: High TRC | PG&E | Com | HVAC | Com ¦ Small Packaged Heat Pump (SEER 18) - Fuel Sub - Panel Upgrade - ZEAS 2030 - Hot-Dry | Com - Retail | Fuel Substitution | 277417.9892 | 288345.9107 | 299377.1839 | 281781.0999 | 292945.7112 | 127138.7719 | 129637.0958 | 131723.0352 | 133589.2845 | 135307.7009 | 137866.7506 | 139545.35 | 141143.0405
Scenario 2: High TRC | PG&E | Com | HVAC | Com ¦ Small Packaged Heat Pump (SEER 18) - Fuel Sub - Panel Upgrade - ZEAS 2030 - Cold | Com - Retail | Fuel Substitution | 1897.0029 | 1987.2808 | 2083.5355 | 2017.8429 | 2116.2171 | 400.1293 | 407.9506 | 414.4913 | 420.3501 | 425.7503 | 433.763 | 439.0409 | 444.0681
Scenario 2: High TRC | PG&E | Com | HVAC | Com ¦ Efficient Hot Water Boilers (94% eff.) - ZEAS 2030 - Marine | Com - Retail | Energy Efficiency | 2049836.4527 | 2142644.4932 | 2240528.7934 | 2136490.718 | 2483070.524 | 0 | 0 | 0 | 0 | 0 | 0 | 0 | 0
Scenario 2: High TRC | PG&E | Com | HVAC | Com ¦ Efficient Hot Water Boilers (94% eff.) - ZEAS 2030 - Hot-Dry | Com - Retail | Energy Efficiency | 1379346.7067 | 1441797.7695 | 1507664.6766 | 1437656.8589 | 1670872.3983 | 0 | 0 | 0 | 0 | 0 | 0 | 0 | 0
Scenario 2: High TRC | PG&E | Com | HVAC | Com ¦ Efficient Hot Water Boilers (94% eff.) - ZEAS 2030 - Cold | Com - Retail | Energy Efficiency | 3286.2326 | 3435.0195 | 3591.9445 | 3425.154 | 3980.7797 | 0 | 0 | 0 | 0 | 0 | 0 | 0 | 0
Scenario 2: High TRC | PG&E | Com | HVAC | Com ¦ Com High Eff. Furnace (95 AFUE) - ZEAS 2030 - Marine | Com - Retail | Energy Efficiency | 587403.3909 | 613998.5652 | 642048.3981 | 612235.1326 | 711551.4234 | 0 | 0 | 0 | 0 | 0 | 0 | 0 | 0
Scenario 2: High TRC | PG&E | Com | HVAC | Com ¦ Com High Eff. Furnace (95 AFUE) - ZEAS 2030 - Hot-Dry | Com - Retail | Energy Efficiency | 473525.0826 | 494964.3224 | 517576.2099 | 493542.7617 | 573604.8715 | 0 | 0 | 0 | 0 | 0 | 0 | 0 | 0
Scenario 2: High TRC | PG&E | Com | HVAC | Com ¦ Com High Eff. Furnace (95 AFUE) - ZEAS 2030 - Cold | Com - Retail | Energy Efficiency | 2271.558 | 2374.4046 | 2482.8766 | 2367.5852 | 2751.653 | 0 | 0 | 0 | 0 | 0 | 0 | 0 | 0
Scenario 2: High TRC | PG&E | Com | WaterHeat | Com ¦ Com Heat Pump Water Heater (3.3 UEF - 50 Gal) - Marine | Com - Retail | Energy Efficiency | 3645302.5414 | 3780109.6237 | 3908029.4685 | 3609560.633 | 4228264.7565 | 3937916.6406 | 4043180.4228 | 4126713.091 | 4196884.2849 | 4259545.6061 | 4359054.3129 | 4439462.4639 | 4513551.7771
Scenario 2: High TRC | PG&E | Com | WaterHeat | Com ¦ Com Heat Pump Water Heater (3.3 UEF - 50 Gal) - Hot-Dry | Com - Retail | Energy Efficiency | 2673646.1278 | 2772714.9648 | 2866715.666 | 2647912.0103 | 3101980.5143 | 2889173.0636 | 2966512.7412 | 3027866.4289 | 3079391.7365 | 3125391.6206 | 3198494.2559 | 3257545.9815 | 3311948.2371
Scenario 2: High TRC | PG&E | Com | WaterHeat | Com ¦ Com Heat Pump Water Heater (3.3 UEF - 50 Gal) - Cold | Com - Retail | Energy Efficiency | 8166.5483 | 8468.4978 | 8755.0229 | 8086.3328 | 9472.3283 | 8821.8191 | 9057.601 | 9244.7129 | 9401.8996 | 9542.2671 | 9765.1607 | 9945.2759 | 10111.2394
Scenario 2: High TRC | PG&E | Com | WaterHeat | Com ¦ Com Hot Water Tank Insulation - Marine | Com - Retail | Energy Efficiency | 15225.4717 | 15872.7824 | 16545.5345 | 15924.0548 | 16606.1655 | 17321.9594 | 18074.3871 | 18866.2921 | 19699.8771 | 20577.4357 | 21501.193 | 22475.3316 | 23504.3212
Scenario 2: High TRC | PG&E | Com | WaterHeat | Com ¦ Com Hot Water Tank Insulation - Hot-Dry | Com - Retail | Energy Efficiency | 10728.476 | 11184.597 | 11658.6451 | 11220.7256 | 11701.368 | 12205.7451 | 12735.9357 | 13293.9436 | 13881.321 | 14499.6838 | 15150.6001 | 15837.0172 | 16562.0844
Scenario 2: High TRC | PG&E | Com | WaterHeat | Com ¦ Com Hot Water Tank Insulation - Cold | Com - Retail | Energy Efficiency | 21.8926 | 22.8233 | 23.7907 | 22.8971 | 23.8779 | 24.9071 | 25.989 | 27.1277 | 28.3263 | 29.5881 | 30.9164 | 32.3171 | 33.7967
Scenario 2: High TRC | PG&E | Com | WaterHeat | Com ¦ Faucet Aerators (Gas WH) - Marine | Com - Retail | Energy Efficiency | 257254.351 | 268192.5038 | 279556.3999 | 269052.3335 | 280573.4649 | 292661.9016 | 305368.6812 | 318741.5512 | 332818.6235 | 347638.4995 | 363236.3834 | 379683.6908 | 397057.3735
Scenario 2: High TRC | PG&E | Com | WaterHeat | Com ¦ Faucet Aerators (Gas WH) - Hot-Dry | Com - Retail | Energy Efficiency | 173422.8749 | 180796.6118 | 188457.3551 | 181376.2488 | 189142.9891 | 197292.1669 | 205858.1882 | 214873.241 | 224363.0177 | 234353.5407 | 244868.5421 | 255956.1654 | 267668.2861
Scenario 2: High TRC | PG&E | Com | WaterHeat | Com ¦ Faucet Aerators (Gas WH) - Cold | Com - Retail | Energy Efficiency | 398.8735 | 415.8332 | 433.4529 | 417.1663 | 435.0299 | 453.773 | 473.4749 | 494.2096 | 516.0361 | 539.0144 | 563.1989 | 588.7005 | 615.6385
Scenario 2: High TRC | PG&E | Com | WaterHeat | Com ¦ Faucet Aerators (Elec WH) - Marine | Com - Retail | Energy Efficiency | 24291.2872 | 25640.3705 | 25899.7638 | 23200.5469 | 24636.4056 | 27080.7862 | 28509.9375 | 29436.0497 | 29221.3563 | 29253.2338 | 30690.0144 | 31689.4618 | 32695.3027
Scenario 2: High TRC | PG&E | Com | WaterHeat | Com ¦ Faucet Aerators (Elec WH) - Hot-Dry | Com - Retail | Energy Efficiency | 17287.6161 | 18247.7313 | 18432.3363 | 16511.3584 | 17533.2299 | 19272.846 | 20289.9439 | 20949.0392 | 20796.2463 | 20818.9328 | 21841.4604 | 22552.7469 | 23268.5834
Scenario 2: High TRC | PG&E | Com | WaterHeat | Com ¦ Faucet Aerators (Elec WH) - Cold | Com - Retail | Energy Efficiency | 61.0706 | 64.4623 | 65.1144 | 58.3283 | 61.9382 | 68.0836 | 71.6766 | 74.005 | 73.4652 | 73.5454 | 77.1576 | 79.6703 | 82.199
Scenario 2: High TRC | PG&E | Com | WaterHeat | Com ¦ Com Water Heating Controls (Gas WH) - Marine | Com - Retail | Energy Efficiency | 4124098.298 | 4299819.8198 | 4483350.7017 | 4316416.8846 | 4503063.2565 | 4699265.1399 | 4905652.6188 | 5122881.1077 | 5351663.7608 | 5592828.0245 | 5847154.8135 | 6115537.626 | 6398922.444
Scenario 2: High TRC | PG&E | Com | WaterHeat | Com ¦ Com Water Heating Controls (Gas WH) - Hot-Dry | Com - Retail | Energy Efficiency | 2915543.908 | 3039770.7754 | 3169518.4937 | 3051504.1211 | 3183454.3446 | 3322159.8663 | 3468066.126 | 3621636.4707 | 3783375.0671 | 3953866.8811 | 4133663.9826 | 4323398.033 | 4523737.797
Scenario 2: High TRC | PG&E | Com | WaterHeat | Com ¦ Com Water Heating Controls (Gas WH) - Cold | Com - Retail | Energy Efficiency | 5995.1613 | 6250.606 | 6517.403 | 6274.733 | 6546.059 | 6831.2757 | 7131.2992 | 7447.0821 | 7779.6612 | 8130.2394 | 8499.9517 | 8890.0972 | 9302.0509
Scenario 2: High TRC | PG&E | Com | WaterHeat | Com ¦ Com Hot Water Pipe Insulation - Marine | Com - Retail | Energy Efficiency | 29209728.7231 | 30451779.4051 | 31746864.8005 | 30559167.942 | 31874018.9339 | 33255249.712 | 34707909.1561 | 36237004.9717 | 37846322.8149 | 39541337.752 | 41327906.0533 | 43213042.3484 | 45203875.3145
Scenario 2: High TRC | PG&E | Com | WaterHeat | Com ¦ Com Hot Water Pipe Insulation - Hot-Dry | Com - Retail | Energy Efficiency | 17458914.9907 | 18201299.7447 | 18975383.8191 | 18265486.8296 | 19051384.9771 | 19876958.9139 | 20745226.4006 | 21659180.5873 | 22621084.1943 | 23634209.7175 | 24702057.5018 | 25828820.2538 | 27018758.8474
Scenario 2: High TRC | PG&E | Com | WaterHeat | Com ¦ Com Hot Water Pipe Insulation - Cold | Com - Retail | Energy Efficiency | 36700.56 | 38261.1344 | 39888.3443 | 38396.0627 | 40048.1071 | 41783.5543 | 43608.7481 | 45529.9803 | 47552.0075 | 49681.7089 | 51926.4424 | 54295.0216 | 56796.4035
Scenario 2: High TRC | PG&E | Com | WaterHeat | Com ¦ Com Efficient Tankless Gas Water Heater (0.87 UEF - High Draw) - ZEAS 2030 - Marine | Com - Retail | Energy Efficiency | 17454.9514 | 18785.561 | 20406.3484 | 0 | 216418.6174 | 0 | 0 | 0 | 0 | 0 | 0 | 0 | 0
Scenario 2: High TRC | PG&E | Com | WaterHeat | Com ¦ Com Efficient Tankless Gas Water Heater (0.87 UEF - High Draw) - ZEAS 2030 - Hot-Dry | Com - Retail | Energy Efficiency | 13001.6853 | 13992.8184 | 15200.0966 | 0 | 161203.9667 | 0 | 0 | 0 | 0 | 0 | 0 | 0 | 0
Scenario 2: High TRC | PG&E | Com | WaterHeat | Com ¦ Com Efficient Tankless Gas Water Heater (0.87 UEF - High Draw) - ZEAS 2030 - Cold | Com - Retail | Energy Efficiency | 76.7322 | 82.7889 | 89.9324 | 0 | 827.3132 | 0 | 0 | 0 | 0 | 0 | 0 | 0 | 0
Scenario 2: High TRC | PG&E | Com | WaterHeat | Com ¦ Com Heat Pump Water Heater (3.75 UEF - 50 Gal) - Fuel Sub - ZEAS 2030 - Marine | Com - Retail | Fuel Substitution | 4480867.2915 | 4702273.3793 | 4944949.9466 | 4725116.2069 | 4966196.5606 | 3113013.0083 | 3194497.9336 | 3258808.6654 | 3313024.4378 | 3361193.1123 | 3438180.6161 | 3500164.7055 | 3556988.7469
Scenario 2: High TRC | PG&E | Com | WaterHeat | Com ¦ Com Heat Pump Water Heater (3.75 UEF - 50 Gal) - Fuel Sub - ZEAS 2030 - Hot-Dry | Com - Retail | Fuel Substitution | 3311901.1539 | 3476068.1177 | 3656151.3532 | 3494372.8339 | 3673237.3331 | 2283982.1319 | 2343845.5934 | 2391078.0585 | 2430885.7422 | 2466245.5214 | 2522798.5507 | 2568316.988 | 2610039.8511
Scenario 2: High TRC | PG&E | Com | WaterHeat | Com ¦ Com Heat Pump Water Heater (3.75 UEF - 50 Gal) - Fuel Sub - ZEAS 2030 - Cold | Com - Retail | Fuel Substitution | 19743.4027 | 20720.3695 | 21795.3566 | 21204.3518 | 22289.8015 | 13898.7373 | 14258.9435 | 14543.8633 | 14784.5437 | 14998.7375 | 15339.3535 | 15614.2048 | 15866.461
Scenario 2: High TRC | PG&E | Com | WaterHeat | Com ¦ Com Efficient Tankless Gas Water Heater (0.87 UEF - High Draw) - Panel Upgrade - ZEAS 2030 - Marine | Com - Retail | Energy Efficiency | 14481.8553 | 15585.8226 | 16930.5418 | 0 | 179556.1057 | 0 | 0 | 0 | 0 | 0 | 0 | 0 | 0
Scenario 2: High TRC | PG&E | Com | WaterHeat | Com ¦ Com Efficient Tankless Gas Water Heater (0.87 UEF - High Draw) - Panel Upgrade - ZEAS 2030 - Hot-Dry | Com - Retail | Energy Efficiency | 10787.1125 | 11609.4262 | 12611.0692 | 0 | 133746.1482 | 0 | 0 | 0 | 0 | 0 | 0 | 0 | 0
Scenario 2: High TRC | PG&E | Com | WaterHeat | Com ¦ Com Efficient Tankless Gas Water Heater (0.87 UEF - High Draw) - Panel Upgrade - ZEAS 2030 - Cold | Com - Retail | Energy Efficiency | 63.6624 | 68.6875 | 74.6143 | 0 | 686.3972 | 0 | 0 | 0 | 0 | 0 | 0 | 0 | 0
Scenario 2: High TRC | PG&E | Com | WaterHeat | Com ¦ Com Heat Pump Water Heater (3.75 UEF - 50 Gal) - Fuel Sub - Panel Upgrade - ZEAS 2030 - Marine | Com - Retail | Fuel Substitution | 3717642.643 | 3901336.7048 | 4102678.2524 | 3920288.7211 | 4120305.9376 | 2582774.5289 | 2650380.1537 | 2703736.8597 | 2748718.0775 | 2788682.1976 | 2852556.4452 | 2903982.8051 | 2951128.0263
Scenario 2: High TRC | PG&E | Com | WaterHeat | Com ¦ Com Heat Pump Water Heater (3.75 UEF - 50 Gal) - Fuel Sub - Panel Upgrade - ZEAS 2030 - Hot-Dry | Com - Retail | Fuel Substitution | 2747786.1222 | 2883990.5812 | 3033400.2985 | 2899177.4611 | 3047576.0291 | 1894952.2084 | 1944619.1462 | 1983806.5211 | 2016833.7751 | 2046170.7348 | 2093091.1052 | 2130856.4022 | 2165472.6237
Scenario 2: High TRC | PG&E | Com | WaterHeat | Com ¦ Com Heat Pump Water Heater (3.75 UEF - 50 Gal) - Fuel Sub - Panel Upgrade - ZEAS 2030 - Cold | Com - Retail | Fuel Substitution | 16380.5154 | 17191.0758 | 18082.9607 | 17592.6215 | 18493.187 | 11531.3699 | 11830.2224 | 12066.6118 | 12266.2972 | 12444.0075 | 12726.6065 | 12954.6425 | 13163.9319
Scenario 2: High TRC | PG&E | Com | WaterHeat | Com ¦ Com Heat Pump Water Heater (100+ Gal, 200+ kBtuh - 4.3 COP) - Fuel Sub - ZEAS 2030 - Marine | Com - Retail | Fuel Substitution | 54892.2855 | 57632.4016 | 60611.0621 | 57901.6447 | 60869.9323 | 0 | 0 | 0 | 0 | 0 | 0 | 0 | 0
Scenario 2: High TRC | PG&E | Com | WaterHeat | Com ¦ Com Heat Pump Water Heater (100+ Gal, 200+ kBtuh - 4.3 COP) - Fuel Sub - ZEAS 2030 - Hot-Dry | Com - Retail | Fuel Substitution | 40538.7045 | 42571.1705 | 44781.7877 | 42790.6139 | 44993.3697 | 0 | 0 | 0 | 0 | 0 | 0 | 0 | 0
Scenario 2: High TRC | PG&E | Com | WaterHeat | Com ¦ Com Heat Pump Water Heater (100+ Gal, 200+ kBtuh - 4.3 COP) - Fuel Sub - ZEAS 2030 - Cold | Com - Retail | Fuel Substitution | 120.72 | 126.7839 | 133.3958 | 129.7644 | 136.4641 | 0 | 0 | 0 | 0 | 0 | 0 | 0 | 0
Scenario 2: High TRC | PG&E | Com | WaterHeat | Com ¦ Com Heat Pump Water Heater (100+ Gal, 200+ kBtuh - 4.3 COP) - Fuel Sub - Panel Upgrade - ZEAS 2030 - Marine | Com - Retail | Fuel Substitution | 45542.5006 | 47815.8936 | 50287.1998 | 48039.2766 | 50501.9768 | 0 | 0 | 0 | 0 | 0 | 0 | 0 | 0
Scenario 2: High TRC | PG&E | Com | WaterHeat | Com ¦ Com Heat Pump Water Heater (100+ Gal, 200+ kBtuh - 4.3 COP) - Fuel Sub - Panel Upgrade - ZEAS 2030 - Hot-Dry | Com - Retail | Fuel Substitution | 33633.7603 | 35320.0371 | 37154.1205 | 35502.1028 | 37329.6639 | 0 | 0 | 0 | 0 | 0 | 0 | 0 | 0
Scenario 2: High TRC | PG&E | Com | WaterHeat | Com ¦ Com Heat Pump Water Heater (100+ Gal, 200+ kBtuh - 4.3 COP) - Fuel Sub - Panel Upgrade - ZEAS 2030 - Cold | Com - Retail | Fuel Substitution | 100.1578 | 105.1889 | 110.6745 | 107.6616 | 113.2202 | 0 | 0 | 0 | 0 | 0 | 0 | 0 | 0
Scenario 2: High TRC | PG&E | Com | WholeBlg | Com ¦ Com Title 24 2022 Code | Com - Retail | Energy Efficiency | 12205218.4217 | 12702901.8093 | 13277916.9511 | 0 | 130632409.5836 | 14319362.8917 | 15179544.3062 | 16056757.2689 | 16799501.1195 | 17622619.216 | 18520498.4867 | 19312595.4949 | 20200837.0143
Scenario 2: High TRC | PG&E | Com | ComRefrig | Com ¦ Efficient Refrigerated Display Case - Marine | Com - Retail | Energy Efficiency | 5848263.5232 | 6052678.484 | 6238013.4424 | 5745616.6579 | 6723530.4501 | 6263801.0526 | 6420606.1855 | 6535962.2096 | 6615706.7183 | 6672738.1874 | 6796857.4347 | 6880654.5898 | 6948298.2074
Scenario 2: High TRC | PG&E | Com | ComRefrig | Com ¦ Efficient Refrigerated Display Case - Hot-Dry | Com - Retail | Energy Efficiency | 4636955.6048 | 4799097.7529 | 4946153.1431 | 4555846.612 | 5331342.521 | 4966852.2547 | 5091363.4419 | 5183084.0701 | 5246635.1843 | 5292230.3618 | 5390958.4493 | 5457793.773 | 5511870.8931
Scenario 2: High TRC | PG&E | Com | ComRefrig | Com ¦ Efficient Refrigerated Display Case - Cold | Com - Retail | Energy Efficiency | 10141.4547 | 10475.7337 | 10764.305 | 9878.7786 | 11534.8213 | 10731.881 | 10947.6411 | 11069.087 | 11108.616 | 11092.6652 | 11211.2052 | 11236.1004 | 11217.8514
Scenario 2: High TRC | PG&E | Com | ComRefrig | Com ¦ Refrigerated Display Case LED Lighting | Com - Retail | Energy Efficiency | 9385445.7533 | 9706149.1614 | 9995905.7286 | 9304657.5206 | 9576388.6423 | 9880096.3449 | 10101792.002 | 10290621.1876 | 10458411.8264 | 10610814.8598 | 10840182.1096 | 11029348.4006 | 11204871.2016
Scenario 2: High TRC | PG&E | Com | ComRefrig | Com ¦ Efficient EC or PMS Motor Retrofit - Marine | Com - Retail | Energy Efficiency | 2134978.9881 | 2155128.158 | 2159459.5972 | 1951206.6942 | 1956314.7818 | 1999342.5993 | 2028964.6219 | 2053478.1589 | 2076260.1447 | 2099205.3631 | 2130148.0125 | 2147447.3705 | 2164777.0359
Scenario 2: High TRC | PG&E | Com | ComRefrig | Com ¦ Efficient EC or PMS Motor Retrofit - Hot-Dry | Com - Retail | Energy Efficiency | 1691743.1367 | 1707709.2048 | 1711141.4084 | 1546123.1945 | 1550170.8091 | 1584265.7653 | 1607738.0587 | 1627162.4223 | 1645214.7161 | 1663396.3545 | 1687915.1038 | 1701622.9999 | 1715354.9114
Scenario 2: High TRC | PG&E | Com | ComRefrig | Com ¦ Efficient EC or PMS Motor Retrofit - Cold | Com - Retail | Energy Efficiency | 4748.5963 | 4793.4119 | 4803.0458 | 4339.8521 | 4351.2134 | 4446.9154 | 4512.8004 | 4567.3231 | 4617.9945 | 4669.029 | 4737.8513 | 4776.3284 | 4814.8728
Scenario 2: High TRC | PG&E | Com | ComRefrig | Com ¦ Walk-in Anti Sweat Heat Controls - Marine | Com - Retail | Energy Efficiency | 893977.0657 | 974422.8909 | 1007207.0552 | 804668.6828 | 630540.7405 | 704631.2309 | 732186.0236 | 740329.6152 | 731683.6501 | 706071.988 | 768619.3845 | 761964.6208 | 751846.5029
Scenario 2: High TRC | PG&E | Com | ComRefrig | Com ¦ Walk-in Anti Sweat Heat Controls - Hot-Dry | Com - Retail | Energy Efficiency | 688708.1346 | 747563.7625 | 773310.4537 | 628315.275 | 509907.3496 | 564555.9984 | 586938.3216 | 595966.0212 | 593472.5686 | 579348.5466 | 626832.0973 | 626314.9954 | 623616.9204
Scenario 2: High TRC | PG&E | Com | ComRefrig | Com ¦ Walk-in Anti Sweat Heat Controls - Cold | Com - Retail | Energy Efficiency | 2059.0663 | 2240.0891 | 2316.2702 | 1864.8658 | 1485.3262 | 1652.6534 | 1717.6983 | 1740.2215 | 1726.0068 | 1674.6843 | 1817.7873 | 1808.7638 | 1792.4294
Scenario 2: High TRC | PG&E | Com | ComRefrig | Com ¦ Efficient Refrigeration Compressor - Marine | Com - Retail | Energy Efficiency | 434058.8203 | 438060.2656 | 438819.3472 | 396368.9265 | 397286.1922 | 405954.7531 | 411873.2098 | 416738.6654 | 421241.5355 | 425768.9475 | 431923.1851 | 435276.0505 | 438624.5077
Scenario 2: High TRC | PG&E | Com | ComRefrig | Com ¦ Efficient Refrigeration Compressor - Hot-Dry | Com - Retail | Energy Efficiency | 460234.0349 | 464510.4644 | 465358.3921 | 420387.3654 | 421402.9151 | 430622.3399 | 436934.5363 | 442135.3367 | 446955.4241 | 451804.5968 | 458378.3858 | 461991.6439 | 465603.9738
Scenario 2: High TRC | PG&E | Com | ComRefrig | Com ¦ Efficient Refrigeration Compressor - Cold | Com - Retail | Energy Efficiency | 1296.5625 | 1308.6523 | 1311.0953 | 1184.4533 | 1187.3683 | 1213.3765 | 1231.2055 | 1245.9099 | 1259.5464 | 1273.2688 | 1291.8493 | 1302.1017 | 1312.3563
Scenario 2: High TRC | PG&E | Com | ComRefrig | Com ¦ Floating Head Pressure Controls - Marine | Com - Retail | Energy Efficiency | 344228.9762 | 369385.5204 | 375590.47 | 307644.1662 | 276567.3567 | 299152.9436 | 310269.0048 | 316585.2881 | 316976.7403 | 320320.9526 | 339482.1274 | 343042.6565 | 346023.4758
Scenario 2: High TRC | PG&E | Com | ComRefrig | Com ¦ Floating Head Pressure Controls - Hot-Dry | Com - Retail | Energy Efficiency | 216271.8678 | 232081.2611 | 235976.2214 | 193268.5465 | 173725.7442 | 187918.4003 | 194900.2408 | 198864.2835 | 199103.2281 | 201198.0944 | 213236.1608 | 215466.2008 | 217331.3268
Scenario 2: High TRC | PG&E | Com | ComRefrig | Com ¦ Floating Head Pressure Controls - Cold | Com - Retail | Energy Efficiency | 710.3979 | 762.341 | 775.1236 | 634.7797 | 570.5283 | 617.156 | 640.0826 | 653.0893 | 653.8514 | 660.7122 | 700.2525 | 707.555 | 713.6565
Scenario 2: High TRC | PG&E | Com | ComRefrig | Com ¦ Add Doors to Open Display Cases - Marine | Com - Retail | Energy Efficiency | 11182252.3788 | 11353721.2205 | 11513975.059 | 10562661.6589 | 10787694.08 | 11265107.5982 | 11640572.5351 | 12066415.8177 | 12498920.4021 | 12948195.2555 | 13461225.2451 | 13918311.1091 | 14390298.7315
Scenario 2: High TRC | PG&E | Com | ComRefrig | Com ¦ Add Doors to Open Display Cases - Hot-Dry | Com - Retail | Energy Efficiency | 8221172.6057 | 8329843.7277 | 8428452.0609 | 7712281.6994 | 7862275.5057 | 8210816.7781 | 8477032.6004 | 8781522.2835 | 9089562.3541 | 9409034.947 | 9777044.0686 | 10098597.3787 | 10429683.1401
Scenario 2: High TRC | PG&E | Com | ComRefrig | Com ¦ Add Doors to Open Display Cases - Cold | Com - Retail | Energy Efficiency | 22128.7401 | 22491.7913 | 22835.1286 | 21347.347 | 21822.015 | 22786.9329 | 23556.7633 | 24426.3401 | 25311.203 | 26231.0867 | 27277.0633 | 28217.763 | 29190.4512
Scenario 2: High TRC | PG&E | Com | FoodServ | Com ¦ Demand Controlled Ventilation (DCV) Exhaust Hood | Com - Retail | Energy Efficiency | 42046.7282 | 44757.1792 | 47976.9691 | 0 | 495173.4814 | 54894.4848 | 58815.9638 | 62875.7407 | 66488.8238 | 70416.9429 | 74885.1793 | 79344.2836 | 84257.9544
Scenario 2: High TRC | PG&E | Com | FoodServ | Com ¦ ENERGY STAR Ice Machine | Com - Retail | Energy Efficiency | 66714.9376 | 68860.6441 | 70756.6608 | 64937.2543 | 75786.537 | 70736.3403 | 72849.0234 | 74656.0373 | 76182.3455 | 77478.3331 | 79320.6846 | 80621.481 | 81812.4681
Scenario 2: High TRC | PG&E | Com | FoodServ | Com ¦ Demand Controlled Ventilation (DCV) Exhaust Hood - Retrofit | Com - Retail | Energy Efficiency | 299203.1717 | 315350.011 | 324357.2036 | 291107.1134 | 293418.4841 | 312665.6718 | 326571.6101 | 339011.5404 | 347813.7965 | 355998.1322 | 374499.5807 | 387082.5771 | 399958.2072
Scenario 2: High TRC | PG&E | Com | Lighting | Com ¦ LED High and Low Bay - 155 lpw | Com - Retail | Energy Efficiency | 50256436.0115 | 51760108.4078 | 53043965.7683 | 49167543.1088 | 50649150.0781 | 52576599.0289 | 53907714.4006 | 54924688.1082 | 55668956.4715 | 56208447.246 | 57231753.7842 | 57856130.1956 | 58371079.2801
Scenario 2: High TRC | PG&E | Com | Lighting | Com ¦ LED Fixtures and Retrofit Kits - 140 lpw - RET | Com - Retail | Energy Efficiency | 3733367.1803 | 3862252.289 | 3979126.0012 | 3705429.8949 | 3818307.6414 | 3942527.5134 | 4024643.7964 | 4089759.4735 | 4143974.8179 | 4189845.6376 | 4270138.4741 | 4330947.0335 | 4383909.3574
Scenario 2: High TRC | PG&E | Com | Lighting | Com ¦ LED Fixtures and Retrofit Kits - 140 lpw | Com - Retail | Energy Efficiency | 8306961.2629 | 8590620.4853 | 8845303.4932 | 8126084.1506 | 9458931.4162 | 8748226.8468 | 8916877.2693 | 9042980.049 | 9139731.824 | 9214706.3981 | 9370709.3278 | 9477410.0933 | 9563225.3815
Scenario 2: High TRC | SCE | Com | BldgEnv | Com ¦ Com Wall Insulation (R14) - Marine | Com - Retail | Energy Efficiency | 46779.9848 | 49350.5408 | 51642.739 | 53881.753 | 57433.1966 | 61705.9666 | 64445.9335 | 65251.7504 | 65960.2727 | 66548.8452 | 66856.5634 | 66165.3382 | 65483.2952
Scenario 2: High TRC | SCE | Com | BldgEnv | Com ¦ Com Wall Insulation (R14) - Hot-Dry | Com - Retail | Energy Efficiency | 192958.2852 | 203561.3256 | 213016.195 | 222251.6896 | 236900.6993 | 254525.0398 | 265826.8674 | 269150.7044 | 272073.2203 | 274500.9665 | 275770.2439 | 272919.0754 | 270105.7813
Scenario 2: High TRC | SCE | Com | BldgEnv | Com ¦ Com Wall Insulation (R14) - Cold | Com - Retail | Energy Efficiency | 5823.0067 | 6142.9803 | 6428.3051 | 6707.0096 | 7149.0807 | 7680.9399 | 8022.0013 | 8122.3065 | 8210.5009 | 8283.7643 | 8322.068 | 8236.0267 | 8151.1284
Scenario 2: High TRC | SCE | Com | HVAC | Com ¦ Small Unitary Heat Pump (SEER 18) - Marine | Com - Retail | Energy Efficiency | 1137577.1053 | 1176459.2201 | 1210616.147 | 1241008.5921 | 1279602.8256 | 1325187.7308 | 1352238.9839 | 1361900.5347 | 1371159.311 | 1379453.3899 | 1390962.8455 | 1394527.7976 | 1398661.4371
Scenario 2: High TRC | SCE | Com | HVAC | Com ¦ Small Unitary Heat Pump (SEER 18) - Hot-Dry | Com - Retail | Energy Efficiency | 5340653.731 | 5523196.0049 | 5683554.6462 | 5826239.9417 | 6007430.6815 | 6221440.9605 | 6348440.1548 | 6393798.8363 | 6437266.5869 | 6476205.3131 | 6530239.4677 | 6546976.0693 | 6566382.5227
Scenario 2: High TRC | SCE | Com | HVAC | Com ¦ Small Unitary Heat Pump (SEER 18) - Cold | Com - Retail | Energy Efficiency | 101454.8228 | 104922.5245 | 107968.8103 | 110679.3607 | 114121.3877 | 118186.8778 | 120599.4441 | 121461.1095 | 122286.8536 | 123026.5611 | 124053.032 | 124370.9722 | 124739.6309
Scenario 2: High TRC | SCE | Com | HVAC | Com ¦ Small Unitary AC (SEER 18) - Marine | Com - Retail | Energy Efficiency | 5325380.7138 | 5507400.9597 | 5667301.0128 | 5809578.2618 | 5990250.8386 | 6203649.0984 | 6330285.1048 | 6375514.0711 | 6418857.5141 | 6457684.8847 | 6511564.5142 | 6528253.2531 | 6547604.2086
Scenario 2: High TRC | SCE | Com | HVAC | Com ¦ Small Unitary AC (SEER 18) - Hot-Dry | Com - Retail | Energy Efficiency | 25709224.2211 | 26587959.3888 | 27359905.3847 | 28046774.1539 | 28919003.2089 | 29949221.3296 | 30560579.2131 | 30778930.1064 | 30988178.3 | 31175624.3493 | 31435737.8608 | 31516305.721 | 31609725.9066
Scenario 2: High TRC | SCE | Com | HVAC | Com ¦ Small Unitary AC (SEER 18) - Cold | Com - Retail | Energy Efficiency | 281373.1493 | 290990.4166 | 299438.9358 | 306956.3322 | 316502.3937 | 327777.5576 | 334468.5294 | 336858.2584 | 339148.3634 | 341199.856 | 344046.6536 | 344928.424 | 345950.856
Scenario 2: High TRC | SCE | Com | HVAC | Com ¦ Large Unitary Heat Pump (EER 10.0, COP 3.3) - Marine | Com - Retail | Energy Efficiency | 329692.1855 | 340960.986 | 350860.3342 | 359668.6617 | 370854.0285 | 384065.4292 | 391905.4136 | 394705.5208 | 397388.896 | 399792.6829 | 403128.3492 | 404161.5423 | 405359.5522
Scenario 2: High TRC | SCE | Com | HVAC | Com ¦ Large Unitary Heat Pump (EER 10.0, COP 3.3) - Hot-Dry | Com - Retail | Energy Efficiency | 1086316.5597 | 1123446.6012 | 1156064.3773 | 1185087.3035 | 1221942.4361 | 1265473.2325 | 1291305.5247 | 1300531.7148 | 1309373.2799 | 1317293.6179 | 1328284.4441 | 1331688.7554 | 1335636.1282
Scenario 2: High TRC | SCE | Com | HVAC | Com ¦ Large Unitary Heat Pump (EER 10.0, COP 3.3) - Cold | Com - Retail | Energy Efficiency | 10141.1902 | 10487.8137 | 10792.3134 | 11063.2538 | 11407.3109 | 11813.6879 | 12054.8424 | 12140.9725 | 12223.512 | 12297.4515 | 12400.0551 | 12431.8357 | 12468.686
Scenario 2: High TRC | SCE | Com | HVAC | Com ¦ Large Unitary AC (EER 11.5) - Marine | Com - Retail | Energy Efficiency | 5256989.2855 | 5436671.9286 | 5594518.4585 | 5734968.5059 | 5913320.7874 | 6123978.471 | 6248988.1491 | 6293636.2605 | 6336423.0635 | 6374751.7919 | 6427939.47 | 6444413.883 | 6463516.3231
Scenario 2: High TRC | SCE | Com | HVAC | Com ¦ Large Unitary AC (EER 11.5) - Hot-Dry | Com - Retail | Energy Efficiency | 18067226.632 | 18684760.1401 | 19227247.2699 | 19709946.1491 | 20322907.469 | 21046896.0308 | 21476529.4316 | 21629976.1105 | 21777025.8426 | 21908754.0592 | 22091549.5306 | 22148168.8116 | 22213820.0989
Scenario 2: High TRC | SCE | Com | HVAC | Com ¦ Large Unitary AC (EER 11.5) - Cold | Com - Retail | Energy Efficiency | 172999.9949 | 178913.0936 | 184107.597 | 188729.6071 | 194598.9255 | 201531.3684 | 205645.258 | 207114.5635 | 208522.6159 | 209783.9596 | 211534.2899 | 212076.4393 | 212705.0733
Scenario 2: High TRC | SCE | Com | HVAC | Com ¦ Variable Refrigerant Flow (VRF) Heat Pump - Hot-Dry | Com - Retail | Energy Efficiency | 837906.1454 | 868572.9407 | 896195.8942 | 921536.6549 | 953053.4953 | 987808.6085 | 1008532.0518 | 1016644.869 | 1024419.6391 | 1031331.2143 | 1040839.8541 | 1044440.919 | 1048391.4306
Scenario 2: High TRC | SCE | Com | HVAC | Com ¦ Variable Refrigerant Flow (VRF) Heat Pump - Marine | Com - Retail | Energy Efficiency | 206320.2461 | 213871.4268 | 220673.1129 | 226912.8475 | 234673.3375 | 243231.1976 | 248333.9957 | 250331.64 | 252246.0459 | 253947.9046 | 256289.2467 | 257175.9482 | 258148.695
Scenario 2: High TRC | SCE | Com | HVAC | Com ¦ Variable Refrigerant Flow (VRF) Heat Pump - Cold | Com - Retail | Energy Efficiency | 10939.0353 | 11339.3966 | 11700.0198 | 12030.8486 | 12442.3074 | 12896.0425 | 13166.5913 | 13272.5057 | 13374.0069 | 13464.239 | 13588.3762 | 13635.3888 | 13686.9636
Scenario 2: High TRC | SCE | Com | HVAC | Com ¦ Efficient Chiller - Marine | Com - Retail | Energy Efficiency | 4654358.8089 | 4777978.9735 | 4887180.0643 | 4987296.9426 | 5120978.4958 | 5284673.5729 | 5387806.1237 | 5429939.9401 | 5471817.0387 | 5512429.9571 | 5560997.6019 | 5573183.3365 | 5586420.2975
Scenario 2: High TRC | SCE | Com | HVAC | Com ¦ Efficient Chiller - Hot-Dry | Com - Retail | Energy Efficiency | 15954135.0372 | 16377878.2166 | 16752195.9305 | 17095374.9293 | 17553606.3718 | 18114717.6811 | 18468233.7528 | 18612659.3599 | 18756204.9936 | 18895417.2916 | 19061896.6703 | 19103666.7322 | 19149040.1709
Scenario 2: High TRC | SCE | Com | HVAC | Com ¦ Efficient Chiller - Cold | Com - Retail | Energy Efficiency | 153522.7135 | 157600.2898 | 161202.257 | 164504.584 | 168914.0324 | 174313.4684 | 177715.2665 | 179105.0385 | 180486.3428 | 181825.9485 | 183427.9386 | 183829.8816 | 184266.499
Scenario 2: High TRC | SCE | Com | HVAC | Com ¦ Demand Controlled Ventilation (HVAC) - Marine | Com - Retail | Energy Efficiency | 656054.5037 | 684674.1346 | 725980.2364 | 763283.8896 | 816156.1179 | 878859.7359 | 922698.8334 | 939264.8716 | 954279.9007 | 966563.2632 | 983477.676 | 985577.3241 | 986825.1931
Scenario 2: High TRC | SCE | Com | HVAC | Com ¦ Demand Controlled Ventilation (HVAC) - Hot-Dry | Com - Retail | Energy Efficiency | 1590859.8391 | 1660259.2884 | 1760422.0313 | 1850879.2773 | 1979088.6016 | 2131137.9621 | 2237442.9399 | 2277613.7562 | 2314023.5464 | 2343809.3459 | 2384824.9322 | 2389916.3474 | 2392942.2921
Scenario 2: High TRC | SCE | Com | HVAC | Com ¦ Demand Controlled Ventilation (HVAC) - Cold | Com - Retail | Energy Efficiency | 103797.2341 | 108325.2703 | 114860.4882 | 120762.4613 | 129127.6063 | 139048.2182 | 145984.1923 | 148605.1772 | 150980.7702 | 152924.1744 | 155600.2772 | 155932.4716 | 156129.9024
Scenario 2: High TRC | SCE | Com | HVAC | Com ¦ HVAC Energy Management System (Elec SC and Gas SH) - Marine | Com - Retail | Energy Efficiency | 1482355.88 | 1547021.9676 | 1640353.1507 | 1724640.7964 | 1844105.655 | 1985784.5496 | 2084839.039 | 2122270.0208 | 2156196.4958 | 2183950.7668 | 2222168.9015 | 2226913.0587 | 2229732.6201
Scenario 2: High TRC | SCE | Com | HVAC | Com ¦ HVAC Energy Management System (Elec SC and Gas SH) - Hot-Dry | Com - Retail | Energy Efficiency | 6044106.8869 | 6307774.1689 | 6688319.525 | 7031991.0728 | 7519092.9789 | 8096769.6317 | 8500651 | 8653270.7981 | 8791601.4405 | 8904765.7507 | 9060595.0586 | 9079938.7221 | 9091435.1047
Scenario 2: High TRC | SCE | Com | HVAC | Com ¦ HVAC Energy Management System (Elec SC and Gas SH) - Cold | Com - Retail | Energy Efficiency | 92250.0449 | 96274.3481 | 102082.5389 | 107327.9318 | 114762.4749 | 123579.4429 | 129743.8068 | 132073.2135 | 134184.5276 | 135911.7328 | 138290.1256 | 138585.3643 | 138760.8313
Scenario 2: High TRC | SCE | Com | HVAC | Com ¦ HVAC Pump Variable Frequency Drive (VFD) - Marine | Com - Retail | Energy Efficiency | 84594.1206 | 88053.3248 | 93335.275 | 98028.8495 | 104714.5818 | 112884.0078 | 118691.5488 | 120708.7925 | 122555.5771 | 124113.2766 | 126021.5905 | 125824.424 | 125548.4513
Scenario 2: High TRC | SCE | Com | HVAC | Com ¦ HVAC Pump Variable Frequency Drive (VFD) - Hot-Dry | Com - Retail | Energy Efficiency | 348934.1973 | 363202.7378 | 384989.7488 | 404349.8256 | 431927.1632 | 465624.4469 | 489579.4173 | 497900.1529 | 505517.7783 | 511942.9841 | 519814.4053 | 519001.1321 | 517862.7987
Scenario 2: High TRC | SCE | Com | HVAC | Com ¦ HVAC Pump Variable Frequency Drive (VFD) - Cold | Com - Retail | Energy Efficiency | 2234.6223 | 2326 | 2465.527 | 2589.5115 | 2766.1206 | 2981.9226 | 3135.3335 | 3188.6206 | 3237.4049 | 3278.5528 | 3328.9625 | 3323.7542 | 3316.4641
Scenario 2: High TRC | SCE | Com | HVAC | Com ¦ HVAC Fan Variable Frequency Drive (VFD) - Marine | Com - Retail | Energy Efficiency | 43223.4936 | 45078.1953 | 47832.0739 | 50296.7535 | 53795.6584 | 57967.7112 | 60885.4287 | 61938.4716 | 62897.6492 | 63677.485 | 64762.2155 | 64851.1844 | 64876.1803
Scenario 2: High TRC | SCE | Com | HVAC | Com ¦ HVAC Fan Variable Frequency Drive (VFD) - Hot-Dry | Com - Retail | Energy Efficiency | 173194.4987 | 180626.2012 | 191660.8625 | 201536.7175 | 215556.6641 | 232273.883 | 243965.0391 | 248184.5323 | 252027.9116 | 255152.6771 | 259499.141 | 259855.6352 | 259955.7926
Scenario 2: High TRC | SCE | Com | HVAC | Com ¦ HVAC Fan Variable Frequency Drive (VFD) - Cold | Com - Retail | Energy Efficiency | 2169.3889 | 2262.4764 | 2400.6937 | 2524.3961 | 2700.0063 | 2909.4018 | 3055.8421 | 3108.6944 | 3156.8356 | 3195.9755 | 3250.4182 | 3254.8836 | 3256.1381
Scenario 2: High TRC | SCE | Com | HVAC | Com ¦ Economizer - Marine | Com - Retail | Energy Efficiency | 70124.8851 | 75283.9181 | 79376.733 | 74926.5666 | 71696.6107 | 87524.2164 | 102109.1432 | 103531.0161 | 105452.2248 | 104491.2739 | 111436.3773 | 111938.1065 | 112252.3203
Scenario 2: High TRC | SCE | Com | HVAC | Com ¦ Economizer - Hot-Dry | Com - Retail | Energy Efficiency | 326731.6463 | 350769.038 | 369838.6188 | 349104.0367 | 334054.7597 | 407800.0451 | 475755.3385 | 482380.2462 | 491331.7004 | 486854.3584 | 519213.5568 | 521551.2547 | 523015.2656
Scenario 2: High TRC | SCE | Com | HVAC | Com ¦ Economizer - Cold | Com - Retail | Energy Efficiency | 2085.8646 | 2239.32 | 2361.0608 | 2228.6906 | 2132.6156 | 2603.4077 | 3037.2363 | 3079.5299 | 3136.6763 | 3108.0928 | 3314.6749 | 3329.5988 | 3338.9451
Scenario 2: High TRC | SCE | Com | WaterHeat | Com ¦ Com Heat Pump Water Heater (3.3 UEF - 50 Gal) - Marine | Com - Retail | Energy Efficiency | 1662388.5371 | 1747192.1165 | 1831030.2756 | 1914162.3909 | 2009267.5977 | 2100504.8224 | 2158800.2464 | 2190052.1416 | 2217261.576 | 2237913.7191 | 2273143.557 | 2298529.984 | 2321400.7723
Scenario 2: High TRC | SCE | Com | WaterHeat | Com ¦ Com Heat Pump Water Heater (3.3 UEF - 50 Gal) - Hot-Dry | Com - Retail | Energy Efficiency | 6499985.3308 | 6832209.7849 | 7160650.0251 | 7486317.9229 | 7858913.8664 | 8216346.9666 | 8444651.048 | 8566942.8197 | 8673387.711 | 8754127.1866 | 8892006.1705 | 8991298.6536 | 9080727.0224
Scenario 2: High TRC | SCE | Com | WaterHeat | Com ¦ Com Heat Pump Water Heater (3.3 UEF - 50 Gal) - Cold | Com - Retail | Energy Efficiency | 111466.11 | 117136.2028 | 122741.7993 | 128300.349 | 134658.8688 | 140759.0149 | 144658.5652 | 146751.6402 | 148574.6884 | 149959.7281 | 152318.6905 | 154020.1179 | 155553.5705
Scenario 2: High TRC | SCE | Com | WaterHeat | Com ¦ Faucet Aerators (Elec WH) - Marine | Com - Retail | Energy Efficiency | 9216.225 | 9703.525 | 9839.0165 | 10080.0786 | 11447.6284 | 13285.7013 | 14290.196 | 14669.8519 | 14722.3044 | 14807.7897 | 15396.5696 | 15761.4525 | 16126.4878
Scenario 2: High TRC | SCE | Com | WaterHeat | Com ¦ Faucet Aerators (Elec WH) - Hot-Dry | Com - Retail | Energy Efficiency | 36493.5461 | 38423.1112 | 38959.6176 | 39914.153 | 45329.2489 | 52607.478 | 56584.9824 | 58088.3083 | 58296.0045 | 58634.5012 | 60965.897 | 62410.7263 | 63856.159
Scenario 2: High TRC | SCE | Com | WaterHeat | Com ¦ Faucet Aerators (Elec WH) - Cold | Com - Retail | Energy Efficiency | 756.685 | 796.6941 | 807.8184 | 827.6105 | 939.8912 | 1090.8036 | 1173.2762 | 1204.4473 | 1208.7538 | 1215.7725 | 1264.1134 | 1294.0716 | 1324.0423
Scenario 2: High TRC | SCE | Com | WholeBlg | Com ¦ Com Title 24 2022 Code | Com - Retail | Energy Efficiency | 23949592.0209 | 25169981.0948 | 26123098.7723 | 27287845.115 | 28948931.0722 | 30642967.1573 | 31874455.2667 | 32881955.8218 | 33753999.1287 | 34566044.3765 | 35433801.4285 | 35959639.263 | 36578023.0413
Scenario 2: High TRC | SCE | Com | ComRefrig | Com ¦ Efficient Refrigerated Display Case - Marine | Com - Retail | Energy Efficiency | 3581964.1095 | 3764978.2998 | 3944114.2199 | 4124751.5232 | 4335604.7626 | 4540322.3465 | 4674404.7879 | 4750392.275 | 4813365.6508 | 4856861.3918 | 4932364.0061 | 4986116.0295 | 5034244.5797
Scenario 2: High TRC | SCE | Com | ComRefrig | Com ¦ Efficient Refrigerated Display Case - Hot-Dry | Com - Retail | Energy Efficiency | 14648437.076 | 15396873.344 | 16129449.4318 | 16868165.424 | 17730449.4434 | 18567641.7083 | 19115971.6594 | 19426722.3789 | 19684251.9085 | 19862127.6787 | 20170895.5116 | 20390714.3339 | 20587535.9707
Scenario 2: High TRC | SCE | Com | ComRefrig | Com ¦ Efficient Refrigerated Display Case - Cold | Com - Retail | Energy Efficiency | 197319.387 | 207401.0759 | 217269.1229 | 227219.8764 | 238835.1329 | 250112.395 | 257498.5844 | 261684.5013 | 265153.5109 | 267549.5576 | 271708.7644 | 274669.798 | 277321.0519
Scenario 2: High TRC | SCE | Com | ComRefrig | Com ¦ Refrigerated Display Case LED Lighting | Com - Retail | Energy Efficiency | 13400183.4241 | 13986605.4656 | 14544078.3411 | 15073809.3332 | 15664136.8111 | 16231334.9178 | 16604760.3272 | 16825654.8819 | 17036084.0053 | 17205590.3611 | 17469664.8396 | 17670287.2114 | 17854279.5963
Scenario 2: High TRC | SCE | Com | ComRefrig | Com ¦ Efficient EC or PMS Motor Retrofit - Marine | Com - Retail | Energy Efficiency | 1106552.8814 | 1142631.0278 | 1174175.0214 | 1201967.0781 | 1237803.2884 | 1280727.0451 | 1305913.8881 | 1313527.55 | 1321155.1562 | 1328459.4678 | 1337907.9534 | 1339275.3018 | 1341451.9978
Scenario 2: High TRC | SCE | Com | ComRefrig | Com ¦ Efficient EC or PMS Motor Retrofit - Hot-Dry | Com - Retail | Energy Efficiency | 4554061.8676 | 4702542.8969 | 4832363.4421 | 4946742.7435 | 5094228.0753 | 5270882.4824 | 5374539.9249 | 5405874.2496 | 5437265.9624 | 5467327.1439 | 5506212.7579 | 5511840.134 | 5520798.4117
Scenario 2: High TRC | SCE | Com | ComRefrig | Com ¦ Efficient EC or PMS Motor Retrofit - Cold | Com - Retail | Energy Efficiency | 66458.0042 | 68624.8068 | 70519.2945 | 72188.4462 | 74340.7184 | 76918.6587 | 78431.3449 | 78888.6107 | 79346.7139 | 79785.4006 | 80352.8633 | 80434.9843 | 80565.7136
Scenario 2: High TRC | SCE | Com | ComRefrig | Com ¦ Walk-in Anti Sweat Heat Controls - Marine | Com - Retail | Energy Efficiency | 402238.6179 | 430668.1821 | 445697.8468 | 417692.1462 | 412526.7392 | 501138.9435 | 574026.5055 | 580058.8498 | 585667.6866 | 589609.6732 | 624165.2944 | 624508.1244 | 623679.1503
Scenario 2: High TRC | SCE | Com | ComRefrig | Com ¦ Walk-in Anti Sweat Heat Controls - Hot-Dry | Com - Retail | Energy Efficiency | 1621930.9585 | 1736566.3718 | 1797169.8978 | 1684243.6127 | 1663415.3453 | 2020722.8515 | 2314624.5009 | 2338948.4854 | 2361564.7774 | 2377459.8952 | 2516797.1673 | 2518179.5473 | 2514836.9076
Scenario 2: High TRC | SCE | Com | ComRefrig | Com ¦ Walk-in Anti Sweat Heat Controls - Cold | Com - Retail | Energy Efficiency | 31269.0463 | 33479.0911 | 34647.4605 | 32470.3658 | 32068.8197 | 38957.3158 | 44623.4165 | 45092.3562 | 45528.3735 | 45834.8139 | 48521.0834 | 48547.7341 | 48483.2917
Scenario 2: High TRC | SCE | Com | ComRefrig | Com ¦ Efficient Refrigeration Compressor - Marine | Com - Retail | Energy Efficiency | 244492.6041 | 252464.0622 | 259433.7004 | 265574.3489 | 273492.3513 | 282976.3454 | 288541.3726 | 290223.6094 | 291908.9273 | 293522.8132 | 295610.4539 | 295912.5693 | 296393.5097
Scenario 2: High TRC | SCE | Com | ComRefrig | Com ¦ Efficient Refrigeration Compressor - Hot-Dry | Com - Retail | Energy Efficiency | 1218303.0102 | 1258024.6675 | 1292754.2706 | 1323353.0309 | 1362808.3191 | 1410066.9208 | 1437797.3685 | 1446179.9296 | 1454577.8432 | 1462619.813 | 1473022.4957 | 1474527.9318 | 1476924.451
Scenario 2: High TRC | SCE | Com | ComRefrig | Com ¦ Efficient Refrigeration Compressor - Cold | Com - Retail | Energy Efficiency | 19216.4778 | 19843.0135 | 20390.8088 | 20873.4477 | 21495.7819 | 22241.199 | 22678.5955 | 22810.8149 | 22943.2765 | 23070.1237 | 23234.2068 | 23257.9523 | 23295.7529
Scenario 2: High TRC | SCE | Com | ComRefrig | Com ¦ Floating Head Pressure Controls - Marine | Com - Retail | Energy Efficiency | 90098.7307 | 96182.7988 | 97640.0893 | 91638.257 | 94509.3507 | 114008.2229 | 127288.2795 | 128678.2183 | 129543.9522 | 131998.902 | 138201.145 | 138233.4666 | 138017.2486
Scenario 2: High TRC | SCE | Com | ComRefrig | Com ¦ Floating Head Pressure Controls - Hot-Dry | Com - Retail | Energy Efficiency | 360075.1786 | 384389.8598 | 390213.85 | 366227.8204 | 377702.0061 | 455628.297 | 508701.3947 | 514256.2172 | 517716.0806 | 527527.1677 | 552314.1288 | 552443.3007 | 551579.1961
Scenario 2: High TRC | SCE | Com | ComRefrig | Com ¦ Floating Head Pressure Controls - Cold | Com - Retail | Energy Efficiency | 8169.0834 | 8720.7144 | 8852.8442 | 8308.6693 | 8568.986 | 10336.9123 | 11540.9902 | 11667.0133 | 11745.5078 | 11968.0935 | 12530.4393 | 12533.3698 | 12513.7657
Scenario 2: High TRC | SCE | Com | ComRefrig | Com ¦ Add Doors to Open Display Cases - Marine | Com - Retail | Energy Efficiency | 2154440.3422 | 2164058.3935 | 2232918.7379 | 2370013.1119 | 2566297.5801 | 2819236.0461 | 2952299.306 | 3013317.1776 | 3070444.9303 | 3119731.7149 | 3175349.6009 | 3176087.3709 | 3168849.9485
Scenario 2: High TRC | SCE | Com | ComRefrig | Com ¦ Add Doors to Open Display Cases - Hot-Dry | Com - Retail | Energy Efficiency | 8237927.6459 | 8274704.1622 | 8538005.2728 | 9062212.6561 | 9812745.0405 | 10779905.1612 | 11288698.7844 | 11522012.653 | 11740451.885 | 11928909.6285 | 12141575.5869 | 12144396.5961 | 12116722.884
Scenario 2: High TRC | SCE | Com | ComRefrig | Com ¦ Add Doors to Open Display Cases - Cold | Com - Retail | Energy Efficiency | 108558.5745 | 109043.2117 | 112512.967 | 119420.9187 | 129311.3583 | 142056.4962 | 148761.3269 | 151835.9134 | 154714.4834 | 157197.9604 | 160000.4508 | 160037.6258 | 159672.9444
Scenario 2: High TRC | SCE | Com | FoodServ | Com ¦ Demand Controlled Ventilation (DCV) Exhaust Hood | Com - Retail | Energy Efficiency | 43288.8903 | 45943.384 | 48109.9482 | 50590.3935 | 53936.4221 | 57284.399 | 59609.4391 | 61600.8072 | 63308.6094 | 64812.8964 | 66646.0106 | 67917.6131 | 69299.3637
Scenario 2: High TRC | SCE | Com | FoodServ | Com ¦ ENERGY STAR Ice Machine | Com - Retail | Energy Efficiency | 95684.1081 | 100872.9654 | 105889.4901 | 110853.3731 | 116812.0067 | 122937.7659 | 127053.5985 | 129334.8797 | 131321.7938 | 132673.5033 | 134530.5947 | 135428.7594 | 136206.8468
Scenario 2: High TRC | SCE | Com | FoodServ | Com ¦ Demand Controlled Ventilation (DCV) Exhaust Hood - Retrofit | Com - Retail | Energy Efficiency | 194571.2223 | 207579.7889 | 210906.19 | 200367.42 | 211558.414 | 255374.3882 | 284270.4786 | 288720.6952 | 291195.6107 | 294962.5822 | 308847.9539 | 310196.6238 | 311033.996
Scenario 2: High TRC | SCE | Com | Lighting | Com ¦ LED High and Low Bay - 155 lpw | Com - Retail | Energy Efficiency | 66827282.9076 | 70174003.3337 | 73412376.9475 | 76615217.4619 | 80444463.2073 | 84292465.1855 | 86822204.2922 | 88136835.5335 | 89227784.3118 | 89924238.3219 | 91060284.6444 | 91709351.7127 | 92284215.9375
Scenario 2: High TRC | SCE | Com | Lighting | Com ¦ LED Fixtures and Retrofit Kits - 140 lpw - RET | Com - Retail | Energy Efficiency | 5179912.3066 | 5420315.073 | 5652358.4457 | 5875555.5081 | 6125836.4884 | 6362871.1694 | 6513365.6422 | 6599029.7449 | 6680223.1648 | 6744354.1432 | 6847426.9157 | 6924713.6229 | 6994875.9588
Scenario 2: High TRC | SCE | Com | Lighting | Com ¦ LED Fixtures and Retrofit Kits - 140 lpw | Com - Retail | Energy Efficiency | 12478722.1451 | 13063198.0478 | 13625986.9116 | 14169750.512 | 14781649.0826 | 15360739.1296 | 15729866.0243 | 15944619.2842 | 16147275.3279 | 16307951.8721 | 16563720.3747 | 16756229.3447 | 16932050.4152
Scenario 2: High TRC | SCG | Com | BldgEnv | Com ¦ Com Wall Insulation (R14) - Marine | Com - Retail | Energy Efficiency | 7256149.5807 | 7575320.5246 | 7909229.7042 | 8260067.1425 | 8581877.4112 | 9027335.4291 | 9403065.0075 | 9832632.1024 | 10285343.4705 | 10762835.2236 | 11266745.0292 | 11798616.3521 | 12360524.164
Scenario 2: High TRC | SCG | Com | BldgEnv | Com ¦ Com Wall Insulation (R14) - Hot-Dry | Com - Retail | Energy Efficiency | 4052470.1459 | 4230723.1859 | 4417207.3491 | 4613145.736 | 4792872.8064 | 5041655.6215 | 5251495.9621 | 5491403.8923 | 5744237.6141 | 6010910.8755 | 6292338.2939 | 6589381.8751 | 6903200.4654
Scenario 2: High TRC | SCG | Com | BldgEnv | Com ¦ Com Wall Insulation (R14) - Cold | Com - Retail | Energy Efficiency | 21803.5966 | 22762.6555 | 23766.0004 | 24820.2122 | 25787.2018 | 27125.7336 | 28254.7423 | 29545.5244 | 30905.8513 | 32340.6395 | 33854.8098 | 35453.0001 | 37141.4453
Scenario 2: High TRC | SCG | Com | HVAC | Com ¦ Demand Controlled Ventilation (HVAC) - Marine | Com - Retail | Energy Efficiency | 352444.497 | 368265.3344 | 384678.2008 | 402029.7705 | 399533.1053 | 462381.5107 | 458858.5006 | 480265.8036 | 502700.628 | 526333.3261 | 551351.1738 | 577694.2159 | 605585.0731
Scenario 2: High TRC | SCG | Com | HVAC | Com ¦ Demand Controlled Ventilation (HVAC) - Hot-Dry | Com - Retail | Energy Efficiency | 1797772.1689 | 1878472.1415 | 1962191.9745 | 2050700.0074 | 2037964.8524 | 2358546.15 | 2340575.747 | 2449771.5321 | 2564208.5663 | 2684755.794 | 2812368.484 | 2946740.8129 | 3089008.3392
Scenario 2: High TRC | SCG | Com | HVAC | Com ¦ Demand Controlled Ventilation (HVAC) - Cold | Com - Retail | Energy Efficiency | 64258.9439 | 67143.4557 | 70135.9084 | 73299.5087 | 72844.3078 | 84303.0543 | 83660.7265 | 87563.7827 | 91654.1803 | 95962.9785 | 100524.3222 | 105327.28 | 110412.4411
Scenario 2: High TRC | SCG | Com | HVAC | Com ¦ HVAC Energy Management System (Elec SC and Gas SH) - Marine | Com - Retail | Energy Efficiency | 941568.9936 | 983834.9677 | 1027682.57 | 1074037.9541 | 1067368.0171 | 1235269.9431 | 1225858.0863 | 1283048.5175 | 1342984.0115 | 1406119.6712 | 1472955.811 | 1543332.2585 | 1617843.7532
Scenario 2: High TRC | SCG | Com | HVAC | Com ¦ HVAC Energy Management System (Elec SC and Gas SH) - Hot-Dry | Com - Retail | Energy Efficiency | 5370790.9985 | 5611879.7715 | 5861990.2881 | 6126405.4096 | 6088359.5118 | 7046086.6238 | 6992400.5784 | 7318619.7453 | 7660496.9887 | 8020628.2537 | 8401867.3776 | 8803300.7224 | 9228320.7346
Scenario 2: High TRC | SCG | Com | HVAC | Com ¦ HVAC Energy Management System (Elec SC and Gas SH) - Cold | Com - Retail | Energy Efficiency | 50935.0107 | 53221.4261 | 55593.401 | 58101.0367 | 57740.2205 | 66823.0243 | 66313.8815 | 69407.6487 | 72649.9125 | 76065.292 | 79680.8524 | 83487.9288 | 87518.6942
Scenario 2: High TRC | SCG | Com | HVAC | Com ¦ Efficient Hot Water Boilers (94% eff.) - ZEAS 2030 - Marine | Com - Retail | Energy Efficiency | 550710.5809 | 576200.2778 | 602954.6803 | 631228.5265 | 647764.0344 | 0 | 0 | 0 | 0 | 0 | 0 | 0 | 0
Scenario 2: High TRC | SCG | Com | HVAC | Com ¦ Efficient Hot Water Boilers (94% eff.) - ZEAS 2030 - Hot-Dry | Com - Retail | Energy Efficiency | 2832697.463 | 2963809.1616 | 3101426.1433 | 3246858.7083 | 3331912.6242 | 0 | 0 | 0 | 0 | 0 | 0 | 0 | 0
Scenario 2: High TRC | SCG | Com | HVAC | Com ¦ Efficient Hot Water Boilers (94% eff.) - ZEAS 2030 - Cold | Com - Retail | Energy Efficiency | 8030.6715 | 8402.372 | 8792.5149 | 9204.8149 | 9445.942 | 0 | 0 | 0 | 0 | 0 | 0 | 0 | 0
Scenario 2: High TRC | SCG | Com | HVAC | Com ¦ Com High Eff. Furnace (95 AFUE) - ZEAS 2030 - Marine | Com - Retail | Energy Efficiency | 110447.9061 | 115559.999 | 120925.7352 | 126596.2039 | 129912.4871 | 0 | 0 | 0 | 0 | 0 | 0 | 0 | 0
Scenario 2: High TRC | SCG | Com | HVAC | Com ¦ Com High Eff. Furnace (95 AFUE) - ZEAS 2030 - Hot-Dry | Com - Retail | Energy Efficiency | 569035.7562 | 595373.6357 | 623018.3046 | 652232.9774 | 669318.7128 | 0 | 0 | 0 | 0 | 0 | 0 | 0 | 0
Scenario 2: High TRC | SCG | Com | HVAC | Com ¦ Com High Eff. Furnace (95 AFUE) - ZEAS 2030 - Cold | Com - Retail | Energy Efficiency | 7057.1958 | 7383.8388 | 7726.6887 | 8089.0098 | 8300.9075 | 0 | 0 | 0 | 0 | 0 | 0 | 0 | 0
Scenario 2: High TRC | SCG | Com | WaterHeat | Com ¦ Com Hot Water Tank Insulation - Marine | Com - Retail | Energy Efficiency | 5011.6322 | 5230.7056 | 5458.4606 | 5697.0866 | 5933.193 | 6195.3387 | 6470.9919 | 6761.2022 | 7066.7838 | 7388.5852 | 7727.4292 | 8084.8579 | 8462.5202
Scenario 2: High TRC | SCG | Com | WaterHeat | Com ¦ Com Hot Water Tank Insulation - Hot-Dry | Com - Retail | Energy Efficiency | 27183.8246 | 28372.1107 | 29607.4869 | 30901.8291 | 32182.5048 | 33604.4214 | 35099.6043 | 36673.7474 | 38331.2668 | 40076.7646 | 41914.7036 | 43853.4491 | 45901.9445
Scenario 2: High TRC | SCG | Com | WaterHeat | Com ¦ Com Hot Water Tank Insulation - Cold | Com - Retail | Energy Efficiency | 68.0484 | 71.023 | 74.1155 | 77.3556 | 80.5615 | 84.1209 | 87.8637 | 91.8042 | 95.9535 | 100.3229 | 104.9238 | 109.777 | 114.9049
Scenario 2: High TRC | SCG | Com | WaterHeat | Com ¦ Faucet Aerators (Gas WH) - Marine | Com - Retail | Energy Efficiency | 77866.4698 | 81270.7055 | 84808.5477 | 88515.0935 | 92182.3357 | 96253.5473 | 100534.4239 | 105041.1755 | 109786.7535 | 114784.2901 | 120045.764 | 125595.3876 | 131459.2644
Scenario 2: High TRC | SCG | Com | WaterHeat | Com ¦ Faucet Aerators (Gas WH) - Hot-Dry | Com - Retail | Energy Efficiency | 415235.4913 | 433389.1263 | 452255.24 | 472020.9923 | 491577.1518 | 513287.5434 | 536116.0075 | 560148.9859 | 585455.5452 | 612105.7139 | 640163.371 | 669757.6328 | 701027.7
Scenario 2: High TRC | SCG | Com | WaterHeat | Com ¦ Faucet Aerators (Gas WH) - Cold | Com - Retail | Energy Efficiency | 1239.8512 | 1294.0561 | 1350.3884 | 1409.407 | 1467.7997 | 1532.6247 | 1600.7882 | 1672.5482 | 1748.1111 | 1827.6858 | 1911.4631 | 1999.8286 | 2093.1978
Scenario 2: High TRC | SCG | Com | WaterHeat | Com ¦ Com Water Heating Controls (Gas WH) - Marine | Com - Retail | Energy Efficiency | 1765983.4546 | 1843269.9807 | 1924016.9707 | 2008748.4625 | 2092748.8594 | 2186128.1915 | 2284386.663 | 2387838.9741 | 2496827.0011 | 2611747.4254 | 2732974.881 | 2860938.1746 | 2996091.4357
Scenario 2: High TRC | SCG | Com | WaterHeat | Com ¦ Com Water Heating Controls (Gas WH) - Hot-Dry | Com - Retail | Energy Efficiency | 9552428.7229 | 9970481.3553 | 10407252.0761 | 10865575.473 | 11319944.2847 | 11825044.9482 | 12356537.4959 | 12916124.1814 | 13505654.2567 | 14127273.423 | 14783008.1215 | 15475177.8234 | 16206238.9727
Scenario 2: High TRC | SCG | Com | WaterHeat | Com ¦ Com Water Heating Controls (Gas WH) - Cold | Com - Retail | Energy Efficiency | 23777.8476 | 24818.4616 | 25905.6687 | 27046.5245 | 28177.5366 | 29434.8301 | 30757.8181 | 32150.7379 | 33618.1926 | 35165.5232 | 36797.774 | 38520.7187 | 40340.4716
Scenario 2: High TRC | SCG | Com | WaterHeat | Com ¦ Com Hot Water Pipe Insulation - Marine | Com - Retail | Energy Efficiency | 9193405.8622 | 9595130.0014 | 10014140.9474 | 10453386.9608 | 10888437.567 | 11371863.508 | 11880454.6535 | 12415978.4793 | 12979773.4351 | 13573770.8106 | 14200035.4314 | 14861041.0902 | 15559303.7523
Scenario 2: High TRC | SCG | Com | WaterHeat | Com ¦ Com Hot Water Pipe Insulation - Hot-Dry | Com - Retail | Energy Efficiency | 41480311.412 | 43292876.0527 | 45183438.1346 | 47165300.1013 | 49128232.5441 | 51309432.7302 | 53604177.3993 | 56020441.3385 | 58564263.5836 | 61244358.0428 | 64070041.1344 | 67052474.5202 | 70203010.1436
Scenario 2: High TRC | SCG | Com | WaterHeat | Com ¦ Com Hot Water Pipe Insulation - Cold | Com - Retail | Energy Efficiency | 114054.5129 | 119038.3515 | 124236.6523 | 129685.9918 | 135083.2826 | 141080.7237 | 147390.3674 | 154034.1412 | 161028.6501 | 168397.8539 | 176167.3691 | 184367.8858 | 193030.6174
Scenario 2: High TRC | SCG | Com | WaterHeat | Com ¦ Com Efficient Tankless Gas Water Heater (0.87 UEF - High Draw) - ZEAS 2030 - Marine | Com - Retail | Energy Efficiency | 26291.8867 | 28145.6982 | 29885.1629 | 31934.7176 | 0 | 0 | 0 | 0 | 0 | 0 | 0 | 0 | 0
Scenario 2: High TRC | SCG | Com | WaterHeat | Com ¦ Com Efficient Tankless Gas Water Heater (0.87 UEF - High Draw) - ZEAS 2030 - Hot-Dry | Com - Retail | Energy Efficiency | 71878.6304 | 76946.7121 | 81702.1846 | 87305.403 | 0 | 0 | 0 | 0 | 0 | 0 | 0 | 0 | 0
Scenario 2: High TRC | SCG | Com | WaterHeat | Com ¦ Com Efficient Tankless Gas Water Heater (0.87 UEF - High Draw) - ZEAS 2030 - Cold | Com - Retail | Energy Efficiency | 349.8809 | 374.5506 | 397.6987 | 424.9732 | 0 | 0 | 0 | 0 | 0 | 0 | 0 | 0 | 0
Scenario 2: High TRC | SCG | Com | WaterHeat | Com ¦ Com Efficient Tankless Gas Water Heater (0.87 UEF - High Draw) - Panel Upgrade - ZEAS 2030 - Marine | Com - Retail | Energy Efficiency | 21813.5983 | 23351.6507 | 24794.833 | 26495.2877 | 0 | 0 | 0 | 0 | 0 | 0 | 0 | 0 | 0
Scenario 2: High TRC | SCG | Com | WaterHeat | Com ¦ Com Efficient Tankless Gas Water Heater (0.87 UEF - High Draw) - Panel Upgrade - ZEAS 2030 - Hot-Dry | Com - Retail | Energy Efficiency | 59635.567 | 63840.404 | 67785.8784 | 72434.7025 | 0 | 0 | 0 | 0 | 0 | 0 | 0 | 0 | 0
Scenario 2: High TRC | SCG | Com | WaterHeat | Com ¦ Com Efficient Tankless Gas Water Heater (0.87 UEF - High Draw) - Panel Upgrade - ZEAS 2030 - Cold | Com - Retail | Energy Efficiency | 290.2858 | 310.7535 | 329.9588 | 352.5877 | 0 | 0 | 0 | 0 | 0 | 0 | 0 | 0 | 0
Scenario 2: High TRC | SCG | Com | WholeBlg | Com ¦ Com Title 24 2022 Code | Com - Retail | Energy Efficiency | 7764782.5035 | 8309682.4998 | 8820396.1601 | 9422206.7271 | 0 | 22911361.9679 | 11578027.4052 | 12428113.9745 | 13264169.9039 | 14134211.7166 | 15097394.7634 | 16081390.4335 | 17155843.6204
Scenario 2: High TRC | SCG | Com | ComRefrig | Com ¦ Add Doors to Open Display Cases - Marine | Com - Retail | Energy Efficiency | 3493490.4405 | 3646178.0648 | 3805520.4508 | 3972580.2742 | 4138104.5702 | 4322045.3405 | 4515594.2964 | 4719380.8103 | 4933924.0237 | 5160020.8176 | 5398454.0115 | 5650130.4434 | 5915975.0214
Scenario 2: High TRC | SCG | Com | ComRefrig | Com ¦ Add Doors to Open Display Cases - Hot-Dry | Com - Retail | Energy Efficiency | 17363941.1298 | 18122855.163 | 18914845.8258 | 19745195.0106 | 20567912.0555 | 21482165.7971 | 22444175.7789 | 23457070.2155 | 24523429.4314 | 25647214.2208 | 26832315.4863 | 28083240.5487 | 29404586.544
Scenario 2: High TRC | SCG | Com | ComRefrig | Com ¦ Add Doors to Open Display Cases - Cold | Com - Retail | Energy Efficiency | 40755.165 | 42536.4234 | 44395.3165 | 46344.2415 | 48275.2529 | 50421.1115 | 52679.0595 | 55056.4391 | 57559.3067 | 60196.9587 | 62978.5276 | 65914.5924 | 69015.9433
Scenario 2: High TRC | SCG | Com | FoodServ | Com ¦ Demand Controlled Ventilation (DCV) Exhaust Hood | Com - Retail | Energy Efficiency | 31507.2937 | 33702.8489 | 35757.0529 | 38177.9481 | 0 | 92741.1326 | 46841.6745 | 50254.8149 | 53607.5596 | 57094.8221 | 60955.0485 | 64896.0967 | 69197.9581
Scenario 2: High TRC | SCG | Com | FoodServ | Com ¦ Demand Controlled Ventilation (DCV) Exhaust Hood - Retrofit | Com - Retail | Energy Efficiency | 143904.9528 | 150210.8515 | 156743.8078 | 163584.6896 | 170352.2646 | 177862.8038 | 185755.5895 | 194065.3205 | 202813.5202 | 212028.7466 | 221727.2978 | 231949.4045 | 242750.1957
Scenario 2: High TRC | SDG&E | Com | BldgEnv | Com ¦ Com Wall Insulation (R14) - Marine | Com - Retail | Energy Efficiency | 321367.6483 | 334950.3525 | 349119.3354 | 363968.5 | 379656.6185 | 396371.9513 | 413950.7694 | 432419.7037 | 451872.8531 | 472378.5587 | 493981.6127 | 516692.218 | 540689.7853
Scenario 2: High TRC | SDG&E | Com | BldgEnv | Com ¦ Com Wall Insulation (R14) - Hot-Dry | Com - Retail | Energy Efficiency | 303702.0429 | 315352.757 | 327286.4962 | 339665.5249 | 353184.0914 | 368469.325 | 384479.8557 | 401090.642 | 418539.2211 | 436872.8722 | 456079.7911 | 475845.9897 | 496751.0749
Scenario 2: High TRC | SDG&E | Com | HVAC | Com ¦ Small Unitary Heat Pump (SEER 18) - Marine | Com - Retail | Energy Efficiency | 190021.6681 | 191581.6841 | 191810.8203 | 190811.7352 | 190790.6857 | 194091.4739 | 195981.4498 | 196676.9835 | 197268.383 | 197634.727 | 198604.7055 | 197964.34 | 197409.1861
Scenario 2: High TRC | SDG&E | Com | HVAC | Com ¦ Small Unitary Heat Pump (SEER 18) - Hot-Dry | Com - Retail | Energy Efficiency | 942034.8218 | 949768.621 | 950904.5666 | 945951.5896 | 945847.2367 | 962210.936 | 971580.515 | 975028.6323 | 977960.5027 | 979776.6578 | 984585.3386 | 981410.7184 | 978658.5361
Scenario 2: High TRC | SDG&E | Com | HVAC | Com ¦ Small Unitary AC (SEER 18) - Marine | Com - Retail | Energy Efficiency | 1083849.9872 | 1099830.1904 | 1110033.8878 | 1114971.9154 | 1124957.3629 | 1151096.2878 | 1171217.0199 | 1186360.4633 | 1201670.0262 | 1216640.4445 | 1235175.5468 | 1246983.9337 | 1260059.1166
Scenario 2: High TRC | SDG&E | Com | HVAC | Com ¦ Small Unitary AC (SEER 18) - Hot-Dry | Com - Retail | Energy Efficiency | 5270345.3037 | 5344077.3316 | 5388702.3268 | 5406746.2062 | 5449631.7403 | 5572632.8644 | 5665231.5257 | 5732597.6574 | 5800345.1076 | 5865913.4843 | 5948747.2878 | 5997492.3387 | 6051959.2715
Scenario 2: High TRC | SDG&E | Com | HVAC | Com ¦ Large Unitary Heat Pump (EER 10.0, COP 3.3) - Marine | Com - Retail | Energy Efficiency | 55072.0112 | 55524.1344 | 55590.5426 | 55300.9881 | 55294.8876 | 56251.5208 | 56799.2729 | 57000.8523 | 57172.2515 | 57278.4252 | 57559.544 | 57373.9535 | 57213.059
Scenario 2: High TRC | SDG&E | Com | HVAC | Com ¦ Large Unitary Heat Pump (EER 10.0, COP 3.3) - Hot-Dry | Com - Retail | Energy Efficiency | 267437.3236 | 269632.897 | 269955.3843 | 268549.2675 | 268519.6425 | 273165.1862 | 275825.1464 | 276804.0436 | 277636.3818 | 278151.976 | 279517.128 | 278615.8747 | 277834.5488
Scenario 2: High TRC | SDG&E | Com | HVAC | Com ¦ Large Unitary AC (EER 11.5) - Marine | Com - Retail | Energy Efficiency | 878131.1338 | 885340.3045 | 886399.1923 | 881782.2045 | 881684.9305 | 896938.5851 | 905672.5712 | 908886.7827 | 911619.7673 | 913312.7221 | 917795.2021 | 914835.9348 | 912270.449
Scenario 2: High TRC | SDG&E | Com | HVAC | Com ¦ Large Unitary AC (EER 11.5) - Hot-Dry | Com - Retail | Energy Efficiency | 4248523.6125 | 4283402.6078 | 4288525.6581 | 4266188.0129 | 4265717.3875 | 4339516.7429 | 4381773.0126 | 4397323.8263 | 4410546.3952 | 4418737.1519 | 4440424.0294 | 4426106.6725 | 4413694.4864
Scenario 2: High TRC | SDG&E | Com | HVAC | Com ¦ Variable Refrigerant Flow (VRF) Heat Pump - Hot-Dry | Com - Retail | Energy Efficiency | 106197.8969 | 107311.4704 | 107718.2107 | 107496.2358 | 107853.2395 | 109866.6928 | 111025.1491 | 111527.7105 | 111958.7729 | 112228.6251 | 112878.5817 | 112607.8193 | 112377.4356
Scenario 2: High TRC | SDG&E | Com | HVAC | Com ¦ Variable Refrigerant Flow (VRF) Heat Pump - Marine | Com - Retail | Energy Efficiency | 19641.3246 | 19847.2802 | 19922.507 | 19881.4526 | 19947.4806 | 20319.8692 | 20534.1259 | 20627.0748 | 20706.7999 | 20756.7091 | 20876.9187 | 20826.8411 | 20784.2316
Scenario 2: High TRC | SDG&E | Com | HVAC | Com ¦ Efficient Chiller - Marine | Com - Retail | Energy Efficiency | 1120986.1154 | 1123536.963 | 1119816.3196 | 1110976.4376 | 1108580.6638 | 1124969.3962 | 1135593.6248 | 1140525.0685 | 1145081.2364 | 1148824.722 | 1155111.6647 | 1150451.5698 | 1145909.1118
Scenario 2: High TRC | SDG&E | Com | HVAC | Com ¦ Efficient Chiller - Hot-Dry | Com - Retail | Energy Efficiency | 5340180.3557 | 5352332.1443 | 5334607.6545 | 5292496.0144 | 5281082.9701 | 5359156.0034 | 5409767.957 | 5433260.4859 | 5454965.2669 | 5472798.5727 | 5502748.4602 | 5480548.5891 | 5458909.1194
Scenario 2: High TRC | SDG&E | Com | HVAC | Com ¦ Demand Controlled Ventilation (HVAC) - Marine | Com - Retail | Energy Efficiency | 191315.7425 | 193622.0187 | 195495.098 | 196032.5203 | 198848.4683 | 206822.3164 | 214802.6777 | 221044.2499 | 227159.5413 | 232930.9572 | 239821.8115 | 244002.7047 | 248257.9507
Scenario 2: High TRC | SDG&E | Com | HVAC | Com ¦ Demand Controlled Ventilation (HVAC) - Hot-Dry | Com - Retail | Energy Efficiency | 455305.9346 | 464471.2974 | 473114.677 | 479650.5744 | 490450.9163 | 510813.6574 | 531515.2722 | 549456.355 | 567527.8296 | 585397.3023 | 605661.147 | 621575.3962 | 638135.8908
Scenario 2: High TRC | SDG&E | Com | HVAC | Com ¦ HVAC Energy Management System (Elec SC and Gas SH) - Marine | Com - Retail | Energy Efficiency | 495841.119 | 502900.2138 | 508986.3294 | 511925.9507 | 520430.1586 | 541504.1411 | 562690.1516 | 579774.9924 | 596659.3382 | 612833.8062 | 631830.2028 | 644420.8968 | 657342.3769
Scenario 2: High TRC | SDG&E | Com | HVAC | Com ¦ HVAC Energy Management System (Elec SC and Gas SH) - Hot-Dry | Com - Retail | Energy Efficiency | 2612666.0508 | 2648859.1237 | 2679786.6488 | 2693842.7401 | 2737535.2829 | 2848199.5709 | 2959365.9876 | 3048547.1095 | 3136554.3045 | 3220652.991 | 3319694.4128 | 3384410.688 | 3450741.979
Scenario 2: High TRC | SDG&E | Com | HVAC | Com ¦ HVAC Pump Variable Frequency Drive (VFD) - Marine | Com - Retail | Energy Efficiency | 16761.4726 | 16626.7076 | 16402.6993 | 15985.8804 | 15859.1209 | 16393.5435 | 16954.5436 | 17275.1936 | 17554.2717 | 17762.8035 | 18063.1058 | 17936.0515 | 17782.8447
Scenario 2: High TRC | SDG&E | Com | HVAC | Com ¦ HVAC Pump Variable Frequency Drive (VFD) - Hot-Dry | Com - Retail | Energy Efficiency | 101827.1661 | 101008.4589 | 99647.5921 | 97115.3871 | 96345.3141 | 99591.9703 | 103000.0862 | 104948.0588 | 106643.4781 | 107910.3239 | 109734.6828 | 108962.8183 | 108032.0761
Scenario 2: High TRC | SDG&E | Com | HVAC | Com ¦ HVAC Fan Variable Frequency Drive (VFD) - Marine | Com - Retail | Energy Efficiency | 8522.3875 | 8477.4692 | 8394.0364 | 8210.1222 | 8177.7478 | 8476.1411 | 8764.5313 | 8923.1524 | 9060.4219 | 9158.1498 | 9317.3441 | 9273.9519 | 9214.7699
Scenario 2: High TRC | SDG&E | Com | HVAC | Com ¦ HVAC Fan Variable Frequency Drive (VFD) - Hot-Dry | Com - Retail | Energy Efficiency | 45162.266 | 44933.0619 | 44500.9389 | 43538.9062 | 43377.0912 | 44961.4391 | 46493.4878 | 47341.1777 | 48076.7409 | 48604.2155 | 49456.7317 | 49240.7353 | 48942.1328
Scenario 2: High TRC | SDG&E | Com | HVAC | Com ¦ Economizer - Marine | Com - Retail | Energy Efficiency | 12968.8457 | 13875.5078 | 14569.3196 | 13734.4559 | 11480.0113 | 12549.7447 | 13500.1167 | 13686.0098 | 13967.9728 | 13702.4489 | 14894.444 | 14907.1551 | 14885.1795
Scenario 2: High TRC | SDG&E | Com | HVAC | Com ¦ Economizer - Hot-Dry | Com - Retail | Energy Efficiency | 95495.0633 | 102169.1516 | 107277.3674 | 101138.8586 | 84556.2269 | 92430.7724 | 99427.3546 | 100799.6747 | 102879.0414 | 100930.6689 | 109705.9339 | 109805.1785 | 109649.5729
Scenario 2: High TRC | SDG&E | Com | HVAC | Com ¦ Large Packaged Heat Pump (IEER 14.0) - Fuel Sub - ZEAS 2030 - Marine | Com - Retail | Fuel Substitution | 81180.4007 | 87893.026 | 95269.6521 | 103312.2595 | 111569.402 | -29489.4564 | -29868.2936 | -30406.7456 | -30968.4003 | -31575.99 | -32101.4595 | -32850.4486 | -33599.2952
Scenario 2: High TRC | SDG&E | Com | HVAC | Com ¦ Large Packaged Heat Pump (IEER 14.0) - Fuel Sub - ZEAS 2030 - Hot-Dry | Com - Retail | Fuel Substitution | 309389.1906 | 338341.4487 | 370201.4488 | 404978.2911 | 440694.779 | -166926.545 | -169042.6927 | -171947.0196 | -174968.4471 | -178218.8465 | -181068.2523 | -185020.3706 | -188974.8757
Scenario 2: High TRC | SDG&E | Com | HVAC | Com ¦ Large Packaged Heat Pump (IEER 14.0) - Fuel Sub - Panel Upgrade - ZEAS 2030 - Marine | Com - Retail | Fuel Substitution | 18549.8213 | 20083.6644 | 21769.2325 | 23606.9782 | 25493.7454 | -6738.377 | -6824.9418 | -6947.9787 | -7076.3175 | -7215.1525 | -7335.2229 | -7506.3679 | -7677.4802
Scenario 2: High TRC | SDG&E | Com | HVAC | Com ¦ Large Packaged Heat Pump (IEER 14.0) - Fuel Sub - Panel Upgrade - ZEAS 2030 - Hot-Dry | Com - Retail | Fuel Substitution | 70695.8101 | 77311.4367 | 84591.4858 | 92538.037 | 100699.2984 | -38142.9206 | -38626.463 | -39290.1052 | -39980.5051 | -40723.2254 | -41374.3181 | -42277.382 | -43180.9912
Scenario 2: High TRC | SDG&E | Com | HVAC | Com ¦ Small Packaged Heat Pump (SEER 18) - Fuel Sub - ZEAS 2030 - Marine | Com - Retail | Fuel Substitution | 88840.7795 | 91454.4478 | 93860.5542 | 96106.965 | 98754.337 | 61056.1328 | 61655.6018 | 61831.5344 | 61962.4083 | 61985.4118 | 62255.8557 | 61926.4567 | 61617.6397
Scenario 2: High TRC | SDG&E | Com | HVAC | Com ¦ Small Packaged Heat Pump (SEER 18) - Fuel Sub - ZEAS 2030 - Hot-Dry | Com - Retail | Fuel Substitution | 397718.2365 | 409288.0151 | 419842.2844 | 429603.7502 | 441215.2616 | 283754.1456 | 286530.1995 | 287296.7585 | 287848.8414 | 287888.5387 | 289100.9944 | 287467.7436 | 285931.3001
Scenario 2: High TRC | SDG&E | Com | HVAC | Com ¦ Small Packaged Heat Pump (SEER 18) - Fuel Sub - Panel Upgrade - ZEAS 2030 - Marine | Com - Retail | Fuel Substitution | 20300.2273 | 20897.4537 | 21447.2519 | 21960.5596 | 22565.4873 | 13951.4013 | 14088.3808 | 14128.5816 | 14158.4864 | 14163.7427 | 14225.5395 | 14150.2714 | 14079.7064
Scenario 2: High TRC | SDG&E | Com | HVAC | Com ¦ Small Packaged Heat Pump (SEER 18) - Fuel Sub - Panel Upgrade - ZEAS 2030 - Hot-Dry | Com - Retail | Fuel Substitution | 90879.1056 | 93522.8143 | 95934.4778 | 98164.9847 | 100818.2293 | 64838.1709 | 65472.5026 | 65647.6623 | 65773.8139 | 65782.8848 | 66059.9324 | 65686.7326 | 65335.6533
Scenario 2: High TRC | SDG&E | Com | HVAC | Com ¦ Efficient Hot Water Boilers (94% eff.) - ZEAS 2030 - Hot-Dry | Com - Retail | Energy Efficiency | 671540.7967 | 702095.2678 | 734291.9607 | 768233.0396 | 803868.9589 | 0 | 0 | 0 | 0 | 0 | 0 | 0 | 0
Scenario 2: High TRC | SDG&E | Com | HVAC | Com ¦ Com High Eff. Furnace (95 AFUE) - ZEAS 2030 - Hot-Dry | Com - Retail | Energy Efficiency | 131099.9268 | 137064.8495 | 143350.3709 | 149976.4359 | 156933.372 | 0 | 0 | 0 | 0 | 0 | 0 | 0 | 0
Scenario 2: High TRC | SDG&E | Com | WaterHeat | Com ¦ Com Heat Pump Water Heater (3.3 UEF - 50 Gal) - Marine | Com - Retail | Energy Efficiency | 310674.6054 | 321231.8233 | 331121.0724 | 340219.8507 | 350953.1362 | 363379.6005 | 371554.5782 | 376820.6016 | 381242.1154 | 384297.7062 | 390371.6956 | 394531.1564 | 398130.76
Scenario 2: High TRC | SDG&E | Com | WaterHeat | Com ¦ Com Heat Pump Water Heater (3.3 UEF - 50 Gal) - Hot-Dry | Com - Retail | Energy Efficiency | 1649772.7966 | 1705836.5134 | 1758352.9286 | 1806671.4917 | 1863670.2032 | 1929660.6036 | 1973073.2331 | 2001037.6888 | 2024517.32 | 2040743.1248 | 2072998.2962 | 2095086.2389 | 2114201.0104
Scenario 2: High TRC | SDG&E | Com | WaterHeat | Com ¦ Com Hot Water Tank Insulation - Hot-Dry | Com - Retail | Energy Efficiency | 6302.0137 | 6571.4798 | 6851.5708 | 7144.9524 | 7452.6345 | 7775.5332 | 8114.9783 | 8472.2536 | 8848.3555 | 9244.3228 | 9661.1632 | 10100.7614 | 10565.1325
Scenario 2: High TRC | SDG&E | Com | WaterHeat | Com ¦ Faucet Aerators (Gas WH) - Hot-Dry | Com - Retail | Energy Efficiency | 97752.7209 | 101932.9062 | 106276.3364 | 110825.6668 | 115596.6088 | 120602.8336 | 125865.458 | 131404.2694 | 137235.093 | 143373.9791 | 149835.5768 | 156649.425 | 163847.3709
Scenario 2: High TRC | SDG&E | Com | WaterHeat | Com ¦ Faucet Aerators (Elec WH) - Marine | Com - Retail | Energy Efficiency | 1949.1894 | 2051.9727 | 2070.4672 | 2029.2751 | 2133.9529 | 2347.5013 | 2464.8569 | 2536.3657 | 2537.6458 | 2543.0018 | 2655.4736 | 2725.2514 | 2795.1103
Scenario 2: High TRC | SDG&E | Com | WaterHeat | Com ¦ Faucet Aerators (Elec WH) - Hot-Dry | Com - Retail | Energy Efficiency | 10291.6117 | 10834.3016 | 10931.9518 | 10714.4599 | 11267.1526 | 12394.6763 | 13014.3076 | 13391.8699 | 13398.6287 | 13426.9081 | 14020.7527 | 14389.1756 | 14758.0271
Scenario 2: High TRC | SDG&E | Com | WaterHeat | Com ¦ Com Water Heating Controls (Gas WH) - Hot-Dry | Com - Retail | Energy Efficiency | 2210788.3825 | 2305509.5155 | 2404448.5791 | 2508241.9213 | 2617253.7154 | 2731853.2501 | 2852409.3724 | 2979305.8757 | 3112959.5663 | 3253853.9507 | 3402445.8498 | 3559258.0568 | 3724844.2597
Scenario 2: High TRC | SDG&E | Com | WaterHeat | Com ¦ Com Hot Water Pipe Insulation - Hot-Dry | Com - Retail | Energy Efficiency | 10030851.6977 | 10459790.7855 | 10907088.3828 | 11375862.5735 | 11867874.0062 | 12384757.3605 | 12928402.9604 | 13500687.8115 | 14103035.1812 | 14737496.0026 | 15406262.8137 | 16111961.6601 | 16857263.9125
Scenario 2: High TRC | SDG&E | Com | WaterHeat | Com ¦ Com Efficient Tankless Gas Water Heater (0.87 UEF - High Draw) - ZEAS 2030 - Marine | Com - Retail | Energy Efficiency | 3588.6116 | 3868.9769 | 4183.5377 | 4520.688 | 4812.1032 | 0 | 0 | 0 | 0 | 0 | 0 | 0 | 0
Scenario 2: High TRC | SDG&E | Com | WaterHeat | Com ¦ Com Efficient Tankless Gas Water Heater (0.87 UEF - High Draw) - ZEAS 2030 - Hot-Dry | Com - Retail | Energy Efficiency | 9536.172 | 10281.1971 | 11117.0911 | 12013.0123 | 12787.4 | 0 | 0 | 0 | 0 | 0 | 0 | 0 | 0
Scenario 2: High TRC | SDG&E | Com | WaterHeat | Com ¦ Com Heat Pump Water Heater (3.75 UEF - 50 Gal) - Fuel Sub - ZEAS 2030 - Marine | Com - Retail | Fuel Substitution | 858486.1994 | 901766.7331 | 948932.4816 | 1000404.9679 | 1052902.4971 | 583443.2418 | 596136.0595 | 604294.6391 | 611151.0556 | 615852.6064 | 625294.939 | 631718.4881 | 637228.3809
Scenario 2: High TRC | SDG&E | Com | WaterHeat | Com ¦ Com Heat Pump Water Heater (3.75 UEF - 50 Gal) - Fuel Sub - ZEAS 2030 - Hot-Dry | Com - Retail | Fuel Substitution | 2245263.2587 | 2359623.3942 | 2484284.3826 | 2620364.3506 | 2759149.2419 | 1515574.7642 | 1548878.0007 | 1570145.7929 | 1587954.047 | 1600040.1599 | 1624700.9239 | 1641347.1325 | 1655564.4568
Scenario 2: High TRC | SDG&E | Com | WaterHeat | Com ¦ Com Efficient Tankless Gas Water Heater (0.87 UEF - High Draw) - Panel Upgrade - ZEAS 2030 - Marine | Com - Retail | Energy Efficiency | 2977.3646 | 3209.9753 | 3470.9571 | 3750.6807 | 3992.4593 | 0 | 0 | 0 | 0 | 0 | 0 | 0 | 0
Scenario 2: High TRC | SDG&E | Com | WaterHeat | Com ¦ Com Efficient Tankless Gas Water Heater (0.87 UEF - High Draw) - Panel Upgrade - ZEAS 2030 - Hot-Dry | Com - Retail | Energy Efficiency | 7911.879 | 8530.0042 | 9223.5206 | 9966.8399 | 10609.3263 | 0 | 0 | 0 | 0 | 0 | 0 | 0 | 0
Scenario 2: High TRC | SDG&E | Com | WaterHeat | Com ¦ Com Heat Pump Water Heater (3.75 UEF - 50 Gal) - Fuel Sub - Panel Upgrade - ZEAS 2030 - Marine | Com - Retail | Fuel Substitution | 712260.5281 | 748169.1028 | 787301.1248 | 830006.3195 | 873561.9618 | 484065.5468 | 494596.401 | 501365.3325 | 507053.8978 | 510954.635 | 518788.6581 | 524118.0863 | 528689.4809
Scenario 2: High TRC | SDG&E | Com | WaterHeat | Com ¦ Com Heat Pump Water Heater (3.75 UEF - 50 Gal) - Fuel Sub - Panel Upgrade - ZEAS 2030 - Hot-Dry | Com - Retail | Fuel Substitution | 1862828.3081 | 1957709.5194 | 2061137.0427 | 2174038.5546 | 2289184.2611 | 1257427.4142 | 1285058.1215 | 1302703.3776 | 1317478.3577 | 1327505.8469 | 1347966.1512 | 1361777.0166 | 1373572.7086
Scenario 2: High TRC | SDG&E | Com | WaterHeat | Com ¦ Com Heat Pump Water Heater (100+ Gal, 200+ kBtuh - 4.3 COP) - Fuel Sub - ZEAS 2030 - Marine | Com - Retail | Fuel Substitution | 5089.7903 | 5351.4482 | 5634.7828 | 5942.1091 | 6257.5301 | 0 | 0 | 0 | 0 | 0 | 0 | 0 | 0
Scenario 2: High TRC | SDG&E | Com | WaterHeat | Com ¦ Com Heat Pump Water Heater (100+ Gal, 200+ kBtuh - 4.3 COP) - Fuel Sub - ZEAS 2030 - Hot-Dry | Com - Retail | Fuel Substitution | 27034.8226 | 28424.6828 | 29929.6806 | 31562.1131 | 33237.5464 | 0 | 0 | 0 | 0 | 0 | 0 | 0 | 0
Scenario 2: High TRC | SDG&E | Com | WaterHeat | Com ¦ Com Heat Pump Water Heater (100+ Gal, 200+ kBtuh - 4.3 COP) - Fuel Sub - Panel Upgrade - ZEAS 2030 - Marine | Com - Retail | Fuel Substitution | 4222.848 | 4439.9378 | 4675.0121 | 4929.9916 | 5191.687 | 0 | 0 | 0 | 0 | 0 | 0 | 0 | 0
Scenario 2: High TRC | SDG&E | Com | WaterHeat | Com ¦ Com Heat Pump Water Heater (100+ Gal, 200+ kBtuh - 4.3 COP) - Fuel Sub - Panel Upgrade - ZEAS 2030 - Hot-Dry | Com - Retail | Fuel Substitution | 22429.9902 | 23583.1159 | 24831.768 | 26186.1488 | 27576.2061 | 0 | 0 | 0 | 0 | 0 | 0 | 0 | 0
Scenario 2: High TRC | SDG&E | Com | WholeBlg | Com ¦ Com Title 24 2022 Code | Com - Retail | Energy Efficiency | 4335635.4156 | 4472960.9732 | 4601145.8435 | 4711849.0193 | 4779604.6721 | 5017558.0559 | 5263179.6054 | 5486158.9991 | 5705102.7702 | 5945865.7276 | 6175767.4757 | 6379564.3471 | 6622611.851
Scenario 2: High TRC | SDG&E | Com | ComRefrig | Com ¦ Efficient Refrigerated Display Case - Marine | Com - Retail | Energy Efficiency | 622711.4555 | 642956.9039 | 661254.1313 | 678308.9474 | 699698.2359 | 725152.8356 | 741491.1382 | 751568.7645 | 758787.4706 | 761755.3535 | 771160.9254 | 776123.9828 | 779610.5874
Scenario 2: High TRC | SDG&E | Com | ComRefrig | Com ¦ Efficient Refrigerated Display Case - Hot-Dry | Com - Retail | Energy Efficiency | 3298700.9041 | 3406144.379 | 3503358.5632 | 3594066.0294 | 3707656.6544 | 3842723.4373 | 3929795.2969 | 3983924.2735 | 4023041.5699 | 4039816.7579 | 4090582.3518 | 4118003.8937 | 4137718.3778
Scenario 2: High TRC | SDG&E | Com | ComRefrig | Com ¦ Refrigerated Display Case LED Lighting | Com - Retail | Energy Efficiency | 3043053.6355 | 3135039.9599 | 3215279.8075 | 3283584.8668 | 3361604.6252 | 3452580.6933 | 3514564.2273 | 3559818.9882 | 3602189.6388 | 3633838.0387 | 3689713.4438 | 3730128.7128 | 3765912.0071
Scenario 2: High TRC | SDG&E | Com | ComRefrig | Com ¦ Efficient EC or PMS Motor Retrofit - Marine | Com - Retail | Energy Efficiency | 182416.2239 | 183397.1249 | 183051.9843 | 181536.6071 | 181025.4399 | 183702.7577 | 185144.1687 | 185514.522 | 185816.4056 | 185954.0675 | 186580.402 | 185518.3953 | 184564.4269
Scenario 2: High TRC | SDG&E | Com | ComRefrig | Com ¦ Efficient EC or PMS Motor Retrofit - Hot-Dry | Com - Retail | Energy Efficiency | 970974.6888 | 976195.8801 | 974358.7477 | 966292.6182 | 963571.7505 | 977822.7183 | 985495.1367 | 987466.4728 | 989073.355 | 989806.109 | 993139.9951 | 987487.09 | 982409.2569
Scenario 2: High TRC | SDG&E | Com | ComRefrig | Com ¦ Walk-in Anti Sweat Heat Controls - Marine | Com - Retail | Energy Efficiency | 58440.6429 | 62822.356 | 64473.6749 | 56331.7941 | 43745.4194 | 48401.7198 | 51870.0099 | 51502.7491 | 50948.1392 | 49482.8931 | 54537.5488 | 52576.5994 | 50282.8688
Scenario 2: High TRC | SDG&E | Com | ComRefrig | Com ¦ Walk-in Anti Sweat Heat Controls - Hot-Dry | Com - Retail | Energy Efficiency | 354629.6775 | 380336.0777 | 390800.4755 | 346510.9345 | 277408.7049 | 304875.7566 | 325764.1585 | 325263.5558 | 323795.5702 | 317318.2633 | 347421.4391 | 338355.9327 | 327535.4189
Scenario 2: High TRC | SDG&E | Com | ComRefrig | Com ¦ Efficient Refrigeration Compressor - Marine | Com - Retail | Energy Efficiency | 39933.1224 | 40133.4084 | 40039.8712 | 39686.8618 | 39554.7619 | 40126.1232 | 40423.3094 | 40482.6711 | 40525.6565 | 40531.0288 | 40642.9618 | 40380.3526 | 40140.0225
Scenario 2: High TRC | SDG&E | Com | ComRefrig | Com ¦ Efficient Refrigeration Compressor - Hot-Dry | Com - Retail | Energy Efficiency | 212272.0472 | 213336.705 | 212839.4908 | 210963.0027 | 210260.8003 | 213297.9795 | 214877.7288 | 215193.2768 | 215421.7738 | 215450.3315 | 216045.3326 | 214649.3837 | 213371.864
Scenario 2: High TRC | SDG&E | Com | ComRefrig | Com ¦ Floating Head Pressure Controls - Marine | Com - Retail | Energy Efficiency | 18498.6017 | 19651.8 | 19903.636 | 18019.6304 | 16233.717 | 17521.8079 | 18413.706 | 18649.2176 | 18743.844 | 19092.3044 | 20270.5599 | 20198.7453 | 20076.6462
Scenario 2: High TRC | SDG&E | Com | ComRefrig | Com ¦ Floating Head Pressure Controls - Hot-Dry | Com - Retail | Energy Efficiency | 84696.2525 | 89973.6078 | 91130.7319 | 82524.4699 | 74366.9217 | 80262.0144 | 84346.3178 | 85430.4288 | 85870.8995 | 87472.1518 | 92867.1157 | 92548.0524 | 91999.6409
Scenario 2: High TRC | SDG&E | Com | ComRefrig | Com ¦ Add Doors to Open Display Cases - Marine | Com - Retail | Energy Efficiency | 1058760.0467 | 1074888.743 | 1089949.1116 | 1105410.6271 | 1130747.4565 | 1180879.1179 | 1223262.4449 | 1268983.3905 | 1315578.6705 | 1362226.349 | 1412935.7632 | 1454814.1616 | 1497517.2091
Scenario 2: High TRC | SDG&E | Com | ComRefrig | Com ¦ Add Doors to Open Display Cases - Hot-Dry | Com - Retail | Energy Efficiency | 5583521.5238 | 5668170.3817 | 5747142.8342 | 5828204.56 | 5961448.7886 | 6225762.2193 | 6449065.5395 | 6689974.6509 | 6935462.4542 | 7181179.5599 | 7448322.6588 | 7668715.8105 | 7893410.8521
Scenario 2: High TRC | SDG&E | Com | FoodServ | Com ¦ Demand Controlled Ventilation (DCV) Exhaust Hood | Com - Retail | Energy Efficiency | 9874.4905 | 10405.3128 | 10949.7003 | 11473.5985 | 11888.0004 | 12634.7938 | 13348.4892 | 14004.0381 | 14647.7627 | 15333.1466 | 16041.7966 | 16744.0078 | 17541.6483
Scenario 2: High TRC | SDG&E | Com | FoodServ | Com ¦ ENERGY STAR Ice Machine | Com - Retail | Energy Efficiency | 21727.6554 | 22344.6197 | 22870.2985 | 23320.9913 | 23945.0345 | 24855.3031 | 25518.4439 | 25987.1973 | 26382.7138 | 26619.753 | 26981.7045 | 27111.3273 | 27208.5327
Scenario 2: High TRC | SDG&E | Com | FoodServ | Com ¦ Demand Controlled Ventilation (DCV) Exhaust Hood - Retrofit | Com - Retail | Energy Efficiency | 67501.1154 | 71394.2006 | 72953.7402 | 69243.5603 | 66393.1098 | 71374.5635 | 75009.2264 | 76979.614 | 78499.4503 | 80316.9497 | 84699.4155 | 86058.9097 | 87364.5582
Scenario 2: High TRC | SDG&E | Com | Lighting | Com ¦ LED High and Low Bay - 155 lpw | Com - Retail | Energy Efficiency | 15475108.4188 | 15887033.952 | 16233771.0677 | 16531230.1801 | 16950961.051 | 17532015.6609 | 17927129.0587 | 18175489.9021 | 18361220.246 | 18438175.7328 | 18630842.737 | 18694259.3266 | 18733461.2092
Scenario 2: High TRC | SDG&E | Com | Lighting | Com ¦ LED Fixtures and Retrofit Kits - 140 lpw - RET | Com - Retail | Energy Efficiency | 1767190.2213 | 1823155.3847 | 1873051.4277 | 1916339.1091 | 1966470.7625 | 2023305.8999 | 2059175.5325 | 2083648.097 | 2106115.3945 | 2121610.0151 | 2152230.4447 | 2173093.4719 | 2190768.3035
Scenario 2: High TRC | SDG&E | Com | Lighting | Com ¦ LED Fixtures and Retrofit Kits - 140 lpw | Com - Retail | Energy Efficiency | 4166191.6369 | 4298942.5407 | 4417277.0649 | 4519668.0159 | 4637447.5483 | 4772305.9372 | 4856626.2817 | 4913145.0571 | 4964441.4001 | 4998858.2023 | 5069247.3753 | 5116067.9243 | 5155224.583
Scenario 2: High TRC | PG&E | Com | BldgEnv | Com ¦ Com Wall Insulation (R13) - Marine | Com - School | Energy Efficiency | 454103.9479 | 464527.9269 | 475001.5797 | 485740.7258 | 497541.3583 | 510883.5034 | 524527.7859 | 538609.6124 | 553207.8727 | 568431.9159 | 584272.4609 | 600353.3216 | 617174.3334
Scenario 2: High TRC | PG&E | Com | BldgEnv | Com ¦ Com Wall Insulation (R14) - Marine | Com - School | Energy Efficiency | 3035.8718 | 3168.526 | 3311.2914 | 3451.8589 | 3572.4411 | 3728.8431 | 3882.6949 | 4061.0756 | 4247.6121 | 4454.7072 | 4677.7182 | 4937.2445 | 5194.3619
Scenario 2: High TRC | PG&E | Com | BldgEnv | Com ¦ Com Wall Insulation (R14) - Hot-Dry | Com - School | Energy Efficiency | 492430.0897 | 500489.0859 | 507838.6177 | 515024.785 | 524698.5759 | 538520.2685 | 552069.1148 | 565744.07 | 579723.9626 | 594316.7927 | 609412.5362 | 623635.3861 | 638568.7243
Scenario 2: High TRC | PG&E | Com | BldgEnv | Com ¦ Com Wall Insulation (R14) - Cold | Com - School | Energy Efficiency | 2238.4006 | 2290.4479 | 2342.9028 | 2396.6854 | 2455.3945 | 2521.6262 | 2589.3781 | 2659.4156 | 2732.0632 | 2807.8726 | 2886.8502 | 2967.2469 | 3051.2885
Scenario 2: High TRC | PG&E | Com | HVAC | Com ¦ Small Unitary Heat Pump (SEER 18) - Marine | Com - School | Energy Efficiency | 631026.4797 | 629911.6697 | 624800.6582 | 616553.1558 | 611906.4369 | 617102.5281 | 617763.3808 | 616739.1028 | 614769.8738 | 612608.9134 | 613157.0858 | 610020.8624 | 606592.7063
Scenario 2: High TRC | PG&E | Com | HVAC | Com ¦ Small Unitary Heat Pump (SEER 18) - Hot-Dry | Com - School | Energy Efficiency | 650670.9085 | 649521.3934 | 644251.2715 | 635747.0168 | 630955.6413 | 636313.4915 | 636994.9172 | 635938.7525 | 633908.2197 | 631679.9865 | 632245.2241 | 629011.3672 | 625476.4894
Scenario 2: High TRC | PG&E | Com | HVAC | Com ¦ Small Unitary Heat Pump (SEER 18) - Cold | Com - School | Energy Efficiency | 2283.9856 | 2279.9506 | 2261.4514 | 2231.5998 | 2214.7811 | 2233.5882 | 2235.9802 | 2232.2728 | 2225.1452 | 2217.3237 | 2219.3078 | 2207.9563 | 2195.5482
Scenario 2: High TRC | PG&E | Com | HVAC | Com ¦ Small Unitary AC (SEER 18) - Marine | Com - School | Energy Efficiency | 4898691.1513 | 4970490.9959 | 5031502.0779 | 5084613.7512 | 5152725.629 | 5259247.0921 | 5353595.9328 | 5446648.1475 | 5540652.1081 | 5638793.8407 | 5751174.0122 | 5856601.3636 | 5965766.583
Scenario 2: High TRC | PG&E | Com | HVAC | Com ¦ Small Unitary AC (SEER 18) - Hot-Dry | Com - School | Energy Efficiency | 4831142.4494 | 4890926.7224 | 4937298.1205 | 4973624.8043 | 5026519.9252 | 5122502.6416 | 5203323.8935 | 5281251.3534 | 5358981.7159 | 5440021.7753 | 5536034.8158 | 5622224.0646 | 5711276.8243
Scenario 2: High TRC | PG&E | Com | HVAC | Com ¦ Small Unitary AC (SEER 18) - Cold | Com - School | Energy Efficiency | 20657.5413 | 21071.8674 | 21468.7522 | 21855.1326 | 22286.8089 | 22827.7687 | 23349.3347 | 23881.773 | 24429.7153 | 25002.9071 | 25626.7236 | 26251.2373 | 26899.838
Scenario 2: High TRC | PG&E | Com | HVAC | Com ¦ Large Unitary Heat Pump (EER 10.0, COP 3.3) - Marine | Com - School | Energy Efficiency | 62601.8374 | 62491.2412 | 61984.1963 | 61165.9917 | 60705.0076 | 61220.4929 | 61286.0537 | 61184.4388 | 60989.0788 | 60774.6978 | 60829.08 | 60517.9467 | 60177.8518
Scenario 2: High TRC | PG&E | Com | HVAC | Com ¦ Large Unitary Heat Pump (EER 10.0, COP 3.3) - Hot-Dry | Com - School | Energy Efficiency | 113457.4005 | 113256.9597 | 112338.0093 | 110855.1235 | 110019.652 | 110953.8996 | 111072.7197 | 110888.5564 | 110534.4927 | 110145.956 | 110244.5164 | 109680.6292 | 109064.253
Scenario 2: High TRC | PG&E | Com | HVAC | Com ¦ Large Unitary Heat Pump (EER 10.0, COP 3.3) - Cold | Com - School | Energy Efficiency | 144.7963 | 144.5405 | 143.3678 | 141.4753 | 140.409 | 141.6013 | 141.753 | 141.5179 | 141.0661 | 140.5702 | 140.696 | 139.9764 | 139.1897
Scenario 2: High TRC | PG&E | Com | HVAC | Com ¦ Large Unitary AC (EER 11.5) - Marine | Com - School | Energy Efficiency | 729063.3586 | 727775.3506 | 721870.2874 | 712341.4452 | 706972.8076 | 712976.1684 | 713739.6919 | 712556.2811 | 710281.1108 | 707784.4214 | 708417.7585 | 704794.2884 | 700833.5307
Scenario 2: High TRC | PG&E | Com | HVAC | Com ¦ Large Unitary AC (EER 11.5) - Hot-Dry | Com - School | Energy Efficiency | 1332833.115 | 1330478.4504 | 1319683.1421 | 1302263.0423 | 1292448.3974 | 1303423.408 | 1304819.2392 | 1302655.7934 | 1298496.4535 | 1293932.1447 | 1295089.9764 | 1288465.7496 | 1281224.9125
Scenario 2: High TRC | PG&E | Com | HVAC | Com ¦ Large Unitary AC (EER 11.5) - Cold | Com - School | Energy Efficiency | 1721.7588 | 1718.717 | 1704.7716 | 1682.2682 | 1669.5896 | 1683.7672 | 1685.5703 | 1682.7756 | 1677.4025 | 1671.5063 | 1673.002 | 1664.4448 | 1655.0911
Scenario 2: High TRC | PG&E | Com | HVAC | Com ¦ Variable Refrigerant Flow (VRF) Heat Pump - Hot-Dry | Com - School | Energy Efficiency | 149787.2768 | 150528.7761 | 150507.4853 | 149931.6202 | 150152.3264 | 151809.3773 | 152244.6386 | 152227.9026 | 151952.1669 | 151516.3664 | 151898.5056 | 151409.9627 | 150806.5043
Scenario 2: High TRC | PG&E | Com | HVAC | Com ¦ Variable Refrigerant Flow (VRF) Heat Pump - Marine | Com - School | Energy Efficiency | 203533.2067 | 204540.767 | 204511.8368 | 203729.3426 | 204029.2416 | 206280.8672 | 206872.3069 | 206849.5658 | 206474.8919 | 205882.7196 | 206401.9761 | 205738.1367 | 204918.1483
Scenario 2: High TRC | PG&E | Com | HVAC | Com ¦ Variable Refrigerant Flow (VRF) Heat Pump - Cold | Com - School | Energy Efficiency | 356.5389 | 358.3038 | 358.2532 | 356.8824 | 357.4078 | 361.3521 | 362.3881 | 362.3483 | 361.6919 | 360.6546 | 361.5642 | 360.4013 | 358.9649
Scenario 2: High TRC | PG&E | Com | HVAC | Com ¦ Efficient Chiller - Marine | Com - School | Energy Efficiency | 2254136.328 | 2237426.2342 | 2207540.7542 | 2168117.9339 | 2141764.225 | 2152322.5013 | 2149945.8412 | 2142981.1778 | 2134270.2634 | 2125699.0816 | 2123692.7069 | 2108631.9715 | 2092883.5471
Scenario 2: High TRC | PG&E | Com | HVAC | Com ¦ Efficient Chiller - Hot-Dry | Com - School | Energy Efficiency | 2669867.0139 | 2650075.0751 | 2614677.8118 | 2567984.235 | 2536770.1078 | 2549275.6485 | 2546460.6608 | 2538211.5034 | 2527894.0339 | 2517742.0678 | 2515365.6571 | 2497527.2681 | 2478874.3596
Scenario 2: High TRC | PG&E | Com | HVAC | Com ¦ Efficient Chiller - Cold | Com - School | Energy Efficiency | 5315.769 | 5276.3628 | 5205.886 | 5112.918 | 5050.7699 | 5075.6687 | 5070.064 | 5053.6397 | 5033.0974 | 5012.8846 | 5008.1531 | 4972.6365 | 4935.4981
Scenario 2: High TRC | PG&E | Com | HVAC | Com ¦ Demand Controlled Ventilation (HVAC) - Marine | Com - School | Energy Efficiency | 3375766.8437 | 3440562.1311 | 3501334.9254 | 3558834.7863 | 3628301.6142 | 3724798.0709 | 3819953.2836 | 3916017.3241 | 4013554.4732 | 4115572.0356 | 4230378.8886 | 4341811.5407 | 4456221.2601
Scenario 2: High TRC | PG&E | Com | HVAC | Com ¦ Demand Controlled Ventilation (HVAC) - Hot-Dry | Com - School | Energy Efficiency | 2632148.3543 | 2672487.2345 | 2707012.3615 | 2736786.159 | 2779816.8128 | 2851321.4634 | 2920039.5929 | 2987517.2921 | 3054896.3948 | 3125080.4139 | 3207640.7038 | 3283216.8231 | 3360390.4195
Scenario 2: High TRC | PG&E | Com | HVAC | Com ¦ Demand Controlled Ventilation (HVAC) - Cold | Com - School | Energy Efficiency | 17281.5986 | 17578.7762 | 17849.3237 | 18095.3027 | 18413.5622 | 18898.0668 | 19369.3889 | 19836.8104 | 20308.7313 | 20799.7349 | 21368.2305 | 21899.0539 | 22444.9979
Scenario 2: High TRC | PG&E | Com | HVAC | Com ¦ HVAC Energy Management System (Elec SC and Gas SH) - Marine | Com - School | Energy Efficiency | 4658915.9788 | 4753400.6916 | 4843664.39 | 4930504.0235 | 5031908.3959 | 5166939.9842 | 5300985.5345 | 5437253.9113 | 5576175.109 | 5721621.9112 | 5883524.558 | 6042933.7096 | 6206811.2069
Scenario 2: High TRC | PG&E | Com | HVAC | Com ¦ HVAC Energy Management System (Elec SC and Gas SH) - Hot-Dry | Com - School | Energy Efficiency | 3399462.7448 | 3467051.258 | 3531203.8481 | 3592565.5766 | 3665076.7369 | 3763108.3211 | 3860188.9749 | 3958632.4045 | 4058845.6827 | 4163728.9368 | 4280939.1661 | 4395751.1576 | 4513727.3215
Scenario 2: High TRC | PG&E | Com | HVAC | Com ¦ HVAC Energy Management System (Elec SC and Gas SH) - Cold | Com - School | Energy Efficiency | 14381.1271 | 14706.9508 | 15031.3186 | 15352.2058 | 15702.929 | 16135.0566 | 16569.6463 | 17015.9546 | 17475.6723 | 17956.5191 | 18483.5085 | 19012.4376 | 19559.6405
Scenario 2: High TRC | PG&E | Com | HVAC | Com ¦ HVAC Pump Variable Frequency Drive (VFD) - Marine | Com - School | Energy Efficiency | 753395.0135 | 738903.5417 | 715808.5238 | 685463.0283 | 667635.858 | 678248.3514 | 685602.1498 | 688450.2747 | 689340.6418 | 689682.009 | 696451.955 | 691539.1648 | 686152.4842
Scenario 2: High TRC | PG&E | Com | HVAC | Com ¦ HVAC Pump Variable Frequency Drive (VFD) - Hot-Dry | Com - School | Energy Efficiency | 787632.0833 | 772482.0651 | 748337.5237 | 716613.0161 | 697975.7129 | 709070.4775 | 716758.4599 | 719736.0141 | 720666.8428 | 721023.723 | 728101.3204 | 722965.2749 | 717333.8035
Scenario 2: High TRC | PG&E | Com | HVAC | Com ¦ HVAC Pump Variable Frequency Drive (VFD) - Cold | Com - School | Energy Efficiency | 1676.4653 | 1644.2187 | 1592.8273 | 1525.3021 | 1485.6328 | 1509.2479 | 1525.6117 | 1531.9494 | 1533.9306 | 1534.6902 | 1549.7548 | 1538.8228 | 1526.8363
Scenario 2: High TRC | PG&E | Com | HVAC | Com ¦ HVAC Fan Variable Frequency Drive (VFD) - Marine | Com - School | Energy Efficiency | 746424.4412 | 733354.2716 | 712367.8856 | 685113.9682 | 671560.0499 | 683186.3357 | 690406.7388 | 692464.6758 | 691607.5993 | 689838.8765 | 697340.9278 | 692273.0651 | 686222.9441
Scenario 2: High TRC | PG&E | Com | HVAC | Com ¦ HVAC Fan Variable Frequency Drive (VFD) - Hot-Dry | Com - School | Energy Efficiency | 634727.8382 | 623270.6192 | 604992.0239 | 581309.8082 | 569414.4395 | 579189.2313 | 585161.3835 | 586678.9681 | 585676.3419 | 583877.5684 | 590048.6483 | 585385.0346 | 579862.4157
Scenario 2: High TRC | PG&E | Com | HVAC | Com ¦ HVAC Fan Variable Frequency Drive (VFD) - Cold | Com - School | Energy Efficiency | 1424.5675 | 1385.1382 | 1326.8089 | 1253.3931 | 1211.9089 | 1229.3791 | 1236.0723 | 1230.183 | 1216.9813 | 1201.1559 | 1206.6728 | 1182.0421 | 1154.5343
Scenario 2: High TRC | PG&E | Com | HVAC | Com ¦ Economizer - Marine | Com - School | Energy Efficiency | 46435.3717 | 49148.6486 | 50572.8675 | 47072.9362 | 39666.8312 | 43084.5797 | 44409.87 | 45007.5597 | 45167.9127 | 43320.5464 | 46108.4582 | 46173.2526 | 46133.082
Scenario 2: High TRC | PG&E | Com | HVAC | Com ¦ Economizer - Hot-Dry | Com - School | Energy Efficiency | 29956.9193 | 31707.3396 | 32626.148 | 30368.2322 | 25590.3208 | 27795.218 | 28650.2044 | 29035.7928 | 29139.2416 | 27947.4475 | 29746.0171 | 29787.818 | 29761.9027
Scenario 2: High TRC | PG&E | Com | HVAC | Com ¦ Economizer - Cold | Com - School | Energy Efficiency | 63.7371 | 67.4613 | 69.4162 | 64.6122 | 54.4466 | 59.1378 | 60.9569 | 61.7772 | 61.9973 | 59.4617 | 63.2883 | 63.3773 | 63.3221
Scenario 2: High TRC | PG&E | Com | HVAC | Com ¦ Large Packaged Heat Pump (IEER 14.0) - Fuel Sub - ZEAS 2030 - Marine | Com - School | Fuel Substitution | 2404283.405 | 2504676.2342 | 2614486.3324 | 2732498.409 | 2849122.6683 | -286562.6911 | -285006.8629 | -283548.3346 | -282145.649 | -280782.8523 | -279273.4558 | -277941.6809 | -276634.6021
Scenario 2: High TRC | PG&E | Com | HVAC | Com ¦ Large Packaged Heat Pump (IEER 14.0) - Fuel Sub - ZEAS 2030 - Hot-Dry | Com - School | Fuel Substitution | 1791434.6524 | 1869024.7919 | 1954287.5925 | 2046170.7403 | 2136578.9465 | -196316.2025 | -195027.4621 | -193903.9959 | -192872.4768 | -191904.7067 | -190670.7228 | -189744.2727 | -188854.7837
Scenario 2: High TRC | PG&E | Com | HVAC | Com ¦ Large Packaged Heat Pump (IEER 14.0) - Fuel Sub - ZEAS 2030 - Cold | Com - School | Fuel Substitution | 13902.445 | 14484.942 | 15131.5686 | 15832.6524 | 16516.5665 | -589.4788 | -586.2602 | -583.2498 | -580.3586 | -577.5525 | 0 | 0 | 0
Scenario 2: High TRC | PG&E | Com | HVAC | Com ¦ Large Packaged Heat Pump (IEER 14.0) - Fuel Sub - Panel Upgrade - ZEAS 2030 - Marine | Com - School | Fuel Substitution | 549381.7117 | 572321.5965 | 597413.3389 | 624379.2433 | 651028.0299 | -65479.927 | -65124.4183 | -64791.1428 | -64470.6274 | -64159.2267 | -63814.3277 | -63510.0155 | -63211.3464
Scenario 2: High TRC | PG&E | Com | HVAC | Com ¦ Large Packaged Heat Pump (IEER 14.0) - Fuel Sub - Panel Upgrade - ZEAS 2030 - Hot-Dry | Com - School | Fuel Substitution | 409345.0189 | 427074.4611 | 446557.1157 | 467552.5279 | 488210.9141 | -44858.4934 | -44564.0147 | -44307.3013 | -44071.5979 | -43850.4612 | -43568.4944 | -43356.7994 | -43153.5501
Scenario 2: High TRC | PG&E | Com | HVAC | Com ¦ Large Packaged Heat Pump (IEER 14.0) - Fuel Sub - Panel Upgrade - ZEAS 2030 - Cold | Com - School | Fuel Substitution | 3176.7258 | 3309.8271 | 3457.582 | 3617.7805 | 3774.0557 | 0 | 0 | 0 | 0 | 0 | 0 | 0 | 0
Scenario 2: High TRC | PG&E | Com | HVAC | Com ¦ Small Packaged Heat Pump (SEER 18) - Fuel Sub - ZEAS 2030 - Marine | Com - School | Fuel Substitution | 860106.462 | 885956.251 | 912887.2661 | 940972.6245 | 970076.2908 | 139301.0506 | 140053.8199 | 140186.1914 | 139982.188 | 139550.9732 | 140170.9461 | 139618.9401 | 138943.2385
Scenario 2: High TRC | PG&E | Com | HVAC | Com ¦ Small Packaged Heat Pump (SEER 18) - Fuel Sub - ZEAS 2030 - Hot-Dry | Com - School | Fuel Substitution | 744560.1736 | 766153.9527 | 788509.4043 | 811728.3163 | 835943.0349 | 179574.5789 | 180335.5089 | 180389.3596 | 180060.0456 | 179472.0614 | 180083.3686 | 179358.5312 | 178493.0729
Scenario 2: High TRC | PG&E | Com | HVAC | Com ¦ Small Packaged Heat Pump (SEER 18) - Fuel Sub - ZEAS 2030 - Cold | Com - School | Fuel Substitution | 4309.4682 | 4452.527 | 4605.9893 | 4769.0115 | 4933.2679 | 585.9876 | 588.266 | 588.3276 | 587.1882 | 585.2381 | 587.0493 | 584.6711 | 581.8524
Scenario 2: High TRC | PG&E | Com | HVAC | Com ¦ Small Packaged Heat Pump (SEER 18) - Fuel Sub - Panel Upgrade - ZEAS 2030 - Marine | Com - School | Fuel Substitution | 196535.3832 | 202442.0918 | 208595.8618 | 215013.4007 | 221663.6242 | 31830.4612 | 32002.4699 | 32032.7169 | 31986.1019 | 31887.5688 | 32029.2334 | 31903.0993 | 31748.7007
Scenario 2: High TRC | PG&E | Com | HVAC | Com ¦ Small Packaged Heat Pump (SEER 18) - Fuel Sub - Panel Upgrade - ZEAS 2030 - Hot-Dry | Com - School | Fuel Substitution | 170132.9144 | 175067.1194 | 180175.3676 | 185480.9175 | 191014.0104 | 41033.0119 | 41206.8853 | 41219.1903 | 41143.9416 | 41009.5865 | 41149.2709 | 40983.6447 | 40785.8864
Scenario 2: High TRC | PG&E | Com | HVAC | Com ¦ Small Packaged Heat Pump (SEER 18) - Fuel Sub - Panel Upgrade - ZEAS 2030 - Cold | Com - School | Fuel Substitution | 984.7188 | 1017.4079 | 1052.4742 | 1089.725 | 1127.2578 | 133.8989 | 134.4195 | 134.4336 | 134.1732 | 133.7276 | 134.1415 | 133.5981 | 132.954
Scenario 2: High TRC | PG&E | Com | HVAC | Com ¦ Efficient Hot Water Boilers (94% eff.) - ZEAS 2030 - Marine | Com - School | Energy Efficiency | 3028283.3781 | 3115100.7498 | 3205737.73 | 3299840.1998 | 3396865.1287 | 0 | 0 | 0 | 0 | 0 | 0 | 0 | 0
Scenario 2: High TRC | PG&E | Com | HVAC | Com ¦ Efficient Hot Water Boilers (94% eff.) - ZEAS 2030 - Hot-Dry | Com - School | Energy Efficiency | 2037749.2551 | 2096169.1625 | 2157159.3064 | 2220481.3981 | 2285770.0292 | 0 | 0 | 0 | 0 | 0 | 0 | 0 | 0
Scenario 2: High TRC | PG&E | Com | HVAC | Com ¦ Efficient Hot Water Boilers (94% eff.) - ZEAS 2030 - Cold | Com - School | Energy Efficiency | 4854.8476 | 4994.0304 | 5139.3368 | 5290.1988 | 5445.7461 | 0 | 0 | 0 | 0 | 0 | 0 | 0 | 0
Scenario 2: High TRC | PG&E | Com | HVAC | Com ¦ Com High Eff. Furnace (95 AFUE) - ZEAS 2030 - Marine | Com - School | Energy Efficiency | 1550076.8812 | 1594515.7873 | 1640909.8232 | 1689077.7272 | 1738741.54 | 0 | 0 | 0 | 0 | 0 | 0 | 0 | 0
Scenario 2: High TRC | PG&E | Com | HVAC | Com ¦ Com High Eff. Furnace (95 AFUE) - ZEAS 2030 - Hot-Dry | Com - School | Energy Efficiency | 1249567.6644 | 1285391.3199 | 1322791.0694 | 1361620.792 | 1401656.4156 | 0 | 0 | 0 | 0 | 0 | 0 | 0 | 0
Scenario 2: High TRC | PG&E | Com | HVAC | Com ¦ Com High Eff. Furnace (95 AFUE) - ZEAS 2030 - Cold | Com - School | Energy Efficiency | 5994.3295 | 6166.18 | 6345.5912 | 6531.8621 | 6723.9179 | 0 | 0 | 0 | 0 | 0 | 0 | 0 | 0
Scenario 2: High TRC | PG&E | Com | WaterHeat | Com ¦ Com Heat Pump Water Heater (3.3 UEF - 50 Gal) - Marine | Com - School | Energy Efficiency | 3506362.654 | 3580391.7857 | 3644367.3847 | 3699530.7253 | 3773347.2401 | 3860509.2847 | 3900891.3555 | 3918551.1621 | 3922468.9576 | 3918476.259 | 3947678.0433 | 3958552.5558 | 3961798.895
Scenario 2: High TRC | PG&E | Com | WaterHeat | Com ¦ Com Heat Pump Water Heater (3.3 UEF - 50 Gal) - Hot-Dry | Com - School | Energy Efficiency | 2607924.0985 | 2663210.5154 | 2710993.177 | 2752199.7059 | 2807329.7623 | 2872417.3303 | 2902592.7108 | 2915808.4725 | 2918768.1952 | 2915823.1892 | 2937651.3639 | 2945799.555 | 2948255.6519
Scenario 2: High TRC | PG&E | Com | WaterHeat | Com ¦ Com Heat Pump Water Heater (3.3 UEF - 50 Gal) - Cold | Com - School | Energy Efficiency | 7511.1372 | 7670.1837 | 7807.64 | 7926.1741 | 8084.7688 | 8272.0165 | 8358.8102 | 8396.8068 | 8405.2937 | 8396.7915 | 8459.5701 | 8482.9887 | 8490.0285
Scenario 2: High TRC | PG&E | Com | WaterHeat | Com ¦ Com Hot Water Tank Insulation - Marine | Com - School | Energy Efficiency | 26764.2761 | 27453.5383 | 28157.0131 | 28884.1331 | 29637.0895 | 30417.5146 | 31228.4771 | 32072.6095 | 32951.2411 | 33865.698 | 34817.0404 | 35809.3074 | 36846.6529
Scenario 2: High TRC | PG&E | Com | WaterHeat | Com ¦ Com Hot Water Tank Insulation - Hot-Dry | Com - School | Energy Efficiency | 18859.1789 | 19344.8606 | 19840.557 | 20352.9149 | 20883.478 | 21433.3968 | 22004.8334 | 22599.6429 | 23218.7618 | 23863.1247 | 24533.4786 | 25232.6696 | 25963.6247
Scenario 2: High TRC | PG&E | Com | WaterHeat | Com ¦ Com Hot Water Tank Insulation - Cold | Com - School | Energy Efficiency | 38.4841 | 39.4752 | 40.4867 | 41.5322 | 42.6149 | 43.7371 | 44.9031 | 46.1169 | 47.3803 | 48.6952 | 50.0631 | 51.4899 | 52.9815
Scenario 2: High TRC | PG&E | Com | WaterHeat | Com ¦ Faucet Aerators (Gas WH) - Marine | Com - School | Energy Efficiency | 180159.0736 | 184799.4028 | 189532.5846 | 194424.5498 | 199490.1477 | 204739.465 | 210194.0338 | 215871.3913 | 221781.1067 | 227932.0047 | 234329.6824 | 241001.8747 | 247977.4908
Scenario 2: High TRC | PG&E | Com | WaterHeat | Com ¦ Faucet Aerators (Gas WH) - Hot-Dry | Com - School | Energy Efficiency | 121450.6358 | 124578.8209 | 127769.6007 | 131067.4212 | 134482.2927 | 138021.0149 | 141698.1034 | 145525.3804 | 149509.2968 | 153655.8017 | 157968.6681 | 162466.5931 | 167169.0652
Scenario 2: High TRC | PG&E | Com | WaterHeat | Com ¦ Faucet Aerators (Gas WH) - Cold | Com - School | Energy Efficiency | 279.3371 | 286.5319 | 293.8708 | 301.4558 | 309.31 | 317.4491 | 325.9064 | 334.7091 | 343.8722 | 353.4092 | 363.3288 | 373.674 | 384.4897
Scenario 2: High TRC | PG&E | Com | WaterHeat | Com ¦ Faucet Aerators (Elec WH) - Marine | Com - School | Energy Efficiency | 17520.2991 | 18195.9947 | 18084.555 | 17572.8863 | 18360.4254 | 19857.6193 | 20569.4507 | 20896.1594 | 20410.2269 | 20103.9716 | 20752.2691 | 21083.5568 | 21403.012
Scenario 2: High TRC | PG&E | Com | WaterHeat | Com ¦ Faucet Aerators (Elec WH) - Hot-Dry | Com - School | Energy Efficiency | 12468.8413 | 12949.7202 | 12870.4108 | 12506.2665 | 13066.7422 | 14132.2646 | 14638.8606 | 14871.3726 | 14525.5443 | 14307.5886 | 14768.9688 | 15004.7395 | 15232.0893
Scenario 2: High TRC | PG&E | Com | WaterHeat | Com ¦ Faucet Aerators (Elec WH) - Cold | Com - School | Energy Efficiency | 44.0477 | 45.7464 | 45.4663 | 44.1799 | 46.1598 | 49.9239 | 51.7135 | 52.5349 | 51.3132 | 50.5433 | 52.1731 | 53.006 | 53.8092
Scenario 2: High TRC | PG&E | Com | WaterHeat | Com ¦ Com Water Heating Controls (Gas WH) - Marine | Com - School | Energy Efficiency | 46533675.254 | 47736340.3394 | 48973607.1804 | 50255391.0985 | 51585523.1835 | 52967595.5269 | 54404850.1133 | 55900490.7903 | 57458023.2627 | 59081817.1387 | 60775352.849 | 62542905.9596 | 64388866.1606
Scenario 2: High TRC | PG&E | Com | WaterHeat | Com ¦ Com Water Heating Controls (Gas WH) - Hot-Dry | Com - School | Energy Efficiency | 33004869.3063 | 33857881.7482 | 34735436.1249 | 35644565.0615 | 36587985.829 | 37568246.1849 | 38587645.5666 | 39648456.3623 | 40753165.058 | 41904870.8788 | 43106042.3849 | 44359712.1001 | 45668993.4936
Scenario 2: High TRC | PG&E | Com | WaterHeat | Com ¦ Com Water Heating Controls (Gas WH) - Cold | Com - School | Energy Efficiency | 68409.5242 | 70177.5717 | 71996.4874 | 73880.8481 | 75836.2858 | 77868.0813 | 79981.0006 | 82179.7538 | 84469.4946 | 86856.6469 | 89346.3271 | 91944.8209 | 94658.5816
Scenario 2: High TRC | PG&E | Com | WaterHeat | Com ¦ Low Flow Showerheads (Gas WH) - Marine | Com - School | Energy Efficiency | 64349.8558 | 66006.4687 | 67704.6065 | 69460.7947 | 71280.567 | 73169.3101 | 75132.704 | 77176.8112 | 79303.6602 | 81517.56 | 83824.2556 | 86231.7863 | 88747.6775
Scenario 2: High TRC | PG&E | Com | WaterHeat | Com ¦ Low Flow Showerheads (Gas WH) - Hot-Dry | Com - School | Energy Efficiency | 44433.0848 | 45576.9634 | 46749.5146 | 47962.1492 | 49218.6881 | 50522.8508 | 51878.5593 | 53289.9997 | 54758.5728 | 56287.2536 | 57880.0094 | 59542.391 | 61279.5947
Scenario 2: High TRC | PG&E | Com | WaterHeat | Com ¦ Low Flow Showerheads (Gas WH) - Cold | Com - School | Energy Efficiency | 97.2907 | 99.7953 | 102.3627 | 105.0179 | 107.7692 | 110.6248 | 113.5933 | 116.6838 | 119.8993 | 123.2465 | 126.734 | 130.374 | 134.1778
Scenario 2: High TRC | PG&E | Com | WaterHeat | Com ¦ Low Flow Showerheads (Elec WH) - Marine | Com - School | Energy Efficiency | 2956.9883 | 2991.8702 | 2981.1093 | 3024.0264 | 3156.9932 | 3354.515 | 3432.1323 | 3413.6686 | 3402.881 | 3386.2367 | 3476.2246 | 3531.5914 | 3588.6234
Scenario 2: High TRC | PG&E | Com | WaterHeat | Com ¦ Low Flow Showerheads (Elec WH) - Hot-Dry | Com - School | Energy Efficiency | 2149.1604 | 2174.5128 | 2166.6918 | 2197.8842 | 2294.5255 | 2438.0857 | 2494.4986 | 2481.079 | 2473.2385 | 2461.1412 | 2526.5452 | 2566.7862 | 2608.2374
Scenario 2: High TRC | PG&E | Com | WaterHeat | Com ¦ Low Flow Showerheads (Elec WH) - Cold | Com - School | Energy Efficiency | 7.3423 | 7.429 | 7.4022 | 7.5088 | 7.839 | 8.3294 | 8.5221 | 8.4763 | 8.4495 | 8.4082 | 8.6316 | 8.7691 | 8.9107
Scenario 2: High TRC | PG&E | Com | WaterHeat | Com ¦ Low-flow Pre-Rinse Spray Valve - Marine | Com - School | Energy Efficiency | 33741.0494 | 34632.4481 | 35554.0196 | 36505.438 | 37481.0276 | 38507.9667 | 39572.091 | 40684.3862 | 41843.728 | 43055.5277 | 44325.1801 | 45655.5486 | 47041.5623
Scenario 2: High TRC | PG&E | Com | WaterHeat | Com ¦ Low-flow Pre-Rinse Spray Valve - Hot-Dry | Com - School | Energy Efficiency | 23319.0215 | 23935.0825 | 24571.9964 | 25229.5381 | 25903.7849 | 26613.5203 | 27348.9549 | 28117.6813 | 28918.9224 | 29756.4182 | 30633.8969 | 31553.3374 | 32511.2354
Scenario 2: High TRC | PG&E | Com | WaterHeat | Com ¦ Low-flow Pre-Rinse Spray Valve - Cold | Com - School | Energy Efficiency | 50.5937 | 51.9303 | 53.3122 | 54.7388 | 56.2017 | 57.7415 | 59.3372 | 61.005 | 62.7434 | 64.5605 | 66.4643 | 68.4591 | 70.5374
Scenario 2: High TRC | PG&E | Com | WaterHeat | Com ¦ Com Hot Water Pipe Insulation - Marine | Com - School | Energy Efficiency | 12941506.778 | 13274877.2213 | 13616929.7776 | 13970751.6844 | 14337571.3477 | 14718362.5502 | 15114307.4654 | 15526465.8919 | 15955283.4828 | 16401845.2861 | 16867288.4466 | 17353106.4493 | 17860704.0126
Scenario 2: High TRC | PG&E | Com | WaterHeat | Com ¦ Com Hot Water Pipe Insulation - Hot-Dry | Com - School | Energy Efficiency | 7735253.8543 | 7934512.3372 | 8138960.1963 | 8350442.701 | 8569694.0806 | 8797296.3735 | 9033956.1755 | 9280306.9376 | 9536615.0305 | 9803528.9973 | 10081728.5195 | 10372106.2662 | 10675501.8503
Scenario 2: High TRC | PG&E | Com | WaterHeat | Com ¦ Com Hot Water Pipe Insulation - Cold | Com - School | Energy Efficiency | 16260.3546 | 16679.2178 | 17108.9897 | 17553.5492 | 18014.4397 | 18492.8848 | 18990.3697 | 19508.2261 | 20047.0139 | 20608.0964 | 21192.9024 | 21803.3084 | 22441.0793
Scenario 2: High TRC | PG&E | Com | WaterHeat | Com ¦ Com Efficient Tankless Gas Water Heater (0.87 UEF - High Draw) - ZEAS 2030 - Marine | Com - School | Energy Efficiency | 279475.1625 | 292264.5872 | 306095.3742 | 319799.6292 | 331579.5735 | 0 | 0 | 0 | 0 | 0 | 0 | 0 | 0
Scenario 2: High TRC | PG&E | Com | WaterHeat | Com ¦ Com Efficient Tankless Gas Water Heater (0.87 UEF - High Draw) - ZEAS 2030 - Hot-Dry | Com - School | Energy Efficiency | 209671.5873 | 219266.7292 | 229643.1631 | 239924.692 | 248762.5251 | 0 | 0 | 0 | 0 | 0 | 0 | 0 | 0
Scenario 2: High TRC | PG&E | Com | WaterHeat | Com ¦ Com Efficient Tankless Gas Water Heater (0.87 UEF - High Draw) - ZEAS 2030 - Cold | Com - School | Energy Efficiency | 1213.6927 | 1268.2359 | 1329.6066 | 1390.0318 | 1440.5934 | 0 | 0 | 0 | 0 | 0 | 0 | 0 | 0
Scenario 2: High TRC | PG&E | Com | WaterHeat | Com ¦ Com Heat Pump Water Heater (3.75 UEF - 50 Gal) - Fuel Sub - ZEAS 2030 - Marine | Com - School | Fuel Substitution | 22076547.265 | 22796407.7392 | 23586147.7301 | 24444124.525 | 25278177.9527 | 14862455.1365 | 15010217.9748 | 15068506.8529 | 15074249.3525 | 15048318.9138 | 15148511.6282 | 15175365.1288 | 15175005.2169
Scenario 2: High TRC | PG&E | Com | WaterHeat | Com ¦ Com Heat Pump Water Heater (3.75 UEF - 50 Gal) - Fuel Sub - ZEAS 2030 - Hot-Dry | Com - School | Fuel Substitution | 16448618.3966 | 16987364.2865 | 17578872.0059 | 18221859.0994 | 18846336.649 | 11077399.4381 | 11187969.2241 | 11231670.9677 | 11236102.0934 | 11216862.14 | 11291878.2817 | 11312084.5183 | 11311952.4626
Scenario 2: High TRC | PG&E | Com | WaterHeat | Com ¦ Com Heat Pump Water Heater (3.75 UEF - 50 Gal) - Fuel Sub - ZEAS 2030 - Cold | Com - School | Fuel Substitution | 90490.118 | 93490.1142 | 96821.9821 | 100474.4042 | 103976.063 | 61432.3688 | 62019.753 | 62246.9456 | 62262.6187 | 62150.81 | 62546.8149 | 62647.5869 | 62638.8308
Scenario 2: High TRC | PG&E | Com | WaterHeat | Com ¦ Com Efficient Tankless Gas Water Heater (0.87 UEF - High Draw) - Panel Upgrade - ZEAS 2030 - Marine | Com - School | Energy Efficiency | 231872.2502 | 242483.2564 | 253958.25 | 265328.2638 | 275101.7341 | 0 | 0 | 0 | 0 | 0 | 0 | 0 | 0
Scenario 2: High TRC | PG&E | Com | WaterHeat | Com ¦ Com Efficient Tankless Gas Water Heater (0.87 UEF - High Draw) - Panel Upgrade - ZEAS 2030 - Hot-Dry | Com - School | Energy Efficiency | 173958.2949 | 181919.0995 | 190528.1188 | 199058.3983 | 206390.8862 | 0 | 0 | 0 | 0 | 0 | 0 | 0 | 0
Scenario 2: High TRC | PG&E | Com | WaterHeat | Com ¦ Com Efficient Tankless Gas Water Heater (0.87 UEF - High Draw) - Panel Upgrade - ZEAS 2030 - Cold | Com - School | Energy Efficiency | 1006.9649 | 1052.2177 | 1103.1351 | 1153.2682 | 1195.2176 | 0 | 0 | 0 | 0 | 0 | 0 | 0 | 0
Scenario 2: High TRC | PG&E | Com | WaterHeat | Com ¦ Com Heat Pump Water Heater (3.75 UEF - 50 Gal) - Fuel Sub - Panel Upgrade - ZEAS 2030 - Marine | Com - School | Fuel Substitution | 18316256.2473 | 18913503.1243 | 19568726.9629 | 20280564.8531 | 20972554.2355 | 12330938.0528 | 12453532.4956 | 12501893.0482 | 12506657.4298 | 12485143.7142 | 12568270.6365 | 12590550.1893 | 12590251.5811
Scenario 2: High TRC | PG&E | Com | WaterHeat | Com ¦ Com Heat Pump Water Heater (3.75 UEF - 50 Gal) - Fuel Sub - Panel Upgrade - ZEAS 2030 - Hot-Dry | Com - School | Fuel Substitution | 13646930.6477 | 14093912.1278 | 14584668.5323 | 15118135.8462 | 15636246.3407 | 9190589.6437 | 9282326.1145 | 9318584.1545 | 9322260.5281 | 9306297.7095 | 9368536.3766 | 9385300.8916 | 9385191.3289
Scenario 2: High TRC | PG&E | Com | WaterHeat | Com ¦ Com Heat Pump Water Heater (3.75 UEF - 50 Gal) - Fuel Sub - Panel Upgrade - ZEAS 2030 - Cold | Com - School | Fuel Substitution | 75076.966 | 77565.9738 | 80330.3258 | 83360.6321 | 86265.8545 | 50968.6137 | 51455.949 | 51644.4439 | 51657.4474 | 51564.683 | 51893.2366 | 51976.8441 | 51969.5794
Scenario 2: High TRC | PG&E | Com | WaterHeat | Com ¦ Com Heat Pump Water Heater (100+ Gal, 200+ kBtuh - 4.3 COP) - Fuel Sub - ZEAS 2030 - Marine | Com - School | Fuel Substitution | 1993572.0567 | 2062215.6777 | 2136811.0147 | 2217274.7416 | 2296295.7242 | 0 | 0 | 0 | 0 | 0 | 0 | 0 | 0
Scenario 2: High TRC | PG&E | Com | WaterHeat | Com ¦ Com Heat Pump Water Heater (100+ Gal, 200+ kBtuh - 4.3 COP) - Fuel Sub - ZEAS 2030 - Hot-Dry | Com - School | Fuel Substitution | 1478787.6862 | 1530153.8565 | 1586015.6336 | 1646305.6403 | 1705458.7674 | 0 | 0 | 0 | 0 | 0 | 0 | 0 | 0
Scenario 2: High TRC | PG&E | Com | WaterHeat | Com ¦ Com Heat Pump Water Heater (100+ Gal, 200+ kBtuh - 4.3 COP) - Fuel Sub - ZEAS 2030 - Cold | Com - School | Fuel Substitution | 4039.6556 | 4183.7983 | 4342.2493 | 4514.6318 | 4681.6785 | 0 | 0 | 0 | 0 | 0 | 0 | 0 | 0
Scenario 2: High TRC | PG&E | Com | WaterHeat | Com ¦ Com Heat Pump Water Heater (100+ Gal, 200+ kBtuh - 4.3 COP) - Fuel Sub - Panel Upgrade - ZEAS 2030 - Marine | Com - School | Fuel Substitution | 1654007.5855 | 1710959.1612 | 1772848.699 | 1839607.0658 | 1905168.4305 | 0 | 0 | 0 | 0 | 0 | 0 | 0 | 0
Scenario 2: High TRC | PG&E | Com | WaterHeat | Com ¦ Com Heat Pump Water Heater (100+ Gal, 200+ kBtuh - 4.3 COP) - Fuel Sub - Panel Upgrade - ZEAS 2030 - Hot-Dry | Com - School | Fuel Substitution | 1226906.2672 | 1269523.2546 | 1315870.1136 | 1365890.9433 | 1414968.5378 | 0 | 0 | 0 | 0 | 0 | 0 | 0 | 0
Scenario 2: High TRC | PG&E | Com | WaterHeat | Com ¦ Com Heat Pump Water Heater (100+ Gal, 200+ kBtuh - 4.3 COP) - Fuel Sub - Panel Upgrade - ZEAS 2030 - Cold | Com - School | Fuel Substitution | 3351.5824 | 3471.1733 | 3602.6354 | 3745.656 | 3884.2497 | 0 | 0 | 0 | 0 | 0 | 0 | 0 | 0
Scenario 2: High TRC | PG&E | Com | WaterHeat | Com ¦ Efficient Gas Water Heating Boiler (0.92 UEF) - ZEAS 2030 - Marine | Com - School | Energy Efficiency | 4111117.3883 | 4228920.6923 | 4351894.0007 | 4479559.236 | 4611200.7018 | 0 | 0 | 0 | 0 | 0 | 0 | 0 | 0
Scenario 2: High TRC | PG&E | Com | WaterHeat | Com ¦ Efficient Gas Water Heating Boiler (0.92 UEF) - ZEAS 2030 - Hot-Dry | Com - School | Energy Efficiency | 2937167.1422 | 3021331.1941 | 3109188.9491 | 3200398.8441 | 3294449.5257 | 0 | 0 | 0 | 0 | 0 | 0 | 0 | 0
Scenario 2: High TRC | PG&E | Com | WaterHeat | Com ¦ Efficient Gas Water Heating Boiler (0.92 UEF) - ZEAS 2030 - Cold | Com - School | Energy Efficiency | 6054.4192 | 6227.9074 | 6409.0095 | 6597.0213 | 6790.8889 | 0 | 0 | 0 | 0 | 0 | 0 | 0 | 0
Scenario 2: High TRC | PG&E | Com | WholeBlg | Com ¦ Com Title 24 2022 Code | Com - School | Energy Efficiency | 14263038.2796 | 14615992.4231 | 14959849.0156 | 15261308.9232 | 15510161.6896 | 16023019.2175 | 16490301.8801 | 17039232.8114 | 17601991.611 | 18241110.073 | 18928278.6349 | 19684894.054 | 20417526.723
Scenario 2: High TRC | PG&E | Com | ComRefrig | Com ¦ Efficient Refrigerated Display Case - Marine | Com - School | Energy Efficiency | 16264.4694 | 16566.2899 | 16801.9376 | 17002.1031 | 17314.8849 | 17710.8127 | 17861.3382 | 17891.847 | 17823.3864 | 17693.5241 | 17738.6031 | 17678.4442 | 17572.0394
Scenario 2: High TRC | PG&E | Com | ComRefrig | Com ¦ Efficient Refrigerated Display Case - Hot-Dry | Com - School | Energy Efficiency | 12895.7292 | 13135.2169 | 13322.3433 | 13481.4031 | 13729.6295 | 14043.7075 | 14163.5481 | 14188.4154 | 14134.9686 | 14032.9507 | 14069.4539 | 14022.6924 | 13939.3574
Scenario 2: High TRC | PG&E | Com | ComRefrig | Com ¦ Efficient Refrigerated Display Case - Cold | Com - School | Energy Efficiency | 28.2042 | 28.6723 | 28.9934 | 29.2327 | 29.7052 | 30.3442 | 30.455 | 30.301 | 29.9277 | 29.4135 | 29.2593 | 28.8689 | 28.3696
Scenario 2: High TRC | PG&E | Com | ComRefrig | Com ¦ Refrigerated Display Case LED Lighting | Com - School | Energy Efficiency | 25508.59 | 25956.0755 | 26301.1499 | 26557.4169 | 26893.5243 | 27300.3146 | 27464.1026 | 27527.6476 | 27526.6756 | 27478.7694 | 27621.3969 | 27651.547 | 27639.9316
Scenario 2: High TRC | PG&E | Com | ComRefrig | Com ¦ Efficient EC or PMS Motor Retrofit - Marine | Com - School | Energy Efficiency | 5802.6337 | 5763.2196 | 5681.9534 | 5569.1474 | 5493.9499 | 5524.5091 | 5516.2186 | 5493.1011 | 5464.7436 | 5436.3007 | 5427.7376 | 5383.8395 | 5340.0247
Scenario 2: High TRC | PG&E | Com | ComRefrig | Com ¦ Efficient EC or PMS Motor Retrofit - Hot-Dry | Com - School | Energy Efficiency | 4597.9683 | 4566.7369 | 4502.3421 | 4412.9554 | 4353.3693 | 4377.5842 | 4371.0149 | 4352.6968 | 4330.2265 | 4307.6885 | 4300.9031 | 4266.1186 | 4231.4
Scenario 2: High TRC | PG&E | Com | ComRefrig | Com ¦ Efficient EC or PMS Motor Retrofit - Cold | Com - School | Energy Efficiency | 12.9062 | 12.8185 | 12.6377 | 12.3868 | 12.2196 | 12.2876 | 12.2691 | 12.2177 | 12.1546 | 12.0914 | 12.0723 | 11.9747 | 11.8772
Scenario 2: High TRC | PG&E | Com | ComRefrig | Com ¦ Walk-in Anti Sweat Heat Controls - Marine | Com - School | Energy Efficiency | 2429.7295 | 2605.7908 | 2650.1554 | 2296.6908 | 1770.7576 | 1947.0108 | 1990.6203 | 1980.3987 | 1925.8009 | 1828.5108 | 1958.4856 | 1910.3124 | 1854.6385
Scenario 2: High TRC | PG&E | Com | ComRefrig | Com ¦ Walk-in Anti Sweat Heat Controls - Hot-Dry | Com - School | Energy Efficiency | 1871.8315 | 1999.1267 | 2034.7285 | 1793.3417 | 1431.9809 | 1559.9601 | 1595.7302 | 1594.2228 | 1562.0275 | 1500.3358 | 1597.2036 | 1570.2268 | 1538.3246
Scenario 2: High TRC | PG&E | Com | ComRefrig | Com ¦ Walk-in Anti Sweat Heat Controls - Cold | Com - School | Energy Efficiency | 5.5963 | 5.9904 | 6.0946 | 5.3227 | 4.1713 | 4.5666 | 4.67 | 4.6551 | 4.5429 | 4.3369 | 4.6318 | 4.5347 | 4.4215
Scenario 2: High TRC | PG&E | Com | ComRefrig | Com ¦ Efficient Refrigeration Compressor - Marine | Com - School | Energy Efficiency | 8641.5467 | 8580.9876 | 8457.6497 | 8286.9817 | 8172.6099 | 8216.6625 | 8202.4176 | 8165.8735 | 8121.3935 | 8076.6985 | 8061.7053 | 7993.6604 | 7925.6398
Scenario 2: High TRC | PG&E | Com | ComRefrig | Com ¦ Efficient Refrigeration Compressor - Hot-Dry | Com - School | Energy Efficiency | 9162.6611 | 9099.11 | 8969.154 | 8789.1411 | 8668.7172 | 8715.9428 | 8701.5117 | 8663.5139 | 8617.1486 | 8570.5863 | 8555.483 | 8484.2809 | 8413.14
Scenario 2: High TRC | PG&E | Com | ComRefrig | Com ¦ Efficient Refrigeration Compressor - Cold | Com - School | Energy Efficiency | 25.8129 | 25.6347 | 25.2696 | 24.7637 | 24.4255 | 24.5592 | 24.5193 | 24.4132 | 24.2836 | 24.1535 | 24.1119 | 23.9125 | 23.7134
Scenario 2: High TRC | PG&E | Com | ComRefrig | Com ¦ Floating Head Pressure Controls - Marine | Com - School | Energy Efficiency | 6853.1513 | 7235.7454 | 7238.9986 | 6431.9916 | 5689.2919 | 6054.9575 | 6178.9791 | 6203.3971 | 6111.2037 | 6076.3843 | 6336.3232 | 6299.8331 | 6252.4036
Scenario 2: High TRC | PG&E | Com | ComRefrig | Com ¦ Floating Head Pressure Controls - Hot-Dry | Com - School | Energy Efficiency | 4305.6916 | 4546.1471 | 4548.1227 | 4040.7126 | 3573.7279 | 3803.5324 | 3881.4206 | 3896.6881 | 3838.6425 | 3816.6624 | 3979.9834 | 3956.9456 | 3927.0259
Scenario 2: High TRC | PG&E | Com | ComRefrig | Com ¦ Floating Head Pressure Controls - Cold | Com - School | Energy Efficiency | 14.1431 | 14.9332 | 14.9395 | 13.2715 | 11.7364 | 12.4914 | 12.7472 | 12.7971 | 12.606 | 12.5335 | 13.07 | 12.9939 | 12.8953
Scenario 2: High TRC | PG&E | Com | FoodServ | Com ¦ ENERGY STAR Dishwasher - Tier 2 | Com - School | Energy Efficiency | 1841805.0364 | 1887805.9989 | 1933876.1538 | 1980216.0616 | 2029441.7685 | 2082850.1509 | 2134402.2232 | 2186872.4076 | 2240535.7912 | 2296180.6319 | 2357160.575 | 2419234.2377 | 2483228.8585
Scenario 2: High TRC | PG&E | Com | FoodServ | Com ¦ ENERGY STAR Combination Oven - Electric | Com - School | Energy Efficiency | 910828.4039 | 924709.5448 | 934945.8506 | 943371.9188 | 957508.9355 | 978172.827 | 988495.5517 | 993575.4303 | 994217.7639 | 992762.0754 | 998790.6956 | 999306.0361 | 998283.2485
Scenario 2: High TRC | PG&E | Com | FoodServ | Com ¦ ENERGY STAR Steamer - Electric | Com - School | Energy Efficiency | 210073.4813 | 213275.0279 | 215635.9297 | 217579.3182 | 220839.88 | 225605.8004 | 227986.6338 | 229158.2571 | 229306.405 | 228970.6649 | 230361.106 | 230479.9642 | 230244.0684
Scenario 2: High TRC | PG&E | Com | FoodServ | Com ¦ ENERGY STAR Conveyor Broiler - Gas | Com - School | Energy Efficiency | 186429.2645 | 191142.0707 | 195890.9206 | 200737.398 | 205922.1088 | 211577.0424 | 217062.7534 | 222615.4121 | 228245.0756 | 234066.0591 | 240417.066 | 246895.5351 | 253585.5036
Scenario 2: High TRC | PG&E | Com | FoodServ | Com ¦ ENERGY STAR Conveyor Oven - Gas | Com - School | Energy Efficiency | 841847.4795 | 864852.7434 | 888803.7601 | 913620.7716 | 939153.6162 | 966074.139 | 994031.0692 | 1023307.9434 | 1053871.1542 | 1085843.2688 | 1119362.1183 | 1154499.6342 | 1191128.996
Scenario 2: High TRC | PG&E | Com | FoodServ | Com ¦ ENERGY STAR Convection Oven - Electric | Com - School | Energy Efficiency | 1677718.3872 | 1723598.4852 | 1771252.3097 | 1820652.2928 | 1871556.6554 | 1925088.306 | 1980706.1006 | 2039039.1646 | 2099891.1734 | 2163615.2984 | 2230252.5204 | 2300364.3236 | 2373354.8593
Scenario 2: High TRC | PG&E | Com | FoodServ | Com ¦ High Performance Conveyor Toaster | Com - School | Energy Efficiency | 1104783.0303 | 1121620.0644 | 1134036.121 | 1144256.4623 | 1161403.8592 | 1186467.9838 | 1198988.8615 | 1205150.4653 | 1205929.5794 | 1204163.9121 | 1211476.2853 | 1212101.364 | 1210860.7808
Scenario 2: High TRC | PG&E | Com | FoodServ | Com ¦ ENERGY STAR Rack Oven - Gas | Com - School | Energy Efficiency | 358849.4128 | 368655.7324 | 378865.1925 | 389443.7952 | 400327.5319 | 411802.786 | 423719.8235 | 436199.5059 | 449227.5074 | 462856.0741 | 477143.9585 | 492121.8224 | 507735.6067
Scenario 2: High TRC | PG&E | Com | FoodServ | Com ¦ Electric Deck Oven (60% cooking efficiency) | Com - School | Energy Efficiency | 18268.7645 | 18547.1828 | 18752.4956 | 18921.4998 | 19205.0503 | 19619.5123 | 19826.5583 | 19928.447 | 19941.3305 | 19912.1333 | 20033.0512 | 20043.3875 | 20022.8732
Scenario 2: High TRC | PG&E | Com | FoodServ | Com ¦ Demand Controlled Ventilation (DCV) Exhaust Hood | Com - School | Energy Efficiency | 247739.929 | 256245.9172 | 264831.7801 | 272619.8025 | 279192.4855 | 289270.4611 | 298001.9678 | 307998.9285 | 318133.8722 | 329351.7329 | 342126.0178 | 356549.0831 | 370334.0176
Scenario 2: High TRC | PG&E | Com | FoodServ | Com ¦ ENERGY STAR Ice Machine | Com - School | Energy Efficiency | 128258.4803 | 130286.3067 | 131743.8742 | 132834.2174 | 134916.2729 | 138258.9206 | 140091.4836 | 141273.4714 | 141879.0785 | 142017.0759 | 143102.6744 | 143190.7938 | 143025.427
Scenario 2: High TRC | PG&E | Com | FoodServ | Com ¦ ENERGY STAR Fryer - Electric | Com - School | Energy Efficiency | 19635.815 | 19935.0673 | 20155.7435 | 20337.3943 | 20642.1629 | 21087.6391 | 21310.1784 | 21419.6914 | 21433.5389 | 21402.1569 | 21532.1231 | 21543.2329 | 21521.1834
Scenario 2: High TRC | PG&E | Com | FoodServ | Com ¦ Efficient Food Holding Cabinet | Com - School | Energy Efficiency | 584266.2066 | 593170.498 | 599736.7486 | 605141.7918 | 614210.2191 | 627465.42 | 634087.1055 | 637345.6791 | 637757.7148 | 636823.9389 | 640691.0987 | 641021.6726 | 640365.5883
Scenario 2: High TRC | PG&E | Com | FoodServ | Com ¦ ENERGY STAR Griddle - Electric | Com - School | Energy Efficiency | 35702.3856 | 36246.4945 | 36647.7342 | 36978.0168 | 37532.1554 | 38342.1326 | 38746.7597 | 38945.8793 | 38971.0573 | 38913.9977 | 39150.3058 | 39170.5059 | 39130.415
Scenario 2: High TRC | PG&E | Com | FoodServ | Com ¦ Demand Controlled Ventilation (DCV) Exhaust Hood - Retrofit | Com - School | Energy Efficiency | 576954.2788 | 598313.185 | 605507.8642 | 589497.4234 | 584624.592 | 612957.4529 | 629925.3312 | 643406.7981 | 649498.9977 | 654093.6261 | 677023.9791 | 688520.4697 | 699984.4026
Scenario 2: High TRC | PG&E | Com | FoodServ | Com ¦ ENERGY STAR Fryer - Tier 2 Gas | Com - School | Energy Efficiency | 16135.5538 | 16848.426 | 17617.492 | 18375.9479 | 19021.2184 | 19842.0304 | 20650.2586 | 21588.753 | 22569.782 | 23657.718 | 24828.6099 | 26199.735 | 27557.1036
Scenario 2: High TRC | PG&E | Com | FoodServ | Com ¦ ENERGY STAR Fryer - Fuel Sub | Com - School | Fuel Substitution | 1747359.8753 | 1806606.2583 | 1872753.8825 | 1943927.2186 | 2011607.2546 | 2075653.0479 | 2154966.3818 | 2244263.7577 | 2342635.2035 | 2447761.1903 | 2548986.4588 | 2661425.2276 | 2780469.737
Scenario 2: High TRC | PG&E | Com | FoodServ | Com ¦ ENERGY STAR Steamer - Gas | Com - School | Energy Efficiency | 15837.0078 | 16539.1686 | 17297.0195 | 18044.8502 | 18681.8384 | 19491.5244 | 20289.1638 | 21215.1514 | 22183.3306 | 23256.9831 | 24412.6422 | 25765.6814 | 27105.7077
Scenario 2: High TRC | PG&E | Com | FoodServ | Com ¦ ENERGY STAR Steamer - Fuel Sub | Com - School | Fuel Substitution | 766857.8158 | 790197.747 | 815458.3792 | 842263.5622 | 868715.7018 | 894807.8334 | 924838.3782 | 957642.6156 | 993040.6251 | 1030537.3925 | 1067754.0059 | 1108139.6903 | 1150689.324
Scenario 2: High TRC | PG&E | Com | FoodServ | Com ¦ ENERGY STAR Convection Oven - Gas | Com - School | Energy Efficiency | 23923.3836 | 24984.0677 | 26128.8772 | 27258.5503 | 28220.7846 | 29443.8962 | 30648.8104 | 32047.6072 | 33510.1387 | 35131.9981 | 36877.7367 | 38921.6376 | 40945.8815
Scenario 2: High TRC | PG&E | Com | FoodServ | Com ¦ ENERGY STAR Convection Oven - Fuel Sub | Com - School | Fuel Substitution | 1561473.8676 | 1615401.8681 | 1675906.7589 | 1741147.2212 | 1802829.5544 | 1860807.508 | 1933450.371 | 2015609.8826 | 2106391.7143 | 2203529.6746 | 2296652.3391 | 2400443.6489 | 2510409.8519
Scenario 2: High TRC | PG&E | Com | FoodServ | Com ¦ ENERGY STAR Griddle - Gas | Com - School | Energy Efficiency | 11543.5149 | 12055.3163 | 12607.71 | 13152.8 | 13617.0975 | 14207.2735 | 14788.6689 | 15463.6166 | 16169.3175 | 16951.8973 | 17794.2514 | 18780.4748 | 19757.2132
Scenario 2: High TRC | PG&E | Com | FoodServ | Com ¦ ENERGY STAR Griddle - Fuel Sub | Com - School | Fuel Substitution | 887779.0141 | 919679.3559 | 955835.0465 | 994991.037 | 1031574.4561 | 1065476.5887 | 1109002.8437 | 1158688.6953 | 1213923.4725 | 1273175.1717 | 1329477.1551 | 1392660.8593 | 1459697.6678
Scenario 2: High TRC | PG&E | Com | FoodServ | Com ¦ ENERGY STAR Combination Oven - Gas | Com - School | Energy Efficiency | 767.938 | 801.9858 | 838.7341 | 874.9965 | 905.8841 | 945.1459 | 983.8235 | 1028.7247 | 1075.6718 | 1127.7333 | 1183.7713 | 1249.3803 | 1314.3583
Scenario 2: High TRC | PG&E | Com | FoodServ | Com ¦ ENERGY STAR Combination Oven - Fuel Sub | Com - School | Fuel Substitution | 40278.7219 | 41947.0739 | 43900.5148 | 46044.9824 | 47974.7271 | 49680.2579 | 52051.8251 | 54836.3985 | 57988.0475 | 61393.8331 | 64546.8814 | 68157.6741 | 72004.3331
Scenario 2: High TRC | PG&E | Com | FoodServ | Com ¦ ENERGY STAR Fryer - Tier 2 Gas - Panel Upgrade | Com - School | Energy Efficiency | 26551.0964 | 27724.1296 | 28989.6296 | 30237.6708 | 31299.4652 | 32650.1135 | 33980.0551 | 35524.3501 | 37138.6361 | 38928.8376 | 40855.5433 | 43111.7333 | 45345.2869
Scenario 2: High TRC | PG&E | Com | FoodServ | Com ¦ ENERGY STAR Fryer - Fuel Sub - Panel Upgrade | Com - School | Fuel Substitution | 2875285.2974 | 2972775.3774 | 3081621.4681 | 3198737.3809 | 3310105.0591 | 3415492.5815 | 3546002.8822 | 3692941.9505 | 3854812.4249 | 4027797.5143 | 4194363.9613 | 4379382.2528 | 4575270.308
Scenario 2: High TRC | PG&E | Com | FoodServ | Com ¦ ENERGY STAR Steamer - Gas - Panel Upgrade | Com - School | Energy Efficiency | 26059.8382 | 27215.2457 | 28462.2913 | 29692.8487 | 30741.0145 | 32073.3549 | 33385.8727 | 34909.5878 | 36502.7292 | 38269.4272 | 40171.0673 | 42397.4968 | 44602.5138
Scenario 2: High TRC | PG&E | Com | FoodServ | Com ¦ ENERGY STAR Steamer - Fuel Sub - Panel Upgrade | Com - School | Fuel Substitution | 1261866.5646 | 1300272.4831 | 1341838.9202 | 1385946.9198 | 1429473.9856 | 1472408.657 | 1521823.9981 | 1575803.4575 | 1634050.9757 | 1695752.0056 | 1756992.0415 | 1823446.7919 | 1893462.3267
Scenario 2: High TRC | PG&E | Com | FoodServ | Com ¦ ENERGY STAR Convection Oven - Gas - Panel Upgrade | Com - School | Energy Efficiency | 39365.991 | 41111.3495 | 42995.1365 | 44854.0166 | 46437.3758 | 48450.0091 | 50432.6986 | 52734.4225 | 55141.0219 | 57809.7959 | 60682.4133 | 64045.6577 | 67376.5563
Scenario 2: High TRC | PG&E | Com | FoodServ | Com ¦ ENERGY STAR Convection Oven - Fuel Sub - Panel Upgrade | Com - School | Fuel Substitution | 2569409.3801 | 2658148.0475 | 2757709.0054 | 2865062.3587 | 2966560.8012 | 3061963.6772 | 3181497.7005 | 3316691.394 | 3466073.1384 | 3625913.909 | 3779147.4998 | 3949936.3747 | 4130886.0527
Scenario 2: High TRC | PG&E | Com | FoodServ | Com ¦ ENERGY STAR Griddle - Gas - Panel Upgrade | Com - School | Energy Efficiency | 18994.8842 | 19837.0549 | 20746.0201 | 21642.9672 | 22406.9699 | 23378.1061 | 24334.7937 | 25445.4219 | 26606.6547 | 27894.3919 | 29280.4877 | 30903.3209 | 32510.5467
Scenario 2: High TRC | PG&E | Com | FoodServ | Com ¦ ENERGY STAR Griddle - Fuel Sub - Panel Upgrade | Com - School | Fuel Substitution | 1460842.7164 | 1513334.8132 | 1572829.0977 | 1637260.3836 | 1697458.4966 | 1753244.5454 | 1824867.1132 | 1906625.3134 | 1997514.2855 | 2095013.1133 | 2187658.1758 | 2291627.1282 | 2401936.3739
Scenario 2: High TRC | PG&E | Com | FoodServ | Com ¦ ENERGY STAR Combination Oven - Gas - Panel Upgrade | Com - School | Energy Efficiency | 1263.644 | 1319.6698 | 1380.1392 | 1439.809 | 1490.6347 | 1555.24 | 1618.8841 | 1692.7692 | 1770.0208 | 1855.6881 | 1947.8988 | 2055.8586 | 2162.7801
Scenario 2: High TRC | PG&E | Com | FoodServ | Com ¦ ENERGY STAR Combination Oven - Fuel Sub - Panel Upgrade | Com - School | Fuel Substitution | 66278.7435 | 69024.0211 | 72238.4132 | 75767.1403 | 78942.5404 | 81748.9959 | 85651.4159 | 90233.4388 | 95419.4856 | 101023.7148 | 106212.0641 | 112153.6331 | 118483.3207
Scenario 2: High TRC | PG&E | Com | Lighting | Com ¦ LED High and Low Bay - 155 lpw | Com - School | Energy Efficiency | 7849425.5423 | 7887176.7042 | 7860839.5314 | 7800346.4003 | 7825431.8816 | 7940173.4833 | 7886466.2842 | 7739614.0824 | 7514360.9834 | 7245166.4857 | 7081320.4317 | 6817478.0259 | 6520224.7814
Scenario 2: High TRC | PG&E | Com | Lighting | Com ¦ LED Fixtures and Retrofit Kits - 140 lpw - RET | Com - School | Energy Efficiency | 594073.7434 | 604024.2387 | 611267.6684 | 616112.9704 | 623546.9297 | 632457.0616 | 633203.5018 | 630570.5954 | 625760.7443 | 619299.8162 | 618415.6119 | 613945.6969 | 607933.0974
Scenario 2: High TRC | PG&E | Com | Lighting | Com ¦ LED Fixtures and Retrofit Kits - 140 lpw | Com - School | Energy Efficiency | 1200575.883 | 1218718.1082 | 1230038.3355 | 1235082.8527 | 1245835.7436 | 1260230.823 | 1254106.3501 | 1239493.3931 | 1219110.9512 | 1194343.7424 | 1182912.425 | 1162416.5026 | 1137452.7228
Scenario 2: High TRC | SCE | Com | BldgEnv | Com ¦ Com Wall Insulation (R14) - Marine | Com - School | Energy Efficiency | 8321.5411 | 8636.7823 | 8892.4093 | 9128.3148 | 9572.0309 | 10117.5878 | 10396.1268 | 10356.9081 | 10301.4239 | 10226.8881 | 10109.5159 | 9845.4126 | 9588.1736
Scenario 2: High TRC | SCE | Com | BldgEnv | Com ¦ Com Wall Insulation (R14) - Hot-Dry | Com - School | Energy Efficiency | 34324.7288 | 35625.0373 | 36679.4486 | 37652.5127 | 39482.7549 | 41733.0701 | 42881.9889 | 42720.2198 | 42491.3582 | 42183.9126 | 41699.7754 | 40610.4007 | 39549.3403
Scenario 2: High TRC | SCE | Com | BldgEnv | Com ¦ Com Wall Insulation (R14) - Cold | Com - School | Energy Efficiency | 1035.8359 | 1075.076 | 1106.8956 | 1136.2603 | 1191.4925 | 1259.4015 | 1294.073 | 1289.1912 | 1282.2847 | 1273.0068 | 1258.3967 | 1225.5221 | 1193.5019
Scenario 2: High TRC | SCE | Com | HVAC | Com ¦ Small Unitary Heat Pump (SEER 18) - Marine | Com - School | Energy Efficiency | 265008.0112 | 269664.8859 | 273121.2239 | 275509.7476 | 279459.4305 | 284793.8615 | 285929.0613 | 283354.6373 | 280758.038 | 278008.7636 | 275872.3463 | 272265.0258 | 268748.5108
Scenario 2: High TRC | SCE | Com | HVAC | Com ¦ Small Unitary Heat Pump (SEER 18) - Hot-Dry | Com - School | Energy Efficiency | 1279017.8651 | 1301493.5101 | 1318174.9604 | 1329702.78 | 1348765.279 | 1374511.0385 | 1379989.8949 | 1367564.8581 | 1355032.7962 | 1341763.8723 | 1331452.8033 | 1314042.6604 | 1297070.7751
Scenario 2: High TRC | SCE | Com | HVAC | Com ¦ Small Unitary Heat Pump (SEER 18) - Cold | Com - School | Energy Efficiency | 26771.7314 | 27242.1798 | 27591.3472 | 27832.6415 | 28231.6477 | 28770.5444 | 28885.225 | 28625.1506 | 28362.8361 | 28085.0979 | 27869.272 | 27504.852 | 27149.6054
Scenario 2: High TRC | SCE | Com | HVAC | Com ¦ Small Unitary AC (SEER 18) - Marine | Com - School | Energy Efficiency | 1163241.1468 | 1183682.296 | 1198853.7412 | 1209338.0623 | 1226675.0236 | 1250090.2765 | 1255073.1868 | 1243772.8645 | 1232375.205 | 1220307.3844 | 1210929.6735 | 1195095.4971 | 1179659.9071
Scenario 2: High TRC | SCE | Com | HVAC | Com ¦ Small Unitary AC (SEER 18) - Hot-Dry | Com - School | Energy Efficiency | 5859287.0245 | 5962249.82 | 6038668.9288 | 6091478.8273 | 6178805.7179 | 6296749.1797 | 6321848.2756 | 6264928.1506 | 6207517.7344 | 6146731.6928 | 6099495.8296 | 6019738.5196 | 5941988.904
Scenario 2: High TRC | SCE | Com | HVAC | Com ¦ Small Unitary AC (SEER 18) - Cold | Com - School | Energy Efficiency | 63674.3075 | 64793.2294 | 65623.6946 | 66197.5927 | 67146.5954 | 68428.3159 | 68701.0739 | 68082.509 | 67458.6159 | 66798.0391 | 66284.7154 | 65417.9732 | 64573.0491
Scenario 2: High TRC | SCE | Com | HVAC | Com ¦ Large Unitary Heat Pump (EER 10.0, COP 3.3) - Marine | Com - School | Energy Efficiency | 61426.0976 | 62505.5126 | 63306.6558 | 63860.2907 | 64775.7861 | 66012.2516 | 66275.3791 | 65678.6544 | 65076.7898 | 64439.5366 | 63944.3373 | 63108.198 | 62293.1064
Scenario 2: High TRC | SCE | Com | HVAC | Com ¦ Large Unitary Heat Pump (EER 10.0, COP 3.3) - Hot-Dry | Com - School | Energy Efficiency | 254308.5458 | 258777.4033 | 262094.1947 | 264386.2839 | 268176.5018 | 273295.5598 | 274384.9269 | 271914.443 | 269422.6792 | 266784.4043 | 264734.243 | 261272.5649 | 257898.026
Scenario 2: High TRC | SCE | Com | HVAC | Com ¦ Large Unitary Heat Pump (EER 10.0, COP 3.3) - Cold | Com - School | Energy Efficiency | 1697.2299 | 1727.0546 | 1749.1906 | 1764.4878 | 1789.7833 | 1823.9474 | 1831.2177 | 1814.7299 | 1798.1002 | 1780.4926 | 1766.81 | 1743.7071 | 1721.1858
Scenario 2: High TRC | SCE | Com | HVAC | Com ¦ Large Unitary AC (EER 11.5) - Marine | Com - School | Energy Efficiency | 688575.6196 | 700675.6704 | 709656.3424 | 715862.4915 | 726125.0315 | 739985.5903 | 742935.2027 | 736246.0253 | 729499.2295 | 722355.7347 | 716804.6389 | 707431.6659 | 698294.6345
Scenario 2: High TRC | SCE | Com | HVAC | Com ¦ Large Unitary AC (EER 11.5) - Hot-Dry | Com - School | Energy Efficiency | 2862619.6211 | 2912923.2361 | 2950258.6388 | 2976059.5 | 3018724.0203 | 3076346.6059 | 3088609.0475 | 3060800.0894 | 3032751.5943 | 3003053.8999 | 2979976.2953 | 2941009.9775 | 2903024.541
Scenario 2: High TRC | SCE | Com | HVAC | Com ¦ Large Unitary AC (EER 11.5) - Cold | Com - School | Energy Efficiency | 20181.5907 | 20536.2333 | 20799.4495 | 20981.3467 | 21282.1334 | 21688.375 | 21774.8258 | 21578.7714 | 21381.0283 | 21171.6583 | 21008.9602 | 20734.246 | 20466.4471
Scenario 2: High TRC | SCE | Com | HVAC | Com ¦ Variable Refrigerant Flow (VRF) Heat Pump - Hot-Dry | Com - School | Energy Efficiency | 245411.5615 | 250308.3283 | 254198.756 | 257214.9919 | 261687.1159 | 266899.3448 | 268111.8655 | 265935.1172 | 263720.3604 | 261319.0682 | 259536.256 | 256371.6761 | 253266.8862
Scenario 2: High TRC | SCE | Com | HVAC | Com ¦ Variable Refrigerant Flow (VRF) Heat Pump - Marine | Com - School | Energy Efficiency | 59237.9663 | 60419.9583 | 61359.038 | 62087.1035 | 63166.5943 | 64424.7332 | 64717.4141 | 64191.9859 | 63657.3832 | 63077.7542 | 62647.4152 | 61883.5421 | 61134.1013
Scenario 2: High TRC | SCE | Com | HVAC | Com ¦ Variable Refrigerant Flow (VRF) Heat Pump - Cold | Com - School | Energy Efficiency | 2875.126 | 2932.4942 | 2978.0726 | 3013.4094 | 3065.8027 | 3126.8667 | 3141.072 | 3115.5703 | 3089.6232 | 3061.4908 | 3040.6042 | 3003.5295 | 2967.1553
Scenario 2: High TRC | SCE | Com | HVAC | Com ¦ Efficient Chiller - Marine | Com - School | Energy Efficiency | 2227403.1926 | 2249844.8651 | 2264999.6838 | 2274511.9601 | 2297509.6745 | 2333093.8129 | 2340332.8216 | 2320816.3614 | 2301636.1318 | 2282208.7031 | 2265719.6139 | 2235264.0264 | 2205097.9719
Scenario 2: High TRC | SCE | Com | HVAC | Com ¦ Efficient Chiller - Hot-Dry | Com - School | Energy Efficiency | 7314717.5336 | 7388415.235 | 7438183.1524 | 7469421.1493 | 7544944.8736 | 7661801.9931 | 7685574.6554 | 7621483.2535 | 7558496.0214 | 7494696.9958 | 7440547.3787 | 7340532.2485 | 7241467.9353
Scenario 2: High TRC | SCE | Com | HVAC | Com ¦ Efficient Chiller - Cold | Com - School | Energy Efficiency | 82976.0366 | 83812.042 | 84376.5948 | 84730.9496 | 85587.6689 | 86913.2622 | 87182.9324 | 86455.8981 | 85741.3892 | 85017.6715 | 84403.4139 | 83268.8713 | 82145.1144
Scenario 2: High TRC | SCE | Com | HVAC | Com ¦ Demand Controlled Ventilation (HVAC) - Marine | Com - School | Energy Efficiency | 165436.7042 | 169816.4615 | 177072.835 | 183027.2353 | 192174.2411 | 203335.7082 | 209796.2872 | 210061.4358 | 210016.6162 | 209395.81 | 209642.0446 | 206929.4835 | 203982.5888
Scenario 2: High TRC | SCE | Com | HVAC | Com ¦ Demand Controlled Ventilation (HVAC) - Hot-Dry | Com - School | Energy Efficiency | 695143.264 | 713546.4279 | 744036.7547 | 769056.3612 | 807490.8759 | 854389.892 | 881536.3951 | 882650.5145 | 882462.1884 | 879853.6427 | 880888.2878 | 869490.4631 | 857107.9994
Scenario 2: High TRC | SCE | Com | HVAC | Com ¦ Demand Controlled Ventilation (HVAC) - Cold | Com - School | Energy Efficiency | 50295.1706 | 51626.6807 | 53832.724 | 55642.9486 | 58423.7717 | 61817.0204 | 63781.1307 | 63861.7397 | 63848.1139 | 63659.3798 | 63734.2387 | 62909.5806 | 62013.6816
Scenario 2: High TRC | SCE | Com | HVAC | Com ¦ HVAC Energy Management System (Elec SC and Gas SH) - Marine | Com - School | Energy Efficiency | 330019.8799 | 338756.7982 | 353232.1079 | 365110.1882 | 383357.0081 | 405622.3575 | 418510.1839 | 419039.113 | 418949.7051 | 417711.2957 | 418202.4944 | 412791.367 | 406912.7814
Scenario 2: High TRC | SCE | Com | HVAC | Com ¦ HVAC Energy Management System (Elec SC and Gas SH) - Hot-Dry | Com - School | Energy Efficiency | 1349244.4487 | 1384964.2319 | 1444144.7007 | 1492706.7265 | 1567306.5368 | 1658335.5957 | 1711025.8403 | 1713188.3002 | 1712822.767 | 1707759.6873 | 1709767.8908 | 1687645.1824 | 1663611.3303
Scenario 2: High TRC | SCE | Com | HVAC | Com ¦ HVAC Energy Management System (Elec SC and Gas SH) - Cold | Com - School | Energy Efficiency | 20307.4325 | 20845.0498 | 21735.773 | 22466.6784 | 23589.4776 | 24959.5529 | 25752.592 | 25785.1391 | 25779.6375 | 25703.4333 | 25733.6587 | 25400.6905 | 25038.9578
Scenario 2: High TRC | SCE | Com | HVAC | Com ¦ HVAC Pump Variable Frequency Drive (VFD) - Marine | Com - School | Energy Efficiency | 429376.3375 | 439748.3348 | 458632.4433 | 473950.9357 | 498135.1171 | 528363.6528 | 546614.0976 | 546966.1553 | 546405.605 | 544453.5389 | 543936.3185 | 534353.3906 | 524608.7086
Scenario 2: High TRC | SCE | Com | HVAC | Com ¦ HVAC Pump Variable Frequency Drive (VFD) - Hot-Dry | Com - School | Energy Efficiency | 1771093.3874 | 1813875.8471 | 1891769.1 | 1954954.8843 | 2054709.9011 | 2179396.6968 | 2254676.2107 | 2256128.3799 | 2253816.2197 | 2245764.3289 | 2243630.8959 | 2204103.193 | 2163908.2864
Scenario 2: High TRC | SCE | Com | HVAC | Com ¦ HVAC Pump Variable Frequency Drive (VFD) - Cold | Com - School | Energy Efficiency | 13232.7114 | 13552.3602 | 14134.3391 | 14606.4313 | 15351.7501 | 16283.3466 | 16845.797 | 16856.6468 | 16839.3716 | 16779.2119 | 16763.272 | 16467.941 | 16167.6251
Scenario 2: High TRC | SCE | Com | HVAC | Com ¦ HVAC Fan Variable Frequency Drive (VFD) - Marine | Com - School | Energy Efficiency | 282444.9139 | 289828.3946 | 302589.6985 | 313065.6353 | 329460.3755 | 349303.2551 | 360986.0049 | 361324.9895 | 361020.9839 | 359620.5091 | 359865.9566 | 354566.3333 | 348999.9572
Scenario 2: High TRC | SCE | Com | HVAC | Com ¦ HVAC Fan Variable Frequency Drive (VFD) - Hot-Dry | Com - School | Energy Efficiency | 1225814.1856 | 1257858.577 | 1313242.7832 | 1358708.4698 | 1429861.8315 | 1515980.158 | 1566683.4269 | 1568154.6239 | 1566835.2362 | 1560757.1595 | 1561822.4044 | 1538821.9783 | 1514663.8416
Scenario 2: High TRC | SCE | Com | HVAC | Com ¦ HVAC Fan Variable Frequency Drive (VFD) - Cold | Com - School | Energy Efficiency | 16349.3467 | 16776.7401 | 17515.4292 | 18121.8296 | 19070.8405 | 20219.4472 | 20895.7041 | 20915.3263 | 20897.7289 | 20816.6623 | 20830.87 | 20524.1009 | 20201.8908
Scenario 2: High TRC | SCE | Com | HVAC | Com ¦ Economizer - Marine | Com - School | Energy Efficiency | 16242.2237 | 17118.7035 | 17716.5979 | 16524.3236 | 15672.0528 | 18751.0564 | 21424.7625 | 21369.347 | 21433.9683 | 20945.7721 | 21946.3913 | 21716.2311 | 21441.5661
Scenario 2: High TRC | SCE | Com | HVAC | Com ¦ Economizer - Hot-Dry | Com - School | Energy Efficiency | 73506.3626 | 77472.9899 | 80178.8413 | 74783.0439 | 70925.9779 | 84860.4218 | 96960.6376 | 96709.8474 | 97002.2996 | 94792.9021 | 99321.3387 | 98279.7177 | 97036.6844
Scenario 2: High TRC | SCE | Com | HVAC | Com ¦ Economizer - Cold | Com - School | Energy Efficiency | 641.6319 | 676.2563 | 699.8755 | 652.776 | 619.1079 | 740.7407 | 846.3627 | 844.1735 | 846.7263 | 827.4406 | 866.969 | 857.8768 | 847.0265
Scenario 2: High TRC | SCE | Com | WaterHeat | Com ¦ Com Heat Pump Water Heater (3.3 UEF - 50 Gal) - Marine | Com - School | Energy Efficiency | 1067707.5707 | 1105171.6268 | 1140889.1236 | 1174517.4238 | 1213795.8961 | 1249506.5737 | 1263914.4411 | 1261714.0976 | 1257149.2866 | 1248813.9803 | 1248405.137 | 1242637.9554 | 1235083.0743
Scenario 2: High TRC | SCE | Com | WaterHeat | Com ¦ Com Heat Pump Water Heater (3.3 UEF - 50 Gal) - Hot-Dry | Com - School | Energy Efficiency | 4186417.9247 | 4333903.6031 | 4474513.9467 | 4606903.94 | 4761529.2651 | 4902112.12 | 4958871.3539 | 4950274.1187 | 4932371.1298 | 4899630.1604 | 4898081.1446 | 4875443.3682 | 4845773.7963
Scenario 2: High TRC | SCE | Com | WaterHeat | Com ¦ Com Heat Pump Water Heater (3.3 UEF - 50 Gal) - Cold | Com - School | Energy Efficiency | 68451.3616 | 70846.029 | 73129.0531 | 75278.4864 | 77789.1685 | 80071.7646 | 80992.2236 | 80850.792 | 80558.1956 | 80024.5268 | 79997.66 | 79628.2259 | 79144.4523
Scenario 2: High TRC | SCE | Com | WaterHeat | Com ¦ Faucet Aerators (Elec WH) - Marine | Com - School | Energy Efficiency | 4463.1686 | 4623.6002 | 4612.7822 | 4649.8152 | 5195.7449 | 5933.0403 | 6279.0149 | 6342.1948 | 6262.5348 | 6197.6225 | 6340.4396 | 6386.3417 | 6429.1895
Scenario 2: High TRC | SCE | Com | WaterHeat | Com ¦ Faucet Aerators (Elec WH) - Hot-Dry | Com - School | Energy Efficiency | 17672.8378 | 18308.0997 | 18265.2636 | 18411.9037 | 20573.6249 | 23493.0982 | 24863.0563 | 25113.23 | 24797.8 | 24540.7661 | 25106.2799 | 25288.039 | 25457.7036
Scenario 2: High TRC | SCE | Com | WaterHeat | Com ¦ Faucet Aerators (Elec WH) - Cold | Com - School | Energy Efficiency | 366.4421 | 379.6141 | 378.7259 | 381.7665 | 426.5892 | 487.1238 | 515.5296 | 520.7169 | 514.1765 | 508.847 | 520.5728 | 524.3415 | 527.8595
Scenario 2: High TRC | SCE | Com | WaterHeat | Com ¦ Low Flow Showerheads (Elec WH) - Marine | Com - School | Energy Efficiency | 778.6665 | 789.9558 | 807.2936 | 858.1896 | 950.9843 | 1041.3401 | 1084.0421 | 1078.4603 | 1080.084 | 1075.1052 | 1094.1346 | 1102.0969 | 1110.488
Scenario 2: High TRC | SCE | Com | WaterHeat | Com ¦ Low Flow Showerheads (Elec WH) - Hot-Dry | Com - School | Energy Efficiency | 3073.8021 | 3118.3667 | 3186.808 | 3387.7209 | 3754.0302 | 4110.7114 | 4279.2785 | 4257.2441 | 4263.6537 | 4243.9998 | 4319.1187 | 4350.5503 | 4383.674
Scenario 2: High TRC | SCE | Com | WaterHeat | Com ¦ Low Flow Showerheads (Elec WH) - Cold | Com - School | Energy Efficiency | 60.9215 | 61.8047 | 63.1612 | 67.1432 | 74.4033 | 81.4726 | 84.8135 | 84.3768 | 84.5039 | 84.1143 | 85.6032 | 86.2261 | 86.8826
Scenario 2: High TRC | SCE | Com | WholeBlg | Com ¦ Com Title 24 2022 Code | Com - School | Energy Efficiency | 7693513.7263 | 7864562.8281 | 8045350.2106 | 8203264.0293 | 8390088.023 | 8660313.0104 | 8776358.5127 | 8812194.072 | 8869726.8966 | 8943816.7184 | 8983072.321 | 9013696.9486 | 9006140.3294
Scenario 2: High TRC | SCE | Com | ComRefrig | Com ¦ Efficient Refrigerated Display Case - Marine | Com - School | Energy Efficiency | 6653.845 | 6881.5027 | 7095.3163 | 7301.8559 | 7550.3407 | 7780.6019 | 7881.4197 | 7881.1156 | 7858.9844 | 7805.1356 | 7800.475 | 7762.4774 | 7713.3149
Scenario 2: High TRC | SCE | Com | ComRefrig | Com ¦ Efficient Refrigerated Display Case - Hot-Dry | Com - School | Energy Efficiency | 27210.8894 | 28141.8955 | 29016.2857 | 29860.9293 | 30877.1076 | 31818.7602 | 32231.0543 | 32229.8108 | 32139.3052 | 31919.0908 | 31900.0311 | 31744.6402 | 31543.5904
Scenario 2: High TRC | SCE | Com | ComRefrig | Com ¦ Efficient Refrigerated Display Case - Cold | Com - School | Energy Efficiency | 366.5399 | 379.0808 | 390.8592 | 402.2368 | 415.9251 | 428.6094 | 434.1632 | 434.1464 | 432.9273 | 429.9609 | 429.7042 | 427.611 | 424.9028
Scenario 2: High TRC | SCE | Com | ComRefrig | Com ¦ Refrigerated Display Case LED Lighting | Com - School | Energy Efficiency | 24453.5282 | 25113.2909 | 25694.3731 | 26202.0551 | 26790.4077 | 27314.1451 | 27493.2766 | 27411.095 | 27307.6733 | 27135.9495 | 27109.4392 | 26979.8845 | 26822.5045
Scenario 2: High TRC | SCE | Com | ComRefrig | Com ¦ Efficient EC or PMS Motor Retrofit - Marine | Com - School | Energy Efficiency | 2019.3098 | 2051.6219 | 2074.3625 | 2089.3198 | 2117.0177 | 2155.2118 | 2162.2626 | 2139.9006 | 2117.721 | 2095.1916 | 2076.1666 | 2044.873 | 2015.2649
Scenario 2: High TRC | SCE | Com | ComRefrig | Com ¦ Efficient EC or PMS Motor Retrofit - Hot-Dry | Com - School | Energy Efficiency | 8310.549 | 8443.5304 | 8537.1205 | 8598.6776 | 8712.6695 | 8869.8588 | 8898.8766 | 8806.8449 | 8715.5641 | 8622.8435 | 8544.5451 | 8415.7551 | 8293.9017
Scenario 2: High TRC | SCE | Com | ComRefrig | Com ¦ Efficient EC or PMS Motor Retrofit - Cold | Com - School | Energy Efficiency | 121.2769 | 123.2175 | 124.5833 | 125.4816 | 127.1451 | 129.439 | 129.8624 | 128.5194 | 127.1873 | 125.8343 | 124.6916 | 122.8122 | 121.034
Scenario 2: High TRC | SCE | Com | ComRefrig | Com ¦ Walk-in Anti Sweat Heat Controls - Marine | Com - School | Energy Efficiency | 734.0313 | 773.2752 | 787.3945 | 726.0535 | 705.5454 | 843.3183 | 950.4425 | 944.9884 | 938.7851 | 929.9081 | 968.5802 | 953.5305 | 936.9539
Scenario 2: High TRC | SCE | Com | ComRefrig | Com ¦ Walk-in Anti Sweat Heat Controls - Hot-Dry | Com - School | Energy Efficiency | 2959.8053 | 3118.0472 | 3174.9797 | 2927.6371 | 2844.9429 | 3400.4792 | 3832.4318 | 3810.4394 | 3785.4262 | 3749.632 | 3905.5678 | 3844.8834 | 3778.0423
Scenario 2: High TRC | SCE | Com | ComRefrig | Com ¦ Walk-in Anti Sweat Heat Controls - Cold | Com - School | Energy Efficiency | 57.0618 | 60.1125 | 61.2101 | 56.4416 | 54.8474 | 65.5575 | 73.8851 | 73.4611 | 72.9789 | 72.2888 | 75.2951 | 74.1251 | 72.8365
Scenario 2: High TRC | SCE | Com | ComRefrig | Com ¦ Efficient Refrigeration Compressor - Marine | Com - School | Energy Efficiency | 3268.1942 | 3320.4903 | 3357.2954 | 3381.5032 | 3426.3315 | 3488.1476 | 3499.5591 | 3463.3668 | 3427.4699 | 3391.0067 | 3360.2152 | 3309.5674 | 3261.6475
Scenario 2: High TRC | SCE | Com | ComRefrig | Com ¦ Efficient Refrigeration Compressor - Hot-Dry | Com - School | Energy Efficiency | 16285.3631 | 16545.9537 | 16729.353 | 16849.9803 | 17073.3591 | 17381.3875 | 17438.2507 | 17257.9053 | 17079.0314 | 16897.3359 | 16743.9024 | 16491.5253 | 16252.7412
Scenario 2: High TRC | SCE | Com | ComRefrig | Com ¦ Efficient Refrigeration Compressor - Cold | Com - School | Energy Efficiency | 256.8715 | 260.9818 | 263.8746 | 265.7773 | 269.3007 | 274.1593 | 275.0562 | 272.2116 | 269.3901 | 266.5242 | 264.1041 | 260.1233 | 256.3569
Scenario 2: High TRC | SCE | Com | ComRefrig | Com ¦ Floating Head Pressure Controls - Marine | Com - School | Energy Efficiency | 1204.3724 | 1265.0278 | 1263.5468 | 1166.811 | 1184.0198 | 1405.3383 | 1543.8093 | 1535.5741 | 1521.0497 | 1524.9553 | 1570.9376 | 1546.041 | 1518.8039
Scenario 2: High TRC | SCE | Com | ComRefrig | Com ¦ Floating Head Pressure Controls - Hot-Dry | Com - School | Energy Efficiency | 4813.2156 | 5055.6217 | 5049.7031 | 4663.1031 | 4731.8775 | 5616.366 | 6169.7585 | 6136.8471 | 6078.801 | 6094.4093 | 6278.1756 | 6178.6776 | 6069.8256
Scenario 2: High TRC | SCE | Com | ComRefrig | Com ¦ Floating Head Pressure Controls - Cold | Com - School | Energy Efficiency | 109.1982 | 114.6977 | 114.5634 | 105.7926 | 107.3529 | 127.4194 | 139.9743 | 139.2276 | 137.9107 | 138.2648 | 142.434 | 140.1766 | 137.7071
Scenario 2: High TRC | SCE | Com | FoodServ | Com ¦ ENERGY STAR Dishwasher - Tier 2 | Com - School | Energy Efficiency | 384593.5176 | 394878.6984 | 404030.7039 | 412100.5223 | 421726.8882 | 430550.4359 | 433391.4047 | 431623.8247 | 429570.4592 | 426578.6654 | 425528.1041 | 422674.4018 | 419431.6646
Scenario 2: High TRC | SCE | Com | FoodServ | Com ¦ ENERGY STAR Combination Oven - Electric | Com - School | Energy Efficiency | 883605.8333 | 911857.0444 | 937816.2332 | 962583.419 | 993025.2175 | 1022273.9827 | 1034727.0487 | 1032805.0696 | 1028088.6838 | 1019742.7137 | 1016749.4238 | 1008719.8113 | 999730.4472
Scenario 2: High TRC | SCE | Com | FoodServ | Com ¦ ENERGY STAR Steamer - Electric | Com - School | Energy Efficiency | 203794.8671 | 210310.727 | 216297.9548 | 222010.259 | 229031.356 | 235777.2918 | 238649.4672 | 238206.1819 | 237118.3946 | 235193.4799 | 234503.1075 | 232651.1575 | 230577.8503
Scenario 2: High TRC | SCE | Com | FoodServ | Com ¦ ENERGY STAR Conveyor Broiler - Gas | Com - School | Energy Efficiency | 30884.2974 | 31871.7499 | 32779.0903 | 33644.7672 | 34708.7864 | 35731.106 | 36166.3727 | 36099.1946 | 35934.3448 | 35642.6316 | 35538.0084 | 35257.3528 | 34943.1514
Scenario 2: High TRC | SCE | Com | FoodServ | Com ¦ High Performance Conveyor Toaster | Com - School | Energy Efficiency | 1071763.601 | 1106030.7126 | 1137517.7317 | 1167558.9189 | 1204483.0884 | 1239960.1764 | 1255065.0369 | 1252733.7857 | 1247013.078 | 1236889.8911 | 1233259.2009 | 1223519.7377 | 1212616.1505
Scenario 2: High TRC | SCE | Com | FoodServ | Com ¦ Electric Deck Oven (60% cooking efficiency) | Com - School | Energy Efficiency | 17722.7531 | 18289.3963 | 18810.0677 | 19306.8308 | 19917.4112 | 20504.0627 | 20753.8377 | 20715.2879 | 20620.6899 | 20453.2923 | 20393.2549 | 20232.2025 | 20051.9001
Scenario 2: High TRC | SCE | Com | FoodServ | Com ¦ Demand Controlled Ventilation (DCV) Exhaust Hood | Com - School | Energy Efficiency | 115797.99 | 119539.8295 | 123382.3692 | 126643.6624 | 130170.9499 | 134814.6502 | 136673.5814 | 137470.8981 | 138530.6085 | 139647.3158 | 140695.1937 | 141764.665 | 142084.166
Scenario 2: High TRC | SCE | Com | FoodServ | Com ¦ ENERGY STAR Ice Machine | Com - School | Energy Efficiency | 122868.7106 | 127451.7014 | 131681.6235 | 135654.5674 | 140622.3631 | 145633.6929 | 148086.3893 | 148328.2679 | 148219.1833 | 147386.9326 | 147074.3809 | 145746.7601 | 144263.2568
Scenario 2: High TRC | SCE | Com | FoodServ | Com ¦ ENERGY STAR Fryer - Electric | Com - School | Energy Efficiency | 19048.9455 | 19657.9906 | 20217.6238 | 20751.5596 | 21407.8298 | 22038.3803 | 22306.8459 | 22265.4115 | 22163.7348 | 21983.8107 | 21919.2808 | 21746.1769 | 21552.3824
Scenario 2: High TRC | SCE | Com | FoodServ | Com ¦ Efficient Food Holding Cabinet | Com - School | Energy Efficiency | 566803.8306 | 584926.0453 | 601578.0038 | 617465.3319 | 636992.7358 | 655754.8484 | 663743.0772 | 662510.1913 | 659484.7863 | 654131.1233 | 652211.0272 | 647060.2971 | 641293.9182
Scenario 2: High TRC | SCE | Com | FoodServ | Com ¦ ENERGY STAR Griddle - Electric | Com - School | Energy Efficiency | 34635.3232 | 35742.7059 | 36760.2466 | 37731.0635 | 38924.3122 | 40070.7968 | 40558.9284 | 40483.5913 | 40298.7198 | 39971.5769 | 39854.2468 | 39539.5044 | 39187.1419
Scenario 2: High TRC | SCE | Com | FoodServ | Com ¦ Demand Controlled Ventilation (DCV) Exhaust Hood - Retrofit | Com - School | Energy Efficiency | 251914.432 | 264435.6624 | 264353.3404 | 247105.8914 | 256712.3803 | 304897.854 | 333940.6641 | 333715.1921 | 331164.2176 | 330054.7784 | 340035.5657 | 336029.3404 | 331519.0661
Scenario 2: High TRC | SCE | Com | Lighting | Com ¦ LED High and Low Bay - 155 lpw | Com - School | Energy Efficiency | 20811164.3653 | 21467350.479 | 22065572.1381 | 22636441.2069 | 23343445.1791 | 24017144.2115 | 24301225.0687 | 24243016.2736 | 24117141.3736 | 23904982.4913 | 23820981.8183 | 23613521.2704 | 23388900.1172
Scenario 2: High TRC | SCE | Com | Lighting | Com ¦ LED Fixtures and Retrofit Kits - 140 lpw - RET | Com - School | Energy Efficiency | 580507.762 | 597682.6832 | 613248.3006 | 627214.5282 | 643417.833 | 657569.0149 | 662299.1338 | 660220.996 | 657598.379 | 653236.8067 | 652556.6253 | 649311.5566 | 645344.8521
Scenario 2: High TRC | SCE | Com | Lighting | Com ¦ LED Fixtures and Retrofit Kits - 140 lpw | Com - School | Energy Efficiency | 1423503.1003 | 1466247.1304 | 1505313.99 | 1540403.6072 | 1580798.8446 | 1616499.1261 | 1628695.9359 | 1624460.781 | 1619025.4475 | 1609388.9656 | 1608646.6985 | 1601957.9797 | 1593137.1355
Scenario 2: High TRC | SCG | Com | BldgEnv | Com ¦ Com Wall Insulation (R14) - Marine | Com - School | Energy Efficiency | 318993.0141 | 327677.5312 | 336649.4555 | 345951.3699 | 355576.9565 | 365616.3256 | 376037.4369 | 386897.0195 | 398227.9522 | 410057.003 | 422384.2017 | 435272.2865 | 448711.6082
Scenario 2: High TRC | SCG | Com | BldgEnv | Com ¦ Com Wall Insulation (R14) - Hot-Dry | Com - School | Energy Efficiency | 388722.7634 | 399305.6581 | 410238.7853 | 421574.0362 | 433303.712 | 445537.6204 | 458236.7173 | 471470.1323 | 485277.9315 | 499692.734 | 514714.5763 | 530419.9107 | 546796.9786
Scenario 2: High TRC | SCG | Com | BldgEnv | Com ¦ Com Wall Insulation (R14) - Cold | Com - School | Energy Efficiency | 4063.3961 | 4174.0212 | 4288.3073 | 4406.7969 | 4529.4096 | 4657.293 | 4790.0392 | 4928.3707 | 5072.7064 | 5223.3872 | 5380.4135 | 5544.5844 | 5715.7772
Scenario 2: High TRC | SCG | Com | HVAC | Com ¦ Demand Controlled Ventilation (HVAC) - Marine | Com - School | Energy Efficiency | 374395.3837 | 384908.7477 | 395922.7813 | 407318.8914 | 418690.6003 | 431041.4115 | 443580.1273 | 456698.6327 | 470559.8305 | 485213.0331 | 500381.6618 | 516564.9241 | 533226.4431
Scenario 2: High TRC | SCG | Com | HVAC | Com ¦ Demand Controlled Ventilation (HVAC) - Hot-Dry | Com - School | Energy Efficiency | 1882188.8086 | 1935042.3876 | 1990412.971 | 2047704.3583 | 2104873.0738 | 2166964.0064 | 2229999.5876 | 2295949.9308 | 2365633.9934 | 2439299.6825 | 2515556.5608 | 2596914.282 | 2680676.3311
Scenario 2: High TRC | SCG | Com | HVAC | Com ¦ Demand Controlled Ventilation (HVAC) - Cold | Com - School | Energy Efficiency | 34112.821 | 35070.7401 | 36074.2775 | 37112.6275 | 38148.7543 | 39274.0914 | 40416.5493 | 41611.8344 | 42874.7895 | 44209.9076 | 45591.9886 | 47066.5172 | 48584.622
Scenario 2: High TRC | SCG | Com | HVAC | Com ¦ HVAC Energy Management System (Elec SC and Gas SH) - Marine | Com - School | Energy Efficiency | 1361316.706 | 1399543.7211 | 1439591.1913 | 1481027.9071 | 1522375.8989 | 1567283.9461 | 1612875.2223 | 1660574.6367 | 1710974.5106 | 1764254.1458 | 1819407.8913 | 1878250.8854 | 1938832.8399
Scenario 2: High TRC | SCG | Com | HVAC | Com ¦ HVAC Energy Management System (Elec SC and Gas SH) - Hot-Dry | Com - School | Energy Efficiency | 7701465.471 | 7917729.648 | 8144292.8039 | 8378715.4288 | 8612636.1101 | 8866697.3241 | 9124623.8135 | 9394476.8104 | 9679607.2925 | 9981029.6356 | 10293054.5041 | 10625950.7989 | 10968685.0273
Scenario 2: High TRC | SCG | Com | HVAC | Com ¦ HVAC Energy Management System (Elec SC and Gas SH) - Cold | Com - School | Energy Efficiency | 39962.3275 | 41084.5061 | 42260.1253 | 43476.5268 | 44690.3237 | 46008.6283 | 47346.9895 | 48747.2365 | 50226.7572 | 51790.8152 | 53409.8888 | 55137.2628 | 56915.685
Scenario 2: High TRC | SCG | Com | HVAC | Com ¦ Efficient Hot Water Boilers (94% eff.) - ZEAS 2030 - Marine | Com - School | Energy Efficiency | 757322.1973 | 779625.0906 | 802949.9031 | 827223.9567 | 852159.1766 | 0 | 0 | 0 | 0 | 0 | 0 | 0 | 0
Scenario 2: High TRC | SCG | Com | HVAC | Com ¦ Efficient Hot Water Boilers (94% eff.) - ZEAS 2030 - Hot-Dry | Com - School | Energy Efficiency | 3895448.4286 | 4010168.1223 | 4130144.2759 | 4255003.0535 | 4383262.6813 | 0 | 0 | 0 | 0 | 0 | 0 | 0 | 0
Scenario 2: High TRC | SCG | Com | HVAC | Com ¦ Efficient Hot Water Boilers (94% eff.) - ZEAS 2030 - Cold | Com - School | Energy Efficiency | 11043.5608 | 11368.7901 | 11708.9214 | 12062.8949 | 12426.5098 | 0 | 0 | 0 | 0 | 0 | 0 | 0 | 0
Scenario 2: High TRC | SCG | Com | HVAC | Com ¦ Com High Eff. Furnace (95 AFUE) - ZEAS 2030 - Marine | Com - School | Energy Efficiency | 209755.3565 | 215932.5837 | 222392.8517 | 229116.0308 | 236022.333 | 0 | 0 | 0 | 0 | 0 | 0 | 0 | 0
Scenario 2: High TRC | SCG | Com | HVAC | Com ¦ Com High Eff. Furnace (95 AFUE) - ZEAS 2030 - Hot-Dry | Com - School | Energy Efficiency | 1080675.0632 | 1112500.5936 | 1145784.3707 | 1180422.6851 | 1216004.4632 | 0 | 0 | 0 | 0 | 0 | 0 | 0 | 0
Scenario 2: High TRC | SCG | Com | HVAC | Com ¦ Com High Eff. Furnace (95 AFUE) - ZEAS 2030 - Cold | Com - School | Energy Efficiency | 13402.5594 | 13797.2604 | 14210.0466 | 14639.6319 | 15080.918 | 0 | 0 | 0 | 0 | 0 | 0 | 0 | 0
Scenario 2: High TRC | SCG | Com | WaterHeat | Com ¦ Com Hot Water Tank Insulation - Marine | Com - School | Energy Efficiency | 6381.5699 | 6553.437 | 6728.8299 | 6910.0741 | 7097.7121 | 7292.148 | 7494.1398 | 7704.3389 | 7923.0752 | 8150.6788 | 8387.4132 | 8634.2758 | 8892.2929
Scenario 2: High TRC | SCG | Com | WaterHeat | Com ¦ Com Hot Water Tank Insulation - Hot-Dry | Com - School | Energy Efficiency | 34614.5662 | 35546.7988 | 36498.1552 | 37481.2505 | 38499.0263 | 39553.6751 | 40649.3082 | 41789.4586 | 42975.9163 | 44210.4711 | 45494.5535 | 46833.5718 | 48233.0944
Scenario 2: High TRC | SCG | Com | WaterHeat | Com ¦ Com Hot Water Tank Insulation - Cold | Com - School | Energy Efficiency | 86.6496 | 88.9832 | 91.3647 | 93.8256 | 96.3734 | 99.0135 | 101.7561 | 104.6102 | 107.5803 | 110.6707 | 113.8851 | 117.237 | 120.7404
Scenario 2: High TRC | SCG | Com | WaterHeat | Com ¦ Faucet Aerators (Gas WH) - Marine | Com - School | Energy Efficiency | 39500.9449 | 40565.0062 | 41650.2546 | 42771.6381 | 43932.5363 | 45135.2477 | 46384.6621 | 47684.7702 | 49037.7552 | 50445.6368 | 51909.6993 | 53436.2387 | 55031.8238
Scenario 2: High TRC | SCG | Com | WaterHeat | Com ¦ Faucet Aerators (Gas WH) - Hot-Dry | Com - School | Energy Efficiency | 210645.1508 | 216319.4287 | 222106.6907 | 228086.6491 | 234277.3256 | 240690.9777 | 247353.6813 | 254286.7171 | 261501.7275 | 269009.4827 | 276816.832 | 284957.3493 | 293466.0637
Scenario 2: High TRC | SCG | Com | WaterHeat | Com ¦ Faucet Aerators (Gas WH) - Cold | Com - School | Energy Efficiency | 628.9651 | 645.9079 | 663.1881 | 681.0437 | 699.5284 | 718.6789 | 738.5731 | 759.2744 | 780.8177 | 803.2351 | 826.5471 | 850.8538 | 876.26
Scenario 2: High TRC | SCG | Com | WaterHeat | Com ¦ Com Water Heating Controls (Gas WH) - Marine | Com - School | Energy Efficiency | 7360915.5886 | 7559527.9097 | 7763814.3216 | 7975397.1114 | 8194904.3825 | 8422924.7147 | 8659990.7373 | 8906629.0608 | 9163413.7949 | 9431060.6778 | 9710140.6635 | 10001355.6538 | 10305426.7134
Scenario 2: High TRC | SCG | Com | WaterHeat | Com ¦ Com Water Heating Controls (Gas WH) - Hot-Dry | Com - School | Energy Efficiency | 39902221.5088 | 40978863.7739 | 42086264.2815 | 43233217.1631 | 44423127.256 | 45659185.1479 | 46944278.1273 | 48281260.857 | 49673245.4844 | 51124111.8988 | 52636955.1413 | 54215580.0979 | 55863895.5318
Scenario 2: High TRC | SCG | Com | WaterHeat | Com ¦ Com Water Heating Controls (Gas WH) - Cold | Com - School | Energy Efficiency | 100038.6093 | 102737.8524 | 105514.2092 | 108389.7276 | 111372.9437 | 114471.8567 | 117693.7053 | 121045.6463 | 124535.4822 | 128172.9403 | 131965.7801 | 135923.5409 | 140056.0221
Scenario 2: High TRC | SCG | Com | WaterHeat | Com ¦ Low Flow Showerheads (Gas WH) - Marine | Com - School | Energy Efficiency | 14661.452 | 15055.9299 | 15460.2319 | 15878.2537 | 16311.3026 | 16760.6501 | 17227.6383 | 17713.7 | 18219.3194 | 18745.5166 | 19293.6474 | 19865.6095 | 20463.1822
Scenario 2: High TRC | SCG | Com | WaterHeat | Com ¦ Low Flow Showerheads (Gas WH) - Hot-Dry | Com - School | Energy Efficiency | 79089.7411 | 81217.7128 | 83398.6796 | 85653.6568 | 87989.6959 | 90413.6559 | 92932.7773 | 95554.7891 | 98282.3025 | 101120.8206 | 104077.6574 | 107163.0501 | 110386.5967
Scenario 2: High TRC | SCG | Com | WaterHeat | Com ¦ Low Flow Showerheads (Gas WH) - Cold | Com - School | Energy Efficiency | 218.9975 | 224.8898 | 230.9288 | 237.1728 | 243.6412 | 250.3531 | 257.3285 | 264.5888 | 272.1412 | 280.001 | 288.1884 | 296.7318 | 305.6577
Scenario 2: High TRC | SCG | Com | WaterHeat | Com ¦ Low-flow Pre-Rinse Spray Valve - Marine | Com - School | Energy Efficiency | 7915.8774 | 8132.5067 | 8356.8936 | 8589.1537 | 8826.3788 | 9077.1688 | 9335.4036 | 9604.6286 | 9886.5439 | 10182.0181 | 10489.1811 | 10812.5352 | 11148.2261
Scenario 2: High TRC | SCG | Com | WaterHeat | Com ¦ Low-flow Pre-Rinse Spray Valve - Hot-Dry | Com - School | Energy Efficiency | 42710.0209 | 43878.8413 | 45089.5181 | 46342.6749 | 47622.6197 | 48975.7543 | 50369.0572 | 51821.6571 | 53342.7279 | 54936.9556 | 56594.2495 | 58338.903 | 60150.1192
Scenario 2: High TRC | SCG | Com | WaterHeat | Com ¦ Low-flow Pre-Rinse Spray Valve - Cold | Com - School | Energy Efficiency | 113.6867 | 116.7979 | 120.0205 | 123.3562 | 126.7632 | 130.365 | 134.0738 | 137.9403 | 141.9892 | 146.2327 | 150.6442 | 155.2881 | 160.1093
Scenario 2: High TRC | SCG | Com | WaterHeat | Com ¦ Com Hot Water Pipe Insulation - Marine | Com - School | Energy Efficiency | 2950511.7045 | 3029927.8642 | 3111398.5355 | 3195652.0626 | 3282978.5358 | 3373608.124 | 3467820.2145 | 3565865.6914 | 3667850.7854 | 3774031.9898 | 3884677.8609 | 4000141.3219 | 4120754.8323
Scenario 2: High TRC | SCG | Com | WaterHeat | Com ¦ Com Hot Water Pipe Insulation - Hot-Dry | Com - School | Energy Efficiency | 13312601.0274 | 13670923.8391 | 14038516.5318 | 14418665.368 | 14812679.2254 | 15221596.6164 | 15646678.1273 | 16089055.7373 | 16549208.7559 | 17028294.4715 | 17527524.5996 | 18048491.518 | 18592695.2708
Scenario 2: High TRC | SCG | Com | WaterHeat | Com ¦ Com Hot Water Pipe Insulation - Cold | Com - School | Energy Efficiency | 36604.4076 | 37589.6541 | 38600.3892 | 39645.6487 | 40729.0316 | 41853.3933 | 43022.2 | 44238.5641 | 45503.8036 | 46821.1005 | 48193.7867 | 49626.2404 | 51122.5863
Scenario 2: High TRC | SCG | Com | WaterHeat | Com ¦ Com Efficient Tankless Gas Water Heater (0.87 UEF - High Draw) - ZEAS 2030 - Marine | Com - School | Energy Efficiency | 199664.1733 | 207793.554 | 217429.3032 | 227351.9744 | 234818.6157 | 0 | 0 | 0 | 0 | 0 | 0 | 0 | 0
Scenario 2: High TRC | SCG | Com | WaterHeat | Com ¦ Com Efficient Tankless Gas Water Heater (0.87 UEF - High Draw) - ZEAS 2030 - Hot-Dry | Com - School | Energy Efficiency | 546685.695 | 568944.1507 | 595327.0823 | 622495.6139 | 642939.4719 | 0 | 0 | 0 | 0 | 0 | 0 | 0 | 0
Scenario 2: High TRC | SCG | Com | WaterHeat | Com ¦ Com Efficient Tankless Gas Water Heater (0.87 UEF - High Draw) - ZEAS 2030 - Cold | Com - School | Energy Efficiency | 2628.7857 | 2735.8174 | 2862.682 | 2993.3243 | 3091.6303 | 0 | 0 | 0 | 0 | 0 | 0 | 0 | 0
Scenario 2: High TRC | SCG | Com | WaterHeat | Com ¦ Com Efficient Tankless Gas Water Heater (0.87 UEF - High Draw) - Panel Upgrade - ZEAS 2030 - Marine | Com - School | Energy Efficiency | 165655.4405 | 172400.1465 | 180394.6417 | 188627.1876 | 194822.0383 | 0 | 0 | 0 | 0 | 0 | 0 | 0 | 0
Scenario 2: High TRC | SCG | Com | WaterHeat | Com ¦ Com Efficient Tankless Gas Water Heater (0.87 UEF - High Draw) - Panel Upgrade - ZEAS 2030 - Hot-Dry | Com - School | Energy Efficiency | 453568.9008 | 472036.0811 | 493925.2166 | 516466.1412 | 533427.8036 | 0 | 0 | 0 | 0 | 0 | 0 | 0 | 0
Scenario 2: High TRC | SCG | Com | WaterHeat | Com ¦ Com Efficient Tankless Gas Water Heater (0.87 UEF - High Draw) - Panel Upgrade - ZEAS 2030 - Cold | Com - School | Energy Efficiency | 2181.0255 | 2269.8265 | 2375.0823 | 2483.4723 | 2565.034 | 0 | 0 | 0 | 0 | 0 | 0 | 0 | 0
Scenario 2: High TRC | SCG | Com | WaterHeat | Com ¦ Efficient Gas Water Heating Boiler (0.92 UEF) - ZEAS 2030 - Marine | Com - School | Energy Efficiency | 969153.4784 | 997694.7342 | 1027543.7513 | 1058607.5224 | 1090517.3954 | 0 | 0 | 0 | 0 | 0 | 0 | 0 | 0
Scenario 2: High TRC | SCG | Com | WaterHeat | Com ¦ Efficient Gas Water Heating Boiler (0.92 UEF) - ZEAS 2030 - Hot-Dry | Com - School | Energy Efficiency | 5314903.4538 | 5471425.6381 | 5635119.6735 | 5805475.503 | 5980471.412 | 0 | 0 | 0 | 0 | 0 | 0 | 0 | 0
Scenario 2: High TRC | SCG | Com | WaterHeat | Com ¦ Efficient Gas Water Heating Boiler (0.92 UEF) - ZEAS 2030 - Cold | Com - School | Energy Efficiency | 13524.8683 | 13923.1713 | 14339.7245 | 14773.2301 | 15218.5433 | 0 | 0 | 0 | 0 | 0 | 0 | 0 | 0
Scenario 2: High TRC | SCG | Com | WholeBlg | Com ¦ Com Title 24 2022 Code | Com - School | Energy Efficiency | 10448415.6515 | 10870442.6417 | 11370859.4485 | 11885871.5409 | 12272118.8587 | 12850740.5497 | 13353261.1848 | 13900606.7496 | 14537734.0459 | 15269828.9546 | 15997037.3377 | 16873337.9871 | 17710870.0315
Scenario 2: High TRC | SCG | Com | FoodServ | Com ¦ ENERGY STAR Dishwasher - Tier 2 | Com - School | Energy Efficiency | 1951840.6337 | 2007773.4834 | 2066183.3548 | 2126899.2898 | 2189181.0942 | 2255144.5447 | 2323281.2612 | 2394489.608 | 2469186.3341 | 2547562.0114 | 2629155.8153 | 2715091.6531 | 2804355.9469
Scenario 2: High TRC | SCG | Com | FoodServ | Com ¦ ENERGY STAR Conveyor Broiler - Gas | Com - School | Energy Efficiency | 221041.5042 | 227273.0108 | 233772.499 | 240523.7962 | 247443.2336 | 254769.3842 | 262331.5245 | 270231.1312 | 278514.5607 | 287202.6521 | 296243.0521 | 305762.6275 | 315652.7389
Scenario 2: High TRC | SCG | Com | FoodServ | Com ¦ ENERGY STAR Conveyor Oven - Gas | Com - School | Energy Efficiency | 814396.0669 | 837355.1691 | 861301.6112 | 886175.8082 | 911669.4937 | 938661.6564 | 966523.2893 | 995628.2698 | 1026147.3908 | 1058157.431 | 1091465.5026 | 1126539.0275 | 1162977.7403
Scenario 2: High TRC | SCG | Com | FoodServ | Com ¦ ENERGY STAR Rack Oven - Gas | Com - School | Energy Efficiency | 347147.8593 | 356934.5018 | 367142.0119 | 377744.9908 | 388612.0353 | 400117.827 | 411994.2427 | 424400.6529 | 437409.8605 | 451054.5936 | 465252.6309 | 480203.2177 | 495735.7352
Scenario 2: High TRC | SCG | Com | FoodServ | Com ¦ Demand Controlled Ventilation (DCV) Exhaust Hood | Com - School | Energy Efficiency | 87478.7821 | 90970.3557 | 95112.4563 | 99371.4136 | 102549.2296 | 107329.7518 | 111469.4 | 115978.2867 | 121230.8531 | 127271.0962 | 133265.4927 | 140496.8111 | 147397.9955
Scenario 2: High TRC | SCG | Com | FoodServ | Com ¦ Demand Controlled Ventilation (DCV) Exhaust Hood - Retrofit | Com - School | Energy Efficiency | 195171.7506 | 200448.6066 | 205803.4468 | 211332.0777 | 217055.4511 | 222981.2971 | 229131.9818 | 235533.2756 | 242193.0959 | 249126.6103 | 256333.3154 | 263839.4115 | 271685.5333
Scenario 2: High TRC | SCG | Com | FoodServ | Com ¦ ENERGY STAR Fryer - Tier 2 Gas | Com - School | Energy Efficiency | 22590.9923 | 23478.7913 | 24532.1869 | 25613.855 | 26415.2823 | 27627.8986 | 28673.7559 | 29812.8651 | 31141.1955 | 32669.6652 | 34184.0239 | 36013.2155 | 37755.9436
Scenario 2: High TRC | SCG | Com | FoodServ | Com ¦ ENERGY STAR Steamer - Gas | Com - School | Energy Efficiency | 22165.7058 | 23039.9965 | 24077.4962 | 25143.2814 | 25934.3675 | 27129.5346 | 28161.3663 | 29285.219 | 30595.4303 | 32102.7939 | 33596.878 | 35401.017 | 37120.8035
Scenario 2: High TRC | SCG | Com | FoodServ | Com ¦ ENERGY STAR Convection Oven - Gas | Com - School | Energy Efficiency | 33483.5147 | 34804.2181 | 36371.4652 | 37981.4403 | 39176.4549 | 40981.8743 | 42540.5592 | 44238.2511 | 46217.4563 | 48494.4797 | 50751.4431 | 53476.7754 | 56074.6848
Scenario 2: High TRC | SCG | Com | FoodServ | Com ¦ ENERGY STAR Griddle - Gas | Com - School | Energy Efficiency | 16156.4708 | 16793.7369 | 17549.9652 | 18326.8106 | 18903.4293 | 19774.5805 | 20526.6774 | 21345.848 | 22300.8544 | 23399.5641 | 24488.5944 | 25803.6222 | 27057.1658
Scenario 2: High TRC | SCG | Com | FoodServ | Com ¦ ENERGY STAR Combination Oven - Gas | Com - School | Energy Efficiency | 1074.8172 | 1117.2116 | 1167.5201 | 1219.2001 | 1257.5599 | 1315.5137 | 1365.5473 | 1420.043 | 1483.5753 | 1556.6675 | 1629.1158 | 1716.5987 | 1799.9913
Scenario 2: High TRC | SCG | Com | FoodServ | Com ¦ ENERGY STAR Fryer - Tier 2 Gas - Panel Upgrade | Com - School | Energy Efficiency | 37173.5375 | 38634.4131 | 40367.7784 | 42147.6662 | 43466.4168 | 45461.7802 | 47182.7412 | 49057.1483 | 51242.9196 | 53758.0205 | 56249.9017 | 59259.8415 | 62127.5051
Scenario 2: High TRC | SCG | Com | FoodServ | Com ¦ ENERGY STAR Steamer - Gas - Panel Upgrade | Com - School | Energy Efficiency | 36473.7275 | 37912.3752 | 39619.5837 | 41373.3361 | 42675.0703 | 44641.721 | 46339.6027 | 48188.9053 | 50344.8615 | 52825.2323 | 55283.7516 | 58252.4671 | 61082.3803
Scenario 2: High TRC | SCG | Com | FoodServ | Com ¦ ENERGY STAR Convection Oven - Gas - Panel Upgrade | Com - School | Energy Efficiency | 55097.212 | 57270.433 | 59849.3422 | 62498.5605 | 64464.9602 | 67435.7826 | 70000.6028 | 72794.1592 | 76050.9466 | 79797.7947 | 83511.6339 | 87996.1754 | 92271.0422
Scenario 2: High TRC | SCG | Com | FoodServ | Com ¦ ENERGY STAR Griddle - Gas - Panel Upgrade | Com - School | Energy Efficiency | 26585.5155 | 27634.1385 | 28878.5141 | 30156.8154 | 31105.6428 | 32539.1246 | 33776.702 | 35124.6493 | 36696.1149 | 38504.0446 | 40296.0469 | 42459.9286 | 44522.638
Scenario 2: High TRC | SCG | Com | FoodServ | Com ¦ ENERGY STAR Combination Oven - Gas - Panel Upgrade | Com - School | Energy Efficiency | 1768.6145 | 1838.3746 | 1921.1573 | 2006.197 | 2069.3182 | 2164.6813 | 2247.0117 | 2336.6846 | 2441.2271 | 2561.5005 | 2680.7143 | 2824.6676 | 2961.8904
Scenario 2: High TRC | SDG&E | Com | BldgEnv | Com ¦ Com Wall Insulation (R14) - Marine | Com - School | Energy Efficiency | 52431.1762 | 53717.9448 | 55030.3598 | 56384.2317 | 57827.9173 | 59394.0174 | 61019.2805 | 62698.7894 | 64448.3289 | 66269.6803 | 68163.9561 | 70113.4983 | 72152.3826
Scenario 2: High TRC | SDG&E | Com | BldgEnv | Com ¦ Com Wall Insulation (R14) - Hot-Dry | Com - School | Energy Efficiency | 67109.3578 | 68368.4686 | 69585.6971 | 70808.4177 | 72270.3308 | 74145.6361 | 76073.8996 | 78005.3978 | 80006.9681 | 82077.1766 | 84203.3309 | 86274.928 | 88454.1153
Scenario 2: High TRC | SDG&E | Com | HVAC | Com ¦ Small Unitary Heat Pump (SEER 18) - Marine | Com - School | Energy Efficiency | 57623.3825 | 57177.899 | 56339.4487 | 55158.9965 | 54301.061 | 54366.1225 | 54027.2382 | 53368.7049 | 52698.3889 | 51975.0509 | 51423.7366 | 50465.7848 | 49542.9651
Scenario 2: High TRC | SDG&E | Com | HVAC | Com ¦ Small Unitary Heat Pump (SEER 18) - Hot-Dry | Com - School | Energy Efficiency | 281434.0756 | 279258.3229 | 275163.3103 | 269397.9514 | 265207.7725 | 265525.5342 | 263870.4147 | 260654.1215 | 257380.2807 | 253847.4797 | 251154.8461 | 246476.1851 | 241969.1104
Scenario 2: High TRC | SDG&E | Com | HVAC | Com ¦ Small Unitary AC (SEER 18) - Marine | Com - School | Energy Efficiency | 364982.267 | 366180.2051 | 365775.3636 | 364004.5563 | 363814.0332 | 367806.3797 | 370185.7843 | 371343.1719 | 372644.3855 | 373900.4185 | 376120.8098 | 376769.5199 | 377789.1578
Scenario 2: High TRC | SDG&E | Com | HVAC | Com ¦ Small Unitary AC (SEER 18) - Hot-Dry | Com - School | Energy Efficiency | 1804775.1706 | 1811359.9562 | 1810165.0481 | 1802347.3052 | 1802267.7193 | 1822598.1109 | 1835108.3243 | 1841707.895 | 1849054.5947 | 1856225.6939 | 1868144.7826 | 1872457.3121 | 1878628.4272
Scenario 2: High TRC | SDG&E | Com | HVAC | Com ¦ Large Unitary Heat Pump (EER 10.0, COP 3.3) - Marine | Com - School | Energy Efficiency | 13356.5001 | 13253.2416 | 13058.8976 | 12785.281 | 12586.4205 | 12601.5011 | 12522.9512 | 12370.3101 | 12214.9378 | 12047.2756 | 11919.4867 | 11697.4434 | 11483.5434
Scenario 2: High TRC | SDG&E | Com | HVAC | Com ¦ Large Unitary Heat Pump (EER 10.0, COP 3.3) - Hot-Dry | Com - School | Energy Efficiency | 59370.6753 | 58911.6836 | 58047.8093 | 56831.5626 | 55947.6123 | 56014.6466 | 55665.4864 | 54986.9847 | 54296.3429 | 53551.0715 | 52983.0398 | 51996.0404 | 51045.2384
Scenario 2: High TRC | SDG&E | Com | HVAC | Com ¦ Large Unitary AC (EER 11.5) - Marine | Com - School | Energy Efficiency | 149723.9881 | 148566.4795 | 146387.9173 | 143320.7247 | 141091.5337 | 141260.5842 | 140380.0544 | 138668.9742 | 136927.2786 | 135047.8152 | 133615.324 | 131126.2587 | 128728.478
Scenario 2: High TRC | SDG&E | Com | HVAC | Com ¦ Large Unitary AC (EER 11.5) - Hot-Dry | Com - School | Energy Efficiency | 653754.5415 | 648700.398 | 639187.9282 | 625795.344 | 616061.8088 | 616799.9504 | 612955.2067 | 605483.9497 | 597879.0132 | 589672.5274 | 583417.7006 | 572549.4506 | 562079.7853
Scenario 2: High TRC | SDG&E | Com | HVAC | Com ¦ Variable Refrigerant Flow (VRF) Heat Pump - Hot-Dry | Com - School | Energy Efficiency | 285827.445 | 284258.03 | 280815.4583 | 275801.6893 | 272443.6753 | 273136.8787 | 271651.155 | 268601.4184 | 265454.6717 | 261955.6062 | 259404.8131 | 254783.326 | 250314.5789
Scenario 2: High TRC | SDG&E | Com | HVAC | Com ¦ Variable Refrigerant Flow (VRF) Heat Pump - Marine | Com - School | Energy Efficiency | 51769.9963 | 51485.7387 | 50862.2089 | 49954.0988 | 49345.8844 | 49471.4396 | 49202.3405 | 48649.9623 | 48080.0133 | 47446.2512 | 46984.2433 | 46147.1845 | 45337.7905
Scenario 2: High TRC | SDG&E | Com | HVAC | Com ¦ Efficient Chiller - Marine | Com - School | Energy Efficiency | 678736.9258 | 669525.6094 | 656737.6353 | 641241.6838 | 629976.0917 | 629170.3251 | 625066.709 | 617936.1217 | 610775.7329 | 603241.2901 | 597177.8456 | 585577.0236 | 574209.5777
Scenario 2: High TRC | SDG&E | Com | HVAC | Com ¦ Efficient Chiller - Hot-Dry | Com - School | Energy Efficiency | 3278826.0756 | 3234328.2692 | 3172552.4305 | 3097694.959 | 3043273.4068 | 3039380.9289 | 3019557.2788 | 2985111.0081 | 2950520.7739 | 2914123.5681 | 2884832.4254 | 2828791.4524 | 2773877.8674
Scenario 2: High TRC | SDG&E | Com | HVAC | Com ¦ Demand Controlled Ventilation (HVAC) - Marine | Com - School | Energy Efficiency | 125721.0528 | 127278.9072 | 128738.193 | 129859.6217 | 131831.7358 | 135309.8093 | 138804.0231 | 141874.6269 | 145018.4031 | 148130.2163 | 151658.5881 | 154544.4682 | 157546.6699
Scenario 2: High TRC | SDG&E | Com | HVAC | Com ¦ Demand Controlled Ventilation (HVAC) - Hot-Dry | Com - School | Energy Efficiency | 533790.0763 | 543505.7247 | 553142.7539 | 562105.7606 | 573670.5384 | 589411.5349 | 605467.8719 | 620737.147 | 636585.6285 | 652674.5506 | 670270.8935 | 686544.9702 | 703513.9994
Scenario 2: High TRC | SDG&E | Com | HVAC | Com ¦ HVAC Energy Management System (Elec SC and Gas SH) - Marine | Com - School | Energy Efficiency | 440711.6823 | 448764.3951 | 456755.6179 | 464198.0018 | 473778.3146 | 486784.3099 | 500053.1426 | 512682.3342 | 525792.4366 | 539104.8386 | 553659.1798 | 567135.9667 | 581188.5488
Scenario 2: High TRC | SDG&E | Com | HVAC | Com ¦ HVAC Energy Management System (Elec SC and Gas SH) - Hot-Dry | Com - School | Energy Efficiency | 2667811.727 | 2719635.8432 | 2771425.0363 | 2820646.5578 | 2881807.4417 | 2961504.4472 | 3043037.4519 | 3121702.265 | 3203544.7193 | 3286985.0669 | 3377684.1612 | 3463255.3262 | 3552511.5616
Scenario 2: High TRC | SDG&E | Com | HVAC | Com ¦ HVAC Pump Variable Frequency Drive (VFD) - Marine | Com - School | Energy Efficiency | 106455.4728 | 103901.6869 | 100853.7798 | 96710.568 | 94401.0886 | 96013.267 | 97702.3543 | 97949.5326 | 97931.5833 | 97501.6553 | 97555.8737 | 95312.1695 | 92978.6566
Scenario 2: High TRC | SDG&E | Com | HVAC | Com ¦ HVAC Pump Variable Frequency Drive (VFD) - Hot-Dry | Com - School | Energy Efficiency | 660198.1785 | 644360.5255 | 625458.5133 | 599763.8181 | 585441.2657 | 595439.4109 | 605914.5165 | 607447.4264 | 607336.1118 | 604669.8545 | 605006.0971 | 591091.4587 | 576619.8589
Scenario 2: High TRC | SDG&E | Com | HVAC | Com ¦ HVAC Fan Variable Frequency Drive (VFD) - Marine | Com - School | Energy Efficiency | 68230.0713 | 66710.38 | 64914.361 | 62373.2112 | 61055.0684 | 62253.8056 | 63320.4461 | 63385.7163 | 63275.2645 | 62868.4342 | 62881.4049 | 61487.2313 | 60010.598
Scenario 2: High TRC | SDG&E | Com | HVAC | Com ¦ HVAC Fan Variable Frequency Drive (VFD) - Hot-Dry | Com - School | Energy Efficiency | 362855.104 | 354933.6983 | 345558.6824 | 332260.4236 | 325410.2314 | 331826.3813 | 337550.417 | 338001.9607 | 337531.9902 | 335505.023 | 335695.1921 | 328475.7809 | 320827.4835
Scenario 2: High TRC | SDG&E | Com | HVAC | Com ¦ Economizer - Marine | Com - School | Energy Efficiency | 4001.1166 | 4201.2498 | 4314.3417 | 4008.5177 | 3347.4009 | 3593.1753 | 3794.5883 | 3787.8887 | 3812.3096 | 3698.9686 | 3944.788 | 3892.4767 | 3832.4697
Scenario 2: High TRC | SDG&E | Com | HVAC | Com ¦ Economizer - Hot-Dry | Com - School | Energy Efficiency | 30746.767 | 32284.4053 | 33153.468 | 30804.7765 | 25727.0401 | 27615.3053 | 29162.8391 | 29111.8464 | 29299.9208 | 28429.8417 | 30318.5634 | 29917.3135 | 29456.9765
Scenario 2: High TRC | SDG&E | Com | HVAC | Com ¦ Large Packaged Heat Pump (IEER 14.0) - Fuel Sub - ZEAS 2030 - Marine | Com - School | Fuel Substitution | 62699.1586 | 66511.9303 | 70651.6715 | 75100.7059 | 79533.9014 | -27223.6218 | -27103.4971 | -27016.4352 | -26932.642 | -26856.5704 | -26762.194 | -26710.5791 | -26656.3052
Scenario 2: High TRC | SDG&E | Com | HVAC | Com ¦ Large Packaged Heat Pump (IEER 14.0) - Fuel Sub - ZEAS 2030 - Hot-Dry | Com - School | Fuel Substitution | 259445.4099 | 277144.3272 | 296382.8414 | 317073.8929 | 337661.6031 | -149608.2588 | -148939.4838 | -148418.0709 | -147911.7996 | -147440.4283 | -146888.4559 | -146526.8739 | -146154.1163
Scenario 2: High TRC | SDG&E | Com | HVAC | Com ¦ Large Packaged Heat Pump (IEER 14.0) - Fuel Sub - Panel Upgrade - ZEAS 2030 - Marine | Com - School | Fuel Substitution | 14326.8348 | 15198.0578 | 16143.9937 | 17160.6036 | 18173.5942 | -6220.631 | -6193.1824 | -6173.2886 | -6154.1418 | -6136.7593 | -6115.1942 | -6103.4001 | -6090.9985
Scenario 2: High TRC | SDG&E | Com | HVAC | Com ¦ Large Packaged Heat Pump (IEER 14.0) - Fuel Sub - Panel Upgrade - ZEAS 2030 - Hot-Dry | Com - School | Fuel Substitution | 59283.5949 | 63327.8192 | 67723.8434 | 72451.7741 | 77156.0911 | -34185.6709 | -34032.855 | -33913.7115 | -33798.0279 | -33690.319 | -33564.1926 | -33481.5707 | -33396.3951
Scenario 2: High TRC | SDG&E | Com | HVAC | Com ¦ Small Packaged Heat Pump (SEER 18) - Fuel Sub - ZEAS 2030 - Marine | Com - School | Fuel Substitution | 38266.447 | 39150.5789 | 39998.0126 | 40824.2422 | 41752.556 | 12672.502 | 12585.4193 | 12389.6773 | 12185.264 | 11957.2225 | 11792.8958 | 11487.3144 | 11192.9139
Scenario 2: High TRC | SDG&E | Com | HVAC | Com ¦ Small Packaged Heat Pump (SEER 18) - Fuel Sub - ZEAS 2030 - Hot-Dry | Com - School | Fuel Substitution | 178822.4714 | 183071.3737 | 187150.4035 | 191132.7257 | 195598.2572 | 55032.6025 | 54645.8312 | 53752.9596 | 52819.6189 | 51776.1576 | 51029.3201 | 49624.5915 | 48271.8442
Scenario 2: High TRC | SDG&E | Com | HVAC | Com ¦ Small Packaged Heat Pump (SEER 18) - Fuel Sub - Panel Upgrade - ZEAS 2030 - Marine | Com - School | Fuel Substitution | 8743.9302 | 8945.9554 | 9139.595 | 9328.3895 | 9540.5103 | 2895.6823 | 2875.7838 | 2831.0565 | 2784.3478 | 2732.24 | 2694.6912 | 2624.8655 | 2557.5946
Scenario 2: High TRC | SDG&E | Com | HVAC | Com ¦ Small Packaged Heat Pump (SEER 18) - Fuel Sub - Panel Upgrade - ZEAS 2030 - Hot-Dry | Com - School | Fuel Substitution | 40861.1544 | 41832.0338 | 42764.0971 | 43674.0626 | 44694.4421 | 12575.0173 | 12486.6396 | 12282.6173 | 12069.3478 | 11830.9156 | 11660.2623 | 11339.2801 | 11030.1757
Scenario 2: High TRC | SDG&E | Com | HVAC | Com ¦ Efficient Hot Water Boilers (94% eff.) - ZEAS 2030 - Hot-Dry | Com - School | Energy Efficiency | 1177271.2734 | 1211375.4735 | 1246857.4016 | 1283845.5508 | 1322649.9784 | 0 | 0 | 0 | 0 | 0 | 0 | 0 | 0
Scenario 2: High TRC | SDG&E | Com | HVAC | Com ¦ Com High Eff. Furnace (95 AFUE) - ZEAS 2030 - Hot-Dry | Com - School | Energy Efficiency | 299825.6486 | 308511.2542 | 317547.7374 | 326967.8227 | 336850.475 | 0 | 0 | 0 | 0 | 0 | 0 | 0 | 0
Scenario 2: High TRC | SDG&E | Com | WaterHeat | Com ¦ Com Heat Pump Water Heater (3.3 UEF - 50 Gal) - Marine | Com - School | Energy Efficiency | 251088.0349 | 255660.3547 | 259479.3018 | 262490.9003 | 266718.1439 | 271941.9856 | 273729.2769 | 273269.3462 | 272183.4557 | 270072.2233 | 270129.7642 | 268780.6436 | 267003.6821
Scenario 2: High TRC | SDG&E | Com | WaterHeat | Com ¦ Com Heat Pump Water Heater (3.3 UEF - 50 Gal) - Hot-Dry | Com - School | Energy Efficiency | 1324410.8316 | 1348545.2582 | 1368703.5791 | 1384600.9263 | 1406913.9459 | 1434486.823 | 1443922.5774 | 1441498.0744 | 1435769.8361 | 1424630.1389 | 1424936.5269 | 1417818.9413 | 1408443.3375
Scenario 2: High TRC | SDG&E | Com | WaterHeat | Com ¦ Com Hot Water Tank Insulation - Hot-Dry | Com - School | Energy Efficiency | 9585.5889 | 9834.746 | 10089.0584 | 10351.9066 | 10624.0804 | 10906.1689 | 11199.2754 | 11504.3483 | 11821.8694 | 12152.3205 | 12496.0872 | 12854.6204 | 13229.4141
Scenario 2: High TRC | SDG&E | Com | WaterHeat | Com ¦ Faucet Aerators (Gas WH) - Hot-Dry | Com - School | Energy Efficiency | 59234.8065 | 60774.7307 | 62345.5885 | 63969.0682 | 65650.0834 | 67391.9803 | 69201.8626 | 71085.5319 | 73046.1683 | 75086.7167 | 77209.0551 | 79422.3286 | 81736.0799
Scenario 2: High TRC | SDG&E | Com | WaterHeat | Com ¦ Faucet Aerators (Elec WH) - Marine | Com - School | Energy Efficiency | 1181.1421 | 1223.4331 | 1214.6118 | 1171.3066 | 1211.923 | 1311.7665 | 1355.1986 | 1372.0932 | 1350.7136 | 1331.8013 | 1368.3439 | 1381.7211 | 1394.3548
Scenario 2: High TRC | SDG&E | Com | WaterHeat | Com ¦ Faucet Aerators (Elec WH) - Hot-Dry | Com - School | Energy Efficiency | 6236.3648 | 6459.6585 | 6413.083 | 6184.4339 | 6398.8859 | 6926.0543 | 7155.3732 | 7244.5758 | 7131.6925 | 7031.8369 | 7224.7799 | 7295.4103 | 7362.1156
Scenario 2: High TRC | SDG&E | Com | WaterHeat | Com ¦ Com Water Heating Controls (Gas WH) - Hot-Dry | Com - School | Energy Efficiency | 10996109.5674 | 11282863.167 | 11577863.1914 | 11883458.6462 | 12200560.4051 | 12530022.1308 | 12872616.8879 | 13229109.1526 | 13600331.8034 | 13987322.7866 | 14390910.7915 | 14812114.2467 | 15251979.4981
Scenario 2: High TRC | SDG&E | Com | WaterHeat | Com ¦ Low Flow Showerheads (Gas WH) - Hot-Dry | Com - School | Energy Efficiency | 21942.8489 | 22512.9493 | 23097.3528 | 23701.7055 | 24327.9049 | 24977.7968 | 25653.3297 | 26356.5837 | 27088.2652 | 27849.8571 | 28643.3279 | 29471.4317 | 30336.7514
Scenario 2: High TRC | SDG&E | Com | WaterHeat | Com ¦ Low Flow Showerheads (Elec WH) - Marine | Com - School | Energy Efficiency | 206.2191 | 208.0625 | 206.2834 | 207.9097 | 215.975 | 228.6938 | 234.3412 | 232.8227 | 233.0718 | 231.6161 | 236.577 | 238.8986 | 241.3314
Scenario 2: High TRC | SDG&E | Com | WaterHeat | Com ¦ Low Flow Showerheads (Elec WH) - Hot-Dry | Com - School | Energy Efficiency | 1096.1965 | 1105.9957 | 1096.5386 | 1105.183 | 1148.056 | 1215.6651 | 1245.6848 | 1237.6131 | 1238.937 | 1231.1993 | 1257.5695 | 1269.9104 | 1282.8427
Scenario 2: High TRC | SDG&E | Com | WaterHeat | Com ¦ Low-flow Pre-Rinse Spray Valve - Hot-Dry | Com - School | Energy Efficiency | 11596.3406 | 11906.7757 | 12226.5498 | 12558.1578 | 12904.7221 | 13262.91 | 13635.6192 | 14024.8822 | 14432.2137 | 14856.9475 | 15301.2546 | 15765.5568 | 16250.4693
Scenario 2: High TRC | SDG&E | Com | WaterHeat | Com ¦ Com Hot Water Pipe Insulation - Hot-Dry | Com - School | Energy Efficiency | 3845473.6346 | 3945440.9139 | 4048012.973 | 4154109.285 | 4264096.5059 | 4378265.7429 | 4496970.2342 | 4620527.3487 | 4749072.0344 | 4882928.73 | 5022437.0805 | 5168043.2531 | 5320167.716
Scenario 2: High TRC | SDG&E | Com | WaterHeat | Com ¦ Com Efficient Tankless Gas Water Heater (0.87 UEF - High Draw) - ZEAS 2030 - Marine | Com - School | Energy Efficiency | 47650.5554 | 49887.8432 | 52254.2264 | 54757.5717 | 57641.6896 | 0 | 0 | 0 | 0 | 0 | 0 | 0 | 0
Scenario 2: High TRC | SDG&E | Com | WaterHeat | Com ¦ Com Efficient Tankless Gas Water Heater (0.87 UEF - High Draw) - ZEAS 2030 - Hot-Dry | Com - School | Energy Efficiency | 126253.5193 | 132181.339 | 138451.1983 | 145083.9407 | 152725.5688 | 0 | 0 | 0 | 0 | 0 | 0 | 0 | 0
Scenario 2: High TRC | SDG&E | Com | WaterHeat | Com ¦ Com Heat Pump Water Heater (3.75 UEF - 50 Gal) - Fuel Sub - ZEAS 2030 - Marine | Com - School | Fuel Substitution | 3562214.6028 | 3681076.2406 | 3810386.0123 | 3951147.5399 | 4090702.2599 | 2154066.1541 | 2165768.8009 | 2160157.9536 | 2149537.0199 | 2131161.3134 | 2129128.5968 | 2116388.2933 | 2100461.2334
Scenario 2: High TRC | SDG&E | Com | WaterHeat | Com ¦ Com Heat Pump Water Heater (3.75 UEF - 50 Gal) - Fuel Sub - ZEAS 2030 - Hot-Dry | Com - School | Fuel Substitution | 9236969.1309 | 9552138.7355 | 9894983.3422 | 10268160.8382 | 10638091.8064 | 5495519.5335 | 5527232.6839 | 5513299.7886 | 5486155.2155 | 5438563.4178 | 5434051.143 | 5401307.4475 | 5360158.8284
Scenario 2: High TRC | SDG&E | Com | WaterHeat | Com ¦ Com Efficient Tankless Gas Water Heater (0.87 UEF - High Draw) - Panel Upgrade - ZEAS 2030 - Marine | Com - School | Energy Efficiency | 39534.252 | 41390.4633 | 43353.7812 | 45430.7325 | 47823.5996 | 0 | 0 | 0 | 0 | 0 | 0 | 0 | 0
Scenario 2: High TRC | SDG&E | Com | WaterHeat | Com ¦ Com Efficient Tankless Gas Water Heater (0.87 UEF - High Draw) - Panel Upgrade - ZEAS 2030 - Hot-Dry | Com - School | Energy Efficiency | 104748.799 | 109666.9351 | 114868.8513 | 120371.8409 | 126711.873 | 0 | 0 | 0 | 0 | 0 | 0 | 0 | 0
Scenario 2: High TRC | SDG&E | Com | WaterHeat | Com ¦ Com Heat Pump Water Heater (3.75 UEF - 50 Gal) - Fuel Sub - Panel Upgrade - ZEAS 2030 - Marine | Com - School | Fuel Substitution | 2955463.7639 | 3054079.7381 | 3161364.219 | 3278149.882 | 3393934.2926 | 1787164.7762 | 1796874.115 | 1792218.9615 | 1783407.0879 | 1768161.3095 | 1766474.8248 | 1755904.573 | 1742690.364
Scenario 2: High TRC | SDG&E | Com | WaterHeat | Com ¦ Com Heat Pump Water Heater (3.75 UEF - 50 Gal) - Fuel Sub - Panel Upgrade - ZEAS 2030 - Hot-Dry | Com - School | Fuel Substitution | 7663639.224 | 7925126.0937 | 8209574.0916 | 8519188.3877 | 8826109.1361 | 4559469.5031 | 4585780.963 | 4574221.2532 | 4551700.2063 | 4512214.7038 | 4508471.0032 | 4481304.5306 | 4447164.7422
Scenario 2: High TRC | SDG&E | Com | WaterHeat | Com ¦ Com Heat Pump Water Heater (100+ Gal, 200+ kBtuh - 4.3 COP) - Fuel Sub - ZEAS 2030 - Marine | Com - School | Fuel Substitution | 154851.3861 | 160446.079 | 166486.601 | 173016.5412 | 179531.4413 | 0 | 0 | 0 | 0 | 0 | 0 | 0 | 0
Scenario 2: High TRC | SDG&E | Com | WaterHeat | Com ¦ Com Heat Pump Water Heater (100+ Gal, 200+ kBtuh - 4.3 COP) - Fuel Sub - ZEAS 2030 - Hot-Dry | Com - School | Fuel Substitution | 819324.4456 | 848946.4665 | 880929.7864 | 915505.2543 | 950000.0934 | 0 | 0 | 0 | 0 | 0 | 0 | 0 | 0
Scenario 2: High TRC | SDG&E | Com | WaterHeat | Com ¦ Com Heat Pump Water Heater (100+ Gal, 200+ kBtuh - 4.3 COP) - Fuel Sub - Panel Upgrade - ZEAS 2030 - Marine | Com - School | Fuel Substitution | 128475.6005 | 133117.3513 | 138128.9931 | 143546.6908 | 148951.9101 | 0 | 0 | 0 | 0 | 0 | 0 | 0 | 0
Scenario 2: High TRC | SDG&E | Com | WaterHeat | Com ¦ Com Heat Pump Water Heater (100+ Gal, 200+ kBtuh - 4.3 COP) - Fuel Sub - Panel Upgrade - ZEAS 2030 - Hot-Dry | Com - School | Fuel Substitution | 679769.1829 | 704345.6948 | 730881.3063 | 759567.5461 | 788186.8907 | 0 | 0 | 0 | 0 | 0 | 0 | 0 | 0
Scenario 2: High TRC | SDG&E | Com | WaterHeat | Com ¦ Efficient Gas Water Heating Boiler (0.92 UEF) - ZEAS 2030 - Hot-Dry | Com - School | Energy Efficiency | 1461178.4456 | 1503482.1046 | 1547490.7193 | 1593364.1827 | 1641494.7071 | 0 | 0 | 0 | 0 | 0 | 0 | 0 | 0
Scenario 2: High TRC | SDG&E | Com | WholeBlg | Com ¦ Com Title 24 2022 Code | Com - School | Energy Efficiency | 4336202.2693 | 4425096.5314 | 4505111.9286 | 4581801.7656 | 4698167.7952 | 4847769.1086 | 5004899.7381 | 5172331.0424 | 5363539.1548 | 5563902.0852 | 5780501.724 | 5987624.7144 | 6207287.4242
Scenario 2: High TRC | SDG&E | Com | ComRefrig | Com ¦ Efficient Refrigerated Display Case - Marine | Com - School | Energy Efficiency | 1458.1507 | 1481.7537 | 1499.781 | 1514.1147 | 1537.7363 | 1568.4526 | 1578.4241 | 1574.7869 | 1565.2364 | 1546.9174 | 1541.8391 | 1527.781 | 1510.8186
Scenario 2: High TRC | SDG&E | Com | ComRefrig | Com ¦ Efficient Refrigerated Display Case - Hot-Dry | Com - School | Energy Efficiency | 7724.2888 | 7849.7749 | 7945.917 | 8022.6394 | 8148.3674 | 8311.53 | 8365.4185 | 8347.6483 | 8298.7813 | 8203.7662 | 8178.604 | 8106.1897 | 8018.5439
Scenario 2: High TRC | SDG&E | Com | ComRefrig | Com ¦ Refrigerated Display Case LED Lighting | Com - School | Energy Efficiency | 6948.6156 | 7043.561 | 7107.6902 | 7141.9775 | 7194.1151 | 7270.0116 | 7281.5405 | 7256.7175 | 7225.0256 | 7171.3167 | 7164.51 | 7126.5312 | 7079.2143
Scenario 2: High TRC | SDG&E | Com | ComRefrig | Com ¦ Efficient EC or PMS Motor Retrofit - Marine | Com - School | Energy Efficiency | 416.5356 | 412.0422 | 404.6543 | 394.8521 | 387.4096 | 386.8182 | 383.5852 | 378.1727 | 372.6978 | 366.9771 | 362.2929 | 354.4389 | 346.9468
Scenario 2: High TRC | SDG&E | Com | ComRefrig | Com ¦ Efficient EC or PMS Motor Retrofit - Hot-Dry | Com - School | Energy Efficiency | 2217.1577 | 2193.2401 | 2153.9152 | 2101.7395 | 2062.1242 | 2058.9765 | 2041.7674 | 2012.9578 | 1983.8157 | 1953.3653 | 1928.432 | 1886.6259 | 1846.7467
Scenario 2: High TRC | SDG&E | Com | ComRefrig | Com ¦ Walk-in Anti Sweat Heat Controls - Marine | Com - School | Energy Efficiency | 133.4454 | 141.1443 | 142.5254 | 122.5247 | 93.6189 | 101.9183 | 107.4653 | 104.9887 | 102.1883 | 97.6536 | 105.8984 | 100.4493 | 94.5224
Scenario 2: High TRC | SDG&E | Com | ComRefrig | Com ¦ Walk-in Anti Sweat Heat Controls - Hot-Dry | Com - School | Energy Efficiency | 809.7739 | 854.5092 | 863.9026 | 753.6803 | 593.6778 | 641.9692 | 674.9243 | 663.0522 | 649.447 | 626.2221 | 674.6064 | 646.4399 | 615.7057
Scenario 2: High TRC | SDG&E | Com | ComRefrig | Com ¦ Efficient Refrigeration Compressor - Marine | Com - School | Energy Efficiency | 667.9336 | 660.4905 | 648.3563 | 632.3075 | 620.0702 | 618.9133 | 613.4724 | 604.4951 | 595.4074 | 585.9119 | 578.0835 | 565.1137 | 552.7183
Scenario 2: High TRC | SDG&E | Com | ComRefrig | Com ¦ Efficient Refrigeration Compressor - Hot-Dry | Com - School | Energy Efficiency | 3550.5271 | 3510.962 | 3446.4602 | 3361.1498 | 3296.1002 | 3289.9504 | 3261.028 | 3213.3079 | 3165.0003 | 3114.5252 | 3072.9117 | 3003.9684 | 2938.0784
Scenario 2: High TRC | SDG&E | Com | ComRefrig | Com ¦ Floating Head Pressure Controls - Marine | Com - School | Energy Efficiency | 309.4133 | 323.417 | 322.2949 | 287.0962 | 254.4838 | 270.2598 | 279.4501 | 278.4737 | 275.3866 | 275.9962 | 288.3175 | 282.6768 | 276.4505
Scenario 2: High TRC | SDG&E | Com | ComRefrig | Com ¦ Floating Head Pressure Controls - Hot-Dry | Com - School | Energy Efficiency | 1416.6554 | 1480.7293 | 1475.6587 | 1314.814 | 1165.7942 | 1237.9773 | 1280.0568 | 1275.6638 | 1261.6247 | 1264.4874 | 1320.8915 | 1295.1886 | 1266.8126
Scenario 2: High TRC | SDG&E | Com | FoodServ | Com ¦ ENERGY STAR Dishwasher - Tier 2 | Com - School | Energy Efficiency | 496652.0443 | 508644.1865 | 520573.8792 | 532518.3058 | 545422.6952 | 559354.3768 | 572864.2497 | 586428.3534 | 600582.6092 | 615081.4133 | 630950.8904 | 646980.6819 | 663662.9135
Scenario 2: High TRC | SDG&E | Com | FoodServ | Com ¦ ENERGY STAR Combination Oven - Electric | Com - School | Energy Efficiency | 248779.2016 | 251501.3484 | 253159.0111 | 254129.8161 | 256601.7931 | 260990.3669 | 262580.0304 | 262066.0714 | 260671.5217 | 258099.3731 | 257290.1088 | 254866.8932 | 252188.6704
Scenario 2: High TRC | SDG&E | Com | FoodServ | Com ¦ ENERGY STAR Steamer - Electric | Com - School | Energy Efficiency | 57378.44 | 58006.276 | 58388.5994 | 58612.5059 | 59182.6427 | 60194.8235 | 60561.4635 | 60442.924 | 60121.285 | 59528.0446 | 59341.3958 | 58782.5053 | 58164.8
Scenario 2: High TRC | SDG&E | Com | FoodServ | Com ¦ ENERGY STAR Conveyor Broiler - Gas | Com - School | Energy Efficiency | 53929.9592 | 55276.1685 | 56631.9249 | 58016.3419 | 59517.7235 | 61137.0813 | 62721.1277 | 64302.5657 | 65929.8252 | 67589.1822 | 69392.0564 | 71222.0479 | 73129.1526
Scenario 2: High TRC | SDG&E | Com | FoodServ | Com ¦ ENERGY STAR Conveyor Oven - Gas | Com - School | Energy Efficiency | 187258.4798 | 192437.5418 | 197810.1508 | 203400.7912 | 209258.4222 | 215327.1226 | 221654.629 | 228275.7196 | 235213.9149 | 242455.3767 | 250035.8819 | 257962.1745 | 266244.5929
Scenario 2: High TRC | SDG&E | Com | FoodServ | Com ¦ ENERGY STAR Convection Oven - Electric | Com - School | Energy Efficiency | 490905.1448 | 504482.2505 | 518566.747 | 533222.8209 | 548578.8208 | 564488.1471 | 581075.9431 | 598433.381 | 616622.1207 | 635605.8851 | 655478.4644 | 676257.5386 | 697970.2097
Scenario 2: High TRC | SDG&E | Com | FoodServ | Com ¦ High Performance Conveyor Toaster | Com - School | Energy Efficiency | 301755.0167 | 305056.8258 | 307067.4764 | 308245.0076 | 311243.3751 | 316566.4655 | 318494.6367 | 317871.2338 | 316179.7244 | 313059.8544 | 312078.2628 | 309139.0402 | 305890.5083
Scenario 2: High TRC | SDG&E | Com | FoodServ | Com ¦ ENERGY STAR Rack Oven - Gas | Com - School | Energy Efficiency | 79821.5795 | 82029.228 | 84319.3787 | 86702.4684 | 89199.3666 | 91786.2361 | 94483.4253 | 97305.759 | 100263.263 | 103350.0387 | 106581.3364 | 109960.0309 | 113490.529
Scenario 2: High TRC | SDG&E | Com | FoodServ | Com ¦ Electric Deck Oven (60% cooking efficiency) | Com - School | Energy Efficiency | 4989.8407 | 5044.4397 | 5077.6879 | 5097.1596 | 5146.7408 | 5234.7638 | 5266.6482 | 5256.3395 | 5228.3686 | 5176.7783 | 5160.5466 | 5111.9434 | 5058.2255
Scenario 2: High TRC | SDG&E | Com | FoodServ | Com ¦ Demand Controlled Ventilation (DCV) Exhaust Hood | Com - School | Energy Efficiency | 47917.2828 | 49033.5452 | 49983.1481 | 50791.0738 | 52043.0216 | 53620.9845 | 54984.8922 | 56310.8581 | 57825.8133 | 59327.9166 | 61100.6601 | 62673.5467 | 64297.3562
Scenario 2: High TRC | SDG&E | Com | FoodServ | Com ¦ ENERGY STAR Ice Machine | Com - School | Energy Efficiency | 35170.4942 | 35597.3083 | 35857.6074 | 35985.5602 | 36377.814 | 37163.0158 | 37551.0404 | 37641.1215 | 37620.9107 | 37368.5005 | 37291.81 | 36891.8836 | 36449.3463
Scenario 2: High TRC | SDG&E | Com | FoodServ | Com ¦ ENERGY STAR Fryer - Electric | Com - School | Energy Efficiency | 5363.2302 | 5421.9147 | 5457.6509 | 5478.5797 | 5531.8711 | 5626.4808 | 5660.7511 | 5649.6711 | 5619.6071 | 5564.1562 | 5546.7099 | 5494.4698 | 5436.7321
Scenario 2: High TRC | SDG&E | Com | FoodServ | Com ¦ Efficient Food Holding Cabinet | Com - School | Energy Efficiency | 159583.6052 | 161329.772 | 162393.1077 | 163015.8469 | 164601.5381 | 167416.6627 | 168436.379 | 168106.6914 | 167212.134 | 165562.186 | 165043.0698 | 163488.6574 | 161770.6663
Scenario 2: High TRC | SDG&E | Com | FoodServ | Com ¦ ENERGY STAR Griddle - Electric | Com - School | Energy Efficiency | 9751.5744 | 9858.2763 | 9923.2529 | 9961.3063 | 10058.2021 | 10230.2241 | 10292.5353 | 10272.3893 | 10217.7261 | 10116.9038 | 10085.1825 | 9990.198 | 9885.2178
Scenario 2: High TRC | SDG&E | Com | FoodServ | Com ¦ Demand Controlled Ventilation (DCV) Exhaust Hood - Retrofit | Com - School | Energy Efficiency | 109356.1685 | 113803.5445 | 114419.7339 | 106854.6137 | 100808.5613 | 106629.7494 | 110258.0043 | 111334.9933 | 111707.6952 | 112456.406 | 116685.7774 | 116652.4508 | 116518.217
Scenario 2: High TRC | SDG&E | Com | FoodServ | Com ¦ ENERGY STAR Fryer - Tier 2 Gas | Com - School | Energy Efficiency | 5218.1224 | 5454.9726 | 5704.7093 | 5968.3056 | 6272.382 | 6566.1114 | 6875.1031 | 7214.6945 | 7593.0632 | 7989.2813 | 8419.5798 | 8876.5561 | 9354.8077
Scenario 2: High TRC | SDG&E | Com | FoodServ | Com ¦ ENERGY STAR Fryer - Fuel Sub | Com - School | Fuel Substitution | 529455.6489 | 548428.1357 | 569402.6778 | 592054.9524 | 614025.071 | 634807.2542 | 659818.5319 | 688359.0123 | 719115.2579 | 752442.4449 | 785127.2995 | 821016.4398 | 858652.829
Scenario 2: High TRC | SDG&E | Com | FoodServ | Com ¦ ENERGY STAR Steamer - Gas | Com - School | Energy Efficiency | 5117.4432 | 5350.508 | 5596.3822 | 5855.9827 | 6155.4178 | 6444.8124 | 6749.3012 | 7083.9595 | 7456.8353 | 7847.3858 | 8271.5743 | 8722.1436 | 9193.7916
Scenario 2: High TRC | SDG&E | Com | FoodServ | Com ¦ ENERGY STAR Steamer - Fuel Sub | Com - School | Fuel Substitution | 228094.0368 | 235305.53 | 243075.3227 | 251344.1113 | 259586.6896 | 267696.0853 | 276904.3734 | 287061.9565 | 297879.6021 | 309446.1062 | 321043.8374 | 333551.9668 | 346651.8466
Scenario 2: High TRC | SDG&E | Com | FoodServ | Com ¦ ENERGY STAR Convection Oven - Gas | Com - School | Energy Efficiency | 7730.4096 | 8082.4773 | 8453.8948 | 8846.0473 | 9298.3741 | 9735.5335 | 10195.4943 | 10701.029 | 11264.2952 | 11854.2608 | 12495.0399 | 13175.6699 | 13888.1414
Scenario 2: High TRC | SDG&E | Com | FoodServ | Com ¦ ENERGY STAR Convection Oven - Fuel Sub | Com - School | Fuel Substitution | 474709.5305 | 492076.0567 | 511350.1361 | 532211.2379 | 552361.72 | 571307.0757 | 594311.6553 | 620691.7468 | 649167.4176 | 680080.8697 | 710304.5097 | 743574.9559 | 778471.5237
Scenario 2: High TRC | SDG&E | Com | FoodServ | Com ¦ ENERGY STAR Griddle - Gas | Com - School | Energy Efficiency | 3730.0785 | 3899.9582 | 4079.1747 | 4268.3962 | 4486.6529 | 4697.5912 | 4919.5315 | 5163.4622 | 5435.2495 | 5719.9198 | 6029.1087 | 6357.5263 | 6701.3082
Scenario 2: High TRC | SDG&E | Com | FoodServ | Com ¦ ENERGY STAR Griddle - Fuel Sub | Com - School | Fuel Substitution | 271884.0141 | 282277.0328 | 293903.786 | 306543.365 | 318651.6973 | 329894.0718 | 343796.9412 | 359898.1977 | 377336.3781 | 396337.283 | 414800.1606 | 435226.2431 | 456658.391
Scenario 2: High TRC | SDG&E | Com | FoodServ | Com ¦ ENERGY STAR Combination Oven - Gas | Com - School | Energy Efficiency | 248.1453 | 259.4466 | 271.3691 | 283.9572 | 298.4768 | 312.5096 | 327.2743 | 343.5019 | 361.5826 | 380.5205 | 401.0894 | 422.9376 | 445.8078
Scenario 2: High TRC | SDG&E | Com | FoodServ | Com ¦ ENERGY STAR Combination Oven - Fuel Sub | Com - School | Fuel Substitution | 12689.7609 | 13253.8881 | 13900.5944 | 14612.9613 | 15278.5386 | 15872.5899 | 16650.2279 | 17577.4009 | 18591.1727 | 19707.3587 | 20773.1289 | 21969.1515 | 23225.3584
Scenario 2: High TRC | SDG&E | Com | FoodServ | Com ¦ ENERGY STAR Fryer - Tier 2 Gas - Panel Upgrade | Com - School | Energy Efficiency | 8586.4342 | 8976.1719 | 9387.1143 | 9820.8627 | 10321.2212 | 10804.5536 | 11313.0003 | 11871.7989 | 12494.4056 | 13146.3836 | 13854.4408 | 14606.3966 | 15393.3608
Scenario 2: High TRC | SDG&E | Com | FoodServ | Com ¦ ENERGY STAR Fryer - Fuel Sub - Panel Upgrade | Com - School | Fuel Substitution | 871220.6709 | 902439.9481 | 936953.6127 | 974227.9904 | 1010379.8787 | 1044577.0161 | 1085733.1398 | 1132696.5758 | 1183306.0592 | 1238146.0336 | 1291929.0484 | 1350984.7236 | 1412915.5017
Scenario 2: High TRC | SDG&E | Com | FoodServ | Com ¦ ENERGY STAR Steamer - Gas - Panel Upgrade | Com - School | Energy Efficiency | 8420.7663 | 8804.2751 | 9208.8617 | 9636.035 | 10128.7564 | 10604.9559 | 11105.993 | 11656.6741 | 12270.2422 | 12912.8941 | 13610.8974 | 14352.3103 | 15128.4084
Scenario 2: High TRC | SDG&E | Com | FoodServ | Com ¦ ENERGY STAR Steamer - Fuel Sub - Panel Upgrade | Com - School | Fuel Substitution | 375329.3409 | 387195.8721 | 399981.0865 | 413587.4 | 427150.5844 | 440494.6165 | 455646.8789 | 472361.2088 | 490161.6732 | 509194.3864 | 528278.4837 | 548860.6438 | 570416.5307
Scenario 2: High TRC | SDG&E | Com | FoodServ | Com ¦ ENERGY STAR Convection Oven - Gas - Panel Upgrade | Com - School | Energy Efficiency | 12720.4094 | 13299.7378 | 13910.9063 | 14556.1943 | 15300.4991 | 16019.8461 | 16776.7128 | 17608.5716 | 18535.4276 | 19506.2175 | 20560.6212 | 21680.5996 | 22852.9734
Scenario 2: High TRC | SDG&E | Com | FoodServ | Com ¦ ENERGY STAR Convection Oven - Fuel Sub - Panel Upgrade | Com - School | Fuel Substitution | 781135.7882 | 809712.4531 | 841428.0018 | 875754.9999 | 908912.6715 | 940087.3045 | 977941.4011 | 1021349.9113 | 1068206.703 | 1119074.8702 | 1168807.9499 | 1223554.5571 | 1280976.9517
Scenario 2: High TRC | SDG&E | Com | FoodServ | Com ¦ ENERGY STAR Griddle - Gas - Panel Upgrade | Com - School | Energy Efficiency | 6137.854 | 6417.3916 | 6712.2927 | 7023.6572 | 7382.7993 | 7729.8987 | 8095.1021 | 8496.4908 | 8943.7175 | 9412.1432 | 9920.9142 | 10461.3264 | 11027.0204
Scenario 2: High TRC | SDG&E | Com | FoodServ | Com ¦ ENERGY STAR Griddle - Fuel Sub - Panel Upgrade | Com - School | Fuel Substitution | 447385.8644 | 464487.6042 | 483619.4574 | 504417.9181 | 524342.2109 | 542841.5679 | 565718.7763 | 592213.4364 | 620908.0084 | 652174.0477 | 682554.7617 | 716165.9344 | 751432.5905
Scenario 2: High TRC | SDG&E | Com | FoodServ | Com ¦ ENERGY STAR Combination Oven - Gas - Panel Upgrade | Com - School | Energy Efficiency | 408.3238 | 426.9201 | 446.5386 | 467.2522 | 491.1444 | 514.2353 | 538.5306 | 565.2332 | 594.9852 | 626.1475 | 659.9937 | 695.9449 | 733.578
Scenario 2: High TRC | SDG&E | Com | FoodServ | Com ¦ ENERGY STAR Combination Oven - Fuel Sub - Panel Upgrade | Com - School | Fuel Substitution | 20881.0351 | 21809.3079 | 22873.4648 | 24045.6664 | 25140.8757 | 26118.3887 | 27397.994 | 28923.6597 | 30591.8238 | 32428.5109 | 34182.2385 | 36150.2969 | 38217.3887
Scenario 2: High TRC | SDG&E | Com | Lighting | Com ¦ LED High and Low Bay - 155 lpw | Com - School | Energy Efficiency | 3186601.5089 | 3202506.5624 | 3199382.6645 | 3183493.598 | 3190844.9466 | 3229724.8173 | 3220189.6579 | 3173548.037 | 3110154.1793 | 3025585.113 | 2968611.4002 | 2882902.4343 | 2791263.2276
Scenario 2: High TRC | SDG&E | Com | Lighting | Com ¦ LED Fixtures and Retrofit Kits - 140 lpw - RET | Com - School | Energy Efficiency | 300824.7752 | 305161.8072 | 308192.3435 | 309879.5446 | 312543.9963 | 316110.1946 | 316024.6236 | 313989.0473 | 311573.5125 | 308023.3677 | 306762.1994 | 303942.5203 | 300606.1678
Scenario 2: High TRC | SDG&E | Com | Lighting | Com ¦ LED Fixtures and Retrofit Kits - 140 lpw | Com - School | Energy Efficiency | 695397.393 | 705318.305 | 712000.3492 | 715339.7983 | 721169.9153 | 729065.4783 | 727891.9548 | 721894.9789 | 714968.2161 | 705138.9125 | 700944.0885 | 692806.0147 | 683272.9488
Scenario 2: High TRC | PG&E | Com | BldgEnv | Com ¦ Com Wall Insulation (R13) - Marine | Com - Warehouse | Energy Efficiency | 5117450.9487 | 5353543.7371 | 5600205.7258 | 5859387.6424 | 6135486.8322 | 6431712.9948 | 6743438.1497 | 7072296.3595 | 7419663.774 | 7787180.3335 | 8175931.1932 | 8585208.122 | 9018933.6344
Scenario 2: High TRC | PG&E | Com | BldgEnv | Com ¦ Com Wall Insulation (R14) - Marine | Com - Warehouse | Energy Efficiency | 20722.8159 | 21675.9361 | 22931.9607 | 24435.5129 | 26053.4857 | 27883.7562 | 29588.9419 | 31582.9259 | 33292.5115 | 35328.8349 | 37339.5949 | 39529.5568 | 41945.1468
Scenario 2: High TRC | PG&E | Com | BldgEnv | Com ¦ Com Wall Insulation (R14) - Hot-Dry | Com - Warehouse | Energy Efficiency | 4985213.161 | 5198350.7989 | 5417337.9015 | 5645472.1828 | 5896517.756 | 6180082.9388 | 6474999.661 | 6784346.606 | 7109386.3626 | 7453285.4788 | 7816109.6847 | 8191098.2294 | 8588560.9967
Scenario 2: High TRC | PG&E | Com | BldgEnv | Com ¦ Com Wall Insulation (R14) - Cold | Com - Warehouse | Energy Efficiency | 23714.2672 | 24802.8397 | 25939.8021 | 27134.5398 | 28410.0033 | 29783.919 | 31227.6211 | 32750.8072 | 34357.7199 | 36058.6113 | 37856.9051 | 39748.1384 | 41752.699
Scenario 2: High TRC | PG&E | Com | HVAC | Com ¦ Small Unitary Heat Pump (SEER 18) - Marine | Com - Warehouse | Energy Efficiency | 201576.4825 | 205263.7321 | 207731.437 | 209202.6815 | 211954.1124 | 218168.8067 | 222887.2778 | 227082.0682 | 230928.8157 | 234778.7733 | 239712.502 | 243236.4579 | 246730.6711
Scenario 2: High TRC | PG&E | Com | HVAC | Com ¦ Small Unitary Heat Pump (SEER 18) - Hot-Dry | Com - Warehouse | Energy Efficiency | 203584.3741 | 207308.3522 | 209800.6378 | 211286.5373 | 214065.3749 | 220341.9734 | 225107.445 | 229344.0195 | 233229.0842 | 237117.391 | 242100.2642 | 245659.3221 | 249188.3409
Scenario 2: High TRC | PG&E | Com | HVAC | Com ¦ Small Unitary Heat Pump (SEER 18) - Cold | Com - Warehouse | Energy Efficiency | 645.2663 | 657.0696 | 664.9689 | 669.6785 | 678.4861 | 698.38 | 713.4843 | 726.9122 | 739.2261 | 751.5501 | 767.3435 | 778.624 | 789.8094
Scenario 2: High TRC | PG&E | Com | HVAC | Com ¦ Small Unitary AC (SEER 18) - Marine | Com - Warehouse | Energy Efficiency | 1383337.7729 | 1427951.5476 | 1469934.9855 | 1510217.5657 | 1557233.3977 | 1619236.8613 | 1677832.6783 | 1737052.0193 | 1797296.9517 | 1860461.0548 | 1930464.1326 | 1998444.6903 | 2069717.6855
Scenario 2: High TRC | PG&E | Com | HVAC | Com ¦ Small Unitary AC (SEER 18) - Hot-Dry | Com - Warehouse | Energy Efficiency | 1401173.8598 | 1444992.674 | 1485740.0119 | 1524400.0157 | 1570025.7043 | 1631455.2384 | 1688946.3896 | 1746769.8478 | 1805389.8631 | 1866761.1102 | 1935101.9796 | 2000851.263 | 2069687.3245
Scenario 2: High TRC | PG&E | Com | HVAC | Com ¦ Small Unitary AC (SEER 18) - Cold | Com - Warehouse | Energy Efficiency | 5422.9649 | 5629.3186 | 5834.7104 | 6041.8043 | 6271.9506 | 6546.5485 | 6818.9643 | 7100.6952 | 7392.0087 | 7699.4858 | 8032.7981 | 8370.6483 | 8727.102
Scenario 2: High TRC | PG&E | Com | HVAC | Com ¦ Large Unitary Heat Pump (EER 10.0, COP 3.3) - Marine | Com - Warehouse | Energy Efficiency | 4122.4 | 4197.8071 | 4248.2737 | 4278.3618 | 4334.6308 | 4461.7262 | 4558.2227 | 4644.0095 | 4722.6786 | 4801.4133 | 4902.312 | 4974.3797 | 5045.8391
Scenario 2: High TRC | PG&E | Com | HVAC | Com ¦ Large Unitary Heat Pump (EER 10.0, COP 3.3) - Hot-Dry | Com - Warehouse | Energy Efficiency | 18426.7586 | 18763.822 | 18989.4029 | 19123.8942 | 19375.4114 | 19943.5167 | 20374.8474 | 20758.3068 | 21109.9504 | 21461.8875 | 21912.8956 | 22235.0318 | 22554.4491
Scenario 2: High TRC | PG&E | Com | HVAC | Com ¦ Large Unitary Heat Pump (EER 10.0, COP 3.3) - Cold | Com - Warehouse | Energy Efficiency | 19.3845 | 19.7391 | 19.9764 | 20.1178 | 20.3824 | 20.9801 | 21.4338 | 21.8372 | 22.2071 | 22.5774 | 23.0518 | 23.3907 | 23.7267
Scenario 2: High TRC | PG&E | Com | HVAC | Com ¦ Large Unitary AC (EER 11.5) - Marine | Com - Warehouse | Energy Efficiency | 98835.7802 | 100643.6905 | 101853.6408 | 102575.0127 | 103924.0779 | 106971.2298 | 109284.7624 | 111341.5271 | 113227.6414 | 115115.3297 | 117534.4061 | 119262.2512 | 120975.513
Scenario 2: High TRC | PG&E | Com | HVAC | Com ¦ Large Unitary AC (EER 11.5) - Hot-Dry | Com - Warehouse | Energy Efficiency | 414513.9066 | 422096.2208 | 427170.7116 | 430196.1206 | 435854.0542 | 448633.7057 | 458336.5832 | 466962.5843 | 474872.8837 | 482789.7843 | 492935.3088 | 500181.8323 | 507367.1942
Scenario 2: High TRC | PG&E | Com | HVAC | Com ¦ Large Unitary AC (EER 11.5) - Cold | Com - Warehouse | Energy Efficiency | 498.2183 | 507.3317 | 513.4309 | 517.0673 | 523.8677 | 539.228 | 550.8902 | 561.2581 | 570.7658 | 580.2814 | 592.4756 | 601.1855 | 609.8218
Scenario 2: High TRC | PG&E | Com | HVAC | Com ¦ Variable Refrigerant Flow (VRF) Heat Pump - Hot-Dry | Com - Warehouse | Energy Efficiency | 92187.3523 | 94505.3153 | 96410.2002 | 98015.3498 | 100205.8391 | 103404.1735 | 105830.1143 | 107989.0594 | 109970.5981 | 111876.5854 | 114413.316 | 116316.8341 | 118181.6821
Scenario 2: High TRC | PG&E | Com | HVAC | Com ¦ Variable Refrigerant Flow (VRF) Heat Pump - Marine | Com - Warehouse | Energy Efficiency | 132634.4754 | 135969.4427 | 138710.0942 | 141019.5018 | 144171.0665 | 148772.6673 | 152262.9876 | 155369.1681 | 158220.1052 | 160962.3428 | 164612.0618 | 167350.747 | 170033.7955
Scenario 2: High TRC | PG&E | Com | HVAC | Com ¦ Variable Refrigerant Flow (VRF) Heat Pump - Cold | Com - Warehouse | Energy Efficiency | 222.3824 | 227.974 | 232.5692 | 236.4412 | 241.7253 | 249.4406 | 255.2927 | 260.5007 | 265.2807 | 269.8785 | 275.9978 | 280.5897 | 285.0882
Scenario 2: High TRC | PG&E | Com | HVAC | Com ¦ HVAC Energy Management System (Elec SC and Gas SH) - Marine | Com - Warehouse | Energy Efficiency | 664751.0068 | 682322.9746 | 697643.6903 | 711206.7696 | 731504.486 | 764387.5099 | 796271.8936 | 827521.6788 | 858228.8153 | 890359.6779 | 928510.4109 | 962227.9301 | 997330.6519
Scenario 2: High TRC | PG&E | Com | HVAC | Com ¦ HVAC Energy Management System (Elec SC and Gas SH) - Hot-Dry | Com - Warehouse | Energy Efficiency | 497406.5082 | 510382.9829 | 521621.3854 | 531496.115 | 546469.8691 | 570990.0368 | 594728.1645 | 617949.6172 | 640736.2357 | 664567.3214 | 692946.0078 | 717912.2006 | 743889.0943
Scenario 2: High TRC | PG&E | Com | HVAC | Com ¦ HVAC Energy Management System (Elec SC and Gas SH) - Cold | Com - Warehouse | Energy Efficiency | 2156.3416 | 2228.4732 | 2297.5795 | 2365.0181 | 2449.092 | 2563.0872 | 2676.9728 | 2792.215 | 2908.6257 | 3031.1502 | 3169.6593 | 3302.0111 | 3440.9644
Scenario 2: High TRC | PG&E | Com | HVAC | Com ¦ Economizer - Marine | Com - Warehouse | Energy Efficiency | 2429.9173 | 2624.6409 | 2761.9438 | 2622.1957 | 2245.055 | 2491.9375 | 2621.695 | 2712.6038 | 2774.5064 | 2707.7334 | 2941.4515 | 3000.4365 | 3054.653
Scenario 2: High TRC | PG&E | Com | HVAC | Com ¦ Economizer - Hot-Dry | Com - Warehouse | Energy Efficiency | 3810.5126 | 4115.8715 | 4331.1851 | 4112.037 | 3520.6179 | 3907.7707 | 4111.2518 | 4253.812 | 4350.8854 | 4246.1743 | 4612.683 | 4705.1812 | 4790.2017
Scenario 2: High TRC | PG&E | Com | HVAC | Com ¦ Economizer - Cold | Com - Warehouse | Energy Efficiency | 7.2094 | 7.7872 | 8.1946 | 7.7799 | 6.661 | 7.3935 | 7.7784 | 8.0482 | 8.2318 | 8.0337 | 8.7271 | 8.9022 | 9.063
Scenario 2: High TRC | PG&E | Com | HVAC | Com ¦ Large Packaged Heat Pump (IEER 14.0) - Fuel Sub - ZEAS 2030 - Marine | Com - Warehouse | Fuel Substitution | 1593442.7637 | 1692251.0661 | 1801323.6576 | 1920203.8584 | 2041739.8792 | -99123.6872 | -100674.8326 | -102262.7407 | -103882.6327 | -105533.0068 | -107186.724 | -108892.2065 | -110627.6801
Scenario 2: High TRC | PG&E | Com | HVAC | Com ¦ Large Packaged Heat Pump (IEER 14.0) - Fuel Sub - ZEAS 2030 - Hot-Dry | Com - Warehouse | Fuel Substitution | 1324324.5003 | 1405373.4247 | 1494649.1786 | 1591814.0733 | 1691301.7153 | -65284.2084 | -66211.6445 | -67201.9161 | -68234.6242 | -69302.4209 | -70295.6651 | -71406.1217 | -72545.5068
Scenario 2: High TRC | PG&E | Com | HVAC | Com ¦ Large Packaged Heat Pump (IEER 14.0) - Fuel Sub - ZEAS 2030 - Cold | Com - Warehouse | Fuel Substitution | 7659.3039 | 8139.1955 | 8671.9402 | 9254.6861 | 9847.709 | 0 | 0 | 0 | 0 | 0 | 0 | 0 | 0
Scenario 2: High TRC | PG&E | Com | HVAC | Com ¦ Large Packaged Heat Pump (IEER 14.0) - Fuel Sub - Panel Upgrade - ZEAS 2030 - Marine | Com - Warehouse | Fuel Substitution | 364103.6291 | 386681.4475 | 411604.6687 | 438768.9406 | 466540.0707 | -22649.8843 | -23004.3229 | -23367.1619 | -23737.3092 | -24114.4217 | -24492.2981 | -24882.003 | -25278.5608
Scenario 2: High TRC | PG&E | Com | HVAC | Com ¦ Large Packaged Heat Pump (IEER 14.0) - Fuel Sub - Panel Upgrade - ZEAS 2030 - Hot-Dry | Com - Warehouse | Fuel Substitution | 302609.7753 | 321129.5541 | 341529.1735 | 363731.4713 | 386464.5197 | -14917.5218 | -15129.4421 | -15355.7204 | -15591.6955 | -15835.6883 | -16062.6458 | -16316.3865 | -16576.7374
Scenario 2: High TRC | PG&E | Com | HVAC | Com ¦ Large Packaged Heat Pump (IEER 14.0) - Fuel Sub - Panel Upgrade - ZEAS 2030 - Cold | Com - Warehouse | Fuel Substitution | 1750.1604 | 1859.8162 | 1981.549 | 2114.7072 | 2250.2136 | 0 | 0 | 0 | 0 | 0 | 0 | 0 | 0
Scenario 2: High TRC | PG&E | Com | HVAC | Com ¦ Small Packaged Heat Pump (SEER 18) - Fuel Sub - ZEAS 2030 - Marine | Com - Warehouse | Fuel Substitution | 517378.5584 | 543900.8045 | 572100.6257 | 602064.1127 | 633561.4894 | 102059.4418 | 104567.5819 | 106739.9089 | 108738.4066 | 110623.0467 | 113253.6993 | 115133.5027 | 116955.4122
Scenario 2: High TRC | PG&E | Com | HVAC | Com ¦ Small Packaged Heat Pump (SEER 18) - Fuel Sub - ZEAS 2030 - Hot-Dry | Com - Warehouse | Fuel Substitution | 462034.5991 | 485450.3257 | 510293.9877 | 536651.6264 | 564402.3432 | 107629.8647 | 110237.4931 | 112506.3216 | 114600.3225 | 116580.2149 | 119316.3485 | 121293.6684 | 123213.5796
Scenario 2: High TRC | PG&E | Com | HVAC | Com ¦ Small Packaged Heat Pump (SEER 18) - Fuel Sub - ZEAS 2030 - Cold | Com - Warehouse | Fuel Substitution | 2151.8313 | 2269.5252 | 2396.8046 | 2533.6265 | 2675.5565 | 341.7154 | 349.9578 | 357.1396 | 363.7746 | 370.0532 | 378.7029 | 384.9758 | 391.0699
Scenario 2: High TRC | PG&E | Com | HVAC | Com ¦ Small Packaged Heat Pump (SEER 18) - Fuel Sub - Panel Upgrade - ZEAS 2030 - Marine | Com - Warehouse | Fuel Substitution | 118221.6362 | 124282.002 | 130725.6958 | 137572.3894 | 144769.5787 | 23320.7078 | 23893.8209 | 24390.2003 | 24846.8595 | 25277.5021 | 25878.6094 | 26308.1468 | 26724.4554
Scenario 2: High TRC | PG&E | Com | HVAC | Com ¦ Small Packaged Heat Pump (SEER 18) - Fuel Sub - Panel Upgrade - ZEAS 2030 - Hot-Dry | Com - Warehouse | Fuel Substitution | 105575.4735 | 110925.9958 | 116602.8031 | 122625.5559 | 128966.6288 | 24593.5563 | 25189.4026 | 25707.8327 | 26186.3145 | 26638.7223 | 27263.9322 | 27715.7522 | 28154.4543
Scenario 2: High TRC | PG&E | Com | HVAC | Com ¦ Small Packaged Heat Pump (SEER 18) - Fuel Sub - Panel Upgrade - ZEAS 2030 - Cold | Com - Warehouse | Fuel Substitution | 491.6961 | 518.5893 | 547.6728 | 578.9368 | 611.3679 | 78.0824 | 79.9658 | 81.6068 | 83.1229 | 84.5576 | 86.5341 | 87.9674 | 89.36
Scenario 2: High TRC | PG&E | Com | HVAC | Com ¦ Com High Eff. Furnace (95 AFUE) - ZEAS 2030 - Marine | Com - Warehouse | Energy Efficiency | 18651.8953 | 19574.0292 | 20551.9173 | 21589.2631 | 22687.0891 | 0 | 0 | 0 | 0 | 0 | 0 | 0 | 0
Scenario 2: High TRC | PG&E | Com | HVAC | Com ¦ Com High Eff. Furnace (95 AFUE) - ZEAS 2030 - Hot-Dry | Com - Warehouse | Energy Efficiency | 15035.9027 | 15779.265 | 16567.5726 | 17403.811 | 18288.8044 | 0 | 0 | 0 | 0 | 0 | 0 | 0 | 0
Scenario 2: High TRC | PG&E | Com | HVAC | Com ¦ Com High Eff. Furnace (95 AFUE) - ZEAS 2030 - Cold | Com - Warehouse | Energy Efficiency | 72.1291 | 75.6951 | 79.4767 | 83.4882 | 87.7336 | 0 | 0 | 0 | 0 | 0 | 0 | 0 | 0
Scenario 2: High TRC | PG&E | Com | WaterHeat | Com ¦ Com Heat Pump Water Heater (3.3 UEF - 50 Gal) - Marine | Com - Warehouse | Energy Efficiency | 523246.0006 | 544688.7333 | 565375.5756 | 585460.9863 | 609244.8417 | 635799.3061 | 655426.9672 | 671770.8653 | 685946.7315 | 699084.0365 | 718273.0078 | 734493.9389 | 749794.5064
Scenario 2: High TRC | PG&E | Com | WaterHeat | Com ¦ Com Heat Pump Water Heater (3.3 UEF - 50 Gal) - Hot-Dry | Com - Warehouse | Energy Efficiency | 386385.0472 | 402242.5637 | 417540.0787 | 432392.001 | 449981.3157 | 469621.1445 | 484133.5754 | 496214.8993 | 506691.4667 | 516398.8394 | 530585.6069 | 542575.0624 | 553882.9097
Scenario 2: High TRC | PG&E | Com | WaterHeat | Com ¦ Com Heat Pump Water Heater (3.3 UEF - 50 Gal) - Cold | Com - Warehouse | Energy Efficiency | 1071.137 | 1115.1237 | 1157.5558 | 1198.751 | 1247.5419 | 1302.0225 | 1342.2749 | 1375.7807 | 1404.8336 | 1431.7515 | 1471.0991 | 1504.3491 | 1535.7072
Scenario 2: High TRC | PG&E | Com | WaterHeat | Com ¦ Com Hot Water Tank Insulation - Marine | Com - Warehouse | Energy Efficiency | 214955.2734 | 225064.8144 | 235620.2097 | 246718.6439 | 258401.3986 | 270707.1399 | 283689.634 | 297401.8292 | 311887.3726 | 327192.0347 | 343361.201 | 360472.356 | 378608.8518
Scenario 2: High TRC | PG&E | Com | WaterHeat | Com ¦ Com Hot Water Tank Insulation - Hot-Dry | Com - Warehouse | Energy Efficiency | 151466.079 | 158589.6657 | 166027.4192 | 173847.8197 | 182079.9557 | 190751.0729 | 199899.0573 | 209561.2182 | 219768.3111 | 230552.5879 | 241946.0289 | 254003.2328 | 266782.9327
Scenario 2: High TRC | PG&E | Com | WaterHeat | Com ¦ Com Hot Water Tank Insulation - Cold | Com - Warehouse | Energy Efficiency | 309.0823 | 323.6187 | 338.7962 | 354.7545 | 371.5531 | 389.2474 | 407.9148 | 427.6314 | 448.4601 | 470.4665 | 493.716 | 518.32 | 544.3983
Scenario 2: High TRC | PG&E | Com | WaterHeat | Com ¦ Faucet Aerators (Gas WH) - Marine | Com - Warehouse | Energy Efficiency | 242720.6328 | 254136.9395 | 266052.7754 | 278581.1245 | 291768.7088 | 305657.8134 | 320310.3699 | 335785.8425 | 352134.4486 | 369407.7086 | 387654.3162 | 406962.5232 | 427427.966
Scenario 2: High TRC | PG&E | Com | WaterHeat | Com ¦ Faucet Aerators (Gas WH) - Hot-Dry | Com - Warehouse | Energy Efficiency | 163625.2595 | 171321.3343 | 179354.1567 | 187799.8926 | 196690.0388 | 206053.1009 | 215930.8288 | 226363.309 | 237384.3948 | 249028.8175 | 261329.4031 | 274345.6446 | 288142.0135
Scenario 2: High TRC | PG&E | Com | WaterHeat | Com ¦ Faucet Aerators (Gas WH) - Cold | Com - Warehouse | Energy Efficiency | 376.339 | 394.04 | 412.5155 | 431.9407 | 452.3881 | 473.9232 | 496.642 | 520.6368 | 545.9854 | 572.7676 | 601.059 | 630.9964 | 662.7281
Scenario 2: High TRC | PG&E | Com | WaterHeat | Com ¦ Faucet Aerators (Elec WH) - Marine | Com - Warehouse | Energy Efficiency | 21764.8265 | 23073.1119 | 23407.4914 | 23217.0385 | 24760.7126 | 27335.3259 | 28902.5689 | 29970.701 | 29880.987 | 30043.1623 | 31655.2719 | 32827.7421 | 34016.4279
Scenario 2: High TRC | PG&E | Com | WaterHeat | Com ¦ Faucet Aerators (Elec WH) - Hot-Dry | Com - Warehouse | Energy Efficiency | 15489.5853 | 16420.6655 | 16658.6366 | 16523.0951 | 17621.6966 | 19453.9967 | 20569.3717 | 21329.5397 | 21265.692 | 21381.1089 | 22528.4146 | 23362.8379 | 24208.8014
Scenario 2: High TRC | PG&E | Com | WaterHeat | Com ¦ Faucet Aerators (Elec WH) - Cold | Com - Warehouse | Energy Efficiency | 54.7188 | 58.008 | 58.8486 | 58.3698 | 62.2507 | 68.7236 | 72.6638 | 75.3491 | 75.1236 | 75.5313 | 79.5843 | 82.532 | 85.5205
Scenario 2: High TRC | PG&E | Com | WaterHeat | Com ¦ Com Water Heating Controls (Gas WH) - Marine | Com - Warehouse | Energy Efficiency | 159758.2675 | 167286.8429 | 175182.788 | 183496.8756 | 192260.706 | 201506.7637 | 211267.9723 | 221578.87 | 232477.0466 | 244005.6707 | 256206.5572 | 269127.1326 | 282817.8928
Scenario 2: High TRC | PG&E | Com | WaterHeat | Com ¦ Com Water Heating Controls (Gas WH) - Hot-Dry | Com - Warehouse | Energy Efficiency | 112902.4459 | 118222.9504 | 123803.078 | 129678.7102 | 135872.1793 | 142406.4422 | 149304.7665 | 156591.5604 | 164293.3889 | 172440.7598 | 181063.224 | 190194.298 | 199869.6677
Scenario 2: High TRC | PG&E | Com | WaterHeat | Com ¦ Com Water Heating Controls (Gas WH) - Cold | Com - Warehouse | Energy Efficiency | 232.5496 | 243.5085 | 255.0021 | 267.1043 | 279.8613 | 293.3201 | 307.5289 | 322.5378 | 338.4015 | 355.183 | 372.943 | 391.7507 | 411.6794
Scenario 2: High TRC | PG&E | Com | WaterHeat | Com ¦ Com Hot Water Pipe Insulation - Marine | Com - Warehouse | Energy Efficiency | 20186362.8153 | 21135884.1577 | 22130222.5414 | 23176242.8753 | 24278146.5334 | 25439941.5494 | 26666225.1567 | 27961636.0811 | 29329939.4747 | 30776273.2574 | 32306154.5672 | 33926097.2032 | 35642808.8086
Scenario 2: High TRC | PG&E | Com | WaterHeat | Com ¦ Com Hot Water Pipe Insulation - Hot-Dry | Com - Warehouse | Energy Efficiency | 12065568.8283 | 12633106.1908 | 13227431.098 | 13852646.7671 | 14511264.3968 | 15205679.6244 | 15938640.2574 | 16712918.9034 | 17530766.0275 | 18395252.61 | 19309676.2936 | 20277930.4339 | 21304024.2489
Scenario 2: High TRC | PG&E | Com | WaterHeat | Com ¦ Com Hot Water Pipe Insulation - Cold | Com - Warehouse | Energy Efficiency | 25363.153 | 26556.179 | 27805.5153 | 29119.7874 | 30504.2742 | 31964.0114 | 33504.7752 | 35132.3941 | 36851.5988 | 38668.8447 | 40591.0638 | 42626.4406 | 44783.4026
Scenario 2: High TRC | PG&E | Com | WaterHeat | Com ¦ Com Efficient Tankless Gas Water Heater (0.87 UEF - High Draw) - ZEAS 2030 - Marine | Com - Warehouse | Energy Efficiency | 1821.2312 | 1906.4736 | 2018.6652 | 2152.9119 | 2297.132 | 0 | 0 | 0 | 0 | 0 | 0 | 0 | 0
Scenario 2: High TRC | PG&E | Com | WaterHeat | Com ¦ Com Efficient Tankless Gas Water Heater (0.87 UEF - High Draw) - ZEAS 2030 - Hot-Dry | Com - Warehouse | Energy Efficiency | 1359.3353 | 1422.9584 | 1506.6959 | 1606.8947 | 1714.5375 | 0 | 0 | 0 | 0 | 0 | 0 | 0 | 0
Scenario 2: High TRC | PG&E | Com | WaterHeat | Com ¦ Com Efficient Tankless Gas Water Heater (0.87 UEF - High Draw) - ZEAS 2030 - Cold | Com - Warehouse | Energy Efficiency | 7.8665 | 8.2629 | 8.7619 | 9.3532 | 9.9806 | 0 | 0 | 0 | 0 | 0 | 0 | 0 | 0
Scenario 2: High TRC | PG&E | Com | WaterHeat | Com ¦ Com Heat Pump Water Heater (3.75 UEF - 50 Gal) - Fuel Sub - ZEAS 2030 - Marine | Com - Warehouse | Fuel Substitution | 232519.3837 | 245064.7957 | 258833.1615 | 273863.9818 | 289085.9788 | 182419.6068 | 187998.8975 | 192610.506 | 196660.785 | 200382.9458 | 205855.1713 | 210471.0229 | 214812.163
Scenario 2: High TRC | PG&E | Com | WaterHeat | Com ¦ Com Heat Pump Water Heater (3.75 UEF - 50 Gal) - Fuel Sub - ZEAS 2030 - Hot-Dry | Com - Warehouse | Fuel Substitution | 172342.3777 | 181654.7744 | 191877.5102 | 203039.8218 | 214341.5195 | 135447.4049 | 139593.6138 | 143019.9637 | 146028.7136 | 148793.3334 | 152859.6507 | 156288.9001 | 159513.7422
Scenario 2: High TRC | PG&E | Com | WaterHeat | Com ¦ Com Heat Pump Water Heater (3.75 UEF - 50 Gal) - Fuel Sub - ZEAS 2030 - Cold | Com - Warehouse | Fuel Substitution | 984.7145 | 1039.0815 | 1099.4251 | 1165.8871 | 1232.4076 | 766.0849 | 789.3465 | 808.6084 | 825.5514 | 841.1403 | 863.971 | 883.2627 | 901.4212
Scenario 2: High TRC | PG&E | Com | WaterHeat | Com ¦ Com Efficient Tankless Gas Water Heater (0.87 UEF - High Draw) - Panel Upgrade - ZEAS 2030 - Marine | Com - Warehouse | Energy Efficiency | 1511.0215 | 1581.7446 | 1674.8266 | 1786.2071 | 1905.8622 | 0 | 0 | 0 | 0 | 0 | 0 | 0 | 0
Scenario 2: High TRC | PG&E | Com | WaterHeat | Com ¦ Com Efficient Tankless Gas Water Heater (0.87 UEF - High Draw) - Panel Upgrade - ZEAS 2030 - Hot-Dry | Com - Warehouse | Energy Efficiency | 1127.8002 | 1180.5864 | 1250.0608 | 1333.1929 | 1422.5009 | 0 | 0 | 0 | 0 | 0 | 0 | 0 | 0
Scenario 2: High TRC | PG&E | Com | WaterHeat | Com ¦ Com Efficient Tankless Gas Water Heater (0.87 UEF - High Draw) - Panel Upgrade - ZEAS 2030 - Cold | Com - Warehouse | Energy Efficiency | 6.5266 | 6.8555 | 7.2695 | 7.76 | 8.2806 | 0 | 0 | 0 | 0 | 0 | 0 | 0 | 0
Scenario 2: High TRC | PG&E | Com | WaterHeat | Com ¦ Com Heat Pump Water Heater (3.75 UEF - 50 Gal) - Fuel Sub - Panel Upgrade - ZEAS 2030 - Marine | Com - Warehouse | Fuel Substitution | 192914.4337 | 203322.9898 | 214746.1944 | 227216.82 | 239846.0593 | 151348.1353 | 155977.1073 | 159803.222 | 163163.6183 | 166251.7847 | 170791.9279 | 174621.563 | 178223.2781
Scenario 2: High TRC | PG&E | Com | WaterHeat | Com ¦ Com Heat Pump Water Heater (3.75 UEF - 50 Gal) - Fuel Sub - Panel Upgrade - ZEAS 2030 - Hot-Dry | Com - Warehouse | Fuel Substitution | 142987.3573 | 150713.5766 | 159195.0771 | 168456.1159 | 177832.7992 | 112376.6931 | 115816.6796 | 118659.4205 | 121155.691 | 123449.414 | 126823.1168 | 129668.2633 | 132343.8191
Scenario 2: High TRC | PG&E | Com | WaterHeat | Com ¦ Com Heat Pump Water Heater (3.75 UEF - 50 Gal) - Fuel Sub - Panel Upgrade - ZEAS 2030 - Cold | Com - Warehouse | Fuel Substitution | 816.9884 | 862.0951 | 912.1604 | 967.302 | 1022.492 | 635.5979 | 654.8974 | 670.8784 | 684.9355 | 697.8691 | 716.8111 | 732.8168 | 747.8824
Scenario 2: High TRC | PG&E | Com | WaterHeat | Com ¦ Com Heat Pump Water Heater (100+ Gal, 200+ kBtuh - 4.3 COP) - Fuel Sub - ZEAS 2030 - Marine | Com - Warehouse | Fuel Substitution | 117881.9155 | 124298.5264 | 131291.3667 | 138883.201 | 146634.8791 | 0 | 0 | 0 | 0 | 0 | 0 | 0 | 0
Scenario 2: High TRC | PG&E | Com | WaterHeat | Com ¦ Com Heat Pump Water Heater (100+ Gal, 200+ kBtuh - 4.3 COP) - Fuel Sub - ZEAS 2030 - Hot-Dry | Com - Warehouse | Fuel Substitution | 86635.8176 | 91372.4118 | 96537.8109 | 102148.7108 | 107874.2687 | 0 | 0 | 0 | 0 | 0 | 0 | 0 | 0
Scenario 2: High TRC | PG&E | Com | WaterHeat | Com ¦ Com Heat Pump Water Heater (100+ Gal, 200+ kBtuh - 4.3 COP) - Fuel Sub - ZEAS 2030 - Cold | Com - Warehouse | Fuel Substitution | 246.0604 | 259.8945 | 275.1449 | 291.8537 | 308.7138 | 0 | 0 | 0 | 0 | 0 | 0 | 0 | 0
Scenario 2: High TRC | PG&E | Com | WaterHeat | Com ¦ Com Heat Pump Water Heater (100+ Gal, 200+ kBtuh - 4.3 COP) - Fuel Sub - Panel Upgrade - ZEAS 2030 - Marine | Com - Warehouse | Fuel Substitution | 97803.1277 | 103126.7993 | 108928.5515 | 115227.2712 | 121658.6085 | 0 | 0 | 0 | 0 | 0 | 0 | 0 | 0
Scenario 2: High TRC | PG&E | Com | WaterHeat | Com ¦ Com Heat Pump Water Heater (100+ Gal, 200+ kBtuh - 4.3 COP) - Fuel Sub - Panel Upgrade - ZEAS 2030 - Hot-Dry | Com - Warehouse | Fuel Substitution | 71879.1674 | 75808.979 | 80094.5574 | 84749.7545 | 89500.0801 | 0 | 0 | 0 | 0 | 0 | 0 | 0 | 0
Scenario 2: High TRC | PG&E | Com | WaterHeat | Com ¦ Com Heat Pump Water Heater (100+ Gal, 200+ kBtuh - 4.3 COP) - Fuel Sub - Panel Upgrade - ZEAS 2030 - Cold | Com - Warehouse | Fuel Substitution | 204.149 | 215.6267 | 228.2796 | 242.1423 | 256.1307 | 0 | 0 | 0 | 0 | 0 | 0 | 0 | 0
Scenario 2: High TRC | PG&E | Com | WaterHeat | Com ¦ Efficient Gas Water Heating Boiler (0.92 UEF) - ZEAS 2030 - Marine | Com - Warehouse | Energy Efficiency | 391817.9371 | 411183.4728 | 431718.4744 | 453500.904 | 476554.3688 | 0 | 0 | 0 | 0 | 0 | 0 | 0 | 0
Scenario 2: High TRC | PG&E | Com | WaterHeat | Com ¦ Efficient Gas Water Heating Boiler (0.92 UEF) - ZEAS 2030 - Hot-Dry | Com - Warehouse | Energy Efficiency | 277539.1766 | 291256.5049 | 305802.2096 | 321231.5142 | 337561.1401 | 0 | 0 | 0 | 0 | 0 | 0 | 0 | 0
Scenario 2: High TRC | PG&E | Com | WaterHeat | Com ¦ Efficient Gas Water Heating Boiler (0.92 UEF) - ZEAS 2030 - Cold | Com - Warehouse | Energy Efficiency | 573.1287 | 601.4555 | 631.493 | 663.3551 | 697.0764 | 0 | 0 | 0 | 0 | 0 | 0 | 0 | 0
Scenario 2: High TRC | PG&E | Com | WholeBlg | Com ¦ Com Title 24 2022 Code | Com - Warehouse | Energy Efficiency | 3173249.4475 | 3101371.8364 | 3025170.4706 | 2946781.1773 | 2900101.0558 | 2960470.8077 | 2971013.5506 | 2983929.6573 | 2946725.5573 | 2927222.0948 | 2886759.5969 | 2785014.6806 | 2682823.7109
Scenario 2: High TRC | PG&E | Com | Lighting | Com ¦ LED High and Low Bay - 155 lpw | Com - Warehouse | Energy Efficiency | 5116869.7387 | 5281363.6737 | 5421074.0616 | 5549228.7418 | 5725257.9148 | 5954225.1312 | 6104241.9488 | 6210527.379 | 6278382.9633 | 6324661.2301 | 6432977.2799 | 6488228.9489 | 6526644.9175
Scenario 2: High TRC | PG&E | Com | Lighting | Com ¦ LED Fixtures and Retrofit Kits - 140 lpw - RET | Com - Warehouse | Energy Efficiency | 106088.9121 | 110213.4561 | 114019.7594 | 117537.868 | 121619.4676 | 126098.1657 | 129237.5579 | 131841.0309 | 134101.622 | 136098.7731 | 139246.1069 | 141763.6548 | 144031.7972
Scenario 2: High TRC | PG&E | Com | Lighting | Com ¦ LED Fixtures and Retrofit Kits - 140 lpw | Com - Warehouse | Energy Efficiency | 105550.2535 | 109556.1468 | 113220.0808 | 116564.1423 | 120493.7599 | 124836.0897 | 127667.4863 | 129900.1074 | 131682.2718 | 133158.3351 | 135827.0607 | 137770.2239 | 139400.347
Scenario 2: High TRC | SCE | Com | BldgEnv | Com ¦ Com Wall Insulation (R14) - Marine | Com - Warehouse | Energy Efficiency | 74258.3461 | 78681.585 | 82696.2707 | 86659.0364 | 92776.954 | 100116.4896 | 105018.5191 | 106792.8568 | 108420.1715 | 109861.8755 | 110847.5319 | 110175.1406 | 109510.6921
Scenario 2: High TRC | SCE | Com | BldgEnv | Com ¦ Com Wall Insulation (R14) - Hot-Dry | Com - Warehouse | Energy Efficiency | 306301.1494 | 324546.1446 | 341105.9378 | 357451.5706 | 382686.7838 | 412960.9325 | 433180.8451 | 440499.641 | 447211.9958 | 453158.7426 | 457224.3826 | 454450.8999 | 451710.18
Scenario 2: High TRC | SCE | Com | BldgEnv | Com ¦ Com Wall Insulation (R14) - Cold | Com - Warehouse | Energy Efficiency | 14800.087 | 15681.6623 | 16481.8107 | 17271.6112 | 18490.945 | 19953.7539 | 20930.7547 | 21284.3897 | 21608.7222 | 21896.0616 | 22092.5082 | 21958.497 | 21826.0689
Scenario 2: High TRC | SCE | Com | HVAC | Com ¦ Small Unitary Heat Pump (SEER 18) - Marine | Com - Warehouse | Energy Efficiency | 164503.4159 | 170880.5169 | 176627.0251 | 181878.8511 | 188396.4678 | 195984.5478 | 200878.2564 | 203204.7732 | 205479.523 | 207633.1359 | 210281.7471 | 211736.3134 | 213296.6919
Scenario 2: High TRC | SCE | Com | HVAC | Com ¦ Small Unitary Heat Pump (SEER 18) - Hot-Dry | Com - Warehouse | Energy Efficiency | 805995.1408 | 837240.1604 | 865395.5495 | 891127.2109 | 923060.6959 | 960238.9855 | 984216.0276 | 995614.9473 | 1006760.2316 | 1017311.9973 | 1030289.0397 | 1037415.7814 | 1045060.9569
Scenario 2: High TRC | SCE | Com | HVAC | Com ¦ Small Unitary Heat Pump (SEER 18) - Cold | Com - Warehouse | Energy Efficiency | 16083.3119 | 16706.7938 | 17268.6234 | 17782.0884 | 18419.3084 | 19161.1863 | 19639.6387 | 19867.0996 | 20089.4993 | 20300.0556 | 20559.0073 | 20701.2186 | 20853.775
Scenario 2: High TRC | SCE | Com | HVAC | Com ¦ Small Unitary AC (SEER 18) - Marine | Com - Warehouse | Energy Efficiency | 745666.635 | 774572.9738 | 800620.9401 | 824426.594 | 853969.8668 | 888365.372 | 910547.7394 | 921093.4532 | 931404.5161 | 941166.4852 | 953172.1997 | 959765.5068 | 966838.4431
Scenario 2: High TRC | SCE | Com | HVAC | Com ¦ Small Unitary AC (SEER 18) - Hot-Dry | Com - Warehouse | Energy Efficiency | 3705199.7166 | 3848834.6245 | 3978266.3477 | 4096556.0739 | 4243355.8912 | 4414266.336 | 4524489.9903 | 4576891.3906 | 4628126.8161 | 4676633.8074 | 4736289.9165 | 4769051.9022 | 4804197.1538
Scenario 2: High TRC | SCE | Com | HVAC | Com ¦ Small Unitary AC (SEER 18) - Cold | Com - Warehouse | Energy Efficiency | 46742.7061 | 48554.7229 | 50187.5604 | 51679.8368 | 53531.7803 | 55687.8899 | 57078.4093 | 57739.4757 | 58385.8329 | 58997.7697 | 59750.3575 | 60163.6642 | 60607.0368
Scenario 2: High TRC | SCE | Com | HVAC | Com ¦ Large Unitary Heat Pump (EER 10.0, COP 3.3) - Marine | Com - Warehouse | Energy Efficiency | 11368.6531 | 11809.3676 | 12206.5026 | 12569.4506 | 13019.876 | 13544.28 | 13882.479 | 14043.262 | 14200.4675 | 14349.3014 | 14532.344 | 14632.8675 | 14740.7036
Scenario 2: High TRC | SCE | Com | HVAC | Com ¦ Large Unitary Heat Pump (EER 10.0, COP 3.3) - Hot-Dry | Com - Warehouse | Energy Efficiency | 86900.4859 | 90269.2499 | 93304.8972 | 96079.224 | 99522.2166 | 103530.6917 | 106115.8396 | 107344.8441 | 108546.5022 | 109684.1686 | 111083.3226 | 111851.711 | 112675.9957
Scenario 2: High TRC | SCE | Com | HVAC | Com ¦ Large Unitary Heat Pump (EER 10.0, COP 3.3) - Cold | Com - Warehouse | Energy Efficiency | 483.1596 | 501.8897 | 518.7676 | 534.1926 | 553.3354 | 575.6222 | 589.9954 | 596.8286 | 603.5097 | 609.835 | 617.6142 | 621.8864 | 626.4693
Scenario 2: High TRC | SCE | Com | HVAC | Com ¦ Large Unitary AC (EER 11.5) - Marine | Com - Warehouse | Energy Efficiency | 251627.8903 | 261382.4384 | 270172.4184 | 278205.7221 | 288175.2058 | 299782.0929 | 307267.6126 | 310826.3017 | 314305.807 | 317600.0186 | 321651.3902 | 323876.3254 | 326263.1132
Scenario 2: High TRC | SCE | Com | HVAC | Com ¦ Large Unitary AC (EER 11.5) - Hot-Dry | Com - Warehouse | Energy Efficiency | 1885780.8345 | 1958884.5744 | 2024759.529 | 2084963.7057 | 2159678.2429 | 2246664.0104 | 2302762.9176 | 2329432.8852 | 2355509.4238 | 2380197.3115 | 2410559.6012 | 2427233.9857 | 2445121.3459
Scenario 2: High TRC | SCE | Com | HVAC | Com ¦ Large Unitary AC (EER 11.5) - Cold | Com - Warehouse | Energy Efficiency | 12418.1283 | 12899.5265 | 13333.3222 | 13729.7751 | 14221.7807 | 14794.594 | 15164.0131 | 15339.6385 | 15511.3561 | 15673.9293 | 15873.8692 | 15983.6723 | 16101.4631
Scenario 2: High TRC | SCE | Com | HVAC | Com ¦ Variable Refrigerant Flow (VRF) Heat Pump - Hot-Dry | Com - Warehouse | Energy Efficiency | 165256.8625 | 172064.7931 | 178329.7054 | 184200.1918 | 191374.8635 | 199244.931 | 204333.3394 | 206884.4445 | 209376.8093 | 211718.0301 | 214605.086 | 216282.858 | 218054.4887
Scenario 2: High TRC | SCE | Com | HVAC | Com ¦ Variable Refrigerant Flow (VRF) Heat Pump - Marine | Com - Warehouse | Energy Efficiency | 41089.2356 | 42781.95 | 44339.6491 | 45799.2786 | 47583.179 | 49539.9816 | 50805.1563 | 51439.4596 | 52059.1577 | 52641.2755 | 53359.1091 | 53776.268 | 54216.7638
Scenario 2: High TRC | SCE | Com | HVAC | Com ¦ Variable Refrigerant Flow (VRF) Heat Pump - Cold | Com - Warehouse | Energy Efficiency | 1959.8427 | 2040.5805 | 2114.8784 | 2184.4987 | 2269.5858 | 2362.9199 | 2423.2652 | 2453.5197 | 2483.0776 | 2510.843 | 2545.0817 | 2564.979 | 2585.9894
Scenario 2: High TRC | SCE | Com | HVAC | Com ¦ HVAC Energy Management System (Elec SC and Gas SH) - Marine | Com - Warehouse | Energy Efficiency | 245772.3068 | 257719.5876 | 274696.4506 | 290324.5419 | 312163.399 | 337928.9438 | 356575.0624 | 364662.6429 | 372170.7352 | 378689.2408 | 387068.0032 | 389582.1809 | 391808.4077
Scenario 2: High TRC | SCE | Com | HVAC | Com ¦ HVAC Energy Management System (Elec SC and Gas SH) - Hot-Dry | Com - Warehouse | Energy Efficiency | 995496.9907 | 1043889.2697 | 1112653.7954 | 1175955.1415 | 1264413.1001 | 1368776.0474 | 1444301.867 | 1477060.489 | 1507471.9024 | 1533875.0105 | 1567813.0601 | 1577996.6984 | 1587013.9962
Scenario 2: High TRC | SCE | Com | HVAC | Com ¦ HVAC Energy Management System (Elec SC and Gas SH) - Cold | Com - Warehouse | Energy Efficiency | 15066.0706 | 15798.45 | 16839.1475 | 17797.164 | 19135.9062 | 20715.358 | 21858.3824 | 22354.1586 | 22814.4116 | 23214.0021 | 23727.628 | 23881.7494 | 24018.2192
Scenario 2: High TRC | SCE | Com | HVAC | Com ¦ Economizer - Marine | Com - Warehouse | Energy Efficiency | 1830.6881 | 1976.3327 | 2096.2937 | 1985.3036 | 1903.7955 | 2338.9786 | 2746.0955 | 2797.2868 | 2861.5771 | 2847.0209 | 3051.7554 | 3078.9758 | 3101.4832
Scenario 2: High TRC | SCE | Com | HVAC | Com ¦ Economizer - Hot-Dry | Com - Warehouse | Energy Efficiency | 10068.3071 | 10869.3144 | 11529.0688 | 10918.6518 | 10470.3788 | 12863.7724 | 15102.8088 | 15384.3476 | 15737.9278 | 15657.8721 | 16783.8589 | 16933.5639 | 17057.3486
Scenario 2: High TRC | SCE | Com | HVAC | Com ¦ Economizer - Cold | Com - Warehouse | Energy Efficiency | 150.4506 | 162.42 | 172.2787 | 163.1573 | 156.4587 | 192.2232 | 225.6811 | 229.8881 | 235.1716 | 233.9754 | 250.801 | 253.038 | 254.8877
Scenario 2: High TRC | SCE | Com | WaterHeat | Com ¦ Com Heat Pump Water Heater (3.3 UEF - 50 Gal) - Marine | Com - Warehouse | Energy Efficiency | 370013.8376 | 390562.4574 | 411082.7185 | 431641.7125 | 455116.9092 | 477873.6206 | 493306.6437 | 502649.15 | 511115.393 | 518152.5347 | 528606.8837 | 536832.9337 | 544558.9715
Scenario 2: High TRC | SCE | Com | WaterHeat | Com ¦ Com Heat Pump Water Heater (3.3 UEF - 50 Gal) - Hot-Dry | Com - Warehouse | Energy Efficiency | 1442339.401 | 1522578.7467 | 1602706.7387 | 1682984.4009 | 1774655.8285 | 1863519.3379 | 1923763.434 | 1960206.2564 | 1993224.3594 | 2020656.9392 | 2061441.8055 | 2093518.4283 | 2123639.7125
Scenario 2: High TRC | SCE | Com | WaterHeat | Com ¦ Com Heat Pump Water Heater (3.3 UEF - 50 Gal) - Cold | Com - Warehouse | Energy Efficiency | 22627.4105 | 23884.3154 | 25139.4842 | 26397.0189 | 27832.9437 | 29224.9157 | 30168.8712 | 30740.2459 | 31258.0154 | 31688.3596 | 32327.7438 | 32830.8137 | 33303.2931
Scenario 2: High TRC | SCE | Com | WaterHeat | Com ¦ Faucet Aerators (Elec WH) - Marine | Com - Warehouse | Energy Efficiency | 13020.925 | 13768.781 | 14021.5119 | 14427.2737 | 16455.5752 | 19180.469 | 20720.0175 | 21362.6368 | 21531.888 | 21750.7256 | 22713.5322 | 23352.5408 | 23996.886
Scenario 2: High TRC | SCE | Com | WaterHeat | Com ¦ Faucet Aerators (Elec WH) - Hot-Dry | Com - Warehouse | Energy Efficiency | 51559.0415 | 54520.3318 | 55521.0719 | 57127.7696 | 65159.2485 | 75949.0281 | 82045.1884 | 84589.772 | 85259.9571 | 86126.4901 | 89938.9214 | 92469.208 | 95020.6259
Scenario 2: High TRC | SCE | Com | WaterHeat | Com ¦ Faucet Aerators (Elec WH) - Cold | Com - Warehouse | Energy Efficiency | 1069.0645 | 1130.4662 | 1151.2163 | 1184.5308 | 1351.0616 | 1574.7851 | 1701.1875 | 1753.9489 | 1767.845 | 1785.8124 | 1864.8622 | 1917.3271 | 1970.2302
Scenario 2: High TRC | SCE | Com | WholeBlg | Com ¦ Com Title 24 2022 Code | Com - Warehouse | Energy Efficiency | 5714757.1779 | 6192978.6038 | 6600018.0921 | 7135901.0275 | 7904647.3511 | 8617356.8562 | 9176716.2242 | 9665506.5908 | 10073324.5494 | 10484478.4661 | 10906329.8414 | 11190158.4851 | 11545667.3226
Scenario 2: High TRC | SCE | Com | Lighting | Com ¦ LED High and Low Bay - 155 lpw | Com - Warehouse | Energy Efficiency | 19530315.7601 | 20564019.5816 | 21575527.9286 | 22592852.3996 | 23781790.215 | 24975697.9518 | 25795331.4066 | 26267350.7671 | 26673016.0433 | 26986800.7985 | 27449807.7702 | 27775192.691 | 28081661.622
Scenario 2: High TRC | SCE | Com | Lighting | Com ¦ LED Fixtures and Retrofit Kits - 140 lpw - RET | Com - Warehouse | Energy Efficiency | 698405.419 | 733984.551 | 768721.9387 | 802538.1899 | 840348.383 | 876646.0742 | 901267.7167 | 917076.6498 | 932381.6438 | 945410.2452 | 964016.6546 | 979120.498 | 993325.3901
Scenario 2: High TRC | SCE | Com | Lighting | Com ¦ LED Fixtures and Retrofit Kits - 140 lpw | Com - Warehouse | Energy Efficiency | 747477.0414 | 785957.1122 | 823478.6149 | 860207.6157 | 901475.8965 | 941001.2583 | 967917.1105 | 985453.9491 | 1002336.5059 | 1016769.9892 | 1037236.0512 | 1053848.3825 | 1069583.6056
Scenario 2: High TRC | SCG | Com | BldgEnv | Com ¦ Com Wall Insulation (R14) - Marine | Com - Warehouse | Energy Efficiency | 2384509.9168 | 2500163.1733 | 2621662.6753 | 2749820.3725 | 2885132.1555 | 3027957.1759 | 3178828.6242 | 3338420.4811 | 3507227.1809 | 3685933.8341 | 3875187.5975 | 4075655.5953 | 4288229.3114
Scenario 2: High TRC | SCG | Com | BldgEnv | Com ¦ Com Wall Insulation (R14) - Hot-Dry | Com - Warehouse | Energy Efficiency | 2905747.9104 | 3046682.1989 | 3194740.6832 | 3350912.7998 | 3515802.8378 | 3689848.4568 | 3873699.3993 | 4068176.9737 | 4273883.6942 | 4491654.4322 | 4722277.8083 | 4966566.7759 | 5225607.6912
Scenario 2: High TRC | SCG | Com | BldgEnv | Com ¦ Com Wall Insulation (R14) - Cold | Com - Warehouse | Energy Efficiency | 120548.2361 | 126395.0543 | 132537.4278 | 139016.4046 | 145857.0542 | 153077.5334 | 160704.7975 | 168772.9195 | 177306.8953 | 186341.3605 | 195909.0319 | 206043.6358 | 216790.2409
Scenario 2: High TRC | SCG | Com | HVAC | Com ¦ HVAC Energy Management System (Elec SC and Gas SH) - Marine | Com - Warehouse | Energy Efficiency | 127927.9251 | 134261.019 | 140860.7844 | 147886.0681 | 155377.7437 | 163264.0146 | 171558.6146 | 180355.9264 | 189608.1784 | 199404.5173 | 209795.7687 | 220763.0809 | 232442.2637
Scenario 2: High TRC | SCG | Com | HVAC | Com ¦ HVAC Energy Management System (Elec SC and Gas SH) - Hot-Dry | Com - Warehouse | Energy Efficiency | 826810.9441 | 867742.3623 | 910397.3045 | 955802.4142 | 1004221.8609 | 1055191.617 | 1108800.4439 | 1165658.3483 | 1225456.5759 | 1288771.2917 | 1355930.9862 | 1426813.8192 | 1502297.5433
Scenario 2: High TRC | SCG | Com | HVAC | Com ¦ HVAC Energy Management System (Elec SC and Gas SH) - Cold | Com - Warehouse | Energy Efficiency | 6802.2317 | 7138.9773 | 7489.9025 | 7863.4536 | 8261.8038 | 8681.1355 | 9122.1791 | 9589.9531 | 10081.9173 | 10602.8119 | 11155.3394 | 11738.4975 | 12359.5074
Scenario 2: High TRC | SCG | Com | HVAC | Com ¦ Com High Eff. Furnace (95 AFUE) - ZEAS 2030 - Marine | Com - Warehouse | Energy Efficiency | 5170.1627 | 5433.0913 | 5710.1562 | 6004.3601 | 6317.0421 | 0 | 0 | 0 | 0 | 0 | 0 | 0 | 0
Scenario 2: High TRC | SCG | Com | HVAC | Com ¦ Com High Eff. Furnace (95 AFUE) - ZEAS 2030 - Hot-Dry | Com - Warehouse | Energy Efficiency | 26637.0596 | 27991.6872 | 29419.1458 | 30934.906 | 32545.8667 | 0 | 0 | 0 | 0 | 0 | 0 | 0 | 0
Scenario 2: High TRC | SCG | Com | HVAC | Com ¦ Com High Eff. Furnace (95 AFUE) - ZEAS 2030 - Cold | Com - Warehouse | Energy Efficiency | 330.3535 | 347.1536 | 364.857 | 383.6555 | 403.6347 | 0 | 0 | 0 | 0 | 0 | 0 | 0 | 0
Scenario 2: High TRC | SCG | Com | WaterHeat | Com ¦ Com Hot Water Tank Insulation - Marine | Com - Warehouse | Energy Efficiency | 106044.5071 | 111159.4676 | 116502.0456 | 122121.8532 | 128040.0209 | 134276.3443 | 140858.3192 | 147813.0453 | 155162.8834 | 162931.2974 | 171141.548 | 179833.2555 | 189049.0621
Scenario 2: High TRC | SCG | Com | WaterHeat | Com ¦ Com Hot Water Tank Insulation - Hot-Dry | Com - Warehouse | Energy Efficiency | 575200.8822 | 602945.1741 | 631924.0968 | 662406.7536 | 694507.7587 | 728334.4868 | 764036.0794 | 801759.5286 | 841626.1228 | 883763.1344 | 928296.7315 | 975441.8217 | 1025429.7015
Scenario 2: High TRC | SCG | Com | WaterHeat | Com ¦ Com Hot Water Tank Insulation - Cold | Com - Warehouse | Energy Efficiency | 1439.8823 | 1509.3337 | 1581.8757 | 1658.182 | 1738.5395 | 1823.2168 | 1912.5875 | 2007.0194 | 2106.8162 | 2212.2965 | 2323.7761 | 2441.7929 | 2566.926
Scenario 2: High TRC | SCG | Com | WaterHeat | Com ¦ Faucet Aerators (Gas WH) - Marine | Com - Warehouse | Energy Efficiency | 110109.8289 | 115421.5297 | 120967.7537 | 126801.5365 | 132944.8705 | 139417.6683 | 146249.0517 | 153467.0101 | 161095.1982 | 169157.9055 | 177678.0914 | 186697.2517 | 196260.3757
Scenario 2: High TRC | SCG | Com | WaterHeat | Com ¦ Faucet Aerators (Gas WH) - Hot-Dry | Com - Warehouse | Energy Efficiency | 587178.3967 | 615503.8965 | 645080.0296 | 676189.6159 | 708949.9339 | 743467.1706 | 779896.6229 | 818387.5483 | 859066.0902 | 902061.7755 | 947497.0388 | 995593.1638 | 1046590.0627
Scenario 2: High TRC | SCG | Com | WaterHeat | Com ¦ Faucet Aerators (Gas WH) - Cold | Com - Warehouse | Energy Efficiency | 1753.2553 | 1837.8324 | 1926.1437 | 2019.0338 | 2116.8528 | 2219.9178 | 2328.6925 | 2443.6225 | 2565.0845 | 2693.4653 | 2829.1304 | 2972.7405 | 3125.0121
Scenario 2: High TRC | SCG | Com | WaterHeat | Com ¦ Com Water Heating Controls (Gas WH) - Marine | Com - Warehouse | Energy Efficiency | 80049.1273 | 83914.3269 | 87969.7296 | 92241.66 | 96746.5218 | 101501.1739 | 106522.7207 | 111829.1089 | 117439.8462 | 123377.3366 | 129663.2937 | 136322.3537 | 143380.7541
Scenario 2: High TRC | SCG | Com | WaterHeat | Com ¦ Com Water Heating Controls (Gas WH) - Hot-Dry | Com - Warehouse | Energy Efficiency | 432517.9584 | 453402.2366 | 475314.2121 | 498396.1202 | 522736.5933 | 548426.7224 | 575558.9252 | 604230.1712 | 634545.8627 | 666627.0523 | 700591.0619 | 736571.0048 | 774708.6464
Scenario 2: High TRC | SCG | Com | WaterHeat | Com ¦ Com Water Heating Controls (Gas WH) - Cold | Com - Warehouse | Energy Efficiency | 1082.5259 | 1134.796 | 1189.6383 | 1247.4087 | 1308.3292 | 1372.6276 | 1440.5354 | 1512.2951 | 1588.1706 | 1668.4649 | 1753.4716 | 1843.5238 | 1938.9765
Scenario 2: High TRC | SCG | Com | WaterHeat | Com ¦ Com Hot Water Pipe Insulation - Marine | Com - Warehouse | Energy Efficiency | 9522228.9559 | 9981372.0339 | 10462374.7912 | 10968589.7955 | 11502070.5422 | 12064776.8534 | 12658956.5778 | 13286879.4325 | 13950389.9888 | 14652001.1014 | 15394410.126 | 16180802.3628 | 17014460.0507
Scenario 2: High TRC | SCG | Com | WaterHeat | Com ¦ Com Hot Water Pipe Insulation - Hot-Dry | Com - Warehouse | Energy Efficiency | 42963949.1986 | 45035585.9939 | 47205852.8638 | 49489876.4708 | 51896922.1117 | 54435832.4322 | 57116749.6431 | 59949914.625 | 62943650.0171 | 66109293.7269 | 69459016.1251 | 73007189.1704 | 76768622.2044
Scenario 2: High TRC | SCG | Com | WaterHeat | Com ¦ Com Hot Water Pipe Insulation - Cold | Com - Warehouse | Energy Efficiency | 118133.9322 | 123830.1172 | 129797.4959 | 136077.6609 | 142696.0881 | 149677.0911 | 157048.5571 | 164838.6445 | 173070.2373 | 181774.5102 | 190984.927 | 200741.0049 | 211083.4637
Scenario 2: High TRC | SCG | Com | WaterHeat | Com ¦ Com Efficient Tankless Gas Water Heater (0.87 UEF - High Draw) - ZEAS 2030 - Marine | Com - Warehouse | Energy Efficiency | 1286.6229 | 1408.6682 | 1519.9278 | 1664.9224 | 1849.5444 | 0 | 0 | 0 | 0 | 0 | 0 | 0 | 0
Scenario 2: High TRC | SCG | Com | WaterHeat | Com ¦ Com Efficient Tankless Gas Water Heater (0.87 UEF - High Draw) - ZEAS 2030 - Hot-Dry | Com - Warehouse | Energy Efficiency | 3509.4602 | 3842.3572 | 4145.8346 | 4541.3297 | 5044.9142 | 0 | 0 | 0 | 0 | 0 | 0 | 0 | 0
Scenario 2: High TRC | SCG | Com | WaterHeat | Com ¦ Com Efficient Tankless Gas Water Heater (0.87 UEF - High Draw) - ZEAS 2030 - Cold | Com - Warehouse | Energy Efficiency | 17.1584 | 18.786 | 20.2698 | 22.2034 | 24.6655 | 0 | 0 | 0 | 0 | 0 | 0 | 0 | 0
Scenario 2: High TRC | SCG | Com | WaterHeat | Com ¦ Com Efficient Tankless Gas Water Heater (0.87 UEF - High Draw) - Panel Upgrade - ZEAS 2030 - Marine | Com - Warehouse | Energy Efficiency | 1067.4729 | 1168.7302 | 1261.039 | 1381.3367 | 1534.5121 | 0 | 0 | 0 | 0 | 0 | 0 | 0 | 0
Scenario 2: High TRC | SCG | Com | WaterHeat | Com ¦ Com Efficient Tankless Gas Water Heater (0.87 UEF - High Draw) - Panel Upgrade - ZEAS 2030 - Hot-Dry | Com - Warehouse | Energy Efficiency | 2911.695 | 3187.8898 | 3439.676 | 3767.8065 | 4185.6156 | 0 | 0 | 0 | 0 | 0 | 0 | 0 | 0
Scenario 2: High TRC | SCG | Com | WaterHeat | Com ¦ Com Efficient Tankless Gas Water Heater (0.87 UEF - High Draw) - Panel Upgrade - ZEAS 2030 - Cold | Com - Warehouse | Energy Efficiency | 14.2358 | 15.5862 | 16.8172 | 18.4215 | 20.4643 | 0 | 0 | 0 | 0 | 0 | 0 | 0 | 0
Scenario 2: High TRC | SCG | Com | WaterHeat | Com ¦ Efficient Gas Water Heating Boiler (0.92 UEF) - ZEAS 2030 - Marine | Com - Warehouse | Energy Efficiency | 189080.0959 | 198695.7641 | 208828.4141 | 219587.8635 | 231023.082 | 0 | 0 | 0 | 0 | 0 | 0 | 0 | 0
Scenario 2: High TRC | SCG | Com | WaterHeat | Com ¦ Efficient Gas Water Heating Boiler (0.92 UEF) - ZEAS 2030 - Hot-Dry | Com - Warehouse | Energy Efficiency | 1029276.0642 | 1081619.8979 | 1136777.9729 | 1195348.0923 | 1257596.8263 | 0 | 0 | 0 | 0 | 0 | 0 | 0 | 0
Scenario 2: High TRC | SCG | Com | WaterHeat | Com ¦ Efficient Gas Water Heating Boiler (0.92 UEF) - ZEAS 2030 - Cold | Com - Warehouse | Energy Efficiency | 2622.6168 | 2755.99 | 2896.5339 | 3045.7718 | 3204.3828 | 0 | 0 | 0 | 0 | 0 | 0 | 0 | 0
Scenario 2: High TRC | SDG&E | Com | BldgEnv | Com ¦ Com Wall Insulation (R14) - Marine | Com - Warehouse | Energy Efficiency | 148565.3834 | 155318.9435 | 162355.984 | 169743.1209 | 177640.8109 | 186216.3347 | 195252.7628 | 204749.9031 | 214782.4076 | 225384.826 | 236574.7764 | 248310.1335 | 260756.1619
Scenario 2: High TRC | SDG&E | Com | BldgEnv | Com ¦ Com Wall Insulation (R14) - Hot-Dry | Com - Warehouse | Energy Efficiency | 192511.7032 | 199992.1029 | 207537.0481 | 215308.2099 | 224102.2276 | 234630.8915 | 245652.7598 | 257000.5795 | 268931.8922 | 281470.9837 | 294578.8308 | 307836.0781 | 321910.6712
Scenario 2: High TRC | SDG&E | Com | HVAC | Com ¦ Small Unitary Heat Pump (SEER 18) - Marine | Com - Warehouse | Energy Efficiency | 19897.4564 | 20145.0456 | 20253.0987 | 20235.3762 | 20319.8376 | 20759.4303 | 21048.4448 | 21211.8806 | 21365.885 | 21496.414 | 21692.5851 | 21712.8804 | 21743.0752
Scenario 2: High TRC | SDG&E | Com | HVAC | Com ¦ Small Unitary Heat Pump (SEER 18) - Hot-Dry | Com - Warehouse | Energy Efficiency | 103108.3765 | 104391.3806 | 104951.3104 | 104859.4724 | 105297.1508 | 107575.1148 | 109072.7839 | 109919.7063 | 110717.7554 | 111394.1549 | 112410.7114 | 112515.8811 | 112672.3504
Scenario 2: High TRC | SDG&E | Com | HVAC | Com ¦ Small Unitary AC (SEER 18) - Marine | Com - Warehouse | Energy Efficiency | 117171.63 | 119617.1836 | 121503.349 | 122904.5995 | 124845.2754 | 128493.1193 | 131551.2887 | 134144.1283 | 136804.5939 | 139477.8098 | 142570.4751 | 145000.6591 | 147622.8548
Scenario 2: High TRC | SDG&E | Com | HVAC | Com ¦ Small Unitary AC (SEER 18) - Hot-Dry | Com - Warehouse | Energy Efficiency | 606353.5657 | 619157.3658 | 629105.7582 | 636583.152 | 646842.672 | 665878.9791 | 681908.3645 | 695570.8681 | 709601.821 | 723721.4248 | 740016.5827 | 752939.4851 | 766876.1066
Scenario 2: High TRC | SDG&E | Com | HVAC | Com ¦ Large Unitary Heat Pump (EER 10.0, COP 3.3) - Marine | Com - Warehouse | Energy Efficiency | 1375.0917 | 1392.2023 | 1399.6697 | 1398.445 | 1404.282 | 1434.6618 | 1454.6352 | 1465.9301 | 1476.5732 | 1485.5939 | 1499.1511 | 1500.5537 | 1502.6404
Scenario 2: High TRC | SDG&E | Com | HVAC | Com ¦ Large Unitary Heat Pump (EER 10.0, COP 3.3) - Hot-Dry | Com - Warehouse | Energy Efficiency | 5898.7633 | 5972.1631 | 6004.1963 | 5998.9423 | 6023.9816 | 6154.3025 | 6239.9831 | 6288.435 | 6334.0909 | 6372.7873 | 6430.9438 | 6436.9605 | 6445.912
Scenario 2: High TRC | SDG&E | Com | HVAC | Com ¦ Large Unitary AC (EER 11.5) - Marine | Com - Warehouse | Energy Efficiency | 30435.5685 | 30814.2861 | 30979.5664 | 30952.4576 | 31081.6517 | 31754.062 | 32196.1445 | 32446.1394 | 32681.7078 | 32881.3676 | 33181.4351 | 33212.4792 | 33258.6658
Scenario 2: High TRC | SDG&E | Com | HVAC | Com ¦ Large Unitary AC (EER 11.5) - Hot-Dry | Com - Warehouse | Energy Efficiency | 129210.1761 | 130817.9716 | 131519.6472 | 131404.5605 | 131953.0368 | 134807.6655 | 136684.4683 | 137745.7884 | 138745.863 | 139593.4924 | 140867.3893 | 140999.1827 | 141195.262
Scenario 2: High TRC | SDG&E | Com | HVAC | Com ¦ Variable Refrigerant Flow (VRF) Heat Pump - Hot-Dry | Com - Warehouse | Energy Efficiency | 38455.4383 | 39021.8475 | 39332.8051 | 39422.7459 | 39723.1492 | 40637.0748 | 41235.743 | 41596.4085 | 41934.2563 | 42213.7384 | 42636.4201 | 42711.6584 | 42803.5846
Scenario 2: High TRC | SDG&E | Com | HVAC | Com ¦ Variable Refrigerant Flow (VRF) Heat Pump - Marine | Com - Warehouse | Energy Efficiency | 7038.9158 | 7142.5918 | 7199.5097 | 7215.9726 | 7270.9586 | 7438.2443 | 7547.8251 | 7613.8416 | 7675.6815 | 7726.8382 | 7804.2062 | 7817.9779 | 7834.8041
Scenario 2: High TRC | SDG&E | Com | HVAC | Com ¦ HVAC Energy Management System (Elec SC and Gas SH) - Marine | Com - Warehouse | Energy Efficiency | 48776.3374 | 49567.6773 | 50249.474 | 50616.2236 | 51565.7401 | 53858.6963 | 56157.151 | 58026.3298 | 59882.7094 | 61663.7198 | 63748.7535 | 65124.9313 | 66536.4507
Scenario 2: High TRC | SDG&E | Com | HVAC | Com ¦ HVAC Energy Management System (Elec SC and Gas SH) - Hot-Dry | Com - Warehouse | Energy Efficiency | 252088.4846 | 255897.8425 | 259099.9258 | 260587.8754 | 265174.2085 | 276912.0998 | 288653.2084 | 298066.4822 | 307377.5122 | 316248.0597 | 326709.1924 | 333337.3609 | 340106.4809
Scenario 2: High TRC | SDG&E | Com | HVAC | Com ¦ Economizer - Marine | Com - Warehouse | Energy Efficiency | 247.16 | 265.5323 | 279.9547 | 264.9489 | 222.0453 | 243.8191 | 263.3503 | 267.9985 | 274.5917 | 270.326 | 295.1394 | 296.466 | 297.1188
Scenario 2: High TRC | SDG&E | Com | HVAC | Com ¦ Economizer - Hot-Dry | Com - Warehouse | Energy Efficiency | 1751.7676 | 1881.983 | 1984.2029 | 1877.8476 | 1573.7652 | 1728.0888 | 1866.5174 | 1899.462 | 1946.1917 | 1915.9584 | 2091.8256 | 2101.2277 | 2105.8551
Scenario 2: High TRC | SDG&E | Com | HVAC | Com ¦ Large Packaged Heat Pump (IEER 14.0) - Fuel Sub - ZEAS 2030 - Marine | Com - Warehouse | Fuel Substitution | 94855.3935 | 101285.8337 | 108382.7864 | 116151.4236 | 124139.535 | -11737.4822 | -11926.1733 | -12124.691 | -12327.1571 | -12534.6356 | -12741.505 | -12961.4109 | -13184.4995
Scenario 2: High TRC | SDG&E | Com | HVAC | Com ¦ Large Packaged Heat Pump (IEER 14.0) - Fuel Sub - ZEAS 2030 - Hot-Dry | Com - Warehouse | Fuel Substitution | 454755.9556 | 485876.4445 | 520231.2936 | 557845.4899 | 596522.708 | -63444.1885 | -64462.3948 | -65526.6616 | -66611.3218 | -67721.0799 | -68831.3926 | -70002.0096 | -71189.8735
Scenario 2: High TRC | SDG&E | Com | HVAC | Com ¦ Large Packaged Heat Pump (IEER 14.0) - Fuel Sub - Panel Upgrade - ZEAS 2030 - Marine | Com - Warehouse | Fuel Substitution | 21674.5739 | 23143.9374 | 24765.5998 | 26540.743 | 28366.0363 | -2682.0291 | -2725.1453 | -2770.5068 | -2816.7705 | -2864.1796 | -2911.4495 | -2961.6983 | -3012.6743
Scenario 2: High TRC | SDG&E | Com | HVAC | Com ¦ Large Packaged Heat Pump (IEER 14.0) - Fuel Sub - Panel Upgrade - ZEAS 2030 - Hot-Dry | Com - Warehouse | Fuel Substitution | 103912.2945 | 111023.3645 | 118873.4897 | 127468.3798 | 136306.1716 | -14497.075 | -14729.7364 | -14972.9227 | -15220.7689 | -15474.35 | -15728.0578 | -15995.5452 | -16266.9736
Scenario 2: High TRC | SDG&E | Com | HVAC | Com ¦ Small Packaged Heat Pump (SEER 18) - Fuel Sub - ZEAS 2030 - Marine | Com - Warehouse | Fuel Substitution | 34204.7363 | 35841.7657 | 37547.4144 | 39331.6377 | 41236.2666 | 8460.2362 | 8578.8762 | 8633.3199 | 8681.0215 | 8712.1731 | 8781.7589 | 8758.0683 | 8737.1133
Scenario 2: High TRC | SDG&E | Com | HVAC | Com ¦ Small Packaged Heat Pump (SEER 18) - Fuel Sub - ZEAS 2030 - Hot-Dry | Com - Warehouse | Fuel Substitution | 171297.9991 | 179438.1934 | 187901.8586 | 196740.1279 | 206189.4834 | 41687.7121 | 42270.9368 | 42532.2016 | 42759.487 | 42903.6291 | 43240.2277 | 43109.0933 | 42991.4732
Scenario 2: High TRC | SDG&E | Com | HVAC | Com ¦ Small Packaged Heat Pump (SEER 18) - Fuel Sub - Panel Upgrade - ZEAS 2030 - Marine | Com - Warehouse | Fuel Substitution | 7815.8243 | 8189.8875 | 8579.6303 | 8987.3275 | 9422.5376 | 1933.1744 | 1960.2838 | 1972.7242 | 1983.6241 | 1990.7422 | 2006.6427 | 2001.2294 | 1996.4411
Scenario 2: High TRC | SDG&E | Com | HVAC | Com ¦ Small Packaged Heat Pump (SEER 18) - Fuel Sub - Panel Upgrade - ZEAS 2030 - Hot-Dry | Com - Warehouse | Fuel Substitution | 39141.8032 | 41001.8476 | 42935.8055 | 44955.3609 | 47114.5503 | 9525.6934 | 9658.961 | 9718.6603 | 9770.5953 | 9803.532 | 9880.4452 | 9850.4808 | 9823.6045
Scenario 2: High TRC | SDG&E | Com | HVAC | Com ¦ Com High Eff. Furnace (95 AFUE) - ZEAS 2030 - Hot-Dry | Com - Warehouse | Energy Efficiency | 4431.8793 | 4652.9823 | 4886.6162 | 5134.7614 | 5395.9685 | 0 | 0 | 0 | 0 | 0 | 0 | 0 | 0
Scenario 2: High TRC | SDG&E | Com | WaterHeat | Com ¦ Com Heat Pump Water Heater (3.3 UEF - 50 Gal) - Marine | Com - Warehouse | Energy Efficiency | 50019.9387 | 51932.6753 | 53750.6449 | 55465.188 | 57456.209 | 59739.2481 | 61334.1835 | 62464.3182 | 63465.2963 | 64246.3399 | 65534.845 | 66509.8358 | 67399.6584
Scenario 2: High TRC | SDG&E | Com | WaterHeat | Com ¦ Com Heat Pump Water Heater (3.3 UEF - 50 Gal) - Hot-Dry | Com - Warehouse | Energy Efficiency | 263796.2026 | 273885.727 | 283475.2607 | 292519.1009 | 303021.5624 | 315064.583 | 323477.3456 | 329437.9215 | 334717.0751 | 338835.8841 | 345631.9002 | 350773.8719 | 355466.4798
Scenario 2: High TRC | SDG&E | Com | WaterHeat | Com ¦ Com Hot Water Tank Insulation - Hot-Dry | Com - Warehouse | Energy Efficiency | 95721.8303 | 100247.1468 | 104972.6562 | 109941.7312 | 115172.8859 | 120683.4724 | 126497.5686 | 132638.9127 | 139127.11 | 145982.7359 | 153226.1917 | 160892.1643 | 169017.9871
Scenario 2: High TRC | SDG&E | Com | WaterHeat | Com ¦ Faucet Aerators (Gas WH) - Hot-Dry | Com - Warehouse | Energy Efficiency | 99226.3744 | 103917.782 | 108815.1163 | 113964.661 | 119385.6525 | 125095.5179 | 131119.7135 | 137482.7154 | 144205.2262 | 151308.5088 | 158812.6713 | 166753.979 | 175171.751
Scenario 2: High TRC | SDG&E | Com | WaterHeat | Com ¦ Faucet Aerators (Elec WH) - Marine | Com - Warehouse | Energy Efficiency | 1978.5741 | 2091.9295 | 2119.9275 | 2086.7517 | 2203.8999 | 2434.9502 | 2567.7524 | 2653.6919 | 2666.5321 | 2683.7353 | 2814.5709 | 2901.0417 | 2988.2956
Scenario 2: High TRC | SDG&E | Com | WaterHeat | Com ¦ Faucet Aerators (Elec WH) - Hot-Dry | Com - Warehouse | Energy Efficiency | 10446.761 | 11045.2712 | 11193.0995 | 11017.9331 | 11636.4691 | 12856.4015 | 13557.59 | 14011.3457 | 14079.1414 | 14169.9732 | 14860.7777 | 15317.3386 | 15778.0344
Scenario 2: High TRC | SDG&E | Com | WaterHeat | Com ¦ Com Water Heating Controls (Gas WH) - Hot-Dry | Com - Warehouse | Energy Efficiency | 71888.4644 | 75293.2677 | 78864.5654 | 82625.2975 | 86589.7794 | 90772.724 | 95189.0627 | 99854.4635 | 104785.952 | 110003.0769 | 115524.7915 | 121372.5962 | 127569.3897
Scenario 2: High TRC | SDG&E | Com | WaterHeat | Com ¦ Com Hot Water Pipe Insulation - Hot-Dry | Com - Warehouse | Energy Efficiency | 7458004.8601 | 7810611.6387 | 8179901.4699 | 8568420.4854 | 8977730.3038 | 9409321.8495 | 9864904.7301 | 10346205.5902 | 10854629.2017 | 11392087.1117 | 11960631.023 | 12562683.092 | 13200739.6086
Scenario 2: High TRC | SDG&E | Com | WaterHeat | Com ¦ Com Efficient Tankless Gas Water Heater (0.87 UEF - High Draw) - ZEAS 2030 - Marine | Com - Warehouse | Energy Efficiency | 200.4729 | 215.074 | 230.9221 | 251.5734 | 268.2853 | 0 | 0 | 0 | 0 | 0 | 0 | 0 | 0
Scenario 2: High TRC | SDG&E | Com | WaterHeat | Com ¦ Com Efficient Tankless Gas Water Heater (0.87 UEF - High Draw) - ZEAS 2030 - Hot-Dry | Com - Warehouse | Energy Efficiency | 532.83 | 571.6376 | 613.7598 | 668.648 | 713.0658 | 0 | 0 | 0 | 0 | 0 | 0 | 0 | 0
Scenario 2: High TRC | SDG&E | Com | WaterHeat | Com ¦ Com Heat Pump Water Heater (3.75 UEF - 50 Gal) - Fuel Sub - ZEAS 2030 - Marine | Com - Warehouse | Fuel Substitution | 50242.5607 | 53007.0874 | 56025.5142 | 59326.1731 | 62714.3104 | 35313.3755 | 36237.3541 | 36892.2904 | 37472.509 | 37924.5759 | 38672.6176 | 39239.2122 | 39753.0876
Scenario 2: High TRC | SDG&E | Com | WaterHeat | Com ¦ Com Heat Pump Water Heater (3.75 UEF - 50 Gal) - Fuel Sub - ZEAS 2030 - Hot-Dry | Com - Warehouse | Fuel Substitution | 131866.5674 | 139186.047 | 147180.0866 | 155924.0086 | 164899.5977 | 91285.7642 | 93693.0022 | 95390.3446 | 96890.1934 | 98051.6423 | 99993.0523 | 101455.5136 | 102778.458
Scenario 2: High TRC | SDG&E | Com | WaterHeat | Com ¦ Com Efficient Tankless Gas Water Heater (0.87 UEF - High Draw) - Panel Upgrade - ZEAS 2030 - Marine | Com - Warehouse | Energy Efficiency | 166.3264 | 178.4405 | 191.5892 | 208.723 | 222.5884 | 0 | 0 | 0 | 0 | 0 | 0 | 0 | 0
Scenario 2: High TRC | SDG&E | Com | WaterHeat | Com ¦ Com Efficient Tankless Gas Water Heater (0.87 UEF - High Draw) - Panel Upgrade - ZEAS 2030 - Hot-Dry | Com - Warehouse | Energy Efficiency | 442.0733 | 474.2707 | 509.2183 | 554.7574 | 591.6095 | 0 | 0 | 0 | 0 | 0 | 0 | 0 | 0
Scenario 2: High TRC | SDG&E | Com | WaterHeat | Com ¦ Com Heat Pump Water Heater (3.75 UEF - 50 Gal) - Fuel Sub - Panel Upgrade - ZEAS 2030 - Marine | Com - Warehouse | Fuel Substitution | 41684.7619 | 43978.4077 | 46482.7069 | 49221.1656 | 52032.2026 | 29298.4599 | 30065.0575 | 30608.4387 | 31089.8289 | 31464.8954 | 32085.5234 | 32555.6101 | 32981.9573
Scenario 2: High TRC | SDG&E | Com | WaterHeat | Com ¦ Com Heat Pump Water Heater (3.75 UEF - 50 Gal) - Fuel Sub - Panel Upgrade - ZEAS 2030 - Hot-Dry | Com - Warehouse | Fuel Substitution | 109405.7784 | 115478.5335 | 122110.951 | 129365.5236 | 136812.3036 | 75737.09 | 77734.304 | 79142.5387 | 80386.9187 | 81350.5384 | 82961.2687 | 84174.6294 | 85272.2371
Scenario 2: High TRC | SDG&E | Com | WaterHeat | Com ¦ Com Heat Pump Water Heater (100+ Gal, 200+ kBtuh - 4.3 COP) - Fuel Sub - ZEAS 2030 - Marine | Com - Warehouse | Fuel Substitution | 12371.3961 | 13063.9045 | 13816.0348 | 14634.3157 | 15478.7715 | 0 | 0 | 0 | 0 | 0 | 0 | 0 | 0
Scenario 2: High TRC | SDG&E | Com | WaterHeat | Com ¦ Com Heat Pump Water Heater (100+ Gal, 200+ kBtuh - 4.3 COP) - Fuel Sub - ZEAS 2030 - Hot-Dry | Com - Warehouse | Fuel Substitution | 65522.1075 | 69191.6248 | 73177.4441 | 77514.2123 | 81989.3828 | 0 | 0 | 0 | 0 | 0 | 0 | 0 | 0
Scenario 2: High TRC | SDG&E | Com | WaterHeat | Com ¦ Com Heat Pump Water Heater (100+ Gal, 200+ kBtuh - 4.3 COP) - Fuel Sub - Panel Upgrade - ZEAS 2030 - Marine | Com - Warehouse | Fuel Substitution | 10264.1803 | 10838.7339 | 11462.7542 | 12141.6575 | 12842.2774 | 0 | 0 | 0 | 0 | 0 | 0 | 0 | 0
Scenario 2: High TRC | SDG&E | Com | WaterHeat | Com ¦ Com Heat Pump Water Heater (100+ Gal, 200+ kBtuh - 4.3 COP) - Fuel Sub - Panel Upgrade - ZEAS 2030 - Hot-Dry | Com - Warehouse | Fuel Substitution | 54361.7485 | 57406.2381 | 60713.1542 | 64311.2421 | 68024.1583 | 0 | 0 | 0 | 0 | 0 | 0 | 0 | 0
Scenario 2: High TRC | SDG&E | Com | WaterHeat | Com ¦ Efficient Gas Water Heating Boiler (0.92 UEF) - ZEAS 2030 - Hot-Dry | Com - Warehouse | Energy Efficiency | 170955.9156 | 179481.7907 | 188490.3048 | 198057.8511 | 208129.4321 | 0 | 0 | 0 | 0 | 0 | 0 | 0 | 0
Scenario 2: High TRC | SDG&E | Com | WholeBlg | Com ¦ Com Title 24 2022 Code | Com - Warehouse | Energy Efficiency | 542080.75 | 525321.0714 | 498727.1669 | 470612.163 | 435831.0417 | 429437.9459 | 416933.8813 | 397653.777 | 375676.9051 | 352008.0004 | 321298.2509 | 273332.2908 | 224487.6669
Scenario 2: High TRC | SDG&E | Com | Lighting | Com ¦ LED High and Low Bay - 155 lpw | Com - Warehouse | Energy Efficiency | 3008169.2118 | 3095210.2505 | 3168858.1224 | 3233671.2681 | 3320870.3017 | 3439296.8835 | 3517269.687 | 3562809.5032 | 3593380.3038 | 3603733.2229 | 3641369.802 | 3650606.01 | 3653449.9594
Scenario 2: High TRC | SDG&E | Com | Lighting | Com ¦ LED Fixtures and Retrofit Kits - 140 lpw - RET | Com - Warehouse | Energy Efficiency | 116700.075 | 120876.432 | 124663.8843 | 128019.4113 | 131865.7091 | 136198.6687 | 139096.295 | 141208.4997 | 143184.2019 | 144670.2291 | 147225.6501 | 149092.1383 | 150729.4215
Scenario 2: High TRC | SDG&E | Com | Lighting | Com ¦ LED Fixtures and Retrofit Kits - 140 lpw | Com - Warehouse | Energy Efficiency | 120242.8913 | 124515.6342 | 128361.5815 | 131757.0678 | 135629.9501 | 140039.9567 | 142875.7902 | 144851.5056 | 146661.5351 | 147928.9107 | 150311.8091 | 151931.9198 | 153294.1113
Scenario 3: Aggressive Fuel Sub | PG&E | Res | AppPlug | Res ¦ Heat Pump Res Clothes Dryer | Res - Single Family | Energy Efficiency | 113236031.7776 | 117892233.4358 | 122037157.096 | 125749535.3627 | 130284988.3263 | 136297319.5405 | 141002523.9447 | 145094531.3774 | 148707299.9463 | 152032194.8551 | 156701762.5191 | 160845910.2675 | 164886702.7069
Scenario 3: Aggressive Fuel Sub | PG&E | Res | AppPlug | Res ¦ ENERGY STAR Cooking Stove | Res - Single Family | Energy Efficiency | 16508004.3969 | 17153407.6637 | 17715472.0865 | 18189490.5238 | 18735458.8854 | 19450720.7729 | 20005914.0452 | 20497028.2035 | 20949277.93 | 21374261.725 | 21965541.4623 | 22486823.7475 | 22991377.9747
Scenario 3: Aggressive Fuel Sub | PG&E | Res | AppPlug | Res ¦ Smart Connected Power Strip | Res - Single Family | Energy Efficiency | 35797541.2432 | 39275413.8882 | 42793500.982 | 42089708.9391 | 40422348.4418 | 47911287.2906 | 51456206.7023 | 54183185.8443 | 56901739.4904 | 52925477.4133 | 55855773.0645 | 58370534.1875 | 60876664.2042
Scenario 3: Aggressive Fuel Sub | PG&E | Res | AppPlug | Res ¦ Efficient Refrigerator | Res - Single Family | Energy Efficiency | 34904243.8223 | 36568940.6413 | 38010215.9777 | 39150055.2485 | 40517265.7309 | 42033533.129 | 42476941.2438 | 42451444.9868 | 42149370.0557 | 41536970.8337 | 41642528.3574 | 41395818.2991 | 40852042.2712
Scenario 3: Aggressive Fuel Sub | PG&E | Res | AppPlug | Res ¦ Efficient Res Clothes Washer (Electric) | Res - Single Family | Energy Efficiency | 4557324.5112 | 4781978.662 | 5007988.0112 | 5236026.1532 | 5483748.5359 | 5759813.0781 | 6034464.6732 | 6316286.5962 | 6607884.6279 | 6910821.5345 | 7244710.9376 | 7590733.3395 | 7954710.1426
Scenario 3: Aggressive Fuel Sub | PG&E | Res | AppPlug | Res ¦ Efficient Res Clothes Washer (Gas) | Res - Single Family | Energy Efficiency | 101405298.2448 | 106420566.9041 | 111457574.0373 | 116528792.154 | 122012316.5118 | 128142233.4942 | 134239231.3267 | 140494660.9596 | 146967753.3346 | 153693074.1132 | 161105777.9106 | 168788438.5388 | 176872297.421
Scenario 3: Aggressive Fuel Sub | PG&E | Res | AppPlug | Res ¦ Efficient Res Dishwasher | Res - Single Family | Energy Efficiency | 5348337.3521 | 5588536.4673 | 5814297.147 | 6026674.9001 | 6273606.6651 | 6579603.2317 | 6849627.0542 | 7107460.6987 | 7357973.3663 | 7602521.5777 | 7898573.5664 | 8185408.0752 | 8478200.4192
Scenario 3: Aggressive Fuel Sub | PG&E | Res | AppPlug | Res ¦ Efficient Res Clothes Dryer (Gas) | Res - Single Family | Energy Efficiency | 36562631.5363 | 38471787.7515 | 40457616.0914 | 42523752.0822 | 44695714.3337 | 46992445.5166 | 0 | 0 | 0 | 0 | 0 | 0 | 0
Scenario 3: Aggressive Fuel Sub | PG&E | Res | AppPlug | Res ¦ Heat Pump Res Clothes Dryer - Fuel Sub | Res - Single Family | Fuel Substitution | 0 | 0 | 0 | 0 | 0 | 0 | 3127659.8365 | 8950208.2725 | 16079452.4395 | 24340965.8679 | 31757717.9376 | 40713924.9709 | 50740699.1265
Scenario 3: Aggressive Fuel Sub | PG&E | Res | AppPlug | Res ¦ Res ENERGY STAR Cooking - Fuel Sub | Res - Single Family | Fuel Substitution | 132810613.456 | 143437736.7756 | 156242058.9165 | 171330070.6779 | 186456276.2754 | 200295829.4932 | 218117923.3091 | 238547106.5807 | 261340646.4208 | 286478157.6256 | 311067044.7061 | 338924762.158 | 369353351.3524
Scenario 3: Aggressive Fuel Sub | PG&E | Res | AppPlug | Res ¦ Efficient Gas Pool Heater - ZEAS 2030 | Res - Single Family | Energy Efficiency | 273417.3054 | 336288.5827 | 378584.7444 | 395414.9188 | 398640.115 | 0 | 0 | 0 | 0 | 0 | 0 | 0 | 0
Scenario 3: Aggressive Fuel Sub | PG&E | Res | AppPlug | Res ¦ Heat Pump Pool Heater - Fuel Sub - ZEAS 2030 | Res - Single Family | Fuel Substitution | 639103493.188 | 676817743.0064 | 717843298.2426 | 762421273.4679 | 809239292.7016 | 0 | 0 | 0 | 0 | 0 | 0 | 0 | 0
Scenario 3: Aggressive Fuel Sub | PG&E | Res | BldgEnv | Res ¦ Attic/Ceiling Insulation NEW (Add R-11) - Marine | Res - Single Family | Energy Efficiency | 635396.435 | 783007.8912 | 883045.4902 | 923786.4804 | 933017.6731 | 927935.4016 | 913399.6444 | 891673.8161 | 869265.3153 | 852581.0938 | 841037.8134 | 834390.2493 | 828275.7076
Scenario 3: Aggressive Fuel Sub | PG&E | Res | BldgEnv | Res ¦ Attic/Ceiling Insulation NEW (Add R-11) - Hot-Dry | Res - Single Family | Energy Efficiency | 683923.5762 | 841813.162 | 948055.5946 | 990290.7235 | 998838.1246 | 992303.6963 | 975331.0138 | 950648.2089 | 925281.8389 | 906038.3842 | 892560.6849 | 884260.7956 | 876514.9775
Scenario 3: Aggressive Fuel Sub | PG&E | Res | BldgEnv | Res ¦ Attic/Ceiling Insulation NEW (Add R-11) - Cold | Res - Single Family | Energy Efficiency | 2234.0316 | 2727.6117 | 3058.9501 | 3188.1568 | 3170.7429 | 3144.5198 | 3086.1662 | 3004.5668 | 2922.1962 | 2857.7656 | 2808.6063 | 2774.9095 | 2747.5371
Scenario 3: Aggressive Fuel Sub | PG&E | Res | BldgEnv | Res ¦ Attic/Ceiling Insulation RET (Add R-30) - Marine | Res - Single Family | Energy Efficiency | 41655273.5356 | 43701139.3038 | 45833522.0273 | 48068774.4231 | 50468301.1923 | 53062416.7167 | 55744817.6612 | 58565285.2803 | 61539790.7456 | 64671473.2242 | 68044824.3068 | 71601182.979 | 75361860.9336
Scenario 3: Aggressive Fuel Sub | PG&E | Res | BldgEnv | Res ¦ Attic/Ceiling Insulation RET (Add R-30) - Hot-Dry | Res - Single Family | Energy Efficiency | 43162299.0402 | 45251528.9098 | 47411171.3196 | 49661226.6974 | 52098508.7935 | 54767588.3731 | 57483321.7958 | 60322054.0529 | 63303311.6681 | 66424235.7614 | 69818116.7119 | 73377048.7161 | 77126527.9005
Scenario 3: Aggressive Fuel Sub | PG&E | Res | BldgEnv | Res ¦ Attic/Ceiling Insulation RET (Add R-30) - Cold | Res - Single Family | Energy Efficiency | 123639.2154 | 129588.6585 | 135717.7146 | 142087.1843 | 149012.4984 | 156636.4406 | 164342.5547 | 172377.9651 | 180802.0245 | 189599.5264 | 199204.8046 | 209254.6547 | 219826.0301
Scenario 3: Aggressive Fuel Sub | PG&E | Res | BldgEnv | Res ¦ Wall Insulation (R13) - Marine | Res - Single Family | Energy Efficiency | 76239697.275 | 79988620.5013 | 83898697.1621 | 87999411.1141 | 92398307.8425 | 97148950.9007 | 102067716.8042 | 107242106.0116 | 112700915.5128 | 118450782.2065 | 124639675.259 | 131167103.3573 | 138071574.4226
Scenario 3: Aggressive Fuel Sub | PG&E | Res | BldgEnv | Res ¦ Wall Insulation (R13) - Hot-Dry | Res - Single Family | Energy Efficiency | 76258447.8886 | 79923468.7188 | 83696454.8136 | 87615354.451 | 91879579.8321 | 96579124.5719 | 101322786.9903 | 106266615.2881 | 111447653.3209 | 116855626.8592 | 122765123.9351 | 128945225.7366 | 135443895.626
Scenario 3: Aggressive Fuel Sub | PG&E | Res | BldgEnv | Res ¦ Wall Insulation (R13) - Cold | Res - Single Family | Energy Efficiency | 245377.6998 | 257105.6248 | 269140.1284 | 281609.8032 | 295226.7363 | 310308.4309 | 325436.9471 | 341166.9586 | 357623.9812 | 374761.9844 | 393561.5946 | 413179.7704 | 433778.0885
Scenario 3: Aggressive Fuel Sub | PG&E | Res | BldgEnv | Res ¦ Floor Insulation (R30) - Marine | Res - Single Family | Energy Efficiency | 82794174.9237 | 86971164.1824 | 91661915.352 | 97186648.4633 | 102790100.2853 | 108053198.3042 | 114432006.0983 | 121391888.7824 | 128812748.3537 | 136786684.2305 | 144462116.6406 | 152890854.4925 | 162165650.9589
Scenario 3: Aggressive Fuel Sub | PG&E | Res | BldgEnv | Res ¦ Floor Insulation (R30) - Hot-Dry | Res - Single Family | Energy Efficiency | 69377879.0374 | 72885115.8949 | 76998065.37 | 82153723.635 | 87278116.8136 | 91770605.1365 | 97657051.4119 | 104175376.6782 | 111143364.2622 | 118674765.0858 | 125563405.3886 | 133266064.9075 | 141896142.1314
Scenario 3: Aggressive Fuel Sub | PG&E | Res | BldgEnv | Res ¦ Floor Insulation (R30) - Cold | Res - Single Family | Energy Efficiency | 745659.9252 | 783199.9501 | 823614.5751 | 868096.2702 | 914216.273 | 960785.4389 | 1012805.736 | 1068607.9192 | 1127927.7988 | 1191225.4921 | 1255763.7971 | 1325254.1036 | 1400180.2981
Scenario 3: Aggressive Fuel Sub | PG&E | Res | BldgEnv | Res ¦ Sealed Ducts (Low Leakage) - Marine | Res - Single Family | Energy Efficiency | 228234974.8966 | 238118159.729 | 247763879.9678 | 257333881.1597 | 267609357.9983 | 280814256.3143 | 294047037.3907 | 307839162.9897 | 322402399.6821 | 337807516.6192 | 354707880.4144 | 372361381.1591 | 390970277.9602
Scenario 3: Aggressive Fuel Sub | PG&E | Res | BldgEnv | Res ¦ Sealed Ducts (Low Leakage) - Hot-Dry | Res - Single Family | Energy Efficiency | 428457213.1176 | 445504772.7929 | 461230687.9922 | 476034355.2319 | 492139808.5582 | 515983248.7565 | 539044806.3788 | 562808120.401 | 587825645.942 | 614232346.2447 | 643862895.1438 | 674471311.3642 | 706559399.0499
Scenario 3: Aggressive Fuel Sub | PG&E | Res | BldgEnv | Res ¦ Sealed Ducts (Low Leakage) - Cold | Res - Single Family | Energy Efficiency | 1038438.4426 | 1076914.4959 | 1110534.4698 | 1140447.0747 | 1173472.1714 | 1229476.2546 | 1282011.0326 | 1335589.3897 | 1391842.634 | 1451101.8551 | 1518961.3112 | 1588368.0697 | 1660768.774
Scenario 3: Aggressive Fuel Sub | PG&E | Res | HVAC | Res ¦ Packaged/Split System AC (SEER2 19.6) - Marine | Res - Single Family | Energy Efficiency | 39119595.7806 | 39546262.4093 | 39566039.0744 | 39220072.5839 | 39063493.2423 | 39887036.8927 | 40367811.8428 | 40731366.9692 | 41024437.7914 | 41262275.1165 | 41737209.3464 | 42082973.8235 | 42375053.9476
Scenario 3: Aggressive Fuel Sub | PG&E | Res | HVAC | Res ¦ Packaged/Split System AC (SEER2 19.6) - Hot-Dry | Res - Single Family | Energy Efficiency | 141959819.1346 | 143585015.4131 | 143756372.0945 | 142621486.6409 | 142170856.0246 | 145239077.9789 | 147086045.7984 | 148520606.0901 | 149710912.5349 | 150712327.8788 | 152572993.2336 | 153980964.8661 | 155207286.6607
Scenario 3: Aggressive Fuel Sub | PG&E | Res | HVAC | Res ¦ Packaged/Split System AC (SEER2 19.6) - Cold | Res - Single Family | Energy Efficiency | 16863540.2904 | 17105449.7404 | 17189086.6251 | 17130892.0012 | 17152070.5943 | 17567185.0015 | 17851591.0199 | 18095246.6534 | 18317209.9266 | 18524069.8809 | 18832274.5548 | 19096899.3545 | 19348310.1726
Scenario 3: Aggressive Fuel Sub | PG&E | Res | HVAC | Res ¦ Packaged/Split Heat Pump (SEER2 19.6) - Marine | Res - Single Family | Energy Efficiency | 13280881.0517 | 13931606.3705 | 14567432.6824 | 15196992.002 | 15880067.6412 | 16516439.5478 | 17023861.4214 | 17493289.7375 | 17948332.4605 | 18370048.8208 | 18940250.3696 | 19496974.5624 | 20027924.6988
Scenario 3: Aggressive Fuel Sub | PG&E | Res | HVAC | Res ¦ Packaged/Split Heat Pump (SEER2 19.6) - Hot-Dry | Res - Single Family | Energy Efficiency | 62023573.9739 | 65062552.3212 | 68031950.22 | 70972080.3879 | 74162139.2607 | 77134085.1629 | 79503816.3573 | 81696112.3181 | 83821225.5455 | 85790699.9928 | 88453621.0599 | 91053600.9874 | 93533212.4628
Scenario 3: Aggressive Fuel Sub | PG&E | Res | HVAC | Res ¦ Packaged/Split Heat Pump (SEER2 19.6) - Cold | Res - Single Family | Energy Efficiency | 5282509.684 | 5541337.6024 | 5794239.3969 | 6044648.4767 | 6316343.8307 | 6569462.637 | 6771291.1867 | 6958007.6866 | 7139002.2744 | 7306741.2029 | 7533540.5539 | 7754979.2467 | 7966166.2324
Scenario 3: Aggressive Fuel Sub | PG&E | Res | HVAC | Res ¦ ENERGY STAR Room AC - Marine | Res - Single Family | Energy Efficiency | 8174778.1418 | 8263782.0546 | 8243451.1965 | 8113906.1478 | 8058034.6634 | 8337632.078 | 8515836.4858 | 8663140.293 | 8801697.4614 | 8925010.8421 | 9126730.9521 | 9281852.0457 | 9423510.2816
Scenario 3: Aggressive Fuel Sub | PG&E | Res | HVAC | Res ¦ ENERGY STAR Room AC - Hot-Dry | Res - Single Family | Energy Efficiency | 50546669.8335 | 51097002.9819 | 50971292.2714 | 50170283.2787 | 49824816.1076 | 51553635.8947 | 52655517.708 | 53566333.4855 | 54423066.637 | 55185543.6892 | 56432828.8905 | 57391980.8783 | 58267888.6956
Scenario 3: Aggressive Fuel Sub | PG&E | Res | HVAC | Res ¦ ENERGY STAR Room AC - Cold | Res - Single Family | Energy Efficiency | 467815.7909 | 472909.1934 | 471745.725 | 464332.286 | 461134.9438 | 477135.3885 | 487333.4434 | 495763.158 | 503692.3312 | 510749.1523 | 522292.9338 | 531170.0061 | 539276.6432
Scenario 3: Aggressive Fuel Sub | PG&E | Res | HVAC | Res ¦ Ductless Mini Split Heat Pump (SEER2 19.6) - Marine | Res - Single Family | Energy Efficiency | 196769.7856 | 206410.9442 | 215831.3589 | 225158.9218 | 235279.3834 | 244707.8816 | 252225.8537 | 259180.9126 | 265922.8342 | 272170.9918 | 280619.1087 | 288867.5449 | 296734.1122
Scenario 3: Aggressive Fuel Sub | PG&E | Res | HVAC | Res ¦ Ductless Mini Split Heat Pump (SEER2 19.6) - Hot-Dry | Res - Single Family | Energy Efficiency | 368317.9806 | 386364.5119 | 403997.8498 | 421457.3856 | 440401.0866 | 458049.5555 | 472121.8598 | 485140.4908 | 497760.1668 | 509455.6046 | 525268.9744 | 540708.5774 | 555433.3898
Scenario 3: Aggressive Fuel Sub | PG&E | Res | HVAC | Res ¦ Ductless Mini Split Heat Pump (SEER2 19.6) - Cold | Res - Single Family | Energy Efficiency | 8874.2305 | 9309.0425 | 9733.899 | 10154.568 | 10610.9963 | 11036.2174 | 11375.2747 | 11688.9447 | 11993.0024 | 12274.7916 | 12655.7979 | 13027.7988 | 13382.5775
Scenario 3: Aggressive Fuel Sub | PG&E | Res | HVAC | Res ¦ Res Smart Thermostat (Elec SC and Gas SH) - Marine | Res - Single Family | Energy Efficiency | 4716353.7068 | 4970504.0981 | 5232654.8013 | 5518801.7848 | 5831646.874 | 6148519.789 | 6455169.6337 | 6742145.5958 | 7044747.204 | 7363270.2771 | 7740312.5763 | 8142113.9515 | 8568945.9117
Scenario 3: Aggressive Fuel Sub | PG&E | Res | HVAC | Res ¦ Res Smart Thermostat (Elec SC and Gas SH) - Hot-Dry | Res - Single Family | Energy Efficiency | 25740861.822 | 27119135.0124 | 28605947.1702 | 30468255.4721 | 32681347.3737 | 34825008.718 | 36640935.5404 | 37955518.1084 | 39323514.3424 | 40723426.4728 | 42840181.3083 | 45100115.2784 | 47496528.4557
Scenario 3: Aggressive Fuel Sub | PG&E | Res | HVAC | Res ¦ Res Smart Thermostat (Elec SC and Gas SH) - Cold | Res - Single Family | Energy Efficiency | 5055.4842 | 5326.9037 | 5631.1518 | 6055.435 | 6585.0407 | 7085.3492 | 7467.674 | 7674.2555 | 7885.0716 | 8091.3111 | 8516.0315 | 8970.3566 | 9451.634
Scenario 3: Aggressive Fuel Sub | PG&E | Res | HVAC | Res ¦ Res Smart Thermostat (Elec SC and Elec SH) - Marine | Res - Single Family | Energy Efficiency | 147779.9581 | 155511.8397 | 165196.365 | 182047.9019 | 205115.9309 | 225911.971 | 239253.4826 | 241642.9566 | 243685.9992 | 244785.5389 | 258145.804 | 272493.0288 | 287621.0754
Scenario 3: Aggressive Fuel Sub | PG&E | Res | HVAC | Res ¦ Res Smart Thermostat (Elec SC and Elec SH) - Hot-Dry | Res - Single Family | Energy Efficiency | 1712253.4615 | 1801838.9584 | 1914048.7745 | 2109299.2183 | 2376577.0884 | 2617530.5447 | 2772112.0576 | 2799797.7138 | 2823469.4406 | 2836209.2644 | 2991008.0645 | 3157242.2784 | 3332523.4905
Scenario 3: Aggressive Fuel Sub | PG&E | Res | HVAC | Res ¦ Res Smart Thermostat (Elec SC and Elec SH) - Cold | Res - Single Family | Energy Efficiency | 20306.2531 | 21368.681 | 22699.4191 | 25014.967 | 28184.7151 | 31042.2721 | 32875.512 | 33203.8465 | 33484.5783 | 33635.6647 | 35471.4814 | 37442.915 | 39521.6404
Scenario 3: Aggressive Fuel Sub | PG&E | Res | HVAC | Res ¦ Whole House Fan - Hot-Dry | Res - Single Family | Energy Efficiency | 19577883.449 | 19727997.3271 | 19473669.2949 | 18733456.7973 | 18211706.8666 | 18872077.3662 | 19163510.2907 | 19343881.5886 | 19507313.6011 | 19638912.8049 | 20063573.9203 | 20341896.6929 | 20545949.6945
Scenario 3: Aggressive Fuel Sub | PG&E | Res | HVAC | Res ¦ Whole House Fan - Cold | Res - Single Family | Energy Efficiency | 1291509.0991 | 1287899.0975 | 1250113.82 | 1171348.0522 | 1109549.4268 | 1144027.1741 | 1146936.1423 | 1139428.1023 | 1129168.8657 | 1114836.293 | 1123096.0231 | 1117643.1655 | 1104293.4106
Scenario 3: Aggressive Fuel Sub | PG&E | Res | HVAC | Res ¦ Res Brushless HVAC Motor - Marine | Res - Single Family | Energy Efficiency | 51865568.8043 | 51997089.2505 | 51059548.3106 | 49021541.5697 | 47845739.0815 | 49600589.8614 | 50425713.4473 | 50929590.48 | 51375422.9041 | 51737994.9421 | 53135695.7429 | 54181230.4122 | 55113472.9955
Scenario 3: Aggressive Fuel Sub | PG&E | Res | HVAC | Res ¦ Res Brushless HVAC Motor - Hot-Dry | Res - Single Family | Energy Efficiency | 136230334.1613 | 136744486.8051 | 134533913.3942 | 129519508.0388 | 126721398.6026 | 131430261.7763 | 133774422.1009 | 135310904.577 | 136713799.2684 | 137919735.4443 | 141789978.544 | 144777905.3979 | 147495738.6608
Scenario 3: Aggressive Fuel Sub | PG&E | Res | HVAC | Res ¦ Res Brushless HVAC Motor - Cold | Res - Single Family | Energy Efficiency | 3072405.3673 | 3087423.7157 | 3042680.7841 | 2936461.0923 | 2879244.1445 | 2987463.2222 | 3043919.8617 | 3082893.5348 | 3119237.2907 | 3151579.9761 | 3242903.7548 | 3315194.644 | 3381951.6292
Scenario 3: Aggressive Fuel Sub | PG&E | Res | HVAC | Res ¦ HVAC Time Delay Relay - Marine | Res - Single Family | Energy Efficiency | 11492941.3969 | 12741394.124 | 13280081.8373 | 11870900.5499 | 10246976.5675 | 11320677.2962 | 11789945.2989 | 12092308.8126 | 12107442.7502 | 11878692.2854 | 12373398.0683 | 12682010.6076 | 12982665.3448
Scenario 3: Aggressive Fuel Sub | PG&E | Res | HVAC | Res ¦ HVAC Time Delay Relay - Hot-Dry | Res - Single Family | Energy Efficiency | 23951645.7749 | 26553459.9192 | 27676101.7952 | 24739324.3541 | 21355016.4864 | 23592642.0545 | 24570611.104 | 25200746.0298 | 25232285.6245 | 24755562.5721 | 25786544.7432 | 26429702.832 | 27056276.6149
Scenario 3: Aggressive Fuel Sub | PG&E | Res | HVAC | Res ¦ HVAC Time Delay Relay - Cold | Res - Single Family | Energy Efficiency | 529260.0352 | 586752.3787 | 611559.4205 | 546665.3858 | 471882.2616 | 521327.1222 | 542937.3255 | 556861.4306 | 557558.3617 | 547024.2021 | 569805.8374 | 584017.7156 | 597863.1301
Scenario 3: Aggressive Fuel Sub | PG&E | Res | HVAC | Res ¦ HVAC System Maintenance - Ref. Charge, Coil Clean, Airflow Adj (Elec SC and Gas SH) - Marine | Res - Single Family | Energy Efficiency | 611226.7687 | 687611.1939 | 753651.7135 | 710022.2987 | 498897.6721 | 568488.7638 | 592928.9951 | 604071.7829 | 614522.4353 | 578649.6127 | 608757.0848 | 619053.0662 | 628174.089
Scenario 3: Aggressive Fuel Sub | PG&E | Res | HVAC | Res ¦ HVAC System Maintenance - Ref. Charge, Coil Clean, Airflow Adj (Elec SC and Gas SH) - Hot-Dry | Res - Single Family | Energy Efficiency | 6151550.8185 | 6889106.0457 | 7530394.7816 | 7143328.812 | 5185205.0978 | 5863540.0186 | 6119450.7536 | 6252109.0723 | 6379916.318 | 6074664.1107 | 6390638.2257 | 6522616.2056 | 6645776.9609
Scenario 3: Aggressive Fuel Sub | PG&E | Res | HVAC | Res ¦ HVAC System Maintenance - Ref. Charge, Coil Clean, Airflow Adj (Elec SC and Gas SH) - Cold | Res - Single Family | Energy Efficiency | 323.0374 | 360.8725 | 393.8774 | 375.0462 | 277.0077 | 311.9958 | 325.72 | 333.2756 | 340.6373 | 326.21 | 343.1753 | 350.9205 | 358.2891
Scenario 3: Aggressive Fuel Sub | PG&E | Res | HVAC | Res ¦ Efficient HVAC System Furnace (AFUE 95) and AC (SEER2 15.2) - ZEAS 2030 - Marine | Res - Single Family | Energy Efficiency | 550305.0306 | 662944.9356 | 727573.8679 | 738002.7686 | 724981.8223 | 0 | 0 | 0 | 0 | 0 | 0 | 0 | 0
Scenario 3: Aggressive Fuel Sub | PG&E | Res | HVAC | Res ¦ Efficient HVAC System Furnace (AFUE 95) and AC (SEER2 15.2) - ZEAS 2030 - Hot-Dry | Res - Single Family | Energy Efficiency | 1547906.8938 | 1866463.8775 | 2050763.1516 | 2082946.1657 | 2048722.2798 | 0 | 0 | 0 | 0 | 0 | 0 | 0 | 0
Scenario 3: Aggressive Fuel Sub | PG&E | Res | HVAC | Res ¦ Efficient HVAC System Furnace (AFUE 95) and AC (SEER2 15.2) - ZEAS 2030 - Cold | Res - Single Family | Energy Efficiency | 1469.9193 | 1744.5955 | 1890.4209 | 1893.9595 | 1817.2442 | 0 | 0 | 0 | 0 | 0 | 0 | 0 | 0
Scenario 3: Aggressive Fuel Sub | PG&E | Res | HVAC | Res ¦ Packaged/Split Heat Pump (SEER2 19.6) - Fuel Sub - ZEAS 2030 - Marine | Res - Single Family | Fuel Substitution | 284442363.6885 | 305697855.717 | 329661953.0888 | 356288565.2532 | 383743530.2404 | 104572287.7013 | 106520485.0018 | 108247182.3343 | 109859046.0653 | 111389772.7171 | 113538461.977 | 115440835.0488 | 117284270.5791
Scenario 3: Aggressive Fuel Sub | PG&E | Res | HVAC | Res ¦ Packaged/Split Heat Pump (SEER2 19.6) - Fuel Sub - ZEAS 2030 - Hot-Dry | Res - Single Family | Fuel Substitution | 556808092.715 | 602304741.9446 | 654244877.0765 | 712461697.3592 | 772157706.2194 | 485594957.7828 | 494652901.453 | 502715906.3884 | 510265655.2703 | 517454384.3119 | 527438531.7282 | 536316107.7048 | 544933207.2735
Scenario 3: Aggressive Fuel Sub | PG&E | Res | HVAC | Res ¦ Packaged/Split Heat Pump (SEER2 19.6) - Fuel Sub - ZEAS 2030 - Cold | Res - Single Family | Fuel Substitution | 399692.6605 | 427232.0978 | 457900.216 | 491677.3219 | 526699.7783 | 416537.0789 | 424308.8189 | 431232.9575 | 437720.3057 | 443900.7132 | 452466.1035 | 460088.7616 | 467490.282
Scenario 3: Aggressive Fuel Sub | PG&E | Res | HVAC | Res ¦ Efficient HVAC System Furnace (AFUE 95) and AC (SEER2 15.2) - Panel Upgrade - ZEAS 2030 - Marine | Res - Single Family | Energy Efficiency | 620556.7366 | 747576.204 | 820455.6382 | 832215.888 | 817532.6932 | 0 | 0 | 0 | 0 | 0 | 0 | 0 | 0
Scenario 3: Aggressive Fuel Sub | PG&E | Res | HVAC | Res ¦ Efficient HVAC System Furnace (AFUE 95) and AC (SEER2 15.2) - Panel Upgrade - ZEAS 2030 - Hot-Dry | Res - Single Family | Energy Efficiency | 1745512.0292 | 2104735.8619 | 2312562.7029 | 2348854.1868 | 2310261.2942 | 0 | 0 | 0 | 0 | 0 | 0 | 0 | 0
Scenario 3: Aggressive Fuel Sub | PG&E | Res | HVAC | Res ¦ Efficient HVAC System Furnace (AFUE 95) and AC (SEER2 15.2) - Panel Upgrade - ZEAS 2030 - Cold | Res - Single Family | Energy Efficiency | 1657.5686 | 1967.3099 | 2131.7512 | 2135.7416 | 2049.2328 | 0 | 0 | 0 | 0 | 0 | 0 | 0 | 0
Scenario 3: Aggressive Fuel Sub | PG&E | Res | HVAC | Res ¦ Packaged/Split Heat Pump (SEER2 19.6) - Fuel Sub - Panel Upgrade - ZEAS 2030 - Marine | Res - Single Family | Fuel Substitution | 320754154.7977 | 344723113.8936 | 371746457.7385 | 401772211.8813 | 432732066.0158 | 117921941.4504 | 120118844.7892 | 122065971.5684 | 123883605.1375 | 125609743.7022 | 128032733.7187 | 130177962.9273 | 132256730.653
Scenario 3: Aggressive Fuel Sub | PG&E | Res | HVAC | Res ¦ Packaged/Split Heat Pump (SEER2 19.6) - Fuel Sub - Panel Upgrade - ZEAS 2030 - Hot-Dry | Res - Single Family | Fuel Substitution | 627889976.8913 | 679194709.0014 | 737765499.682 | 803414254.4689 | 870731030.4176 | 547585803.4572 | 557800080.3619 | 566892405.0763 | 575405951.6877 | 583512390.8198 | 594771110.2467 | 604781993.7947 | 614499148.6275
Scenario 3: Aggressive Fuel Sub | PG&E | Res | HVAC | Res ¦ Packaged/Split Heat Pump (SEER2 19.6) - Fuel Sub - Panel Upgrade - ZEAS 2030 - Cold | Res - Single Family | Fuel Substitution | 450717.2554 | 481772.3656 | 516355.5627 | 554444.6396 | 593938.0479 | 469712.0251 | 478475.9022 | 486283.9733 | 493599.4936 | 500568.8893 | 510227.7337 | 518823.4971 | 527169.8924
Scenario 3: Aggressive Fuel Sub | PG&E | Res | HVAC | Res ¦ Res Efficient Furnace FS (AFUE = 95) - ZEAS 2030 - Marine | Res - Single Family | Energy Efficiency | 690202.4073 | 843161.4863 | 941273.3906 | 973700.3386 | 973633.2009 | 0 | 0 | 0 | 0 | 0 | 0 | 0 | 0
Scenario 3: Aggressive Fuel Sub | PG&E | Res | HVAC | Res ¦ Res Efficient Furnace FS (AFUE = 95) - ZEAS 2030 - Hot-Dry | Res - Single Family | Energy Efficiency | 10740299.6479 | 11260232.4646 | 138663.1139 | 144083.8779 | 144654.2977 | 0 | 0 | 0 | 0 | 0 | 0 | 0 | 0
Scenario 3: Aggressive Fuel Sub | PG&E | Res | HVAC | Res ¦ Res Efficient Furnace FS (AFUE = 95) - ZEAS 2030 - Cold | Res - Single Family | Energy Efficiency | 4632.3016 | 4851.0512 | 5070.5481 | 5291.7262 | 5527.5534 | 0 | 0 | 0 | 0 | 0 | 0 | 0 | 0
Scenario 3: Aggressive Fuel Sub | PG&E | Res | HVAC | Res ¦ Res Furnace Heat Pump Heating Only (SEER2 19.6) - Fuel Sub - ZEAS 2030 - Marine | Res - Single Family | Fuel Substitution | 284445480.3518 | 334189222.0723 | 394214151.7702 | 464015621.0815 | 534109113.466 | 199583436.996 | 203185148.3786 | 206015337.9346 | 208419028.5893 | 210504490.3765 | 214538710.976 | 217716657.4987 | 220645121.5831
Scenario 3: Aggressive Fuel Sub | PG&E | Res | HVAC | Res ¦ Res Furnace Heat Pump Heating Only (SEER2 19.6) - Fuel Sub - ZEAS 2030 - Hot-Dry | Res - Single Family | Fuel Substitution | 0 | 0 | 4350261.2464 | 12815156.11 | 21095234.3713 | 71749578.9573 | 73075664.1109 | 74217994.1552 | 75262643.0638 | 76236736.0713 | 77704926.2975 | 78968927.7165 | 80180008.2291
Scenario 3: Aggressive Fuel Sub | PG&E | Res | HVAC | Res ¦ Res Furnace Heat Pump Heating Only (SEER2 19.6) - Fuel Sub - ZEAS 2030 - Cold | Res - Single Family | Fuel Substitution | 0 | 0 | 0 | 0 | 0 | 68557.2053 | 69828.3086 | 70935.8618 | 71957.2307 | 72916.8178 | 74321.9839 | 75545.3649 | 76722.9045
Scenario 3: Aggressive Fuel Sub | PG&E | Res | HVAC | Res ¦ Res Efficient Furnace FS (AFUE = 95) - Panel Upgrade - ZEAS 2030 - Marine | Res - Single Family | Energy Efficiency | 778313.3529 | 950799.1229 | 1061435.951 | 1098002.5095 | 1097926.801 | 0 | 0 | 0 | 0 | 0 | 0 | 0 | 0
Scenario 3: Aggressive Fuel Sub | PG&E | Res | HVAC | Res ¦ Res Efficient Furnace FS (AFUE = 95) - Panel Upgrade - ZEAS 2030 - Hot-Dry | Res - Single Family | Energy Efficiency | 12111401.7306 | 12697708.9495 | 156364.788 | 162477.5644 | 163120.8038 | 0 | 0 | 0 | 0 | 0 | 0 | 0 | 0
Scenario 3: Aggressive Fuel Sub | PG&E | Res | HVAC | Res ¦ Res Efficient Furnace FS (AFUE = 95) - Panel Upgrade - ZEAS 2030 - Cold | Res - Single Family | Energy Efficiency | 5223.6593 | 5470.3343 | 5717.8521 | 5967.2657 | 6233.1985 | 0 | 0 | 0 | 0 | 0 | 0 | 0 | 0
Scenario 3: Aggressive Fuel Sub | PG&E | Res | HVAC | Res ¦ Res Furnace Heat Pump Heating Only (SEER2 19.6) - Fuel Sub - Panel Upgrade - ZEAS 2030 - Marine | Res - Single Family | Fuel Substitution | 320757669.3329 | 376851675.9539 | 444539362.6345 | 523251657.8153 | 602293255.6105 | 225062173.6337 | 229123677.9588 | 232315168.3093 | 235025713.0901 | 237377404.0416 | 241926631.5262 | 245510273.3496 | 248812583.9129
Scenario 3: Aggressive Fuel Sub | PG&E | Res | HVAC | Res ¦ Res Furnace Heat Pump Heating Only (SEER2 19.6) - Fuel Sub - Panel Upgrade - ZEAS 2030 - Hot-Dry | Res - Single Family | Fuel Substitution | 0 | 0 | 4905613.7459 | 14451133.4858 | 23788243.0145 | 80909099.6753 | 82404472.2953 | 83692631.7069 | 84870640.0506 | 85969085.357 | 87624704.1227 | 89050067.425 | 90415753.9604
Scenario 3: Aggressive Fuel Sub | PG&E | Res | HVAC | Res ¦ Res Furnace Heat Pump Heating Only (SEER2 19.6) - Fuel Sub - Panel Upgrade - ZEAS 2030 - Cold | Res - Single Family | Fuel Substitution | 0 | 0 | 0 | 0 | 0 | 77309.1889 | 78742.5608 | 79991.5037 | 81143.2602 | 82225.3477 | 83809.8967 | 85189.454 | 86517.3179
Scenario 3: Aggressive Fuel Sub | PG&E | Res | HVAC | Res ¦ Efficient Wall Furnace and ENERGY STAR Room AC - ZEAS 2030 - Marine | Res - Single Family | Energy Efficiency | 1901.1384 | 2323.8142 | 2595.6101 | 2685.9296 | 2687.2112 | 0 | 0 | 0 | 0 | 0 | 0 | 0 | 0
Scenario 3: Aggressive Fuel Sub | PG&E | Res | HVAC | Res ¦ Efficient Wall Furnace and ENERGY STAR Room AC - ZEAS 2030 - Hot-Dry | Res - Single Family | Energy Efficiency | 2478.7799 | 3003.6798 | 3317.576 | 3386.7823 | 3350.2349 | 0 | 0 | 0 | 0 | 0 | 0 | 0 | 0
Scenario 3: Aggressive Fuel Sub | PG&E | Res | HVAC | Res ¦ Efficient Wall Furnace and ENERGY STAR Room AC - ZEAS 2030 - Cold | Res - Single Family | Energy Efficiency | 5.8162 | 6.9445 | 7.5708 | 7.6274 | 7.3703 | 0 | 0 | 0 | 0 | 0 | 0 | 0 | 0
Scenario 3: Aggressive Fuel Sub | PG&E | Res | HVAC | Res ¦ Ductless Mini Split Heat Pump (SEER2 19.6) - Fuel Sub - ZEAS 2030 - Marine | Res - Single Family | Fuel Substitution | 2694394.9852 | 2856487.2666 | 3031658.2151 | 3220381.5789 | 3419067.057 | 50692.2593 | 51466.4548 | 51623.9635 | 51423.041 | 50944.2136 | 51888.4044 | 52149.2798 | 52181.5299
Scenario 3: Aggressive Fuel Sub | PG&E | Res | HVAC | Res ¦ Ductless Mini Split Heat Pump (SEER2 19.6) - Fuel Sub - ZEAS 2030 - Hot-Dry | Res - Single Family | Fuel Substitution | 3322254.1294 | 3506197.4756 | 3701792.8261 | 3909912.0647 | 4130770.1316 | 143350.3236 | 145839.4293 | 147481.7019 | 148643.6514 | 149439.9317 | 152281.5255 | 154184.0365 | 155792.3909
Scenario 3: Aggressive Fuel Sub | PG&E | Res | HVAC | Res ¦ Ductless Mini Split Heat Pump (SEER2 19.6) - Fuel Sub - ZEAS 2030 - Cold | Res - Single Family | Fuel Substitution | 12290.8006 | 12848.5046 | 13414.5694 | 13994.4703 | 14625.161 | 662.8395 | 674.6862 | 683.6267 | 690.9462 | 697.0476 | 710.38 | 720.4876 | 729.6316
Scenario 3: Aggressive Fuel Sub | PG&E | Res | HVAC | Res ¦ Efficient Wall Furnace and ENERGY STAR Room AC - Panel Upgrade - ZEAS 2030 - Marine | Res - Single Family | Energy Efficiency | 2143.8369 | 2620.4713 | 2926.9645 | 3028.8142 | 3030.2594 | 0 | 0 | 0 | 0 | 0 | 0 | 0 | 0
Scenario 3: Aggressive Fuel Sub | PG&E | Res | HVAC | Res ¦ Efficient Wall Furnace and ENERGY STAR Room AC - Panel Upgrade - ZEAS 2030 - Hot-Dry | Res - Single Family | Energy Efficiency | 2795.2199 | 3387.1283 | 3741.0963 | 3819.1375 | 3777.9244 | 0 | 0 | 0 | 0 | 0 | 0 | 0 | 0
Scenario 3: Aggressive Fuel Sub | PG&E | Res | HVAC | Res ¦ Efficient Wall Furnace and ENERGY STAR Room AC - Panel Upgrade - ZEAS 2030 - Cold | Res - Single Family | Energy Efficiency | 6.5587 | 7.831 | 8.5373 | 8.6011 | 8.3112 | 0 | 0 | 0 | 0 | 0 | 0 | 0 | 0
Scenario 3: Aggressive Fuel Sub | PG&E | Res | HVAC | Res ¦ Ductless Mini Split Heat Pump (SEER2 19.6) - Fuel Sub - Panel Upgrade - ZEAS 2030 - Marine | Res - Single Family | Fuel Substitution | 3038360.3025 | 3221145.2155 | 3418678.4128 | 3631494.1209 | 3855543.7026 | 57163.6115 | 58036.6405 | 58214.2567 | 57987.6845 | 57447.7302 | 58512.456 | 58806.6346 | 58843.0018
Scenario 3: Aggressive Fuel Sub | PG&E | Res | HVAC | Res ¦ Ductless Mini Split Heat Pump (SEER2 19.6) - Fuel Sub - Panel Upgrade - ZEAS 2030 - Hot-Dry | Res - Single Family | Fuel Substitution | 3746371.6778 | 3953797.1533 | 4174362.123 | 4409049.775 | 4658102.4888 | 161650.3649 | 164457.2288 | 166309.1532 | 167619.4367 | 168517.3698 | 171721.7202 | 173867.105 | 175680.7812
Scenario 3: Aggressive Fuel Sub | PG&E | Res | HVAC | Res ¦ Ductless Mini Split Heat Pump (SEER2 19.6) - Fuel Sub - Panel Upgrade - ZEAS 2030 - Cold | Res - Single Family | Fuel Substitution | 13859.839 | 14488.7393 | 15127.0676 | 15780.9984 | 16492.2028 | 747.4573 | 760.8164 | 770.8982 | 779.1521 | 786.0324 | 801.0668 | 812.4648 | 822.7761
Scenario 3: Aggressive Fuel Sub | PG&E | Res | HVAC | Res ¦ Res Efficient Furnace (AFUE 95, VSM) - ZEAS 2030 - Marine | Res - Single Family | Energy Efficiency | 604167.3354 | 636022.2105 | 668707.9054 | 702332.2049 | 737798.2511 | 0 | 0 | 0 | 0 | 0 | 0 | 0 | 0
Scenario 3: Aggressive Fuel Sub | PG&E | Res | HVAC | Res ¦ Res Efficient Furnace (AFUE 95, VSM) - ZEAS 2030 - Hot-Dry | Res - Single Family | Energy Efficiency | 2284030.5962 | 2405288.9014 | 2529988.8049 | 2658499.1509 | 2793956.2735 | 0 | 0 | 0 | 0 | 0 | 0 | 0 | 0
Scenario 3: Aggressive Fuel Sub | PG&E | Res | HVAC | Res ¦ Res Efficient Furnace (AFUE 95, VSM) - ZEAS 2030 - Cold | Res - Single Family | Energy Efficiency | 492.1847 | 517.6865 | 543.703 | 570.3428 | 598.4915 | 0 | 0 | 0 | 0 | 0 | 0 | 0 | 0
Scenario 3: Aggressive Fuel Sub | PG&E | Res | WaterHeat | Res ¦ Res Heat Pump Water Heater (3.50 UEF - 50 Gal) - Marine | Res - Single Family | Energy Efficiency | 166245759.6501 | 172290103.9322 | 177569448.5806 | 182107050.342 | 187511250.0273 | 194633343.4824 | 200223273.9766 | 205191283.2527 | 209787842.7747 | 214123713.961 | 220062976.9272 | 225235454.6965 | 230202495.3331
Scenario 3: Aggressive Fuel Sub | PG&E | Res | WaterHeat | Res ¦ Res Heat Pump Water Heater (3.50 UEF - 50 Gal) - Hot-Dry | Res - Single Family | Energy Efficiency | 199910692.2433 | 207201289.9283 | 213565854.3714 | 219032678.5874 | 225549269.4238 | 234146400.4134 | 240887199.7618 | 246874166.127 | 252410560.7223 | 257630431.5086 | 264791717.0822 | 271023459.5387 | 277005668.4546
Scenario 3: Aggressive Fuel Sub | PG&E | Res | WaterHeat | Res ¦ Res Heat Pump Water Heater (3.50 UEF - 50 Gal) - Cold | Res - Single Family | Energy Efficiency | 9358473.4301 | 9707903.2207 | 10011746.9361 | 10271448.4091 | 10583098.5847 | 10997540.6962 | 11320003.4804 | 11604995.6199 | 11867469.4584 | 12114013.3208 | 12456311.4965 | 12752361.5617 | 13035818.8014
Scenario 3: Aggressive Fuel Sub | PG&E | Res | WaterHeat | Res ¦ Res Faucet Aerators (Elec WH) | Res - Single Family | Energy Efficiency | 384679.8065 | 415178.6813 | 423483.1273 | 407868.6855 | 421257.0532 | 465637.441 | 493071.0705 | 511967.0034 | 511054.4952 | 513497.8797 | 540162.7525 | 559436.1566 | 578817.3389
Scenario 3: Aggressive Fuel Sub | PG&E | Res | WaterHeat | Res ¦ Res Faucet Aerators (Gas WH) | Res - Single Family | Energy Efficiency | 58503357.1821 | 61695794.9093 | 64892293.9499 | 68088536.8153 | 71339330.2918 | 74765544.0693 | 78368754.1395 | 82170117.2564 | 86200922.333 | 90490394.6192 | 95048373.7371 | 99900254.7111 | 105064020.5904
Scenario 3: Aggressive Fuel Sub | PG&E | Res | WaterHeat | Res ¦ Res Low Flow Showerheads (Elec WH) | Res - Single Family | Energy Efficiency | 2093228.5818 | 2178131.5548 | 2251272.4137 | 2313091.0008 | 2393880.2447 | 2511041.7071 | 2600734.2475 | 2679298.4836 | 2748970.9802 | 2809831.97 | 2895632.7617 | 2965935.0957 | 3032568.0322
Scenario 3: Aggressive Fuel Sub | PG&E | Res | WaterHeat | Res ¦ Res Low Flow Showerheads (Gas WH) | Res - Single Family | Energy Efficiency | 332085387.6727 | 349391035.2581 | 367354468.1546 | 386002841.7241 | 405498402.7186 | 426140436.9409 | 447982461.1953 | 471123614.3659 | 495688746.8098 | 521808132.4708 | 549578039.7111 | 579119234.5884 | 610542918.9665
Scenario 3: Aggressive Fuel Sub | PG&E | Res | WaterHeat | Res ¦ Res Tankless Gas Water Heater (0.87 UEF - High Draw) - ZEAS 2030 - Marine | Res - Single Family | Energy Efficiency | 3838029.8594 | 4729227.1598 | 5334404.4351 | 5582749.6293 | 5639636.4038 | 0 | 0 | 0 | 0 | 0 | 0 | 0 | 0
Scenario 3: Aggressive Fuel Sub | PG&E | Res | WaterHeat | Res ¦ Res Tankless Gas Water Heater (0.87 UEF - High Draw) - ZEAS 2030 - Hot-Dry | Res - Single Family | Energy Efficiency | 3906045.3288 | 4813040.8609 | 5428950.1844 | 5681705.1683 | 5739607.2504 | 0 | 0 | 0 | 0 | 0 | 0 | 0 | 0
Scenario 3: Aggressive Fuel Sub | PG&E | Res | WaterHeat | Res ¦ Res Tankless Gas Water Heater (0.87 UEF - High Draw) - ZEAS 2030 - Cold | Res - Single Family | Energy Efficiency | 13888.4102 | 16981.0368 | 19080.9909 | 19933.7159 | 19863.0675 | 0 | 0 | 0 | 0 | 0 | 0 | 0 | 0
Scenario 3: Aggressive Fuel Sub | PG&E | Res | WaterHeat | Res ¦ Res Heat Pump Water Heater (3.70 UEF - 50 Gal) - Fuel Sub - ZEAS 2030 - Marine | Res - Single Family | Fuel Substitution | 1563842179.1996 | 1661786612.0963 | 1769536261.179 | 1887524803.2398 | 2010226756.8031 | 933441572.1721 | 960855737.0196 | 985376285.8221 | 1008122396.0106 | 1029557289.3884 | 1058597998.4815 | 1083928835.3719 | 1108270532.4131
Scenario 3: Aggressive Fuel Sub | PG&E | Res | WaterHeat | Res ¦ Res Heat Pump Water Heater (3.70 UEF - 50 Gal) - Fuel Sub - ZEAS 2030 - Hot-Dry | Res - Single Family | Fuel Substitution | 1576959149.0295 | 1676323860.9547 | 1785736514.7294 | 1905636083.7386 | 2030270482.433 | 960925958.2264 | 989204416.7925 | 1014484000.7379 | 1037923711.399 | 1060003227.7399 | 1089957173.3628 | 1116066737.0792 | 1141149521.0245
Scenario 3: Aggressive Fuel Sub | PG&E | Res | WaterHeat | Res ¦ Res Heat Pump Water Heater (3.70 UEF - 50 Gal) - Fuel Sub - ZEAS 2030 - Cold | Res - Single Family | Fuel Substitution | 3891327.12 | 4165059.8593 | 4473149.8327 | 4816708.6752 | 5169764.691 | 1686718.2602 | 1737069.4124 | 1781905.8967 | 1823347.9963 | 1862272.9185 | 1915578.1942 | 1961819.4651 | 2006151.9813
Scenario 3: Aggressive Fuel Sub | PG&E | Res | WaterHeat | Res ¦ Res Tankless Gas Water Heater (0.87 UEF - High Draw) - Panel Upgrade - ZEAS 2030 - Marine | Res - Single Family | Energy Efficiency | 3838029.8594 | 4729227.1598 | 5334404.4351 | 5582749.6293 | 5639636.4038 | 0 | 0 | 0 | 0 | 0 | 0 | 0 | 0
Scenario 3: Aggressive Fuel Sub | PG&E | Res | WaterHeat | Res ¦ Res Tankless Gas Water Heater (0.87 UEF - High Draw) - Panel Upgrade - ZEAS 2030 - Hot-Dry | Res - Single Family | Energy Efficiency | 3906045.3288 | 4813040.8609 | 5428950.1844 | 5681705.1683 | 5739607.2504 | 0 | 0 | 0 | 0 | 0 | 0 | 0 | 0
Scenario 3: Aggressive Fuel Sub | PG&E | Res | WaterHeat | Res ¦ Res Tankless Gas Water Heater (0.87 UEF - High Draw) - Panel Upgrade - ZEAS 2030 - Cold | Res - Single Family | Energy Efficiency | 13888.4102 | 16981.0368 | 19080.9909 | 19933.7159 | 19863.0675 | 0 | 0 | 0 | 0 | 0 | 0 | 0 | 0
Scenario 3: Aggressive Fuel Sub | PG&E | Res | WaterHeat | Res ¦ Res Heat Pump Water Heater (3.70 UEF - 50 Gal) - Fuel Sub - Panel Upgrade - ZEAS 2030 - Marine | Res - Single Family | Fuel Substitution | 1563842179.1996 | 1661786612.0963 | 1769536261.179 | 1887524803.2398 | 2010226756.8031 | 933441572.1721 | 960855737.0196 | 985376285.8221 | 1008122396.0106 | 1029557289.3884 | 1058597998.4815 | 1083928835.3719 | 1108270532.4131
Scenario 3: Aggressive Fuel Sub | PG&E | Res | WaterHeat | Res ¦ Res Heat Pump Water Heater (3.70 UEF - 50 Gal) - Fuel Sub - Panel Upgrade - ZEAS 2030 - Hot-Dry | Res - Single Family | Fuel Substitution | 1576959149.0295 | 1676323860.9547 | 1785736514.7294 | 1905636083.7386 | 2030270482.433 | 960925958.2264 | 989204416.7925 | 1014484000.7379 | 1037923711.399 | 1060003227.7399 | 1089957173.3628 | 1116066737.0792 | 1141149521.0245
Scenario 3: Aggressive Fuel Sub | PG&E | Res | WaterHeat | Res ¦ Res Heat Pump Water Heater (3.70 UEF - 50 Gal) - Fuel Sub - Panel Upgrade - ZEAS 2030 - Cold | Res - Single Family | Fuel Substitution | 3891327.12 | 4165059.8593 | 4473149.8327 | 4816708.6752 | 5169764.691 | 1686718.2602 | 1737069.4124 | 1781905.8967 | 1823347.9963 | 1862272.9185 | 1915578.1942 | 1961819.4651 | 2006151.9813
Scenario 3: Aggressive Fuel Sub | PG&E | Res | WholeBlg | Res ¦ Res All-Electric Homes - Marine | Res - Single Family | Energy Efficiency | 14359405.8525 | 35996179.7084 | 40625191.0309 | 42421382.1939 | 42836052.565 | 42351520.2184 | 41046402.4605 | 39320710.8256 | 37545783.6962 | 35969000.6606 | 34910775.0424 | 34016910.2069 | 33091917.8512
Scenario 3: Aggressive Fuel Sub | PG&E | Res | WholeBlg | Res ¦ Res All-Electric Homes - Hot-Dry | Res - Single Family | Energy Efficiency | 45138963.3619 | 60142000.8224 | 67804204.9778 | 70723408.5084 | 71340120.6741 | 70449777.4285 | 68177522.0082 | 65205506.0178 | 62155228.4057 | 59434134.7799 | 57591731.3949 | 56020244.1687 | 54395823.8308
Scenario 3: Aggressive Fuel Sub | PG&E | Res | WholeBlg | Res ¦ Res All-Electric Homes - Cold | Res - Single Family | Energy Efficiency | 136327.7045 | 211069.7582 | 236919.1893 | 246549.4004 | 245186.7025 | 241666.7682 | 233536.4135 | 223118.4269 | 212546.7453 | 203012.5648 | 196254.7515 | 190384.5897 | 184667.1071
Scenario 3: Aggressive Fuel Sub | SCE | Res | AppPlug | Res ¦ Heat Pump Res Clothes Dryer | Res - Single Family | Energy Efficiency | 37339803.2454 | 39219010.6567 | 40945619.5221 | 42526092.6733 | 44432723.9776 | 46764730.4457 | 48391580.0271 | 49441402.9052 | 50371788.6243 | 51103418.0333 | 52209201.2717 | 53111966.8679 | 53974034.5411
Scenario 3: Aggressive Fuel Sub | SCE | Res | AppPlug | Res ¦ ENERGY STAR Cooking Stove | Res - Single Family | Energy Efficiency | 7990346.1169 | 8351881.3355 | 8677423.2556 | 8962378.4293 | 9290804.9949 | 9687841.5525 | 9971349.3537 | 10167118.2827 | 10357391.8071 | 10523270.9441 | 10754467.7544 | 10951432.4334 | 11142264.3371
Scenario 3: Aggressive Fuel Sub | SCE | Res | AppPlug | Res ¦ Smart Connected Power Strip | Res - Single Family | Energy Efficiency | 34043431.3917 | 37357426.7061 | 40745626.5829 | 40081712.3549 | 40186006.3374 | 49715558.1143 | 55713962.6875 | 57807861.1584 | 61183940.8705 | 57724444.5928 | 60655648.5516 | 63151701.0132 | 65645628.3456
Scenario 3: Aggressive Fuel Sub | SCE | Res | AppPlug | Res ¦ Efficient Refrigerator | Res - Single Family | Energy Efficiency | 66645770.1451 | 70725478.0141 | 74757585.1545 | 78644954.2522 | 82934426.8006 | 87085864.2942 | 89920275.0976 | 91951545.3989 | 93939821.0728 | 95639445.9922 | 98147729.9805 | 100447243.5919 | 102620269.4745
Scenario 3: Aggressive Fuel Sub | SCE | Res | AppPlug | Res ¦ Efficient Res Clothes Washer (Electric) | Res - Single Family | Energy Efficiency | 289024.0002 | 304014.3217 | 317755.4867 | 330151.2495 | 345513.9061 | 364670.6681 | 378159.3953 | 386981.9754 | 394941.5045 | 400915.6713 | 409551.4074 | 416478.4043 | 423048.2625
Scenario 3: Aggressive Fuel Sub | SCE | Res | BldgEnv | Res ¦ Attic/Ceiling Insulation NEW (Add R-11) - Marine | Res - Single Family | Energy Efficiency | 52089.125 | 63678.5415 | 70608.3574 | 72808.4013 | 75708.1605 | 75473.5754 | 72798.3675 | 69080.2309 | 65526.6605 | 62229.5447 | 59548.6835 | 57083.1159 | 54718.9347
Scenario 3: Aggressive Fuel Sub | SCE | Res | BldgEnv | Res ¦ Attic/Ceiling Insulation NEW (Add R-11) - Hot-Dry | Res - Single Family | Energy Efficiency | 479839.1749 | 586599.5791 | 650436.2653 | 670702.8234 | 697415.0793 | 695254.1075 | 670610.3926 | 636359.3354 | 603624.2441 | 573251.583 | 548555.7902 | 525843.2582 | 504064.6862
Scenario 3: Aggressive Fuel Sub | SCE | Res | BldgEnv | Res ¦ Attic/Ceiling Insulation NEW (Add R-11) - Cold | Res - Single Family | Energy Efficiency | 9694.4963 | 11851.4447 | 13141.1779 | 13550.6361 | 14090.3208 | 14046.6613 | 13548.7686 | 12856.7727 | 12195.4048 | 11581.7666 | 11082.8218 | 10623.9461 | 10183.9397
Scenario 3: Aggressive Fuel Sub | SCE | Res | BldgEnv | Res ¦ Attic/Ceiling Insulation RET (Add R-30) - Marine | Res - Single Family | Energy Efficiency | 4461130.1321 | 4710008.1161 | 4938040.3063 | 5146559.8003 | 5405325.5226 | 5727638.249 | 5945850.9402 | 6093541.638 | 6235059.0812 | 6352020.5585 | 6513765.0969 | 6647936.5092 | 6776443.6738
Scenario 3: Aggressive Fuel Sub | SCE | Res | BldgEnv | Res ¦ Attic/Ceiling Insulation RET (Add R-30) - Hot-Dry | Res - Single Family | Energy Efficiency | 41383441.3243 | 43692144.9802 | 45807473.7158 | 47741793.9419 | 50142220.6877 | 53132137.9078 | 55156376.5728 | 56526421.6386 | 57839200.8293 | 58924187.8822 | 60424602.6686 | 61669236.7864 | 62861326.8059
Scenario 3: Aggressive Fuel Sub | SCE | Res | BldgEnv | Res ¦ Attic/Ceiling Insulation RET (Add R-30) - Cold | Res - Single Family | Energy Efficiency | 872772.0343 | 921462.3297 | 966074.3703 | 1006868.9622 | 1057493.6871 | 1120550.6986 | 1163241.66 | 1192135.7534 | 1219822.1161 | 1242704.3687 | 1274347.9445 | 1300597.1354 | 1325738.1773
Scenario 3: Aggressive Fuel Sub | SCE | Res | BldgEnv | Res ¦ Wall Insulation (R13) - Marine | Res - Single Family | Energy Efficiency | 6252471.7073 | 6601285.2382 | 6920882.4647 | 7213131.7823 | 7575803.417 | 8027538.996 | 8333373.7593 | 8540368.8215 | 8738711.7936 | 8902638.4907 | 9129330.6337 | 9317377.8178 | 9497486.3076
Scenario 3: Aggressive Fuel Sub | SCE | Res | BldgEnv | Res ¦ Wall Insulation (R13) - Hot-Dry | Res - Single Family | Energy Efficiency | 54258068.749 | 57285023.4361 | 60058443.1491 | 62594541.5607 | 65741754.9202 | 69661852.6427 | 72315843.6384 | 74112117.6309 | 75833310.0041 | 77255842.7907 | 79223045.2763 | 80854892.2511 | 82417848.3552
Scenario 3: Aggressive Fuel Sub | SCE | Res | BldgEnv | Res ¦ Wall Insulation (R13) - Cold | Res - Single Family | Energy Efficiency | 1269209.4349 | 1340016.2206 | 1404892.2943 | 1464216.9276 | 1537836.8146 | 1629536.0794 | 1691618.4663 | 1733637.0628 | 1773899.3436 | 1807175.3535 | 1853192.3241 | 1891364.6296 | 1927925.4339
Scenario 3: Aggressive Fuel Sub | SCE | Res | BldgEnv | Res ¦ Sealed Ducts (Low Leakage) - Marine | Res - Single Family | Energy Efficiency | 11991974.6455 | 12682229.3571 | 13189721.0537 | 13533438.3068 | 13994576.4011 | 15065223.5165 | 15691457.0225 | 15965028.8192 | 16217538.6046 | 16438057.9338 | 16773092.989 | 16961881.65 | 17131395.3133
Scenario 3: Aggressive Fuel Sub | SCE | Res | BldgEnv | Res ¦ Sealed Ducts (Low Leakage) - Hot-Dry | Res - Single Family | Energy Efficiency | 125280532.6361 | 132491645.1078 | 137793426.6694 | 141384251.5178 | 146201775.5519 | 157386859.314 | 163929140.2564 | 166787153.3379 | 169425130.9312 | 171728903.2311 | 175229024.888 | 177201305.91 | 178972220.4301
Scenario 3: Aggressive Fuel Sub | SCE | Res | BldgEnv | Res ¦ Sealed Ducts (Low Leakage) - Cold | Res - Single Family | Energy Efficiency | 3983249.8465 | 4212524.5953 | 4381092.8489 | 4495261.844 | 4648433.3023 | 5004059.0507 | 5212068.5395 | 5302938.046 | 5386811.6026 | 5460059.2211 | 5571344.3406 | 5634052.3122 | 5690357.9077
Scenario 3: Aggressive Fuel Sub | SCE | Res | HVAC | Res ¦ Packaged/Split System AC (SEER2 19.6) - Marine | Res - Single Family | Energy Efficiency | 14858721.4167 | 15322650.9194 | 15693081.8361 | 15973474.8462 | 16349533.1755 | 16954435.0952 | 17361550.4776 | 17616666.2748 | 17854023.4142 | 18078236.475 | 18364450.3866 | 18590590.7484 | 18818280.7906
Scenario 3: Aggressive Fuel Sub | SCE | Res | HVAC | Res ¦ Packaged/Split System AC (SEER2 19.6) - Hot-Dry | Res - Single Family | Energy Efficiency | 284575648.464 | 293460870.5066 | 300555398.7223 | 305925512.3703 | 313127817.3284 | 324712956.5341 | 332510069.133 | 337396071.1903 | 341941957.7429 | 346236107.648 | 351717703.7559 | 356048765.5151 | 360409506.899
Scenario 3: Aggressive Fuel Sub | SCE | Res | HVAC | Res ¦ Packaged/Split System AC (SEER2 19.6) - Cold | Res - Single Family | Energy Efficiency | 7999151.0852 | 8248906.2344 | 8448326.6816 | 8599275.4738 | 8801725.4228 | 9127372.6781 | 9346542.1048 | 9483882.9801 | 9611663.5317 | 9732368.0054 | 9886450.4636 | 10008192.4945 | 10130768.7914
Scenario 3: Aggressive Fuel Sub | SCE | Res | HVAC | Res ¦ Packaged/Split Heat Pump (SEER2 19.6) - Marine | Res - Single Family | Energy Efficiency | 1250532.443 | 1316755.804 | 1382418.3576 | 1447945.8452 | 1520014.8043 | 1586313.7252 | 1637032.0282 | 1680474.4837 | 1724203.1605 | 1763575.7932 | 1815706.5556 | 1866522.1168 | 1914859.3422
Scenario 3: Aggressive Fuel Sub | SCE | Res | HVAC | Res ¦ Packaged/Split Heat Pump (SEER2 19.6) - Hot-Dry | Res - Single Family | Energy Efficiency | 28546951.8658 | 30058688.0145 | 31557622.1429 | 33053473.0044 | 34698651.5197 | 36212112.5364 | 37369901.735 | 38361599.0668 | 39359830.2115 | 40258622.2861 | 41448654.8796 | 42608664.2711 | 43712098.6169
Scenario 3: Aggressive Fuel Sub | SCE | Res | HVAC | Res ¦ Packaged/Split Heat Pump (SEER2 19.6) - Cold | Res - Single Family | Energy Efficiency | 856682.1776 | 902048.752 | 947031.1431 | 991921.0066 | 1041292.131 | 1086710.468 | 1121455.2413 | 1151215.6667 | 1181172.169 | 1208144.5462 | 1243856.9304 | 1278668.3308 | 1311781.9375
Scenario 3: Aggressive Fuel Sub | SCE | Res | HVAC | Res ¦ ENERGY STAR Room AC - Marine | Res - Single Family | Energy Efficiency | 5631159.1417 | 5875491.0899 | 6077091.3693 | 6214817.8451 | 6417851.3448 | 6783746.967 | 7005108.8834 | 7108127.0279 | 7204870.7472 | 7286195.9769 | 7403651.728 | 7466703.8745 | 7526577.8439
Scenario 3: Aggressive Fuel Sub | SCE | Res | HVAC | Res ¦ ENERGY STAR Room AC - Hot-Dry | Res - Single Family | Energy Efficiency | 33388405.7469 | 34837104.6767 | 36032437.9571 | 36849049.127 | 38052880.2918 | 40222357.5147 | 41534861.9732 | 42145679.6614 | 42719294.8751 | 43201490.4049 | 43897911.9013 | 44271762.2216 | 44626768.4175
Scenario 3: Aggressive Fuel Sub | SCE | Res | HVAC | Res ¦ ENERGY STAR Room AC - Cold | Res - Single Family | Energy Efficiency | 2852401.0763 | 2976164.709 | 3078283.0899 | 3148046.9055 | 3250891.2682 | 3436231.6289 | 3548360.0473 | 3600542.7435 | 3649547.1992 | 3690741.5905 | 3750237.4957 | 3782175.8597 | 3812504.3535
Scenario 3: Aggressive Fuel Sub | SCE | Res | HVAC | Res ¦ Ductless Mini Split Heat Pump (SEER2 19.6) - Marine | Res - Single Family | Energy Efficiency | 40918.5538 | 43085.4422 | 45233.9804 | 47378.0991 | 49736.2607 | 51905.6214 | 53565.1702 | 54986.6467 | 56417.4886 | 57705.7968 | 59411.5625 | 61074.2937 | 62655.9315
Scenario 3: Aggressive Fuel Sub | SCE | Res | HVAC | Res ¦ Ductless Mini Split Heat Pump (SEER2 19.6) - Hot-Dry | Res - Single Family | Energy Efficiency | 346035.8769 | 364360.5985 | 382530.1385 | 400662.3043 | 420604.5662 | 438950.196 | 452984.5 | 465005.4982 | 477105.6969 | 488000.5309 | 502425.6777 | 516486.8941 | 529862.3281
Scenario 3: Aggressive Fuel Sub | SCE | Res | HVAC | Res ¦ Ductless Mini Split Heat Pump (SEER2 19.6) - Cold | Res - Single Family | Energy Efficiency | 16620.9784 | 17501.1611 | 18373.8901 | 19244.8239 | 20202.7012 | 21083.8882 | 21757.9913 | 22335.3902 | 22916.5934 | 23439.8998 | 24132.7761 | 24808.1719 | 25450.6278
Scenario 3: Aggressive Fuel Sub | SCE | Res | HVAC | Res ¦ Res Smart Thermostat (Elec SC and Gas SH) - Marine | Res - Single Family | Energy Efficiency | 540560.549 | 570013.9109 | 611363.1897 | 688059.7683 | 799651.1572 | 895090.0502 | 955056.9502 | 965625.3889 | 980218.7889 | 987875.9514 | 1038804.1005 | 1093762.4459 | 1152293.5813
Scenario 3: Aggressive Fuel Sub | SCE | Res | HVAC | Res ¦ Res Smart Thermostat (Elec SC and Gas SH) - Hot-Dry | Res - Single Family | Energy Efficiency | 9257167.0193 | 9761559.5261 | 10469671.0966 | 11783109.5991 | 13694126.0936 | 15328529.0746 | 16355469.7382 | 16536455.5716 | 16786369.3725 | 16917499.2379 | 17789650.1613 | 18730818.7014 | 19733171.7163
Scenario 3: Aggressive Fuel Sub | SCE | Res | HVAC | Res ¦ Res Smart Thermostat (Elec SC and Gas SH) - Cold | Res - Single Family | Energy Efficiency | 295576.9734 | 311681.9881 | 334291.6563 | 376229.1277 | 437246.9824 | 489432.6981 | 522222.4287 | 528001.221 | 535980.8507 | 540167.7654 | 568015.1327 | 598066.1999 | 630070.8586
Scenario 3: Aggressive Fuel Sub | SCE | Res | HVAC | Res ¦ Res Smart Thermostat (Elec SC and Elec SH) - Marine | Res - Single Family | Energy Efficiency | 65056.3083 | 68601.012 | 73577.3859 | 82807.7974 | 96237.7893 | 107723.8329 | 114940.8322 | 116212.7408 | 117969.0524 | 118890.5897 | 125019.7779 | 131633.9992 | 138678.2047
Scenario 3: Aggressive Fuel Sub | SCE | Res | HVAC | Res ¦ Res Smart Thermostat (Elec SC and Elec SH) - Hot-Dry | Res - Single Family | Energy Efficiency | 1277617.5781 | 1347230.7472 | 1444959.9756 | 1626232.7251 | 1889979.5345 | 2115549.8385 | 2257281.9084 | 2282260.4663 | 2316752.0407 | 2334849.7828 | 2455218.7194 | 2585113.0455 | 2723451.6785
Scenario 3: Aggressive Fuel Sub | SCE | Res | HVAC | Res ¦ Res Smart Thermostat (Elec SC and Elec SH) - Cold | Res - Single Family | Energy Efficiency | 8620.5343 | 9090.2388 | 9749.6522 | 10972.763 | 12752.3553 | 14274.3574 | 15230.6734 | 15399.2125 | 15631.9392 | 15754.0511 | 16566.2225 | 17442.6651 | 18376.0845
Scenario 3: Aggressive Fuel Sub | SCE | Res | HVAC | Res ¦ Whole House Fan - Hot-Dry | Res - Single Family | Energy Efficiency | 104527012.6236 | 110183162.9329 | 114449691.7443 | 116905085.7755 | 121147280.1798 | 129754648.5174 | 134833157.8918 | 137110353.1674 | 139262549.428 | 141058371.1328 | 143828210.6982 | 145388226.3856 | 146754999.6973
Scenario 3: Aggressive Fuel Sub | SCE | Res | HVAC | Res ¦ Whole House Fan - Cold | Res - Single Family | Energy Efficiency | 2774664.7894 | 2924807.0418 | 3038061.8547 | 3103240.1775 | 3215849.0347 | 3444331.2352 | 3579140.0352 | 3639588.0801 | 3696718.0318 | 3744388.0372 | 3817913.3023 | 3859323.8477 | 3895604.783
Scenario 3: Aggressive Fuel Sub | SCE | Res | HVAC | Res ¦ Res Brushless HVAC Motor - Marine | Res - Single Family | Energy Efficiency | 18123288.6014 | 18861102.7906 | 19687562.4218 | 20202015.8432 | 21120946.4714 | 22798554.6537 | 23857084.4094 | 24294703.9701 | 24700182.9794 | 25033072.7089 | 25608807.2779 | 25898373.7563 | 26174096.1806
Scenario 3: Aggressive Fuel Sub | SCE | Res | HVAC | Res ¦ Res Brushless HVAC Motor - Hot-Dry | Res - Single Family | Energy Efficiency | 194724669.6687 | 202652073.3221 | 211531923.0125 | 217059439.2788 | 226932838.4705 | 244957806.5827 | 256331120.8603 | 261033099.9696 | 265389746.7059 | 268966461.9501 | 275152410.1099 | 278263641.0846 | 281226125.3867
Scenario 3: Aggressive Fuel Sub | SCE | Res | HVAC | Res ¦ Res Brushless HVAC Motor - Cold | Res - Single Family | Energy Efficiency | 6497571.3581 | 6762092.9054 | 7058395.6652 | 7242837.7876 | 7572293.2999 | 8173750.3045 | 8553254.9724 | 8710150.577 | 8855523.1336 | 8974870.9418 | 9181283.6149 | 9285099.1474 | 9383951.302
Scenario 3: Aggressive Fuel Sub | SCE | Res | HVAC | Res ¦ HVAC Time Delay Relay - Marine | Res - Single Family | Energy Efficiency | 4350612.5692 | 4844675.2793 | 5076386.8619 | 4633383.1638 | 4406355.3781 | 5345210.8932 | 5913038.6227 | 6044589.1334 | 6098586.3367 | 6107366.1101 | 6379979.2683 | 6464452.0326 | 6539496.4203
Scenario 3: Aggressive Fuel Sub | SCE | Res | HVAC | Res ¦ HVAC Time Delay Relay - Hot-Dry | Res - Single Family | Energy Efficiency | 45565253.051 | 50739718.0376 | 53166502.0197 | 48526793.1778 | 46149063.987 | 55981975.6617 | 61929003.5275 | 63306770.9606 | 63872299.6514 | 63964252.8169 | 66819411.1058 | 67704119.3668 | 68490081.4498
Scenario 3: Aggressive Fuel Sub | SCE | Res | HVAC | Res ¦ HVAC Time Delay Relay - Cold | Res - Single Family | Energy Efficiency | 1066949.497 | 1188114.0345 | 1244939.2638 | 1136296.5002 | 1080619.931 | 1310865.9949 | 1450120.7551 | 1482382.3618 | 1495624.7013 | 1497777.8636 | 1564633.8447 | 1585350.0478 | 1603754.0243
Scenario 3: Aggressive Fuel Sub | SCE | Res | HVAC | Res ¦ HVAC System Maintenance - Ref. Charge, Coil Clean, Airflow Adj (Elec SC and Gas SH) - Marine | Res - Single Family | Energy Efficiency | 653781.6486 | 731396.567 | 806990.2422 | 766136.8689 | 628697.1282 | 784578.0702 | 902044.5339 | 920881.4595 | 944662.9759 | 920630.8068 | 977764.0981 | 990416.0159 | 1001263.3846
Scenario 3: Aggressive Fuel Sub | SCE | Res | HVAC | Res ¦ HVAC System Maintenance - Ref. Charge, Coil Clean, Airflow Adj (Elec SC and Gas SH) - Hot-Dry | Res - Single Family | Energy Efficiency | 12954716.282 | 14492659.7993 | 15990552.2779 | 15181040.6304 | 12457665.2489 | 15546453.9624 | 17874057.854 | 18247312.4835 | 18718544.4283 | 18242345.787 | 19374444.8313 | 19625143.2194 | 19840084.3752
Scenario 3: Aggressive Fuel Sub | SCE | Res | HVAC | Res ¦ HVAC System Maintenance - Ref. Charge, Coil Clean, Airflow Adj (Elec SC and Gas SH) - Cold | Res - Single Family | Energy Efficiency | 84902.184 | 94981.5065 | 104798.3438 | 99492.9936 | 81644.6276 | 101887.8272 | 117142.3994 | 119588.623 | 122676.9671 | 119556.0724 | 126975.5851 | 128618.6037 | 130027.2779
Scenario 3: Aggressive Fuel Sub | SCE | Res | WaterHeat | Res ¦ Res Heat Pump Water Heater (3.50 UEF - 50 Gal) - Marine | Res - Single Family | Energy Efficiency | 34471485.9636 | 35900166.3174 | 37198801.3577 | 38359755.5778 | 39747540.4013 | 41450167.4778 | 42679590.1228 | 43541228.549 | 44380571.9827 | 45118261.115 | 46129367.6846 | 46956250.1338 | 47742158.2369
Scenario 3: Aggressive Fuel Sub | SCE | Res | WaterHeat | Res ¦ Res Heat Pump Water Heater (3.50 UEF - 50 Gal) - Hot-Dry | Res - Single Family | Energy Efficiency | 89506656.8817 | 93226592.1545 | 96607139.2059 | 99628344.2711 | 103241608.4263 | 107677027.4098 | 110876758.7643 | 113115986.3413 | 115296771.3276 | 117211879.9362 | 119840671.5899 | 121988178.478 | 124028455.5258
Scenario 3: Aggressive Fuel Sub | SCE | Res | WaterHeat | Res ¦ Res Heat Pump Water Heater (3.50 UEF - 50 Gal) - Cold | Res - Single Family | Energy Efficiency | 12669838.3126 | 13210636.1378 | 13701017.4201 | 14137981.1023 | 14663010.7994 | 15310844.909 | 15774108.3931 | 16093764.5927 | 16404384.8385 | 16675013.468 | 17051834.6976 | 17356470.209 | 17644769.5257
Scenario 3: Aggressive Fuel Sub | SCE | Res | WaterHeat | Res ¦ Res Faucet Aerators (Elec WH) | Res - Single Family | Energy Efficiency | 47448.1979 | 51342.5025 | 52488.4864 | 51038.83 | 54827.8845 | 63702.6432 | 68793.4917 | 71074.5826 | 71656.4107 | 72270.0598 | 75431.616 | 77544.0409 | 79644.2797
Scenario 3: Aggressive Fuel Sub | SCE | Res | WaterHeat | Res ¦ Res Low Flow Showerheads (Elec WH) | Res - Single Family | Energy Efficiency | 270222.8903 | 284701.649 | 297952.4257 | 309860.1294 | 324620.4575 | 343520.8111 | 356936.4475 | 365832.8989 | 374001.2037 | 380297.0981 | 388933.826 | 395340.9796 | 401366.0253
Scenario 3: Aggressive Fuel Sub | SCE | Res | WholeBlg | Res ¦ Res All-Electric Homes - Marine | Res - Single Family | Energy Efficiency | 3448452.1279 | 5865896.5684 | 6692121.2654 | 7096333.181 | 7582933.8762 | 7674117.842 | 7476176.0223 | 7160293.9696 | 6854917.6205 | 6553414.9182 | 6345274.6511 | 6155321.9359 | 5960196.5536
Scenario 3: Aggressive Fuel Sub | SCE | Res | WholeBlg | Res ¦ Res All-Electric Homes - Hot-Dry | Res - Single Family | Energy Efficiency | 23602100.9639 | 35072315.1269 | 39962443.6234 | 42329951.6316 | 45181586.241 | 45684964.2801 | 44486716.0781 | 42596286.0644 | 40770002.3643 | 38971910.6368 | 37720832.4883 | 36580722.5495 | 35412971.083
Scenario 3: Aggressive Fuel Sub | SCE | Res | WholeBlg | Res ¦ Res All-Electric Homes - Cold | Res - Single Family | Energy Efficiency | 594297.5224 | 2212959.4515 | 2508134.9291 | 2644302.0804 | 2808742.8723 | 2829292.1966 | 2749730.9662 | 2629977.1809 | 2514628.1559 | 2402407.1506 | 2321697.1148 | 2248585.3491 | 2174610.6333
Scenario 3: Aggressive Fuel Sub | SCG | Res | AppPlug | Res ¦ Efficient Res Clothes Washer (Gas) | Res - Single Family | Energy Efficiency | 68275519.9063 | 71916315.8477 | 75718444.2589 | 79692419.8535 | 83897657.9688 | 88324916.2344 | 93002909.8648 | 97961943.0724 | 103230500.3121 | 108832517.626 | 114790864.5013 | 121130962.2319 | 127877838.4999
Scenario 3: Aggressive Fuel Sub | SCG | Res | AppPlug | Res ¦ Efficient Res Dishwasher | Res - Single Family | Energy Efficiency | 1659050.3523 | 1747519.3057 | 1839908.5323 | 1936473.5327 | 2038658.0607 | 2146237.5328 | 2259909.7097 | 2380410.9641 | 2508433.4494 | 2644558.7958 | 2789342.7168 | 2943402.9333 | 3107347.6014
Scenario 3: Aggressive Fuel Sub | SCG | Res | AppPlug | Res ¦ Efficient Res Clothes Dryer (Gas) | Res - Single Family | Energy Efficiency | 94015134.082 | 99043625.6717 | 104297686.3862 | 109791102.398 | 115605443.1107 | 121727986.349 | 128198465.9853 | 135058998.6086 | 142349090.8097 | 0 | 0 | 0 | 0
Scenario 3: Aggressive Fuel Sub | SCG | Res | AppPlug | Res ¦ Efficient Gas Pool Heater - ZEAS 2030 | Res - Single Family | Energy Efficiency | 197475.1644 | 240482.442 | 270667.5709 | 285076.7565 | 298118.3799 | 0 | 0 | 0 | 0 | 0 | 0 | 0 | 0
Scenario 3: Aggressive Fuel Sub | SCG | Res | BldgEnv | Res ¦ Attic/Ceiling Insulation NEW (Add R-11) - Marine | Res - Single Family | Energy Efficiency | 251953.6527 | 307812.9198 | 347597.3902 | 367323.3427 | 385404.9095 | 390681.8982 | 387712.1138 | 381245.1644 | 375093.429 | 370236.4193 | 366788.4571 | 364769.6863 | 363132.5226
Scenario 3: Aggressive Fuel Sub | SCG | Res | BldgEnv | Res ¦ Attic/Ceiling Insulation NEW (Add R-11) - Hot-Dry | Res - Single Family | Energy Efficiency | 1634525.8574 | 1996907.6506 | 2255005.6974 | 2382975.9774 | 2500278.4577 | 2534512.4308 | 2515246.2313 | 2473292.4991 | 2433383.6885 | 2401874.2902 | 2379505.9569 | 2366409.369 | 2355788.4223
Scenario 3: Aggressive Fuel Sub | SCG | Res | BldgEnv | Res ¦ Attic/Ceiling Insulation NEW (Add R-11) - Cold | Res - Single Family | Energy Efficiency | 35551.5906 | 43433.5394 | 49047.275 | 51830.6798 | 54382.0556 | 55126.6582 | 54707.6106 | 53795.1002 | 52927.0676 | 52241.7256 | 51755.2054 | 51470.3494 | 51239.3396
Scenario 3: Aggressive Fuel Sub | SCG | Res | BldgEnv | Res ¦ Attic/Ceiling Insulation RET (Add R-30) - Marine | Res - Single Family | Energy Efficiency | 27835456.5122 | 29275576.3448 | 30796746.2549 | 32407070.7053 | 34113325.4817 | 35922367.9751 | 37841570.7609 | 39878766.8916 | 42041881.0197 | 44339767.7668 | 46781673.8084 | 49377923.2884 | 52139704.3022
Scenario 3: Aggressive Fuel Sub | SCG | Res | BldgEnv | Res ¦ Attic/Ceiling Insulation RET (Add R-30) - Hot-Dry | Res - Single Family | Energy Efficiency | 182611436.0031 | 192059182.9987 | 202038650.0703 | 212603005.6501 | 223796701.5309 | 235664724.8689 | 248255442.63 | 261620242.6899 | 275811113.8539 | 290886145.8903 | 306906000.5906 | 323938408.3598 | 342056767.4619
Scenario 3: Aggressive Fuel Sub | SCG | Res | BldgEnv | Res ¦ Attic/Ceiling Insulation RET (Add R-30) - Cold | Res - Single Family | Energy Efficiency | 3921586.3718 | 4124477.0378 | 4338786.4092 | 4565656.2799 | 4806041.2534 | 5060907.4305 | 5331293.4932 | 5618302.9978 | 5923052.4055 | 6246789.1959 | 6590816.083 | 6956587.5793 | 7345679.9148
Scenario 3: Aggressive Fuel Sub | SCG | Res | BldgEnv | Res ¦ Wall Insulation (R13) - Marine | Res - Single Family | Energy Efficiency | 30856208.0256 | 32452612.134 | 34138862.0134 | 35923941.637 | 37815362.11 | 39820724.9996 | 41948202.9655 | 44206479.1168 | 46604338.1024 | 49151595.4631 | 51858501.3393 | 54736500.2687 | 57797994.498
Scenario 3: Aggressive Fuel Sub | SCG | Res | BldgEnv | Res ¦ Wall Insulation (R13) - Hot-Dry | Res - Single Family | Energy Efficiency | 171239828.7952 | 180099244.2482 | 189457268.4235 | 199363758.8407 | 209860399.1835 | 220989375.1612 | 232796041.8247 | 245328587.0158 | 258635762.0853 | 272772039.4263 | 287794303.2903 | 303766066.3639 | 320756156.2432
Scenario 3: Aggressive Fuel Sub | SCG | Res | BldgEnv | Res ¦ Wall Insulation (R13) - Cold | Res - Single Family | Energy Efficiency | 4791211.6132 | 5039093.9809 | 5300927.1912 | 5578106.2345 | 5871797.4013 | 6183181.0281 | 6513526.1285 | 6864180.976 | 7236509.6111 | 7632036.1463 | 8052352.1767 | 8499234.758 | 8974609.6548
Scenario 3: Aggressive Fuel Sub | SCG | Res | BldgEnv | Res ¦ Floor Insulation (R30) - Marine | Res - Single Family | Energy Efficiency | 65254116.1022 | 68630780.3456 | 72177342.1174 | 75911453.1576 | 79861773.8464 | 84034843.665 | 88451319.5069 | 93133815.1452 | 98103660.8315 | 103381830.1092 | 108988938.2801 | 114948503.2298 | 121285425.9181
Scenario 3: Aggressive Fuel Sub | SCG | Res | BldgEnv | Res ¦ Floor Insulation (R30) - Hot-Dry | Res - Single Family | Energy Efficiency | 186398229.5545 | 196049813.7212 | 206184260.0712 | 216851417.3813 | 228135811.5828 | 240054512.1987 | 252667179.3622 | 266039084.5385 | 280231695.7432 | 295305052.7363 | 311318047.5462 | 328337847.6747 | 346435418.0083
Scenario 3: Aggressive Fuel Sub | SCG | Res | BldgEnv | Res ¦ Floor Insulation (R30) - Cold | Res - Single Family | Energy Efficiency | 23222434.2246 | 24422575.1633 | 25683790.4547 | 27012505.1301 | 28418255.094 | 29903769.7695 | 31476237.2097 | 33143536.5043 | 34913124.1976 | 36792432.1051 | 38788795.6216 | 40910587.0374 | 43166709.1453
Scenario 3: Aggressive Fuel Sub | SCG | Res | BldgEnv | Res ¦ Sealed Ducts (Low Leakage) - Marine | Res - Single Family | Energy Efficiency | 42595187.1156 | 44775283.2407 | 47073194.3984 | 49502549.9794 | 52073644.5578 | 54796088.0061 | 57680451.9491 | 60739277.2578 | 63984849.2982 | 67430627.0531 | 71090021.7138 | 74978343.8631 | 79112210.7337
Scenario 3: Aggressive Fuel Sub | SCG | Res | BldgEnv | Res ¦ Sealed Ducts (Low Leakage) - Hot-Dry | Res - Single Family | Energy Efficiency | 311293688.8787 | 327226243.96 | 344019813.5962 | 361774003.9549 | 380564049.7315 | 400460181.6927 | 421539659.2746 | 443894133.5351 | 467613388.2535 | 492795784.2237 | 519539332.9704 | 547955927.1296 | 578167008.5836
Scenario 3: Aggressive Fuel Sub | SCG | Res | BldgEnv | Res ¦ Sealed Ducts (Low Leakage) - Cold | Res - Single Family | Energy Efficiency | 10023045.3005 | 10536042.2774 | 11076762.2317 | 11648412.2863 | 12253414.8506 | 12894031.2173 | 13572748.9886 | 14292519.1483 | 15056232.558 | 15867056.2419 | 16728145.9785 | 17643104.4911 | 18615841.9696
Scenario 3: Aggressive Fuel Sub | SCG | Res | HVAC | Res ¦ Res Smart Thermostat (Elec SC and Gas SH) - Marine | Res - Single Family | Energy Efficiency | 1942033.5658 | 2048752.8689 | 2157322.2333 | 2267815.4602 | 2384057.6341 | 2504503.7916 | 2630504.108 | 2763501.5141 | 2904622.2452 | 3054557.5136 | 3213956.9996 | 3383596.6209 | 3564090.7438
Scenario 3: Aggressive Fuel Sub | SCG | Res | HVAC | Res ¦ Res Smart Thermostat (Elec SC and Gas SH) - Hot-Dry | Res - Single Family | Energy Efficiency | 10990767.141 | 11594735.595 | 12209174.3068 | 12834500.9485 | 13492363.2469 | 14174017.6183 | 14887105.2611 | 15639792.314 | 16438452.6057 | 17286997.9915 | 18189105.279 | 19149165.7069 | 20170656.2259
Scenario 3: Aggressive Fuel Sub | SCG | Res | HVAC | Res ¦ Res Smart Thermostat (Elec SC and Gas SH) - Cold | Res - Single Family | Energy Efficiency | 528187.5642 | 557212.7107 | 586741.0305 | 616792.5957 | 648407.7396 | 681166.2685 | 715435.3982 | 751607.5722 | 789989.0999 | 830767.975 | 874120.8952 | 920258.892 | 969349.0585
Scenario 3: Aggressive Fuel Sub | SCG | Res | HVAC | Res ¦ Efficient HVAC System Furnace (AFUE 95) and AC (SEER2 15.2) - ZEAS 2030 - Marine | Res - Single Family | Energy Efficiency | 83251.1945 | 101595.8445 | 114601.1905 | 120975.4743 | 126799.152 | 0 | 0 | 0 | 0 | 0 | 0 | 0 | 0
Scenario 3: Aggressive Fuel Sub | SCG | Res | HVAC | Res ¦ Efficient HVAC System Furnace (AFUE 95) and AC (SEER2 15.2) - ZEAS 2030 - Hot-Dry | Res - Single Family | Energy Efficiency | 658531.2886 | 803640.6298 | 906515.1571 | 956936.8404 | 1003003.1339 | 0 | 0 | 0 | 0 | 0 | 0 | 0 | 0
Scenario 3: Aggressive Fuel Sub | SCG | Res | HVAC | Res ¦ Efficient HVAC System Furnace (AFUE 95) and AC (SEER2 15.2) - ZEAS 2030 - Cold | Res - Single Family | Energy Efficiency | 27400.5693 | 33438.3668 | 37718.8326 | 39816.8086 | 41733.5629 | 0 | 0 | 0 | 0 | 0 | 0 | 0 | 0
Scenario 3: Aggressive Fuel Sub | SCG | Res | HVAC | Res ¦ Efficient HVAC System Furnace (AFUE 95) and AC (SEER2 15.2) - Panel Upgrade - ZEAS 2030 - Marine | Res - Single Family | Energy Efficiency | 93879.0065 | 114565.5267 | 129231.1297 | 136419.1519 | 142986.2778 | 0 | 0 | 0 | 0 | 0 | 0 | 0 | 0
Scenario 3: Aggressive Fuel Sub | SCG | Res | HVAC | Res ¦ Efficient HVAC System Furnace (AFUE 95) and AC (SEER2 15.2) - Panel Upgrade - ZEAS 2030 - Hot-Dry | Res - Single Family | Energy Efficiency | 742599.1127 | 906233.0506 | 1022240.4963 | 1079098.9902 | 1131046.0872 | 0 | 0 | 0 | 0 | 0 | 0 | 0 | 0
Scenario 3: Aggressive Fuel Sub | SCG | Res | HVAC | Res ¦ Efficient HVAC System Furnace (AFUE 95) and AC (SEER2 15.2) - Panel Upgrade - ZEAS 2030 - Cold | Res - Single Family | Energy Efficiency | 30898.5144 | 37707.0945 | 42534.0027 | 44899.8054 | 47061.2517 | 0 | 0 | 0 | 0 | 0 | 0 | 0 | 0
Scenario 3: Aggressive Fuel Sub | SCG | Res | HVAC | Res ¦ Res Efficient Furnace FS (AFUE = 95) - ZEAS 2030 - Marine | Res - Single Family | Energy Efficiency | 193776.5345 | 236737.6707 | 267335.7459 | 282506.8961 | 296413.3559 | 0 | 0 | 0 | 0 | 0 | 0 | 0 | 0
Scenario 3: Aggressive Fuel Sub | SCG | Res | HVAC | Res ¦ Res Efficient Furnace FS (AFUE = 95) - ZEAS 2030 - Hot-Dry | Res - Single Family | Energy Efficiency | 11534863.5892 | 12187331.6104 | 12872088.0604 | 145726.1936 | 152899.5953 | 0 | 0 | 0 | 0 | 0 | 0 | 0 | 0
Scenario 3: Aggressive Fuel Sub | SCG | Res | HVAC | Res ¦ Res Efficient Furnace FS (AFUE = 95) - ZEAS 2030 - Cold | Res - Single Family | Energy Efficiency | 721886.3837 | 762719.7908 | 805573.9046 | 850532.5827 | 898227.7524 | 0 | 0 | 0 | 0 | 0 | 0 | 0 | 0
Scenario 3: Aggressive Fuel Sub | SCG | Res | HVAC | Res ¦ Res Efficient Furnace FS (AFUE = 95) - Panel Upgrade - ZEAS 2030 - Marine | Res - Single Family | Energy Efficiency | 218513.9644 | 266959.501 | 301463.7134 | 318571.6063 | 334253.3588 | 0 | 0 | 0 | 0 | 0 | 0 | 0 | 0
Scenario 3: Aggressive Fuel Sub | SCG | Res | HVAC | Res ¦ Res Efficient Furnace FS (AFUE = 95) - Panel Upgrade - ZEAS 2030 - Hot-Dry | Res - Single Family | Energy Efficiency | 13007399.3666 | 13743161.1777 | 14515333.3447 | 164329.5374 | 172418.6925 | 0 | 0 | 0 | 0 | 0 | 0 | 0 | 0
Scenario 3: Aggressive Fuel Sub | SCG | Res | HVAC | Res ¦ Res Efficient Furnace FS (AFUE = 95) - Panel Upgrade - ZEAS 2030 - Cold | Res - Single Family | Energy Efficiency | 814042.0923 | 860088.2747 | 908413.1265 | 959111.2102 | 1012895.125 | 0 | 0 | 0 | 0 | 0 | 0 | 0 | 0
Scenario 3: Aggressive Fuel Sub | SCG | Res | HVAC | Res ¦ Efficient Wall Furnace and ENERGY STAR Room AC - ZEAS 2030 - Marine | Res - Single Family | Energy Efficiency | 2861.7524 | 3484.5099 | 3921.2854 | 4129.3444 | 4317.4744 | 0 | 0 | 0 | 0 | 0 | 0 | 0 | 0
Scenario 3: Aggressive Fuel Sub | SCG | Res | HVAC | Res ¦ Efficient Wall Furnace and ENERGY STAR Room AC - ZEAS 2030 - Hot-Dry | Res - Single Family | Energy Efficiency | 12592.3137 | 15332.5776 | 17254.4822 | 18169.9854 | 18997.7969 | 0 | 0 | 0 | 0 | 0 | 0 | 0 | 0
Scenario 3: Aggressive Fuel Sub | SCG | Res | HVAC | Res ¦ Efficient Wall Furnace and ENERGY STAR Room AC - ZEAS 2030 - Cold | Res - Single Family | Energy Efficiency | 159.6509 | 194.3931 | 218.7599 | 230.367 | 240.8624 | 0 | 0 | 0 | 0 | 0 | 0 | 0 | 0
Scenario 3: Aggressive Fuel Sub | SCG | Res | HVAC | Res ¦ Efficient Wall Furnace and ENERGY STAR Room AC - Panel Upgrade - ZEAS 2030 - Marine | Res - Single Family | Energy Efficiency | 3227.0825 | 3929.3409 | 4421.8751 | 4656.4947 | 4868.6413 | 0 | 0 | 0 | 0 | 0 | 0 | 0 | 0
Scenario 3: Aggressive Fuel Sub | SCG | Res | HVAC | Res ¦ Efficient Wall Furnace and ENERGY STAR Room AC - Panel Upgrade - ZEAS 2030 - Hot-Dry | Res - Single Family | Energy Efficiency | 14199.8431 | 17289.928 | 19457.182 | 20489.558 | 21423.0476 | 0 | 0 | 0 | 0 | 0 | 0 | 0 | 0
Scenario 3: Aggressive Fuel Sub | SCG | Res | HVAC | Res ¦ Efficient Wall Furnace and ENERGY STAR Room AC - Panel Upgrade - ZEAS 2030 - Cold | Res - Single Family | Energy Efficiency | 180.0318 | 219.2093 | 246.6867 | 259.7756 | 271.6108 | 0 | 0 | 0 | 0 | 0 | 0 | 0 | 0
Scenario 3: Aggressive Fuel Sub | SCG | Res | HVAC | Res ¦ Res Efficient Furnace (AFUE 95, VSM) - ZEAS 2030 - Marine | Res - Single Family | Energy Efficiency | 115362.0692 | 121887.5093 | 128735.8712 | 135920.556 | 143542.5497 | 0 | 0 | 0 | 0 | 0 | 0 | 0 | 0
Scenario 3: Aggressive Fuel Sub | SCG | Res | HVAC | Res ¦ Res Efficient Furnace (AFUE 95, VSM) - ZEAS 2030 - Hot-Dry | Res - Single Family | Energy Efficiency | 1083577.7287 | 1144870.1585 | 1209195.7427 | 1276680.3543 | 1348272.5395 | 0 | 0 | 0 | 0 | 0 | 0 | 0 | 0
Scenario 3: Aggressive Fuel Sub | SCG | Res | HVAC | Res ¦ Res Efficient Furnace (AFUE 95, VSM) - ZEAS 2030 - Cold | Res - Single Family | Energy Efficiency | 43456.4396 | 45914.5473 | 48494.2984 | 51200.741 | 54071.9162 | 0 | 0 | 0 | 0 | 0 | 0 | 0 | 0
Scenario 3: Aggressive Fuel Sub | SCG | Res | WaterHeat | Res ¦ Res Faucet Aerators (Gas WH) | Res - Single Family | Energy Efficiency | 43909839.4745 | 46326108.1357 | 48777871.7133 | 51270753.6143 | 53892555.0074 | 56605954.5974 | 59443325.4875 | 62437263.6467 | 65614626.7637 | 68990798.3295 | 72577171.0195 | 76392254.9033 | 80451860.0174
Scenario 3: Aggressive Fuel Sub | SCG | Res | WaterHeat | Res ¦ Res Low Flow Showerheads (Gas WH) | Res - Single Family | Energy Efficiency | 250938161.3272 | 264281997.3816 | 278208979.905 | 292759011.8607 | 308151307.7235 | 324352631.0966 | 341468586.1661 | 359609972.7284 | 378879973.77 | 399365947.8258 | 421151416.1668 | 444328753.9227 | 468989186.7067
Scenario 3: Aggressive Fuel Sub | SCG | Res | WaterHeat | Res ¦ Res Tankless Gas Water Heater (0.87 UEF - High Draw) - ZEAS 2030 - Marine | Res - Single Family | Energy Efficiency | 1570500.8026 | 1915610.0745 | 2159724.8477 | 2278674.1657 | 2387150.0982 | 0 | 0 | 0 | 0 | 0 | 0 | 0 | 0
Scenario 3: Aggressive Fuel Sub | SCG | Res | WaterHeat | Res ¦ Res Tankless Gas Water Heater (0.87 UEF - High Draw) - ZEAS 2030 - Hot-Dry | Res - Single Family | Energy Efficiency | 6957126.6046 | 8485918.4988 | 9567317.1077 | 10094248.0479 | 10574783.1707 | 0 | 0 | 0 | 0 | 0 | 0 | 0 | 0
Scenario 3: Aggressive Fuel Sub | SCG | Res | WaterHeat | Res ¦ Res Tankless Gas Water Heater (0.87 UEF - High Draw) - ZEAS 2030 - Cold | Res - Single Family | Energy Efficiency | 114992.2636 | 140261.2073 | 158135.3213 | 166844.8051 | 174787.4264 | 0 | 0 | 0 | 0 | 0 | 0 | 0 | 0
Scenario 3: Aggressive Fuel Sub | SCG | Res | WaterHeat | Res ¦ Res Tankless Gas Water Heater (0.87 UEF - High Draw) - Panel Upgrade - ZEAS 2030 - Marine | Res - Single Family | Energy Efficiency | 1570500.8026 | 1915610.0745 | 2159724.8477 | 2278674.1657 | 2387150.0982 | 0 | 0 | 0 | 0 | 0 | 0 | 0 | 0
Scenario 3: Aggressive Fuel Sub | SCG | Res | WaterHeat | Res ¦ Res Tankless Gas Water Heater (0.87 UEF - High Draw) - Panel Upgrade - ZEAS 2030 - Hot-Dry | Res - Single Family | Energy Efficiency | 6957126.6046 | 8485918.4988 | 9567317.1077 | 10094248.0479 | 10574783.1707 | 0 | 0 | 0 | 0 | 0 | 0 | 0 | 0
Scenario 3: Aggressive Fuel Sub | SCG | Res | WaterHeat | Res ¦ Res Tankless Gas Water Heater (0.87 UEF - High Draw) - Panel Upgrade - ZEAS 2030 - Cold | Res - Single Family | Energy Efficiency | 114992.2636 | 140261.2073 | 158135.3213 | 166844.8051 | 174787.4264 | 0 | 0 | 0 | 0 | 0 | 0 | 0 | 0
Scenario 3: Aggressive Fuel Sub | SCG | Res | WholeBlg | Res ¦ Res All-Electric Homes - Marine | Res - Single Family | Energy Efficiency | 3293589.2676 | -61111.3448 | 29483.1901 | 132556.0508 | 242735.1902 | 348417.9199 | 444724.3737 | 532091.1604 | 614323.244 | 693618.2656 | 771293.9362 | 848493.0148 | 923609.1867
Scenario 3: Aggressive Fuel Sub | SCG | Res | WholeBlg | Res ¦ Res All-Electric Homes - Hot-Dry | Res - Single Family | Energy Efficiency | 5740078.5345 | -410627.8264 | -28655.2308 | 417607.7577 | 896013.2969 | 1360410.0027 | 1787156.7663 | 2176008.5727 | 2542027.8206 | 2894474.1917 | 3239112.7781 | 3580979.8225 | 3913457.1139
Scenario 3: Aggressive Fuel Sub | SCG | Res | WholeBlg | Res ¦ Res All-Electric Homes - Cold | Res - Single Family | Energy Efficiency | 859244.7668 | 86103.9592 | 102597.1345 | 113939.0042 | 125188.6471 | 132473.7416 | 136854.8578 | 139737.3401 | 142437.0898 | 145358.1428 | 148607.3919 | 152254.2869 | 155908.2023
Scenario 3: Aggressive Fuel Sub | SDG&E | Res | AppPlug | Res ¦ Heat Pump Res Clothes Dryer | Res - Single Family | Energy Efficiency | 10777119.9355 | 11247499.6594 | 11676220.6314 | 12067455.5651 | 12523951.5781 | 13104104.5838 | 13534227.9694 | 13855496.5469 | 14138715.9279 | 14364357.2031 | 14697382.0057 | 14970223.291 | 15233026.8733
Scenario 3: Aggressive Fuel Sub | SDG&E | Res | AppPlug | Res ¦ ENERGY STAR Cooking Stove | Res - Single Family | Energy Efficiency | 2295975.0625 | 2386754.4681 | 2466618.2244 | 2534498.4085 | 2609407.7555 | 2705323.0695 | 2776183.1983 | 2830532.5471 | 2882302.2693 | 2926250.8983 | 2989393.6989 | 3041283.5302 | 3091014.5993
Scenario 3: Aggressive Fuel Sub | SDG&E | Res | AppPlug | Res ¦ Smart Connected Power Strip | Res - Single Family | Energy Efficiency | 7946862.6446 | 8690090.9139 | 9447582.5954 | 9306844.206 | 9102491.8954 | 10994174.3898 | 12091115.7992 | 12560360.8762 | 13328657.2031 | 12515534.4752 | 13163738.2511 | 13723090.7242 | 14282133.5395
Scenario 3: Aggressive Fuel Sub | SDG&E | Res | AppPlug | Res ¦ Efficient Refrigerator | Res - Single Family | Energy Efficiency | 10517099.7546 | 11072573.9736 | 11597181.1161 | 12069244.6649 | 12587286.3359 | 13124207.6435 | 13424132.4442 | 13596590.7981 | 13744968.0837 | 13816174.0865 | 14041466.7664 | 14204700.2837 | 14322040.448
Scenario 3: Aggressive Fuel Sub | SDG&E | Res | AppPlug | Res ¦ Efficient Res Clothes Washer (Electric) | Res - Single Family | Energy Efficiency | 521404.0643 | 547775.9955 | 574600.5415 | 601991.4556 | 631133.9285 | 663373.6765 | 695657.8297 | 728520.6397 | 762845.8379 | 798389.1001 | 836986.847 | 877203.6716 | 919706.6127
Scenario 3: Aggressive Fuel Sub | SDG&E | Res | AppPlug | Res ¦ Efficient Res Clothes Washer (Gas) | Res - Single Family | Energy Efficiency | 20741824.8883 | 21792159.1867 | 22859860.934 | 23949482.7713 | 25107863.8852 | 26389876.5964 | 27673570.6491 | 28980215.8818 | 30345012.7124 | 31758265.8861 | 33293035.1891 | 34892266.5601 | 36582439.8227
Scenario 3: Aggressive Fuel Sub | SDG&E | Res | AppPlug | Res ¦ Efficient Res Dishwasher | Res - Single Family | Energy Efficiency | 1167740.3576 | 1222935.8567 | 1275868.9443 | 1326577.2111 | 1383830.3859 | 1452795.0078 | 1512491.3217 | 1565996.0822 | 1618772.4511 | 1668227.1216 | 1726600.7527 | 1782610.5899 | 1840174.3193
Scenario 3: Aggressive Fuel Sub | SDG&E | Res | AppPlug | Res ¦ Efficient Res Clothes Dryer (Gas) | Res - Single Family | Energy Efficiency | 16603838.9285 | 17472726.1421 | 0 | 0 | 0 | 0 | 0 | 0 | 0 | 0 | 0 | 0 | 0
Scenario 3: Aggressive Fuel Sub | SDG&E | Res | AppPlug | Res ¦ Heat Pump Res Clothes Dryer - Fuel Sub | Res - Single Family | Fuel Substitution | 0 | 0 | -1961237.226 | -267165.5894 | 1255496.2003 | 2392319.3734 | 4619023.5956 | 7732664.8848 | 11371576.9529 | 15666360.2461 | 19744187.7112 | 24546834.9136 | 29826654.7359
Scenario 3: Aggressive Fuel Sub | SDG&E | Res | AppPlug | Res ¦ Res ENERGY STAR Cooking - Fuel Sub | Res - Single Family | Fuel Substitution | 33127715.1849 | 35616888.164 | 38564510.7303 | 42020969.5987 | 45524481.8303 | 48899715.9048 | 53210484.1606 | 58280667.0635 | 63810489.6586 | 69954511.1724 | 76103639.0381 | 83013928.6179 | 90500355.85
Scenario 3: Aggressive Fuel Sub | SDG&E | Res | AppPlug | Res ¦ Efficient Gas Pool Heater - ZEAS 2030 | Res - Single Family | Energy Efficiency | 33413.8462 | 41549.6443 | 46485.763 | 48360.8475 | 45522.1825 | 0 | 0 | 0 | 0 | 0 | 0 | 0 | 0
Scenario 3: Aggressive Fuel Sub | SDG&E | Res | AppPlug | Res ¦ Heat Pump Pool Heater - Fuel Sub - ZEAS 2030 | Res - Single Family | Fuel Substitution | 80433809.0219 | 85558964.6196 | 91118375.9764 | 97149777.2851 | 103501997.7704 | 0 | 0 | 0 | 0 | 0 | 0 | 0 | 0
Scenario 3: Aggressive Fuel Sub | SDG&E | Res | BldgEnv | Res ¦ Attic/Ceiling Insulation NEW (Add R-11) - Marine | Res - Single Family | Energy Efficiency | 28786.3021 | 35842.3783 | 40132.1212 | 41764.2886 | 39342.2318 | 38908.9423 | 38130.6189 | 37106.1895 | 36068.5965 | 35114.0474 | 34342.1352 | 33920.7874 | 33613.1172
Scenario 3: Aggressive Fuel Sub | SDG&E | Res | BldgEnv | Res ¦ Attic/Ceiling Insulation NEW (Add R-11) - Hot-Dry | Res - Single Family | Energy Efficiency | 111298.6468 | 138670.4587 | 155398.85 | 161881.7074 | 152626.0461 | 151070.1447 | 148249.1717 | 144499.6978 | 140687.7766 | 137203.8423 | 134381.4476 | 132931.8236 | 131929.5429
Scenario 3: Aggressive Fuel Sub | SDG&E | Res | BldgEnv | Res ¦ Attic/Ceiling Insulation RET (Add R-30) - Marine | Res - Single Family | Energy Efficiency | 3779484.8164 | 3978323.8426 | 4183772.5308 | 4397409.2005 | 4629912.5168 | 4879766.273 | 5125502.7623 | 5374372.6307 | 5635451.133 | 5903829.9846 | 6198731.0112 | 6506067.6704 | 6828591.1514
Scenario 3: Aggressive Fuel Sub | SDG&E | Res | BldgEnv | Res ¦ Attic/Ceiling Insulation RET (Add R-30) - Hot-Dry | Res - Single Family | Energy Efficiency | 14826170.7998 | 15600521.337 | 16403746.9808 | 17241661.8649 | 18149023.9343 | 19121643.9475 | 20091649.0627 | 21082947.7758 | 22125285.9237 | 23203829.0971 | 24380861.1261 | 25612368.7634 | 26908207.2291
Scenario 3: Aggressive Fuel Sub | SDG&E | Res | BldgEnv | Res ¦ Wall Insulation (R13) - Marine | Res - Single Family | Energy Efficiency | 6848754.8046 | 7211914.1796 | 7585568.11 | 7972766.4987 | 8396448.8677 | 8852982.8579 | 9295244.7937 | 9738655.072 | 10202604.7564 | 10675975.6433 | 11200200.8661 | 11744095.8891 | 12313117.6623
Scenario 3: Aggressive Fuel Sub | SDG&E | Res | BldgEnv | Res ¦ Wall Insulation (R13) - Hot-Dry | Res - Single Family | Energy Efficiency | 24121801.8772 | 25387008.9265 | 26696403.1416 | 28059801.4488 | 29540511.7625 | 31130052.1467 | 32702513.0061 | 34301088.981 | 35979722.7919 | 37710091.6219 | 39605959.9844 | 41585064.793 | 43664328.1544
Scenario 3: Aggressive Fuel Sub | SDG&E | Res | BldgEnv | Res ¦ Floor Insulation (R30) - Marine | Res - Single Family | Energy Efficiency | 1802410.3388 | 1714089.6873 | 1655401.6661 | 1689447.703 | 1690237.058 | 1651379.1984 | 1815044.4103 | 2091475.632 | 2375693.15 | 2726931.4871 | 2955027.2873 | 3254264.8728 | 3637913.6816
Scenario 3: Aggressive Fuel Sub | SDG&E | Res | BldgEnv | Res ¦ Floor Insulation (R30) - Hot-Dry | Res - Single Family | Energy Efficiency | 343536.795 | 18374.7687 | 21147.1794 | 22824.8586 | 22093.0042 | 22386.9577 | 23141.3339 | 24018.4354 | 24823.3447 | 110095.6669 | 467442.6544 | 1088631.8235 | 2027349.1607
Scenario 3: Aggressive Fuel Sub | SDG&E | Res | BldgEnv | Res ¦ Sealed Ducts (Low Leakage) - Marine | Res - Single Family | Energy Efficiency | 10821637.2647 | 11323898.4195 | 11792041.2324 | 12238499.0496 | 12733012.7314 | 13436305.9458 | 14070906.4597 | 14663292.2399 | 15281200.1542 | 15920628.8796 | 16630773.8617 | 17336403.1401 | 18076155.5767
Scenario 3: Aggressive Fuel Sub | SDG&E | Res | BldgEnv | Res ¦ Sealed Ducts (Low Leakage) - Hot-Dry | Res - Single Family | Energy Efficiency | 33371140.2106 | 34912915.751 | 36337859.3673 | 37685990.1198 | 39184758.6588 | 41358979.7068 | 43301392.4629 | 45097962.5389 | 46969501.7425 | 48902327.3313 | 51056606.5664 | 53185790.2603 | 55415402.3604
Scenario 3: Aggressive Fuel Sub | SDG&E | Res | HVAC | Res ¦ Packaged/Split System AC (SEER2 19.6) - Marine | Res - Single Family | Energy Efficiency | 4291167.8361 | 4379757.6338 | 4433824.3458 | 4456232.7079 | 4501118.2454 | 4631924.802 | 4710139.7312 | 4749630.4801 | 4780755.5172 | 4802974.5442 | 4844830.1627 | 4863091.6932 | 4878848.668
Scenario 3: Aggressive Fuel Sub | SDG&E | Res | HVAC | Res ¦ Packaged/Split System AC (SEER2 19.6) - Hot-Dry | Res - Single Family | Energy Efficiency | 22918429.8813 | 23383862.3967 | 23662505.6187 | 23769747.6727 | 23997640.1519 | 24688001.612 | 25093730.4316 | 25289560.0161 | 25439173.6513 | 25539579.588 | 25744666.1792 | 25821143.8988 | 25882703.8376
Scenario 3: Aggressive Fuel Sub | SDG&E | Res | HVAC | Res ¦ Packaged/Split Heat Pump (SEER2 19.6) - Marine | Res - Single Family | Energy Efficiency | 37538.0236 | 39539.466 | 41542.7339 | 43564.9991 | 45721.8051 | 47657.4354 | 49169.874 | 50536.0189 | 51916.4315 | 53140.9955 | 54801.0943 | 56447.6539 | 58002.2805
Scenario 3: Aggressive Fuel Sub | SDG&E | Res | HVAC | Res ¦ Packaged/Split Heat Pump (SEER2 19.6) - Hot-Dry | Res - Single Family | Energy Efficiency | 4150519.4292 | 4371815.7281 | 4593313.8621 | 4816912.5036 | 5055387.108 | 5269406.6642 | 5436634.5862 | 5587687.0485 | 5740317.0702 | 5875715.1634 | 6059269.6447 | 6241327.1091 | 6413219.6968
Scenario 3: Aggressive Fuel Sub | SDG&E | Res | HVAC | Res ¦ ENERGY STAR Room AC - Marine | Res - Single Family | Energy Efficiency | 495138.0346 | 509945.7205 | 520525.0531 | 525177.0463 | 534601.8112 | 560765.8884 | 576659.2099 | 584458.3135 | 591496.9635 | 596521.7179 | 604908.0717 | 607854.5014 | 610158.0158
Scenario 3: Aggressive Fuel Sub | SDG&E | Res | HVAC | Res ¦ ENERGY STAR Room AC - Hot-Dry | Res - Single Family | Energy Efficiency | 5542815.974 | 5708580.4109 | 5827010.6064 | 5879087.2803 | 5984592.6828 | 6277486.0881 | 6455403.6589 | 6542710.6175 | 6621504.6885 | 6677754.2338 | 6771635.1563 | 6804618.9237 | 6830405.5837
Scenario 3: Aggressive Fuel Sub | SDG&E | Res | HVAC | Res ¦ Ductless Mini Split Heat Pump (SEER2 19.6) - Marine | Res - Single Family | Energy Efficiency | 19253.9179 | 20280.4932 | 21308.0048 | 22345.2605 | 23451.5245 | 24444.3436 | 25220.1002 | 25920.8201 | 26628.8582 | 27256.9588 | 28108.453 | 28953.0026 | 29750.3981
Scenario 3: Aggressive Fuel Sub | SDG&E | Res | HVAC | Res ¦ Ductless Mini Split Heat Pump (SEER2 19.6) - Hot-Dry | Res - Single Family | Energy Efficiency | 96046.2675 | 101167.2371 | 106292.8772 | 111467.1247 | 116985.6137 | 121938.1937 | 125807.9787 | 129303.4509 | 132835.429 | 135968.6468 | 140216.2412 | 144429.1934 | 148406.9224
Scenario 3: Aggressive Fuel Sub | SDG&E | Res | HVAC | Res ¦ Res Smart Thermostat (Elec SC and Gas SH) - Marine | Res - Single Family | Energy Efficiency | 541940.9801 | 570789.3375 | 605344.8774 | 649733.4517 | 701208.5626 | 748390.6345 | 788845.9221 | 818118.9511 | 849624.2576 | 880724.063 | 927245.314 | 978140.3319 | 1032352.2803
Scenario 3: Aggressive Fuel Sub | SDG&E | Res | HVAC | Res ¦ Res Smart Thermostat (Elec SC and Gas SH) - Hot-Dry | Res - Single Family | Energy Efficiency | 1683759.8223 | 1773392.6989 | 1880653.406 | 2018286.5555 | 2177803.4127 | 2324112.4201 | 2449684.8619 | 2540766.5302 | 2638782.474 | 2735591.2096 | 2880066.7652 | 3038101.656 | 3206434.9853
Scenario 3: Aggressive Fuel Sub | SDG&E | Res | HVAC | Res ¦ Res Smart Thermostat (Elec SC and Elec SH) - Marine | Res - Single Family | Energy Efficiency | 5049.8688 | 5313.5696 | 5772.6063 | 6566.7519 | 7609.6694 | 8434.3313 | 8973.2948 | 9063.8541 | 9176.8584 | 9214.0203 | 9731.846 | 10330.8749 | 10970.33
Scenario 3: Aggressive Fuel Sub | SDG&E | Res | HVAC | Res ¦ Res Smart Thermostat (Elec SC and Elec SH) - Hot-Dry | Res - Single Family | Energy Efficiency | 86492.5128 | 91009.0946 | 98871.3275 | 112473.1953 | 130335.9473 | 144460.4882 | 153691.6801 | 155242.7516 | 157178.2517 | 157814.7488 | 166683.8987 | 176943.871 | 187896.2511
Scenario 3: Aggressive Fuel Sub | SDG&E | Res | HVAC | Res ¦ Res Brushless HVAC Motor - Marine | Res - Single Family | Energy Efficiency | 3793527.5566 | 3879677.0358 | 3954256.9441 | 3957276.1155 | 4044037.5352 | 4314246.9818 | 4485531.7768 | 4554440.214 | 4614507.6841 | 4651878.0582 | 4746380.9456 | 4772794.5277 | 4792288.1889
Scenario 3: Aggressive Fuel Sub | SDG&E | Res | HVAC | Res ¦ Res Brushless HVAC Motor - Hot-Dry | Res - Single Family | Energy Efficiency | 12036522.1568 | 12305482.0133 | 12536817.921 | 12537573.4061 | 12807089.1916 | 13665931.6994 | 14206092.2201 | 14416430.9234 | 14597666.6351 | 14705194.2466 | 14995656.0431 | 15066344.5505 | 15113889.7226
Scenario 3: Aggressive Fuel Sub | SDG&E | Res | HVAC | Res ¦ HVAC Time Delay Relay - Marine | Res - Single Family | Energy Efficiency | 975590.9189 | 1080200.3663 | 1125769.0969 | 1016563.9749 | 929639.9992 | 1091411.638 | 1186681.1617 | 1214176.8437 | 1224258.3099 | 1219588.6762 | 1277860.8548 | 1292514.2245 | 1304770.0305
Scenario 3: Aggressive Fuel Sub | SDG&E | Res | HVAC | Res ¦ HVAC Time Delay Relay - Hot-Dry | Res - Single Family | Energy Efficiency | 3322383.8932 | 3678632.3337 | 3833817.067 | 3461918.0145 | 3165897.6116 | 3716812.4231 | 4041253.6666 | 4134890.466 | 4169222.9924 | 4153320.5114 | 4351766.9545 | 4401669.1404 | 4443406.401
Scenario 3: Aggressive Fuel Sub | SDG&E | Res | HVAC | Res ¦ HVAC System Maintenance - Ref. Charge, Coil Clean, Airflow Adj (Elec SC and Gas SH) - Marine | Res - Single Family | Energy Efficiency | 323883.3082 | 361566.6698 | 397074.1614 | 375977.7585 | 295708.7556 | 359629.8858 | 405912.1703 | 414694.0314 | 426801.8617 | 412529.1574 | 439509.5969 | 444576.8992 | 448623.4751
Scenario 3: Aggressive Fuel Sub | SDG&E | Res | HVAC | Res ¦ HVAC System Maintenance - Ref. Charge, Coil Clean, Airflow Adj (Elec SC and Gas SH) - Hot-Dry | Res - Single Family | Energy Efficiency | 2266876.9175 | 2531435.555 | 2780658.2999 | 2631540.8021 | 2066004.3653 | 2515055.5716 | 2839944.8176 | 2900906.8794 | 2985223.8748 | 2883854.9264 | 3072717.94 | 3107325.2022 | 3134684.0174
Scenario 3: Aggressive Fuel Sub | SDG&E | Res | HVAC | Res ¦ Efficient HVAC System Furnace (AFUE 95) and AC (SEER2 15.2) - ZEAS 2030 - Marine | Res - Single Family | Energy Efficiency | 87031.9773 | 106186.3361 | 116028.545 | 117424.3529 | 107946.4813 | 0 | 0 | 0 | 0 | 0 | 0 | 0 | 0
Scenario 3: Aggressive Fuel Sub | SDG&E | Res | HVAC | Res ¦ Efficient HVAC System Furnace (AFUE 95) and AC (SEER2 15.2) - ZEAS 2030 - Hot-Dry | Res - Single Family | Energy Efficiency | 209941.5173 | 255849.72 | 279158.2835 | 282028.8838 | 258863.976 | 0 | 0 | 0 | 0 | 0 | 0 | 0 | 0
Scenario 3: Aggressive Fuel Sub | SDG&E | Res | HVAC | Res ¦ Packaged/Split Heat Pump (SEER2 19.6) - Fuel Sub - ZEAS 2030 - Marine | Res - Single Family | Fuel Substitution | 60966890.7713 | 64627643.7201 | 68606539.074 | 72916162.3676 | 77425829.4872 | 10805250.2685 | 11029971.6815 | 11163015.0379 | 11278564.7276 | 11375307.1449 | 11523562.1998 | 11617046.1061 | 11708355.7849
Scenario 3: Aggressive Fuel Sub | SDG&E | Res | HVAC | Res ¦ Packaged/Split Heat Pump (SEER2 19.6) - Fuel Sub - ZEAS 2030 - Hot-Dry | Res - Single Family | Fuel Substitution | 194367682.6991 | 206020626.2509 | 218689051.8415 | 232412746.4861 | 246770406.7061 | 34709225.6019 | 35429905.2536 | 35863958.6177 | 36243597.6752 | 36564717.3665 | 37047433.6759 | 37359073.4036 | 37664277.8638
Scenario 3: Aggressive Fuel Sub | SDG&E | Res | HVAC | Res ¦ Efficient HVAC System Furnace (AFUE 95) and AC (SEER2 15.2) - Panel Upgrade - ZEAS 2030 - Marine | Res - Single Family | Energy Efficiency | 98142.4425 | 119742.0386 | 130840.6997 | 132414.6958 | 121726.8832 | 0 | 0 | 0 | 0 | 0 | 0 | 0 | 0
Scenario 3: Aggressive Fuel Sub | SDG&E | Res | HVAC | Res ¦ Efficient HVAC System Furnace (AFUE 95) and AC (SEER2 15.2) - Panel Upgrade - ZEAS 2030 - Hot-Dry | Res - Single Family | Energy Efficiency | 236742.5621 | 288511.3864 | 314795.5112 | 318032.5711 | 291910.441 | 0 | 0 | 0 | 0 | 0 | 0 | 0 | 0
Scenario 3: Aggressive Fuel Sub | SDG&E | Res | HVAC | Res ¦ Packaged/Split Heat Pump (SEER2 19.6) - Fuel Sub - Panel Upgrade - ZEAS 2030 - Marine | Res - Single Family | Fuel Substitution | 68749898.1039 | 72877981.2163 | 77364820.6579 | 82224608.6273 | 87309977.9324 | 12184643.9199 | 12438053.1728 | 12588080.7875 | 12718381.5014 | 12827474.0144 | 12994655.2465 | 13100073.2686 | 13203039.5022
Scenario 3: Aggressive Fuel Sub | SDG&E | Res | HVAC | Res ¦ Packaged/Split Heat Pump (SEER2 19.6) - Fuel Sub - Panel Upgrade - ZEAS 2030 - Hot-Dry | Res - Single Family | Fuel Substitution | 219180578.3628 | 232321131.7297 | 246606803.1404 | 262082458.8034 | 278273011.8176 | 39140190.5724 | 39952871.8817 | 40442336.3136 | 40870439.9317 | 41232553.6261 | 41776893.2941 | 42128316.8169 | 42472483.5485
Scenario 3: Aggressive Fuel Sub | SDG&E | Res | HVAC | Res ¦ Res Efficient Furnace FS (AFUE = 95) - ZEAS 2030 - Marine | Res - Single Family | Energy Efficiency | 15508.2574 | 19163.9892 | 21272.9689 | 21928.9457 | 20485.825 | 0 | 0 | 0 | 0 | 0 | 0 | 0 | 0
Scenario 3: Aggressive Fuel Sub | SDG&E | Res | HVAC | Res ¦ Res Efficient Furnace FS (AFUE = 95) - ZEAS 2030 - Hot-Dry | Res - Single Family | Energy Efficiency | 58657.4091 | 72286.8189 | 79981.1799 | 82143.2014 | 76486.2197 | 0 | 0 | 0 | 0 | 0 | 0 | 0 | 0
Scenario 3: Aggressive Fuel Sub | SDG&E | Res | HVAC | Res ¦ Res Furnace Heat Pump Heating Only (SEER2 19.6) - Fuel Sub - ZEAS 2030 - Marine | Res - Single Family | Fuel Substitution | 7187700.2111 | 8467441.4465 | 10001026.6228 | 11785520.4256 | 13567143.5346 | -1098033.0455 | -1112185.5606 | -1174771.2312 | -1248644.2773 | -1334512.2857 | -1397168.8995 | -1489952.5322 | -1586544.5652
Scenario 3: Aggressive Fuel Sub | SDG&E | Res | HVAC | Res ¦ Res Furnace Heat Pump Heating Only (SEER2 19.6) - Fuel Sub - ZEAS 2030 - Hot-Dry | Res - Single Family | Fuel Substitution | 52838018.7872 | 59364212.1731 | 67029584.2486 | 75826968.0614 | 84687034.9409 | 525210.2611 | 568992.8291 | 389793.4462 | 160305.0922 | -122718.7376 | -295597.7596 | -606201.9002 | -932158.8815
Scenario 3: Aggressive Fuel Sub | SDG&E | Res | HVAC | Res ¦ Res Efficient Furnace FS (AFUE = 95) - Panel Upgrade - ZEAS 2030 - Marine | Res - Single Family | Energy Efficiency | 17488.0349 | 21610.4559 | 23988.6671 | 24728.3856 | 23101.0367 | 0 | 0 | 0 | 0 | 0 | 0 | 0 | 0
Scenario 3: Aggressive Fuel Sub | SDG&E | Res | HVAC | Res ¦ Res Efficient Furnace FS (AFUE = 95) - Panel Upgrade - ZEAS 2030 - Hot-Dry | Res - Single Family | Energy Efficiency | 66145.589 | 81514.9234 | 90191.5433 | 92629.5676 | 86250.418 | 0 | 0 | 0 | 0 | 0 | 0 | 0 | 0
Scenario 3: Aggressive Fuel Sub | SDG&E | Res | HVAC | Res ¦ Res Furnace Heat Pump Heating Only (SEER2 19.6) - Fuel Sub - Panel Upgrade - ZEAS 2030 - Marine | Res - Single Family | Fuel Substitution | 8105278.9615 | 9548391.4184 | 11277753.4257 | 13290054.948 | 15299119.3049 | -1238207.4769 | -1254166.696 | -1324742.0266 | -1408045.6744 | -1504875.5562 | -1575530.8866 | -1680159.2384 | -1789082.1692
Scenario 3: Aggressive Fuel Sub | SDG&E | Res | HVAC | Res ¦ Res Furnace Heat Pump Heating Only (SEER2 19.6) - Fuel Sub - Panel Upgrade - ZEAS 2030 - Hot-Dry | Res - Single Family | Fuel Substitution | 59583297.7813 | 66942622.2378 | 75586552.4505 | 85507006.5373 | 95498145.7845 | 592258.3796 | 641630.2115 | 439554.3117 | 180769.572 | -138384.9594 | -333333.6438 | -683589.3768 | -1051157.8876
Scenario 3: Aggressive Fuel Sub | SDG&E | Res | HVAC | Res ¦ Efficient Wall Furnace and ENERGY STAR Room AC - ZEAS 2030 - Marine | Res - Single Family | Energy Efficiency | 605.8418 | 749.7847 | 833.4507 | 859.5852 | 803.8572 | 0 | 0 | 0 | 0 | 0 | 0 | 0 | 0
Scenario 3: Aggressive Fuel Sub | SDG&E | Res | HVAC | Res ¦ Efficient Wall Furnace and ENERGY STAR Room AC - ZEAS 2030 - Hot-Dry | Res - Single Family | Energy Efficiency | 2679.4223 | 3319.4506 | 3695.0977 | 3818.2966 | 3575.9154 | 0 | 0 | 0 | 0 | 0 | 0 | 0 | 0
Scenario 3: Aggressive Fuel Sub | SDG&E | Res | HVAC | Res ¦ Ductless Mini Split Heat Pump (SEER2 19.6) - Fuel Sub - ZEAS 2030 - Marine | Res - Single Family | Fuel Substitution | 820817.8347 | 866053.6209 | 913677.5813 | 963944.4665 | 1017680.5368 | -40067.2026 | -40761.3814 | -42040.7691 | -43464.5943 | -45041.4602 | -46353.6268 | -48034.5047 | -49771.8714
Scenario 3: Aggressive Fuel Sub | SDG&E | Res | HVAC | Res ¦ Ductless Mini Split Heat Pump (SEER2 19.6) - Fuel Sub - ZEAS 2030 - Hot-Dry | Res - Single Family | Fuel Substitution | 4341953.724 | 4579627.7944 | 4830245.0538 | 5095107.7217 | 5377828.0084 | -113332.9595 | -115107.7163 | -119793.2076 | -125171.2756 | -131284.5394 | -136030.6858 | -142595.6938 | -149408.0794
Scenario 3: Aggressive Fuel Sub | SDG&E | Res | HVAC | Res ¦ Efficient Wall Furnace and ENERGY STAR Room AC - Panel Upgrade - ZEAS 2030 - Marine | Res - Single Family | Energy Efficiency | 683.1833 | 845.5019 | 939.8487 | 969.3195 | 906.4773 | 0 | 0 | 0 | 0 | 0 | 0 | 0 | 0
Scenario 3: Aggressive Fuel Sub | SDG&E | Res | HVAC | Res ¦ Efficient Wall Furnace and ENERGY STAR Room AC - Panel Upgrade - ZEAS 2030 - Hot-Dry | Res - Single Family | Energy Efficiency | 3021.4762 | 3743.2103 | 4166.8123 | 4305.7387 | 4032.4153 | 0 | 0 | 0 | 0 | 0 | 0 | 0 | 0
Scenario 3: Aggressive Fuel Sub | SDG&E | Res | HVAC | Res ¦ Ductless Mini Split Heat Pump (SEER2 19.6) - Fuel Sub - Panel Upgrade - ZEAS 2030 - Marine | Res - Single Family | Fuel Substitution | 925603.0902 | 976613.6576 | 1030317.2725 | 1087001.2069 | 1147597.201 | -45182.1646 | -45964.962 | -47407.6758 | -49013.2659 | -50791.4338 | -52271.1111 | -54166.5691 | -56125.7274
Scenario 3: Aggressive Fuel Sub | SDG&E | Res | HVAC | Res ¦ Ductless Mini Split Heat Pump (SEER2 19.6) - Fuel Sub - Panel Upgrade - ZEAS 2030 - Hot-Dry | Res - Single Family | Fuel Substitution | 4896245.6888 | 5164261.1298 | 5446872.0819 | 5745547.0053 | 6064359.2435 | -127800.9969 | -129802.3183 | -135085.9575 | -141150.5873 | -148044.2678 | -153396.3053 | -160799.3993 | -168481.4513
Scenario 3: Aggressive Fuel Sub | SDG&E | Res | HVAC | Res ¦ Res Efficient Furnace (AFUE 95, VSM) - ZEAS 2030 - Hot-Dry | Res - Single Family | Energy Efficiency | 354252.5916 | 372933.0888 | 392082.4329 | 411815.3 | 432534.2574 | 0 | 0 | 0 | 0 | 0 | 0 | 0 | 0
Scenario 3: Aggressive Fuel Sub | SDG&E | Res | WaterHeat | Res ¦ Res Heat Pump Water Heater (3.50 UEF - 50 Gal) - Marine | Res - Single Family | Energy Efficiency | 1180690.4911 | 1222673.8072 | 1259946.4694 | 1292417.0529 | 1330139.153 | 1379538.6619 | 1416356.3714 | 1444804.1624 | 1471959.1093 | 1495165.8068 | 1528043.9811 | 1553845.5204 | 1578020.7164
Scenario 3: Aggressive Fuel Sub | SDG&E | Res | WaterHeat | Res ¦ Res Heat Pump Water Heater (3.50 UEF - 50 Gal) - Hot-Dry | Res - Single Family | Energy Efficiency | 31645879.3452 | 32771152.1967 | 33770166.0614 | 34640470.4947 | 35651530.5807 | 36975578.5939 | 37962398.4258 | 38724880.5226 | 39452710.7041 | 40074716.5166 | 40955945.5469 | 41647500.5351 | 42295464.8763
Scenario 3: Aggressive Fuel Sub | SDG&E | Res | WaterHeat | Res ¦ Res Faucet Aerators (Elec WH) | Res - Single Family | Energy Efficiency | 78469.4851 | 84299.1929 | 86077.3366 | 83623.8647 | 87510.5386 | 98357.4234 | 104808.013 | 108615.2828 | 109482.0337 | 110467.4667 | 115667.5555 | 118985.8553 | 122294.9177
Scenario 3: Aggressive Fuel Sub | SDG&E | Res | WaterHeat | Res ¦ Res Faucet Aerators (Gas WH) | Res - Single Family | Energy Efficiency | 10472856.0566 | 11036526.1274 | 11603030.6156 | 12178258.2104 | 12753437.8079 | 13377554.4805 | 14036014.7181 | 14732191.5831 | 15470171.6259 | 16253405.7164 | 17084841.808 | 17970336.7161 | 18912663.1064
Scenario 3: Aggressive Fuel Sub | SDG&E | Res | WaterHeat | Res ¦ Res Low Flow Showerheads (Elec WH) | Res - Single Family | Energy Efficiency | 433575.6503 | 453149.1244 | 470711.8768 | 486162.5929 | 505001.8836 | 530733.1301 | 549829.8141 | 564078.4224 | 576839.326 | 586310.3095 | 599498.9515 | 608678.4632 | 617150.7193
Scenario 3: Aggressive Fuel Sub | SDG&E | Res | WaterHeat | Res ¦ Res Low Flow Showerheads (Gas WH) | Res - Single Family | Energy Efficiency | 59514392.3193 | 62610528.6655 | 65829819.7288 | 69190713.8673 | 72684682.6187 | 76420774.443 | 80378550.7698 | 84575038.3886 | 89029627.1514 | 93762141.4522 | 98792368.5774 | 104144730.1709 | 109838373.3801
Scenario 3: Aggressive Fuel Sub | SDG&E | Res | WaterHeat | Res ¦ Res Tankless Gas Water Heater (0.87 UEF - High Draw) - ZEAS 2030 - Marine | Res - Single Family | Energy Efficiency | 253536.481 | 315833.8458 | 354026.4144 | 369028.9234 | 348052.1042 | 0 | 0 | 0 | 0 | 0 | 0 | 0 | 0
Scenario 3: Aggressive Fuel Sub | SDG&E | Res | WaterHeat | Res ¦ Res Tankless Gas Water Heater (0.87 UEF - High Draw) - ZEAS 2030 - Hot-Dry | Res - Single Family | Energy Efficiency | 1080387.8796 | 1345854.2093 | 1508603.5916 | 1572533.8979 | 1483146.2986 | 0 | 0 | 0 | 0 | 0 | 0 | 0 | 0
Scenario 3: Aggressive Fuel Sub | SDG&E | Res | WaterHeat | Res ¦ Res Heat Pump Water Heater (3.70 UEF - 50 Gal) - Fuel Sub - ZEAS 2030 - Marine | Res - Single Family | Fuel Substitution | 139058841.9696 | 147694530.4312 | 157113602.9914 | 167375420.9849 | 178093974.134 | 80397575.6739 | 82580996.38 | 84283388.4102 | 85910400.8553 | 87306609.4234 | 89260131.939 | 90798479.8445 | 92240676.0904
Scenario 3: Aggressive Fuel Sub | SDG&E | Res | WaterHeat | Res ¦ Res Heat Pump Water Heater (3.70 UEF - 50 Gal) - Fuel Sub - ZEAS 2030 - Hot-Dry | Res - Single Family | Fuel Substitution | 595847125.9067 | 632794758.2249 | 673083395.929 | 716966375.7508 | 762809252.9721 | 328851883.4713 | 337782774.8021 | 344746104.49 | 351401107.4863 | 357112048.5625 | 365102582.5218 | 371394919.0991 | 377293964.5345
Scenario 3: Aggressive Fuel Sub | SDG&E | Res | WaterHeat | Res ¦ Res Tankless Gas Water Heater (0.87 UEF - High Draw) - Panel Upgrade - ZEAS 2030 - Marine | Res - Single Family | Energy Efficiency | 253536.481 | 315833.8458 | 354026.4144 | 369028.9234 | 348052.1042 | 0 | 0 | 0 | 0 | 0 | 0 | 0 | 0
Scenario 3: Aggressive Fuel Sub | SDG&E | Res | WaterHeat | Res ¦ Res Tankless Gas Water Heater (0.87 UEF - High Draw) - Panel Upgrade - ZEAS 2030 - Hot-Dry | Res - Single Family | Energy Efficiency | 1080387.8796 | 1345854.2093 | 1508603.5916 | 1572533.8979 | 1483146.2986 | 0 | 0 | 0 | 0 | 0 | 0 | 0 | 0
Scenario 3: Aggressive Fuel Sub | SDG&E | Res | WaterHeat | Res ¦ Res Heat Pump Water Heater (3.70 UEF - 50 Gal) - Fuel Sub - Panel Upgrade - ZEAS 2030 - Marine | Res - Single Family | Fuel Substitution | 139058841.9696 | 147694530.4312 | 157113602.9914 | 167375420.9849 | 178093974.134 | 80397575.6739 | 82580996.38 | 84283388.4102 | 85910400.8553 | 87306609.4234 | 89260131.939 | 90798479.8445 | 92240676.0904
Scenario 3: Aggressive Fuel Sub | SDG&E | Res | WaterHeat | Res ¦ Res Heat Pump Water Heater (3.70 UEF - 50 Gal) - Fuel Sub - Panel Upgrade - ZEAS 2030 - Hot-Dry | Res - Single Family | Fuel Substitution | 595847125.9067 | 632794758.2249 | 673083395.929 | 716966375.7508 | 762809252.9721 | 328851883.4713 | 337782774.8021 | 344746104.49 | 351401107.4863 | 357112048.5625 | 365102582.5218 | 371394919.0991 | 377293964.5345
Scenario 3: Aggressive Fuel Sub | SDG&E | Res | WholeBlg | Res ¦ Res All-Electric Homes - Marine | Res - Single Family | Energy Efficiency | 1665070.1733 | 1827526.8326 | 2067925.465 | 2169538.3731 | 2062072.1303 | 2039250.063 | 1978128.6157 | 1898423.5568 | 1818682.0746 | 1738464.1914 | 1681325.0324 | 1640230.2817 | 1601322.1897
Scenario 3: Aggressive Fuel Sub | SDG&E | Res | WholeBlg | Res ¦ Res All-Electric Homes - Hot-Dry | Res - Single Family | Energy Efficiency | 7144285.5007 | 7954317.6189 | 8988103.6234 | 9417953.5189 | 8940178.4842 | 8832938.7517 | 8563489.7297 | 8215093.2525 | 7866983.5499 | 7518016.9937 | 7267239.0518 | 7086347.9319 | 6915620.7824
Scenario 3: Aggressive Fuel Sub | PG&E | Res | AppPlug | Res ¦ Heat Pump Res Clothes Dryer | Res - Multi Family | Energy Efficiency | 19882734.1229 | 20667584.2323 | 21373518.0822 | 22000549.6628 | 22767946.3635 | 23791556.9569 | 24585702.1837 | 25271093.9933 | 25869757.3721 | 26415021.5005 | 27192962.6577 | 27879627.8715 | 28546869.7301
Scenario 3: Aggressive Fuel Sub | PG&E | Res | AppPlug | Res ¦ ENERGY STAR Cooking Stove | Res - Multi Family | Energy Efficiency | 6346320.47 | 6584016.1816 | 6793172.1506 | 6967606.8402 | 7168524.5267 | 7433737.2703 | 7637480.0364 | 7816275.4753 | 7979305.3589 | 8130972.3776 | 8345656.7376 | 8533771.7994 | 8715129.0156
Scenario 3: Aggressive Fuel Sub | PG&E | Res | AppPlug | Res ¦ Smart Connected Power Strip | Res - Multi Family | Energy Efficiency | 8307471.5847 | 9092351.1861 | 9898015.6132 | 9726089.7579 | 9335347.1089 | 11049576.8331 | 11854450.1271 | 12469709.3463 | 13075192.5732 | 12147758.3891 | 12802457.5472 | 13362848.9593 | 13920091.7863
Scenario 3: Aggressive Fuel Sub | PG&E | Res | AppPlug | Res ¦ Efficient Refrigerator | Res - Multi Family | Energy Efficiency | 9319794.6407 | 9760302.9174 | 10165975.0308 | 10514926.6675 | 10914261.4863 | 11350351.5802 | 11580511.8944 | 11725978.0903 | 11825415.5506 | 11873146.2657 | 12075314.0826 | 12220506.8671 | 12319902.1686
Scenario 3: Aggressive Fuel Sub | PG&E | Res | AppPlug | Res ¦ Efficient Res Clothes Washer (Electric) | Res - Multi Family | Energy Efficiency | 1532844.5446 | 1604925.5257 | 1677657.2317 | 1750195.3534 | 1829488.4484 | 1919051.4997 | 2006686.6141 | 2095715.2309 | 2186928.3465 | 2280792.4175 | 2385354.4589 | 2492943.8986 | 2605663.5333
Scenario 3: Aggressive Fuel Sub | PG&E | Res | AppPlug | Res ¦ Efficient Res Clothes Washer (Gas) | Res - Multi Family | Energy Efficiency | 30151293.4468 | 31558515.9608 | 32978046.4484 | 34397415.1383 | 35948510.4434 | 37706078.2423 | 39426989.1234 | 41175704.5768 | 42966968.6124 | 44809858.8804 | 46862715.7571 | 48975820.0402 | 51190521.8539
Scenario 3: Aggressive Fuel Sub | PG&E | Res | AppPlug | Res ¦ Efficient Res Dishwasher | Res - Multi Family | Energy Efficiency | 923409.6896 | 962868.9227 | 1000386.3881 | 1035646.3237 | 1076866.9479 | 1128143.2077 | 1173207.7468 | 1216086.2982 | 1257504.0532 | 1297682.8145 | 1346587.081 | 1393892.5771 | 1442101.6115
Scenario 3: Aggressive Fuel Sub | PG&E | Res | AppPlug | Res ¦ Res Modulating Dryer Valve | Res - Multi Family | Energy Efficiency | 12382511.474 | 12979214.2594 | 13605214.3816 | 14265006.6881 | 14961223.7403 | 15696608.5724 | 16474147.2545 | 17297070.6956 | 18167923.8676 | 19089916.2323 | 20066747.483 | 21102871.6069 | 22202895.0194
Scenario 3: Aggressive Fuel Sub | PG&E | Res | AppPlug | Res ¦ Efficient Res Clothes Dryer (Gas) | Res - Multi Family | Energy Efficiency | 5051010.357 | 5306354.2358 | 5574854.9185 | 5853398.1992 | 6145322.9882 | 6453761.9951 | 0 | 0 | 0 | 0 | 0 | 0 | 0
Scenario 3: Aggressive Fuel Sub | PG&E | Res | AppPlug | Res ¦ Heat Pump Res Clothes Dryer - Fuel Sub | Res - Multi Family | Fuel Substitution | 0 | 0 | 0 | 0 | 0 | 0 | 429066.4854 | 1226465.9349 | 2200800.482 | 3327381.2138 | 4335920.2124 | 5552253.3082 | 6911600.962
Scenario 3: Aggressive Fuel Sub | PG&E | Res | AppPlug | Res ¦ Res ENERGY STAR Cooking - Fuel Sub | Res - Multi Family | Fuel Substitution | 33596683.4808 | 35793454.6924 | 38328569.663 | 41192400.4214 | 44098696.1093 | 46885812.1255 | 50249795.4866 | 54012267.2511 | 58142645.1382 | 62642415.5314 | 67144685.4664 | 72153879.6032 | 77579398.4244
Scenario 3: Aggressive Fuel Sub | PG&E | Res | AppPlug | Res ¦ Heat Pump Pool Heater - Fuel Sub - ZEAS 2030 | Res - Multi Family | Fuel Substitution | 61301375.8782 | 64774235.499 | 68547603.8687 | 72642834.6009 | 76936873.9868 | 0 | 0 | 0 | 0 | 0 | 0 | 0 | 0
Scenario 3: Aggressive Fuel Sub | PG&E | Res | BldgEnv | Res ¦ Attic/Ceiling Insulation NEW (Add R-11) - Marine | Res - Multi Family | Energy Efficiency | 45724.2318 | 52575.4555 | 59143.5656 | 62172.3267 | 63132.3272 | 63409.4563 | 63347.4238 | 62917.0583 | 62129.9405 | 61254.8811 | 60834.4696 | 61070.5038 | 61395.2558
Scenario 3: Aggressive Fuel Sub | PG&E | Res | BldgEnv | Res ¦ Attic/Ceiling Insulation NEW (Add R-11) - Hot-Dry | Res - Multi Family | Energy Efficiency | 45171.792 | 51849.2483 | 58207.0093 | 61049.042 | 61866.3168 | 62034.904 | 61837.2821 | 61271.9727 | 60358.6334 | 59359.5833 | 58829.4455 | 58929.5756 | 59110.5999
Scenario 3: Aggressive Fuel Sub | PG&E | Res | BldgEnv | Res ¦ Attic/Ceiling Insulation NEW (Add R-11) - Cold | Res - Multi Family | Energy Efficiency | 181.3169 | 202.1698 | 221.6715 | 229.7593 | 229.7744 | 229.4645 | 228.4106 | 226.1821 | 222.4637 | 218.1929 | 215.5044 | 215.5423 | 216.2619
Scenario 3: Aggressive Fuel Sub | PG&E | Res | BldgEnv | Res ¦ Attic/Ceiling Insulation RET (Add R-30) - Marine | Res - Multi Family | Energy Efficiency | 2606575.7603 | 2729261.8902 | 2855685.3754 | 2987071.5758 | 3129602.5348 | 3286066.0874 | 3444453.3992 | 3609613.2534 | 3782724.1044 | 3963517.5602 | 4160444.0317 | 4366477.6617 | 4583143.7499
Scenario 3: Aggressive Fuel Sub | PG&E | Res | BldgEnv | Res ¦ Attic/Ceiling Insulation RET (Add R-30) - Hot-Dry | Res - Multi Family | Energy Efficiency | 2684988.4847 | 2808197.2626 | 2933277.3756 | 3061812.9982 | 3203596.1936 | 3362846.5134 | 3519476.3989 | 3681038.1409 | 3849057.9825 | 4022639.542 | 4215174.7258 | 4414603.4869 | 4622853.9739
Scenario 3: Aggressive Fuel Sub | PG&E | Res | BldgEnv | Res ¦ Attic/Ceiling Insulation RET (Add R-30) - Cold | Res - Multi Family | Energy Efficiency | 9852.5995 | 10308.5583 | 10773.7838 | 11253.6986 | 11780.0816 | 12366.7816 | 12949.4479 | 13552.6915 | 14181.7342 | 14834.0384 | 15553.0606 | 16300.3962 | 17082.6875
Scenario 3: Aggressive Fuel Sub | PG&E | Res | BldgEnv | Res ¦ Wall Insulation (R13) - Marine | Res - Multi Family | Energy Efficiency | 8216505.5279 | 8611491.0645 | 9023410.6719 | 9455288.3937 | 9917693.0842 | 10415901.9872 | 10932161.6077 | 11475094.7137 | 12047602.5376 | 12650453.6882 | 13298077.1727 | 13980887.5457 | 14702763.1375
Scenario 3: Aggressive Fuel Sub | PG&E | Res | BldgEnv | Res ¦ Wall Insulation (R13) - Hot-Dry | Res - Multi Family | Energy Efficiency | 7764187.7344 | 8128764.9004 | 8503933.0037 | 8893430.1317 | 9316607.8414 | 9782139.1388 | 10252141.1534 | 10741756.9376 | 11254582.2312 | 11789647.9073 | 12373408.0365 | 12983614.757 | 13624909.167
Scenario 3: Aggressive Fuel Sub | PG&E | Res | BldgEnv | Res ¦ Wall Insulation (R13) - Cold | Res - Multi Family | Energy Efficiency | 31692.9123 | 33182.783 | 34716.9407 | 36310.4724 | 38040.543 | 39941.8361 | 41863.8336 | 43866.9841 | 45965.7983 | 48156.6513 | 50545.0259 | 53042.6809 | 55668.3706
Scenario 3: Aggressive Fuel Sub | PG&E | Res | BldgEnv | Res ¦ Floor Insulation (R30) - Marine | Res - Multi Family | Energy Efficiency | 13029508.2653 | 13668730.9147 | 14389975.8341 | 15240308.4451 | 16100773.6685 | 16906188.1784 | 17884317.4496 | 18950932.8403 | 20086567.9562 | 21305183.2651 | 22474706.6652 | 23758972.7681 | 25171602.1836
Scenario 3: Aggressive Fuel Sub | PG&E | Res | BldgEnv | Res ¦ Floor Insulation (R30) - Hot-Dry | Res - Multi Family | Energy Efficiency | 10918389.8408 | 11455108.492 | 12088136.6035 | 12883175.1158 | 13671286.3873 | 14358902.5731 | 15262947.7578 | 16263579.9882 | 17331671.6018 | 18484568.9329 | 19534981.097 | 20709802.9751 | 22025863.1039
Scenario 3: Aggressive Fuel Sub | PG&E | Res | BldgEnv | Res ¦ Floor Insulation (R30) - Cold | Res - Multi Family | Energy Efficiency | 112552.8267 | 118049.1268 | 123988.8094 | 130533.6158 | 137315.014 | 144148.7484 | 151787.2623 | 159975.4154 | 168667.3003 | 177928.8636 | 187355.0683 | 197501.1726 | 208433.4398
Scenario 3: Aggressive Fuel Sub | PG&E | Res | BldgEnv | Res ¦ Sealed Ducts (Low Leakage) - Marine | Res - Multi Family | Energy Efficiency | 22008819.0627 | 22884478.3317 | 23705581.1435 | 24491095.8025 | 25341734.5032 | 26546851.3275 | 27723709.0854 | 28939609.7563 | 30219861.4382 | 31571063.3452 | 33075668.8273 | 34633881.4583 | 36268838.5645
Scenario 3: Aggressive Fuel Sub | PG&E | Res | BldgEnv | Res ¦ Sealed Ducts (Low Leakage) - Hot-Dry | Res - Multi Family | Energy Efficiency | 22894031.0163 | 23690423.2919 | 24363810.5723 | 24941416.1371 | 25585603.5203 | 26768510.458 | 27859119.9002 | 28964351.0366 | 30122303.875 | 31340051.5779 | 32749175.2161 | 34181652.0099 | 35670829.7822
Scenario 3: Aggressive Fuel Sub | PG&E | Res | BldgEnv | Res ¦ Sealed Ducts (Low Leakage) - Cold | Res - Multi Family | Energy Efficiency | 89161.5756 | 92474.7306 | 95431.2803 | 98123.4009 | 101076.9734 | 105814.4664 | 110308.7502 | 114908.0126 | 119738.8763 | 124828.5028 | 130604.6765 | 136531.6958 | 142722.2851
Scenario 3: Aggressive Fuel Sub | PG&E | Res | HVAC | Res ¦ Packaged/Split System AC (SEER2 19.6) - Marine | Res - Multi Family | Energy Efficiency | 7021721.9999 | 7101606.5901 | 7117063.3804 | 7070432.9417 | 7056498.5491 | 7210416.9306 | 7307366.0167 | 7385605.2493 | 7452767.8128 | 7511562.694 | 7612252.0275 | 7693272.7336 | 7767077.2514
Scenario 3: Aggressive Fuel Sub | PG&E | Res | HVAC | Res ¦ Packaged/Split System AC (SEER2 19.6) - Hot-Dry | Res - Multi Family | Energy Efficiency | 19659550.4763 | 19894219.7109 | 19951729.7038 | 19838375.0808 | 19816092.6582 | 20258329.3943 | 20544258.6395 | 20779615.439 | 20985552.3527 | 21169646.8824 | 21470831.6009 | 21719182.7019 | 21949141.4491
Scenario 3: Aggressive Fuel Sub | PG&E | Res | HVAC | Res ¦ Packaged/Split System AC (SEER2 19.6) - Cold | Res - Multi Family | Energy Efficiency | 903811.2234 | 915048.5154 | 918272.8214 | 913762.9826 | 913420.8211 | 934212.316 | 947948.193 | 959432.9716 | 969630.1724 | 978887.8645 | 993520.132 | 1005814.605 | 1017337.3956
Scenario 3: Aggressive Fuel Sub | PG&E | Res | HVAC | Res ¦ Packaged/Split Heat Pump (SEER2 19.6) - Marine | Res - Multi Family | Energy Efficiency | 5910165.9881 | 6189948.6178 | 6466187.2754 | 6738544.5682 | 7033365.0183 | 7306902.4415 | 7523070.5253 | 7721929.2121 | 7913443.4021 | 8089227.3489 | 8330089.9011 | 8564963.2273 | 8788001.8067
Scenario 3: Aggressive Fuel Sub | PG&E | Res | HVAC | Res ¦ Packaged/Split Heat Pump (SEER2 19.6) - Hot-Dry | Res - Multi Family | Energy Efficiency | 26342170.9818 | 27589188.7282 | 28820410.6538 | 30034332.9684 | 31348375.7079 | 32567557.9757 | 33531039.6502 | 34417371.6991 | 35270968.6284 | 36054454.3702 | 37128001.6353 | 38174854.3515 | 39168958.4776
Scenario 3: Aggressive Fuel Sub | PG&E | Res | HVAC | Res ¦ Packaged/Split Heat Pump (SEER2 19.6) - Cold | Res - Multi Family | Energy Efficiency | 3331021.0131 | 3488708.9394 | 3644399.4521 | 3797902.3938 | 3964065.7667 | 4118233.8402 | 4240068.0544 | 4352146.5419 | 4460085.607 | 4559158.97 | 4694911.2017 | 4827287.8535 | 4952994.3389
Scenario 3: Aggressive Fuel Sub | PG&E | Res | HVAC | Res ¦ ENERGY STAR Room AC - Marine | Res - Multi Family | Energy Efficiency | 465327.8954 | 469650.7558 | 468041.8119 | 460202.2866 | 456509.9654 | 471813.0245 | 481365.2041 | 489147.6781 | 496384.4336 | 502708.0102 | 513439.8147 | 521558.7564 | 528904.4469
Scenario 3: Aggressive Fuel Sub | PG&E | Res | HVAC | Res ¦ ENERGY STAR Room AC - Hot-Dry | Res - Multi Family | Energy Efficiency | 8970195.6884 | 9053528.1174 | 9022512.2642 | 8871388.5584 | 8800211.1275 | 9095210.4957 | 9279349.295 | 9429373.2143 | 9568877.2368 | 9690777.7729 | 9897656.3787 | 10054166.4357 | 10195770.4141
Scenario 3: Aggressive Fuel Sub | PG&E | Res | HVAC | Res ¦ ENERGY STAR Room AC - Cold | Res - Multi Family | Energy Efficiency | 505995.4892 | 510696.1484 | 508946.5899 | 500421.9249 | 496406.9112 | 513047.3898 | 523434.3875 | 531897.0152 | 539766.231 | 546642.4602 | 558312.1768 | 567140.6779 | 575128.3492
Scenario 3: Aggressive Fuel Sub | PG&E | Res | HVAC | Res ¦ Ductless Mini Split Heat Pump (SEER2 19.6) - Marine | Res - Multi Family | Energy Efficiency | 2776.4514 | 2907.8865 | 3037.6567 | 3165.6034 | 3304.1029 | 3432.6041 | 3534.1546 | 3627.5735 | 3717.5422 | 3800.1212 | 3913.2725 | 4023.6103 | 4128.3883
Scenario 3: Aggressive Fuel Sub | PG&E | Res | HVAC | Res ¦ Ductless Mini Split Heat Pump (SEER2 19.6) - Hot-Dry | Res - Multi Family | Energy Efficiency | 3639.3764 | 3811.6617 | 3981.7646 | 4149.4774 | 4331.0227 | 4499.4622 | 4632.5747 | 4755.0284 | 4872.9595 | 4981.2042 | 5129.5231 | 5274.154 | 5411.4972
Scenario 3: Aggressive Fuel Sub | PG&E | Res | HVAC | Res ¦ Ductless Mini Split Heat Pump (SEER2 19.6) - Cold | Res - Multi Family | Energy Efficiency | 130.3849 | 136.5572 | 142.6513 | 148.6598 | 155.1639 | 161.1984 | 165.9673 | 170.3544 | 174.5794 | 178.4574 | 183.7711 | 188.9527 | 193.8731
Scenario 3: Aggressive Fuel Sub | PG&E | Res | HVAC | Res ¦ Res Smart Thermostat (Elec SC and Gas SH) - Marine | Res - Multi Family | Energy Efficiency | 437734.4335 | 460234.8527 | 484190.6343 | 510210.8536 | 538507.9829 | 567128.0754 | 594800.9811 | 620611.0447 | 647679.4212 | 676002.7379 | 709649.7653 | 745596.1385 | 783749.7539
Scenario 3: Aggressive Fuel Sub | PG&E | Res | HVAC | Res ¦ Res Smart Thermostat (Elec SC and Gas SH) - Hot-Dry | Res - Multi Family | Energy Efficiency | 4817208.1331 | 5063457.7483 | 5335722.4062 | 5667901.0935 | 6056249.7548 | 6434047.0136 | 6759901.5753 | 7005457.9556 | 7260067.1453 | 7520191.6321 | 7899160.4186 | 8304575.8714 | 8734168.2399
Scenario 3: Aggressive Fuel Sub | PG&E | Res | HVAC | Res ¦ Res Smart Thermostat (Elec SC and Gas SH) - Cold | Res - Multi Family | Energy Efficiency | 2518.1203 | 2643.4789 | 2788.4487 | 2988.5672 | 3236.9813 | 3472.2816 | 3655.0662 | 3759.0153 | 3864.617 | 3967.839 | 4170.307 | 4387.4606 | 4617.3482
Scenario 3: Aggressive Fuel Sub | PG&E | Res | HVAC | Res ¦ Res Smart Thermostat (Elec SC and Elec SH) - Marine | Res - Multi Family | Energy Efficiency | 75276.4491 | 79027.5172 | 83895.7217 | 92343.5751 | 103880.313 | 114249.7097 | 120856.7325 | 121959.2374 | 122862.4517 | 123262.3288 | 129801.7397 | 136835.6294 | 144239.2562
Scenario 3: Aggressive Fuel Sub | PG&E | Res | HVAC | Res ¦ Res Smart Thermostat (Elec SC and Elec SH) - Hot-Dry | Res - Multi Family | Energy Efficiency | 1247417.1205 | 1309576.6227 | 1390248.3568 | 1530238.9794 | 1721415.9612 | 1893248.7612 | 2002734.7086 | 2021004.4794 | 2035971.776 | 2042598.1993 | 2150963.7397 | 2267523.3619 | 2390209.9512
Scenario 3: Aggressive Fuel Sub | PG&E | Res | HVAC | Res ¦ Res Smart Thermostat (Elec SC and Elec SH) - Cold | Res - Multi Family | Energy Efficiency | 51959.9499 | 54549.1436 | 57909.4464 | 63740.62 | 71703.9117 | 78861.4402 | 83421.9711 | 84182.9807 | 84806.4289 | 85082.4462 | 89596.3076 | 94451.4856 | 99561.8764
Scenario 3: Aggressive Fuel Sub | PG&E | Res | HVAC | Res ¦ Res Brushless HVAC Motor - Marine | Res - Multi Family | Energy Efficiency | 4616242.6562 | 4629399.9316 | 4550917.998 | 4378461.2698 | 4280852.4441 | 4435211.743 | 4510107.1625 | 4557897.0656 | 4601201.9655 | 4637929.3026 | 4763484.9981 | 4859484.751 | 4946398.8801
Scenario 3: Aggressive Fuel Sub | PG&E | Res | HVAC | Res ¦ Res Brushless HVAC Motor - Hot-Dry | Res - Multi Family | Energy Efficiency | 6083366.8097 | 6105690.6369 | 6009697.147 | 5792399.715 | 5672290.8376 | 5878601.433 | 5982458.1974 | 6051642.6617 | 6115455.6437 | 6171221.4263 | 6342434.0068 | 6475930.9016 | 6598240.3358
Scenario 3: Aggressive Fuel Sub | PG&E | Res | HVAC | Res ¦ Res Brushless HVAC Motor - Cold | Res - Multi Family | Energy Efficiency | 229176.7737 | 230002.7675 | 226364.066 | 218147.8806 | 213597.4057 | 221360.9716 | 225258.0085 | 227845.6927 | 230229.3966 | 232308.072 | 238740.7932 | 243748.9497 | 248333.2794
Scenario 3: Aggressive Fuel Sub | PG&E | Res | HVAC | Res ¦ HVAC Time Delay Relay - Marine | Res - Multi Family | Energy Efficiency | 2351442.0272 | 2603887.4325 | 2710866.8013 | 2420434.119 | 2086928.2336 | 2302959.7844 | 2395675.0256 | 2454299.2626 | 2454555.6524 | 2405421.9146 | 2502728.7811 | 2562212.1545 | 2619950.0367
Scenario 3: Aggressive Fuel Sub | PG&E | Res | HVAC | Res ¦ HVAC Time Delay Relay - Hot-Dry | Res - Multi Family | Energy Efficiency | 4565662.7349 | 5055821.7804 | 5263537.6041 | 4699620.7994 | 4052071.1787 | 4471527.4908 | 4651547.4602 | 4765374.844 | 4765872.6617 | 4670472.4463 | 4859407.7164 | 4974903.237 | 5087009.6356
Scenario 3: Aggressive Fuel Sub | PG&E | Res | HVAC | Res ¦ HVAC Time Delay Relay - Cold | Res - Multi Family | Energy Efficiency | 139224.8166 | 154171.6726 | 160505.736 | 143309.7191 | 123563.4123 | 136354.2669 | 141843.776 | 145314.8157 | 145329.9961 | 142420.8724 | 148182.2438 | 151704.1514 | 155122.7116
Scenario 3: Aggressive Fuel Sub | PG&E | Res | HVAC | Res ¦ HVAC System Maintenance - Ref. Charge, Coil Clean, Airflow Adj (Elec SC and Gas SH) - Marine | Res - Multi Family | Energy Efficiency | 7542.0777 | 8442.2379 | 9221.1736 | 8728.4254 | 6299.0516 | 7122.6633 | 7424.3496 | 7573.5578 | 7716.1472 | 7327.0438 | 7699.3457 | 7845.3118 | 7979.7414
Scenario 3: Aggressive Fuel Sub | PG&E | Res | HVAC | Res ¦ HVAC System Maintenance - Ref. Charge, Coil Clean, Airflow Adj (Elec SC and Gas SH) - Hot-Dry | Res - Multi Family | Energy Efficiency | 602152.0998 | 673007.8022 | 734441.3646 | 696787.1413 | 508218.0441 | 573256.2278 | 597657.893 | 610225.922 | 622332.0615 | 593052.5066 | 623183.7888 | 635737.394 | 647464.222
Scenario 3: Aggressive Fuel Sub | PG&E | Res | HVAC | Res ¦ HVAC System Maintenance - Ref. Charge, Coil Clean, Airflow Adj (Elec SC and Gas SH) - Cold | Res - Multi Family | Energy Efficiency | 271.6608 | 303.6108 | 331.3142 | 314.354 | 229.3692 | 258.6994 | 269.7134 | 275.3941 | 280.8676 | 267.6873 | 281.2877 | 286.966 | 292.2728
Scenario 3: Aggressive Fuel Sub | PG&E | Res | HVAC | Res ¦ Efficient HVAC System Furnace (AFUE 95) and AC (SEER2 15.2) - ZEAS 2030 - Marine | Res - Multi Family | Energy Efficiency | 25278.4105 | 28284.9589 | 30785.1251 | 31159.1005 | 30572.6232 | 0 | 0 | 0 | 0 | 0 | 0 | 0 | 0
Scenario 3: Aggressive Fuel Sub | PG&E | Res | HVAC | Res ¦ Efficient HVAC System Furnace (AFUE 95) and AC (SEER2 15.2) - ZEAS 2030 - Hot-Dry | Res - Multi Family | Energy Efficiency | 95153.5987 | 106478.4409 | 115900.5724 | 117320.9333 | 115124.1396 | 0 | 0 | 0 | 0 | 0 | 0 | 0 | 0
Scenario 3: Aggressive Fuel Sub | PG&E | Res | HVAC | Res ¦ Efficient HVAC System Furnace (AFUE 95) and AC (SEER2 15.2) - ZEAS 2030 - Cold | Res - Multi Family | Energy Efficiency | 146.4727 | 158.6376 | 167.8892 | 167.0549 | 160.9718 | 0 | 0 | 0 | 0 | 0 | 0 | 0 | 0
Scenario 3: Aggressive Fuel Sub | PG&E | Res | HVAC | Res ¦ Packaged/Split Heat Pump (SEER2 19.6) - Fuel Sub - ZEAS 2030 - Marine | Res - Multi Family | Fuel Substitution | 9115078.5338 | 9693852.3187 | 10331013.5796 | 11026698.0159 | 11750620.5625 | 6048162.2419 | 6153872.9918 | 6246822.9702 | 6333093.9453 | 6414614.4187 | 6530881.068 | 6633022.964 | 6731646.5434
Scenario 3: Aggressive Fuel Sub | PG&E | Res | HVAC | Res ¦ Packaged/Split Heat Pump (SEER2 19.6) - Fuel Sub - ZEAS 2030 - Hot-Dry | Res - Multi Family | Fuel Substitution | 35146731.2647 | 37155884.7637 | 39325281.4546 | 41660061.6155 | 44112741.8267 | 42986013.9177 | 43737805.679 | 44400322.5557 | 45016209.0546 | 45598990.0523 | 46425591.313 | 47153369.0589 | 47856691.7607
Scenario 3: Aggressive Fuel Sub | PG&E | Res | HVAC | Res ¦ Packaged/Split Heat Pump (SEER2 19.6) - Fuel Sub - ZEAS 2030 - Cold | Res - Multi Family | Fuel Substitution | 40061.4904 | 42255.8523 | 44607.2568 | 47123.2417 | 49776.0033 | 48476.4114 | 49324.4998 | 50072.729 | 50768.8557 | 51428.0275 | 52360.3571 | 53182.143 | 53976.6677
Scenario 3: Aggressive Fuel Sub | PG&E | Res | HVAC | Res ¦ Efficient HVAC System Furnace (AFUE 95) and AC (SEER2 15.2) - Panel Upgrade - ZEAS 2030 - Marine | Res - Multi Family | Energy Efficiency | 28505.4416 | 31895.8048 | 34715.141 | 35136.858 | 34475.5113 | 0 | 0 | 0 | 0 | 0 | 0 | 0 | 0
Scenario 3: Aggressive Fuel Sub | PG&E | Res | HVAC | Res ¦ Efficient HVAC System Furnace (AFUE 95) and AC (SEER2 15.2) - Panel Upgrade - ZEAS 2030 - Hot-Dry | Res - Multi Family | Energy Efficiency | 107300.8666 | 120071.4334 | 130696.3902 | 132298.0738 | 129820.8383 | 0 | 0 | 0 | 0 | 0 | 0 | 0 | 0
Scenario 3: Aggressive Fuel Sub | PG&E | Res | HVAC | Res ¦ Efficient HVAC System Furnace (AFUE 95) and AC (SEER2 15.2) - Panel Upgrade - ZEAS 2030 - Cold | Res - Multi Family | Energy Efficiency | 165.1713 | 178.8892 | 189.3219 | 188.3811 | 181.5214 | 0 | 0 | 0 | 0 | 0 | 0 | 0 | 0
Scenario 3: Aggressive Fuel Sub | PG&E | Res | HVAC | Res ¦ Packaged/Split Heat Pump (SEER2 19.6) - Fuel Sub - Panel Upgrade - ZEAS 2030 - Marine | Res - Multi Family | Fuel Substitution | 10278705.5807 | 10931365.3807 | 11649866.377 | 12434361.5923 | 13250699.7832 | 6820268.06 | 6939473.7992 | 7044289.7323 | 7141574.0234 | 7233501.3657 | 7364610.5661 | 7479791.8531 | 7591005.6766
Scenario 3: Aggressive Fuel Sub | PG&E | Res | HVAC | Res ¦ Packaged/Split Heat Pump (SEER2 19.6) - Fuel Sub - Panel Upgrade - ZEAS 2030 - Hot-Dry | Res - Multi Family | Fuel Substitution | 39633548.0219 | 41899189.2017 | 44345530.1509 | 46978367.3537 | 49744155.6769 | 48473590.1625 | 49321355.3402 | 50068448.8394 | 50762959.1467 | 51420137.7185 | 52352262.5445 | 53172948.0878 | 53966056.6663
Scenario 3: Aggressive Fuel Sub | PG&E | Res | HVAC | Res ¦ Packaged/Split Heat Pump (SEER2 19.6) - Fuel Sub - Panel Upgrade - ZEAS 2030 - Cold | Res - Multi Family | Fuel Substitution | 45175.7233 | 47650.2165 | 50301.8002 | 53138.9747 | 56130.3867 | 54664.8894 | 55621.2445 | 56464.9923 | 57249.9862 | 57993.3076 | 59044.658 | 59971.3527 | 60867.3061
Scenario 3: Aggressive Fuel Sub | PG&E | Res | HVAC | Res ¦ Res Efficient Furnace FS (AFUE = 95) - ZEAS 2030 - Marine | Res - Multi Family | Energy Efficiency | 37597.608 | 43212.0235 | 48586.7795 | 51048.5072 | 51813.827 | 0 | 0 | 0 | 0 | 0 | 0 | 0 | 0
Scenario 3: Aggressive Fuel Sub | PG&E | Res | HVAC | Res ¦ Res Efficient Furnace FS (AFUE = 95) - ZEAS 2030 - Hot-Dry | Res - Multi Family | Energy Efficiency | 6006.8289 | 6903.8231 | 7762.5277 | 8155.8287 | 8278.101 | 0 | 0 | 0 | 0 | 0 | 0 | 0 | 0
Scenario 3: Aggressive Fuel Sub | PG&E | Res | HVAC | Res ¦ Res Efficient Furnace FS (AFUE = 95) - ZEAS 2030 - Cold | Res - Multi Family | Energy Efficiency | 1097.7396 | 16.1734 | 17.7214 | 18.3544 | 18.344 | 0 | 0 | 0 | 0 | 0 | 0 | 0 | 0
Scenario 3: Aggressive Fuel Sub | PG&E | Res | HVAC | Res ¦ Res Furnace Heat Pump Heating Only (SEER2 19.6) - Fuel Sub - ZEAS 2030 - Marine | Res - Multi Family | Fuel Substitution | 9294662.8546 | 11959342.2348 | 15232995.4647 | 19080109.4334 | 22907732.0686 | 23722830.5332 | 24130720.9757 | 24468427.1755 | 24768034.4565 | 25039681.5607 | 25492014.7058 | 25866749.0163 | 26219874.1503
Scenario 3: Aggressive Fuel Sub | PG&E | Res | HVAC | Res ¦ Res Furnace Heat Pump Heating Only (SEER2 19.6) - Fuel Sub - ZEAS 2030 - Hot-Dry | Res - Multi Family | Fuel Substitution | -619182.6057 | -261865.5588 | 197956.6734 | 753269.1408 | 1296514.6615 | 7816384.5046 | 7952024.521 | 8068258.1627 | 8174136.9374 | 8272525.9164 | 8422247.9413 | 8550501.911 | 8673078.2906
Scenario 3: Aggressive Fuel Sub | PG&E | Res | HVAC | Res ¦ Res Furnace Heat Pump Heating Only (SEER2 19.6) - Fuel Sub - ZEAS 2030 - Cold | Res - Multi Family | Fuel Substitution | 0 | -436.397 | 646.1894 | 1957.2707 | 3236.0696 | 20460.536 | 20816.9447 | 21126.5892 | 21411.5136 | 21678.7016 | 22071.363 | 22412.2771 | 22739.8945
Scenario 3: Aggressive Fuel Sub | PG&E | Res | HVAC | Res ¦ Res Efficient Furnace FS (AFUE = 95) - Panel Upgrade - ZEAS 2030 - Marine | Res - Multi Family | Energy Efficiency | 42397.3027 | 48728.452 | 54789.3471 | 57565.3379 | 58428.3581 | 0 | 0 | 0 | 0 | 0 | 0 | 0 | 0
Scenario 3: Aggressive Fuel Sub | PG&E | Res | HVAC | Res ¦ Res Efficient Furnace FS (AFUE = 95) - Panel Upgrade - ZEAS 2030 - Hot-Dry | Res - Multi Family | Energy Efficiency | 6773.6582 | 7785.1622 | 8753.4887 | 9196.9983 | 9334.8798 | 0 | 0 | 0 | 0 | 0 | 0 | 0 | 0
Scenario 3: Aggressive Fuel Sub | PG&E | Res | HVAC | Res ¦ Res Efficient Furnace FS (AFUE = 95) - Panel Upgrade - ZEAS 2030 - Cold | Res - Multi Family | Energy Efficiency | 1237.8766 | 18.2381 | 19.9837 | 20.6976 | 20.6858 | 0 | 0 | 0 | 0 | 0 | 0 | 0 | 0
Scenario 3: Aggressive Fuel Sub | PG&E | Res | HVAC | Res ¦ Res Furnace Heat Pump Heating Only (SEER2 19.6) - Fuel Sub - Panel Upgrade - ZEAS 2030 - Marine | Res - Multi Family | Fuel Substitution | 10481215.5594 | 13486066.7754 | 17177633.1836 | 21515868.0845 | 25832123.3965 | 26751276.9842 | 27211238.5471 | 27592056.1767 | 27929911.1956 | 28236236.6536 | 28746314.4555 | 29168887.1886 | 29567092.127
Scenario 3: Aggressive Fuel Sub | PG&E | Res | HVAC | Res ¦ Res Furnace Heat Pump Heating Only (SEER2 19.6) - Fuel Sub - Panel Upgrade - ZEAS 2030 - Hot-Dry | Res - Multi Family | Fuel Substitution | -698227.1937 | -295295.2046 | 223227.7381 | 849431.1588 | 1462027.1715 | 8814220.8243 | 8967176.5875 | 9098248.5665 | 9217643.7805 | 9328593.0547 | 9497428.5296 | 9642055.3465 | 9780279.7745
Scenario 3: Aggressive Fuel Sub | PG&E | Res | HVAC | Res ¦ Res Furnace Heat Pump Heating Only (SEER2 19.6) - Fuel Sub - Panel Upgrade - ZEAS 2030 - Cold | Res - Multi Family | Fuel Substitution | 0 | -492.1073 | 728.6816 | 2207.135 | 3649.1849 | 23072.5193 | 23474.427 | 23823.6005 | 24144.8983 | 24446.1954 | 24888.9838 | 25273.4189 | 25642.8597
Scenario 3: Aggressive Fuel Sub | PG&E | Res | HVAC | Res ¦ Efficient Wall Furnace and ENERGY STAR Room AC - ZEAS 2030 - Marine | Res - Multi Family | Energy Efficiency | 10.8519 | 12.4317 | 13.9272 | 14.5748 | 14.7394 | 0 | 0 | 0 | 0 | 0 | 0 | 0 | 0
Scenario 3: Aggressive Fuel Sub | PG&E | Res | HVAC | Res ¦ Efficient Wall Furnace and ENERGY STAR Room AC - ZEAS 2030 - Hot-Dry | Res - Multi Family | Energy Efficiency | 13.7498 | 15.513 | 17.04 | 17.4121 | 17.2611 | 0 | 0 | 0 | 0 | 0 | 0 | 0 | 0
Scenario 3: Aggressive Fuel Sub | PG&E | Res | HVAC | Res ¦ Efficient Wall Furnace and ENERGY STAR Room AC - ZEAS 2030 - Cold | Res - Multi Family | Energy Efficiency | 3.8624 | 3.9818 | 4.0837 | 4.1662 | 4.2697 | 0 | 0 | 0 | 0 | 0 | 0 | 0 | 0
Scenario 3: Aggressive Fuel Sub | PG&E | Res | HVAC | Res ¦ Ductless Mini Split Heat Pump (SEER2 19.6) - Fuel Sub - ZEAS 2030 - Marine | Res - Multi Family | Fuel Substitution | 18015.5201 | 18980.6814 | 20000.8244 | 21081.0302 | 22229.6343 | 57.3734 | 57.0267 | 52.5285 | 45.5844 | 36.7279 | 37.0897 | 32.8738 | 27.0612
Scenario 3: Aggressive Fuel Sub | PG&E | Res | HVAC | Res ¦ Ductless Mini Split Heat Pump (SEER2 19.6) - Fuel Sub - ZEAS 2030 - Hot-Dry | Res - Multi Family | Fuel Substitution | 15560.4732 | 16340.8887 | 17150.8927 | 17996.2951 | 18904.4662 | 436.8884 | 443.0665 | 443.9685 | 441.8139 | 437.2989 | 444.8967 | 446.6735 | 446.5071
Scenario 3: Aggressive Fuel Sub | PG&E | Res | HVAC | Res ¦ Efficient Wall Furnace and ENERGY STAR Room AC - Panel Upgrade - ZEAS 2030 - Marine | Res - Multi Family | Energy Efficiency | 12.2372 | 14.0187 | 15.7052 | 16.4354 | 16.621 | 0 | 0 | 0 | 0 | 0 | 0 | 0 | 0
Scenario 3: Aggressive Fuel Sub | PG&E | Res | HVAC | Res ¦ Efficient Wall Furnace and ENERGY STAR Room AC - Panel Upgrade - ZEAS 2030 - Hot-Dry | Res - Multi Family | Energy Efficiency | 15.5051 | 17.4934 | 19.2154 | 19.6349 | 19.4646 | 0 | 0 | 0 | 0 | 0 | 0 | 0 | 0
Scenario 3: Aggressive Fuel Sub | PG&E | Res | HVAC | Res ¦ Efficient Wall Furnace and ENERGY STAR Room AC - Panel Upgrade - ZEAS 2030 - Cold | Res - Multi Family | Energy Efficiency | 4.3554 | 4.4901 | 4.605 | 4.698 | 4.8148 | 0 | 0 | 0 | 0 | 0 | 0 | 0 | 0
Scenario 3: Aggressive Fuel Sub | PG&E | Res | HVAC | Res ¦ Ductless Mini Split Heat Pump (SEER2 19.6) - Fuel Sub - Panel Upgrade - ZEAS 2030 - Marine | Res - Multi Family | Fuel Substitution | 20315.3737 | 21403.7471 | 22554.1212 | 23772.2255 | 25067.4599 | 64.6977 | 64.3067 | 59.2343 | 51.4037 | 41.4166 | 41.8246 | 37.0705 | 30.5158
Scenario 3: Aggressive Fuel Sub | PG&E | Res | HVAC | Res ¦ Ductless Mini Split Heat Pump (SEER2 19.6) - Fuel Sub - Panel Upgrade - ZEAS 2030 - Hot-Dry | Res - Multi Family | Fuel Substitution | 17546.9166 | 18426.9596 | 19340.3684 | 20293.6944 | 21317.8023 | 492.6614 | 499.6281 | 500.6453 | 498.2157 | 493.1243 | 501.6921 | 503.6956 | 503.508
Scenario 3: Aggressive Fuel Sub | PG&E | Res | HVAC | Res ¦ Res Efficient Furnace (AFUE 95, VSM) - ZEAS 2030 - Marine | Res - Multi Family | Energy Efficiency | 50082.7437 | 52613.6844 | 55241.9267 | 57948.8496 | 60807.1004 | 0 | 0 | 0 | 0 | 0 | 0 | 0 | 0
Scenario 3: Aggressive Fuel Sub | PG&E | Res | HVAC | Res ¦ Res Efficient Furnace (AFUE 95, VSM) - ZEAS 2030 - Hot-Dry | Res - Multi Family | Energy Efficiency | 195668.6332 | 205515.6403 | 215728.0601 | 226235.0827 | 237334.2532 | 0 | 0 | 0 | 0 | 0 | 0 | 0 | 0
Scenario 3: Aggressive Fuel Sub | PG&E | Res | HVAC | Res ¦ Res Efficient Furnace (AFUE 95, VSM) - ZEAS 2030 - Cold | Res - Multi Family | Energy Efficiency | 148.0486 | 155.4262 | 163.0542 | 170.8824 | 179.1603 | 0 | 0 | 0 | 0 | 0 | 0 | 0 | 0
Scenario 3: Aggressive Fuel Sub | PG&E | Res | HVAC | Res ¦ Efficient Condensing Central Boiler - ZEAS 2030 - Marine | Res - Multi Family | Energy Efficiency | 27890.7257 | 29334.1453 | 30856.6877 | 32444.4874 | 34110.0365 | 0 | 0 | 0 | 0 | 0 | 0 | 0 | 0
Scenario 3: Aggressive Fuel Sub | PG&E | Res | HVAC | Res ¦ Efficient Condensing Central Boiler - ZEAS 2030 - Hot-Dry | Res - Multi Family | Energy Efficiency | 49358.4158 | 51912.8438 | 54607.2927 | 57417.2255 | 60364.753 | 0 | 0 | 0 | 0 | 0 | 0 | 0 | 0
Scenario 3: Aggressive Fuel Sub | PG&E | Res | HVAC | Res ¦ Efficient Condensing Central Boiler - ZEAS 2030 - Cold | Res - Multi Family | Energy Efficiency | 270.0936 | 284.0717 | 298.8159 | 314.1921 | 330.3212 | 0 | 0 | 0 | 0 | 0 | 0 | 0 | 0
Scenario 3: Aggressive Fuel Sub | PG&E | Res | WaterHeat | Res ¦ Res Heat Pump Water Heater (3.50 UEF - 50 Gal) - Marine | Res - Multi Family | Energy Efficiency | 58523162.4551 | 60553295.0551 | 62347129.774 | 63872378.0252 | 65691203.5062 | 68106376.2898 | 69983768.1123 | 71639758.1143 | 73157644.2946 | 74575826.0845 | 76549199.6758 | 78256646.7425 | 79889201.5981
Scenario 3: Aggressive Fuel Sub | PG&E | Res | WaterHeat | Res ¦ Res Heat Pump Water Heater (3.50 UEF - 50 Gal) - Hot-Dry | Res - Multi Family | Energy Efficiency | 52132763.6776 | 53946783.2618 | 55548768.2107 | 56910040.626 | 58534740.5426 | 60694336.2423 | 62371399.4322 | 63849742.9748 | 65204085.1418 | 66468847.5841 | 68231474.7239 | 69755354.8219 | 71211897.9959
Scenario 3: Aggressive Fuel Sub | PG&E | Res | WaterHeat | Res ¦ Res Heat Pump Water Heater (3.50 UEF - 50 Gal) - Cold | Res - Multi Family | Energy Efficiency | 3581160.7774 | 3705318.4708 | 3815036.0945 | 3908336.7618 | 4019577.8803 | 4167264.3115 | 4282086.7979 | 4383380.1604 | 4476235.0444 | 4562998.4662 | 4683693.4908 | 4788139.4495 | 4888010.483
Scenario 3: Aggressive Fuel Sub | PG&E | Res | WaterHeat | Res ¦ Res Faucet Aerators (Elec WH) | Res - Multi Family | Energy Efficiency | 231638.6962 | 249375.5793 | 254225.2967 | 244746.2606 | 252490.786 | 278677.4578 | 294743.0809 | 305697.2208 | 304839.581 | 305901.8252 | 321320.8766 | 332379.4839 | 343470.5727
Scenario 3: Aggressive Fuel Sub | PG&E | Res | WaterHeat | Res ¦ Res Faucet Aerators (Gas WH) | Res - Multi Family | Energy Efficiency | 8648426.5142 | 9086256.7615 | 9540459.7755 | 9997231.2046 | 10463776.598 | 10955222.1952 | 11473872.0354 | 12020836.6539 | 12597383.9018 | 13207139.2918 | 13855372.287 | 14547769.4222 | 15284242.0277
Scenario 3: Aggressive Fuel Sub | PG&E | Res | WaterHeat | Res ¦ Res Low Flow Showerheads (Elec WH) | Res - Multi Family | Energy Efficiency | 1461083.1104 | 1517942.8771 | 1567396.1711 | 1608742.9704 | 1663024.7128 | 1742433.7559 | 1802679.4483 | 1855072.5458 | 1901065.2502 | 1940718.5349 | 1997528.2389 | 2043644.7021 | 2087133.4252
Scenario 3: Aggressive Fuel Sub | PG&E | Res | WaterHeat | Res ¦ Res Low Flow Showerheads (Gas WH) | Res - Multi Family | Energy Efficiency | 56951668.0562 | 59795445.8772 | 62784540.5436 | 65892132.6801 | 69143568.9211 | 72583383.1642 | 76225129.2964 | 80080490.5758 | 84162331.9822 | 88490677.3072 | 93090329.4308 | 97985827.9349 | 103188880.1009
Scenario 3: Aggressive Fuel Sub | PG&E | Res | WaterHeat | Res ¦ Res Tankless Gas Water Heater (0.87 UEF - High Draw) - ZEAS 2030 - Marine | Res - Multi Family | Energy Efficiency | 421695.7796 | 485493.5014 | 547107.0109 | 576356.6741 | 586275.2812 | 0 | 0 | 0 | 0 | 0 | 0 | 0 | 0
Scenario 3: Aggressive Fuel Sub | PG&E | Res | WaterHeat | Res ¦ Res Tankless Gas Water Heater (0.87 UEF - High Draw) - ZEAS 2030 - Hot-Dry | Res - Multi Family | Energy Efficiency | 572512.8969 | 659125.9822 | 742772.9071 | 782480.7818 | 795944.4097 | 0 | 0 | 0 | 0 | 0 | 0 | 0 | 0
Scenario 3: Aggressive Fuel Sub | PG&E | Res | WaterHeat | Res ¦ Res Tankless Gas Water Heater (0.87 UEF - High Draw) - ZEAS 2030 - Cold | Res - Multi Family | Energy Efficiency | 965.2935 | 1078.5772 | 1185.8723 | 1233.1171 | 1236.5455 | 0 | 0 | 0 | 0 | 0 | 0 | 0 | 0
Scenario 3: Aggressive Fuel Sub | PG&E | Res | WaterHeat | Res ¦ Res Heat Pump Water Heater (3.70 UEF - 50 Gal) - Fuel Sub - ZEAS 2030 - Marine | Res - Multi Family | Fuel Substitution | 144466581.5215 | 153149035.4769 | 162644515.001 | 172990116.4341 | 183764626.5955 | 105406176.6141 | 108377216.5913 | 111015418.6113 | 113447822.1667 | 115727176.894 | 118854866.0163 | 121559323.1721 | 124146672.2169
Scenario 3: Aggressive Fuel Sub | PG&E | Res | WaterHeat | Res ¦ Res Heat Pump Water Heater (3.70 UEF - 50 Gal) - Fuel Sub - ZEAS 2030 - Hot-Dry | Res - Multi Family | Fuel Substitution | 193505085.0361 | 205171782.2793 | 217935499.0771 | 231846046.5032 | 246331104.8175 | 125645246.1288 | 129193301.5227 | 132342299.3268 | 135244465.5042 | 137963005.2319 | 141697860.7293 | 144925323.8318 | 148012215.0055
Scenario 3: Aggressive Fuel Sub | PG&E | Res | WaterHeat | Res ¦ Res Heat Pump Water Heater (3.70 UEF - 50 Gal) - Fuel Sub - ZEAS 2030 - Cold | Res - Multi Family | Fuel Substitution | 302431.7277 | 320909.7942 | 341193.1678 | 363359.3733 | 386397.2289 | 201093.7043 | 206758.3724 | 211789.2805 | 216428.3728 | 220776.1113 | 226739.5957 | 231897.1769 | 236831.8588
Scenario 3: Aggressive Fuel Sub | PG&E | Res | WaterHeat | Res ¦ Res Tankless Gas Water Heater (0.87 UEF - High Draw) - Panel Upgrade - ZEAS 2030 - Marine | Res - Multi Family | Energy Efficiency | 421695.7796 | 485493.5014 | 547107.0109 | 576356.6741 | 586275.2812 | 0 | 0 | 0 | 0 | 0 | 0 | 0 | 0
Scenario 3: Aggressive Fuel Sub | PG&E | Res | WaterHeat | Res ¦ Res Tankless Gas Water Heater (0.87 UEF - High Draw) - Panel Upgrade - ZEAS 2030 - Hot-Dry | Res - Multi Family | Energy Efficiency | 572512.8969 | 659125.9822 | 742772.9071 | 782480.7818 | 795944.4097 | 0 | 0 | 0 | 0 | 0 | 0 | 0 | 0
Scenario 3: Aggressive Fuel Sub | PG&E | Res | WaterHeat | Res ¦ Res Tankless Gas Water Heater (0.87 UEF - High Draw) - Panel Upgrade - ZEAS 2030 - Cold | Res - Multi Family | Energy Efficiency | 965.2935 | 1078.5772 | 1185.8723 | 1233.1171 | 1236.5455 | 0 | 0 | 0 | 0 | 0 | 0 | 0 | 0
Scenario 3: Aggressive Fuel Sub | PG&E | Res | WaterHeat | Res ¦ Res Heat Pump Water Heater (3.70 UEF - 50 Gal) - Fuel Sub - Panel Upgrade - ZEAS 2030 - Marine | Res - Multi Family | Fuel Substitution | 144466581.5215 | 153149035.4769 | 162644515.001 | 172990116.4341 | 183764626.5955 | 105406176.6141 | 108377216.5913 | 111015418.6113 | 113447822.1667 | 115727176.894 | 118854866.0163 | 121559323.1721 | 124146672.2169
Scenario 3: Aggressive Fuel Sub | PG&E | Res | WaterHeat | Res ¦ Res Heat Pump Water Heater (3.70 UEF - 50 Gal) - Fuel Sub - Panel Upgrade - ZEAS 2030 - Hot-Dry | Res - Multi Family | Fuel Substitution | 193505085.0361 | 205171782.2793 | 217935499.0771 | 231846046.5032 | 246331104.8175 | 125645246.1288 | 129193301.5227 | 132342299.3268 | 135244465.5042 | 137963005.2319 | 141697860.7293 | 144925323.8318 | 148012215.0055
Scenario 3: Aggressive Fuel Sub | PG&E | Res | WaterHeat | Res ¦ Res Heat Pump Water Heater (3.70 UEF - 50 Gal) - Fuel Sub - Panel Upgrade - ZEAS 2030 - Cold | Res - Multi Family | Fuel Substitution | 302431.7277 | 320909.7942 | 341193.1678 | 363359.3733 | 386397.2289 | 201093.7043 | 206758.3724 | 211789.2805 | 216428.3728 | 220776.1113 | 226739.5957 | 231897.1769 | 236831.8588
Scenario 3: Aggressive Fuel Sub | PG&E | Res | WaterHeat | Res ¦ Res Central Heat Pump Water Heater (150+ kBtuh, 3.0 COP) - Fuel Sub - ZEAS 2030 - Marine | Res - Multi Family | Fuel Substitution | 3205252209.4111 | 3457267377.2011 | 3748140308.9358 | 4078652661.0768 | 4413169725.7916 | 0 | 0 | 0 | 0 | 0 | 0 | 0 | 0
Scenario 3: Aggressive Fuel Sub | PG&E | Res | WaterHeat | Res ¦ Res Central Heat Pump Water Heater (150+ kBtuh, 3.0 COP) - Fuel Sub - ZEAS 2030 - Hot-Dry | Res - Multi Family | Fuel Substitution | 3606814033.4816 | 3897920740.7975 | 4235195423.3783 | 4619518223.5958 | 5007784374.3235 | 0 | 0 | 0 | 0 | 0 | 0 | 0 | 0
Scenario 3: Aggressive Fuel Sub | PG&E | Res | WaterHeat | Res ¦ Res Central Heat Pump Water Heater (150+ kBtuh, 3.0 COP) - Fuel Sub - ZEAS 2030 - Cold | Res - Multi Family | Fuel Substitution | 6731528.1717 | 7231882.7819 | 7804218.7243 | 8450182.4411 | 9106884.7211 | 0 | 0 | 0 | 0 | 0 | 0 | 0 | 0
Scenario 3: Aggressive Fuel Sub | PG&E | Res | WaterHeat | Res ¦ Res Central Heat Pump Water Heater (150+ kBtuh, 3.0 COP) - Fuel Sub - Panel Upgrade - ZEAS 2030 - Marine | Res - Multi Family | Fuel Substitution | 3205252209.4111 | 3457267377.2011 | 3748140308.9358 | 4078652661.0768 | 4413169725.7916 | 0 | 0 | 0 | 0 | 0 | 0 | 0 | 0
Scenario 3: Aggressive Fuel Sub | PG&E | Res | WaterHeat | Res ¦ Res Central Heat Pump Water Heater (150+ kBtuh, 3.0 COP) - Fuel Sub - Panel Upgrade - ZEAS 2030 - Hot-Dry | Res - Multi Family | Fuel Substitution | 3606814033.4816 | 3897920740.7975 | 4235195423.3783 | 4619518223.5958 | 5007784374.3235 | 0 | 0 | 0 | 0 | 0 | 0 | 0 | 0
Scenario 3: Aggressive Fuel Sub | PG&E | Res | WaterHeat | Res ¦ Res Central Heat Pump Water Heater (150+ kBtuh, 3.0 COP) - Fuel Sub - Panel Upgrade - ZEAS 2030 - Cold | Res - Multi Family | Fuel Substitution | 6731528.1717 | 7231882.7819 | 7804218.7243 | 8450182.4411 | 9106884.7211 | 0 | 0 | 0 | 0 | 0 | 0 | 0 | 0
Scenario 3: Aggressive Fuel Sub | PG&E | Res | WaterHeat | Res ¦ Res Hot Water Tank Insulation | Res - Multi Family | Energy Efficiency | 1882097.0815 | 1972755.5605 | 2067643.3317 | 2167617.4996 | 2273065.1696 | 2384354.4879 | 2501986.5286 | 2626459.8083 | 2758197.0412 | 2897643.0246 | 3045243.1324 | 3201725.5164 | 3367875.9461
Scenario 3: Aggressive Fuel Sub | PG&E | Res | WaterHeat | Res ¦ Water Heating Controls (Gas WH) | Res - Multi Family | Energy Efficiency | 23129838.4142 | 24245600.7455 | 25409944.0342 | 26636091.7893 | 27929284.7259 | 29293457.3077 | 30734609.5768 | 32259566.0804 | 33873219.1964 | 35581693.7454 | 37389279.8203 | 39304241.4135 | 41337467.4465
Scenario 3: Aggressive Fuel Sub | PG&E | Res | WholeBlg | Res ¦ Res All-Electric Homes - Marine | Res - Multi Family | Energy Efficiency | 8728761.665 | 11804908.1521 | 13341999.2559 | 14053858.2875 | 14321387.5511 | 14344119.2677 | 14151278.6458 | 13832109.7702 | 13416684.7743 | 12955792.4621 | 12695665.1097 | 12552689.2596 | 12400877.5132
Scenario 3: Aggressive Fuel Sub | PG&E | Res | WholeBlg | Res ¦ Res All-Electric Homes - Hot-Dry | Res - Multi Family | Energy Efficiency | 9099177.5673 | 15240099.4678 | 17205773.4865 | 18104866.5875 | 18430483.1016 | 18441473.7134 | 18176198.471 | 17749246.8416 | 17199450.9567 | 16592132.3823 | 16242682.2477 | 16043421.2447 | 15832920.6119
Scenario 3: Aggressive Fuel Sub | PG&E | Res | WholeBlg | Res ¦ Res All-Electric Homes - Cold | Res - Multi Family | Energy Efficiency | 34898.6396 | 48889.7383 | 53877.5529 | 55979.9589 | 56201.9586 | 55970.6424 | 55015.4001 | 53607.7109 | 51781.0833 | 49728.4719 | 48451.1106 | 47715.1668 | 47027.6251
Scenario 3: Aggressive Fuel Sub | SCE | Res | AppPlug | Res ¦ Heat Pump Res Clothes Dryer | Res - Multi Family | Energy Efficiency | 8463125.2851 | 8858705.4335 | 9232569.883 | 9574078.1348 | 9987804.449 | 10496666.2869 | 10848564.3154 | 11070505.0826 | 11264521.2942 | 11413076.4168 | 11644689.3789 | 11831068.6807 | 12007863.9781
Scenario 3: Aggressive Fuel Sub | SCE | Res | AppPlug | Res ¦ ENERGY STAR Cooking Stove | Res - Multi Family | Energy Efficiency | 3429711.7524 | 3572656.2106 | 3705435.2033 | 3821184.8626 | 3955065.8749 | 4118065.6584 | 4233403.6771 | 4311295.7014 | 4386408.3357 | 4450787.0269 | 4542585.0322 | 4619934.3432 | 4694481.3618
Scenario 3: Aggressive Fuel Sub | SCE | Res | AppPlug | Res ¦ Smart Connected Power Strip | Res - Multi Family | Energy Efficiency | 6599747.2136 | 7186224.9728 | 7811407.3877 | 7667233.2431 | 7677055.76 | 9473665.484 | 10599055.132 | 10983829.9639 | 11603175.5246 | 10933536.6246 | 11469698.3726 | 11923998.4037 | 12376434.0083
Scenario 3: Aggressive Fuel Sub | SCE | Res | AppPlug | Res ¦ Efficient Refrigerator | Res - Multi Family | Energy Efficiency | 12926958.2634 | 13671448.4502 | 14425651.3647 | 15152258.1614 | 15953903.1081 | 16728062.0989 | 17251430.119 | 17619788.6097 | 17977947.4872 | 18279101.2694 | 18733810.7797 | 19148494.0953 | 19537952.0131
Scenario 3: Aggressive Fuel Sub | SCE | Res | AppPlug | Res ¦ Efficient Res Clothes Washer (Electric) | Res - Multi Family | Energy Efficiency | 369188.1511 | 387010.5212 | 403797.2129 | 418899.2022 | 437711.2662 | 461305.7726 | 477784.9462 | 488340.214 | 497752.2663 | 504615.8769 | 514806.9289 | 522852.4885 | 530427.3322
Scenario 3: Aggressive Fuel Sub | SCE | Res | BldgEnv | Res ¦ Attic/Ceiling Insulation NEW (Add R-11) - Marine | Res - Multi Family | Energy Efficiency | 6129.831 | 6038.5596 | 6275.2912 | 6295.1788 | 6353.8644 | 6268.698 | 6122.5206 | 5907.8635 | 5674.3981 | 5428.3169 | 5224.3615 | 5052.545 | 4882.2106
Scenario 3: Aggressive Fuel Sub | SCE | Res | BldgEnv | Res ¦ Attic/Ceiling Insulation NEW (Add R-11) - Hot-Dry | Res - Multi Family | Energy Efficiency | 53273.0699 | 52479.849 | 54537.2333 | 54710.0722 | 55220.0966 | 54479.9331 | 53209.5366 | 51343.997 | 49314.9981 | 47176.3586 | 45403.8247 | 43910.6039 | 42430.2632
Scenario 3: Aggressive Fuel Sub | SCE | Res | BldgEnv | Res ¦ Attic/Ceiling Insulation NEW (Add R-11) - Cold | Res - Multi Family | Energy Efficiency | 1351.4314 | 1331.309 | 1383.5007 | 1387.8853 | 1400.8236 | 1382.0471 | 1349.8197 | 1302.4947 | 1251.023 | 1196.77 | 1151.8044 | 1113.9243 | 1076.371
Scenario 3: Aggressive Fuel Sub | SCE | Res | BldgEnv | Res ¦ Attic/Ceiling Insulation RET (Add R-30) - Marine | Res - Multi Family | Energy Efficiency | 314894.3005 | 332080.7763 | 347759.4037 | 362029.0722 | 379796.0549 | 401981.761 | 416818.472 | 426682.5626 | 436091.7358 | 443763.2673 | 454541.6877 | 463372.9337 | 471788.9925
Scenario 3: Aggressive Fuel Sub | SCE | Res | BldgEnv | Res ¦ Attic/Ceiling Insulation RET (Add R-30) - Hot-Dry | Res - Multi Family | Energy Efficiency | 2850708.3418 | 3006295.8829 | 3148233.0153 | 3277414.9759 | 3438257.791 | 3639102.8912 | 3773418.2333 | 3862716.9132 | 3947897.2692 | 4017346.9192 | 4114922.94 | 4194871.3754 | 4271061.161
Scenario 3: Aggressive Fuel Sub | SCE | Res | BldgEnv | Res ¦ Attic/Ceiling Insulation RET (Add R-30) - Cold | Res - Multi Family | Energy Efficiency | 77137.8959 | 81347.9708 | 85188.6765 | 88684.2374 | 93036.5158 | 98471.2241 | 102105.6903 | 104522.0414 | 106826.9539 | 108706.2061 | 111346.5355 | 113509.8764 | 115571.5113
Scenario 3: Aggressive Fuel Sub | SCE | Res | BldgEnv | Res ¦ Wall Insulation (R13) - Marine | Res - Multi Family | Energy Efficiency | 363245.5987 | 383071.0185 | 401157.0632 | 417617.8067 | 438112.8688 | 463705.1392 | 480819.9931 | 492198.6922 | 503052.6225 | 511902.1001 | 524335.5222 | 534522.7858 | 544231.1112
Scenario 3: Aggressive Fuel Sub | SCE | Res | BldgEnv | Res ¦ Wall Insulation (R13) - Hot-Dry | Res - Multi Family | Energy Efficiency | 3725038.944 | 3928346.1857 | 4113816.3504 | 4282619.2501 | 4492793.5922 | 4755239.1777 | 4930749.8999 | 5047437.06 | 5158742.7796 | 5249493.0844 | 5376996.299 | 5481465.4342 | 5581023.1176
Scenario 3: Aggressive Fuel Sub | SCE | Res | BldgEnv | Res ¦ Wall Insulation (R13) - Cold | Res - Multi Family | Energy Efficiency | 141955.6463 | 149703.3803 | 156771.3701 | 163204.1953 | 171213.6242 | 181215.0318 | 187903.4822 | 192350.2548 | 196591.9488 | 200050.3068 | 204909.263 | 208890.4251 | 212684.419
Scenario 3: Aggressive Fuel Sub | SCE | Res | BldgEnv | Res ¦ Sealed Ducts (Low Leakage) - Marine | Res - Multi Family | Energy Efficiency | 1036828.957 | 1095252.3439 | 1137774.9581 | 1166087.3378 | 1204439.1434 | 1295098.6639 | 1347388.1373 | 1369308.5708 | 1389372.6069 | 1406651.3593 | 1433676.9077 | 1448152.6255 | 1460949.5398
Scenario 3: Aggressive Fuel Sub | SCE | Res | BldgEnv | Res ¦ Sealed Ducts (Low Leakage) - Hot-Dry | Res - Multi Family | Energy Efficiency | 11889331.7726 | 12559273.5459 | 13046880.9427 | 13371539.3864 | 13811320.0638 | 14850914.0198 | 15450518.1234 | 15701880.0331 | 15931954.6081 | 16130090.298 | 16439992.6297 | 16605985.8823 | 16752728.2733
Scenario 3: Aggressive Fuel Sub | SCE | Res | BldgEnv | Res ¦ Sealed Ducts (Low Leakage) - Cold | Res - Multi Family | Energy Efficiency | 253986.1917 | 268297.8421 | 278714.3691 | 285649.8945 | 295044.7218 | 317253.0776 | 330062.1375 | 335431.8635 | 340346.8382 | 344579.5176 | 351199.8151 | 354745.8507 | 357880.6392
Scenario 3: Aggressive Fuel Sub | SCE | Res | HVAC | Res ¦ Packaged/Split System AC (SEER2 19.6) - Marine | Res - Multi Family | Energy Efficiency | 1498839.1421 | 1540360.5081 | 1574846.5289 | 1600500.1876 | 1635638.3693 | 1693679.067 | 1732231.0298 | 1755558.1466 | 1776954.5061 | 1796899.0551 | 1822945.2921 | 1843060.6303 | 1863269.4461
Scenario 3: Aggressive Fuel Sub | SCE | Res | HVAC | Res ¦ Packaged/Split System AC (SEER2 19.6) - Hot-Dry | Res - Multi Family | Energy Efficiency | 24566363.3561 | 25246909.3436 | 25812144.1941 | 26232614.3325 | 26808538.2685 | 27759840.3991 | 28391717.0966 | 28774054.6081 | 29124746.504 | 29451642.8503 | 29878547.4476 | 30208243.0722 | 30539470.8196
Scenario 3: Aggressive Fuel Sub | SCE | Res | HVAC | Res ¦ Packaged/Split System AC (SEER2 19.6) - Cold | Res - Multi Family | Energy Efficiency | 1336751.119 | 1373782.2659 | 1404538.8865 | 1427418.2977 | 1458756.553 | 1510520.5918 | 1544903.4539 | 1565707.9209 | 1584790.4272 | 1602578.1254 | 1625807.6605 | 1643747.6782 | 1661771.0647
Scenario 3: Aggressive Fuel Sub | SCE | Res | HVAC | Res ¦ Packaged/Split Heat Pump (SEER2 19.6) - Marine | Res - Multi Family | Energy Efficiency | 540637.3557 | 567324.0708 | 594575.475 | 621793.4565 | 651729.3086 | 679163.5642 | 700022.4756 | 717729.6951 | 735472.0061 | 751275.537 | 772465.0924 | 793080.1376 | 812587.4249
Scenario 3: Aggressive Fuel Sub | SCE | Res | HVAC | Res ¦ Packaged/Split Heat Pump (SEER2 19.6) - Hot-Dry | Res - Multi Family | Energy Efficiency | 6485121.5475 | 6805237.4055 | 7132126.8944 | 7458615.466 | 7817705.7836 | 8146788.6339 | 8396998.0844 | 8609401.9615 | 8822226.7738 | 9011795.2851 | 9265970.9187 | 9513255.1139 | 9747251.3924
Scenario 3: Aggressive Fuel Sub | SCE | Res | HVAC | Res ¦ Packaged/Split Heat Pump (SEER2 19.6) - Cold | Res - Multi Family | Energy Efficiency | 5352787.781 | 5617009.8531 | 5886822.8472 | 6156304.9262 | 6452696.3276 | 6724319.7116 | 6930841.375 | 7106158.502 | 7281823.0669 | 7438291.994 | 7648087.3256 | 7852194.4976 | 8045333.8877
Scenario 3: Aggressive Fuel Sub | SCE | Res | HVAC | Res ¦ ENERGY STAR Room AC - Marine | Res - Multi Family | Energy Efficiency | 679392.4055 | 706450.832 | 729415.6297 | 744790.3349 | 767928.6795 | 810525.6015 | 835952.3012 | 847219.5574 | 857661.0831 | 866199.1766 | 879004.2646 | 885369.7111 | 891338.3174
Scenario 3: Aggressive Fuel Sub | SCE | Res | HVAC | Res ¦ ENERGY STAR Room AC - Hot-Dry | Res - Multi Family | Energy Efficiency | 5847991.0842 | 6080901.3074 | 6278574.8922 | 6410915.4046 | 6610082.8247 | 6976743.4146 | 7195608.2589 | 7292593.1727 | 7382470.464 | 7455963.6246 | 7566185.6989 | 7620977.4126 | 7672353.2544
Scenario 3: Aggressive Fuel Sub | SCE | Res | HVAC | Res ¦ ENERGY STAR Room AC - Cold | Res - Multi Family | Energy Efficiency | 294051.7278 | 305763.0407 | 315702.5667 | 322356.9811 | 332371.6209 | 350808.2392 | 361813.3151 | 366689.961 | 371209.2177 | 374904.639 | 380446.8826 | 383201.948 | 385785.2548
Scenario 3: Aggressive Fuel Sub | SCE | Res | HVAC | Res ¦ Ductless Mini Split Heat Pump (SEER2 19.6) - Marine | Res - Multi Family | Energy Efficiency | 2532.2608 | 2657.2572 | 2784.8985 | 2912.3832 | 3052.5981 | 3181.0958 | 3278.7957 | 3361.7336 | 3444.8358 | 3518.857 | 3618.1056 | 3714.6632 | 3806.0323
Scenario 3: Aggressive Fuel Sub | SCE | Res | HVAC | Res ¦ Ductless Mini Split Heat Pump (SEER2 19.6) - Hot-Dry | Res - Multi Family | Energy Efficiency | 22764.3855 | 23888.0716 | 25035.5348 | 26181.5907 | 27442.0868 | 28597.2493 | 29475.5465 | 30221.1368 | 30968.2047 | 31633.6372 | 32525.8567 | 33393.8856 | 34215.2706
Scenario 3: Aggressive Fuel Sub | SCE | Res | HVAC | Res ¦ Ductless Mini Split Heat Pump (SEER2 19.6) - Cold | Res - Multi Family | Energy Efficiency | 1052.9823 | 1104.9592 | 1158.0359 | 1211.0475 | 1269.3526 | 1322.7855 | 1363.4117 | 1397.8995 | 1432.4556 | 1463.2357 | 1504.5059 | 1544.6572 | 1582.6509
Scenario 3: Aggressive Fuel Sub | SCE | Res | HVAC | Res ¦ Res Smart Thermostat (Elec SC and Gas SH) - Marine | Res - Multi Family | Energy Efficiency | 58039.2114 | 60729.8982 | 64936.6907 | 72849.1999 | 84378.6846 | 94205.8552 | 100359.3745 | 101364.1789 | 102767.0526 | 103425.7369 | 108570.0272 | 114127.2505 | 120032.9627
Scenario 3: Aggressive Fuel Sub | SCE | Res | HVAC | Res ¦ Res Smart Thermostat (Elec SC and Gas SH) - Hot-Dry | Res - Multi Family | Energy Efficiency | 909934.8528 | 952119.2599 | 1018073.0687 | 1142124.8564 | 1322883.3422 | 1476953.0619 | 1573427.5233 | 1589180.7796 | 1611174.9383 | 1621501.7472 | 1702153.585 | 1789279.3568 | 1881868.7155
Scenario 3: Aggressive Fuel Sub | SCE | Res | HVAC | Res ¦ Res Smart Thermostat (Elec SC and Gas SH) - Cold | Res - Multi Family | Energy Efficiency | 15401.5662 | 16115.5799 | 17231.9147 | 19331.6165 | 22391.1364 | 24998.9219 | 26631.8496 | 26898.4894 | 27270.7627 | 27445.5544 | 28810.6682 | 30285.3599 | 31852.5282
Scenario 3: Aggressive Fuel Sub | SCE | Res | HVAC | Res ¦ Res Smart Thermostat (Elec SC and Elec SH) - Marine | Res - Multi Family | Energy Efficiency | 35722.382 | 37378.4648 | 39967.691 | 44837.7378 | 51933.9861 | 57982.4822 | 61769.8935 | 62388.3376 | 63251.7882 | 63657.1998 | 66823.4438 | 70243.8426 | 73878.7319
Scenario 3: Aggressive Fuel Sub | SCE | Res | HVAC | Res ¦ Res Smart Thermostat (Elec SC and Elec SH) - Hot-Dry | Res - Multi Family | Energy Efficiency | 819441.2008 | 857430.3394 | 916824.9962 | 1028539.7476 | 1191321.6767 | 1330069.0559 | 1416949.0653 | 1431135.6493 | 1450942.4737 | 1460242.2743 | 1532873.2309 | 1611334.2843 | 1694715.5671
Scenario 3: Aggressive Fuel Sub | SCE | Res | HVAC | Res ¦ Res Smart Thermostat (Elec SC and Elec SH) - Cold | Res - Multi Family | Energy Efficiency | 81438.6552 | 85214.1358 | 91116.9645 | 102219.5294 | 118397.3117 | 132186.4646 | 140820.8744 | 142230.7819 | 144199.2467 | 145123.4903 | 152341.7842 | 160139.4915 | 168426.1868
Scenario 3: Aggressive Fuel Sub | SCE | Res | HVAC | Res ¦ Res Brushless HVAC Motor - Marine | Res - Multi Family | Energy Efficiency | 1166851.2959 | 1212963.578 | 1264662.9587 | 1296223.0191 | 1353631.8676 | 1459475.071 | 1525488.3847 | 1551691.2871 | 1575781.6994 | 1595189.2512 | 1630007.4056 | 1646549.8807 | 1662173.1534
Scenario 3: Aggressive Fuel Sub | SCE | Res | HVAC | Res ¦ Res Brushless HVAC Motor - Hot-Dry | Res - Multi Family | Energy Efficiency | 10459423.097 | 10872764.4281 | 11336187.4011 | 11619085.51 | 12133687.0173 | 13082444.4557 | 13674174.6787 | 13909052.2882 | 14124993.9556 | 14298959.3926 | 14611062.4084 | 14759345.8677 | 14899389.7786
Scenario 3: Aggressive Fuel Sub | SCE | Res | HVAC | Res ¦ Res Brushless HVAC Motor - Cold | Res - Multi Family | Energy Efficiency | 386096.8309 | 401354.8214 | 418461.5145 | 428904.3527 | 447900.239 | 482922.4612 | 504765.4598 | 513435.6799 | 521406.9029 | 527828.6245 | 539349.5262 | 544823.2291 | 549992.779
Scenario 3: Aggressive Fuel Sub | SCE | Res | HVAC | Res ¦ HVAC Time Delay Relay - Marine | Res - Multi Family | Energy Efficiency | 727194.1567 | 808847.8127 | 846562.4978 | 771799.8722 | 733142.1328 | 888332.7525 | 981575.5172 | 1002263.6041 | 1010058.4869 | 1010353.7842 | 1054243.5606 | 1066978.2798 | 1078128.036
Scenario 3: Aggressive Fuel Sub | SCE | Res | HVAC | Res ¦ HVAC Time Delay Relay - Hot-Dry | Res - Multi Family | Energy Efficiency | 7779907.1439 | 8653481.0798 | 9056972.699 | 8257122.6454 | 7843541.7331 | 9503852.9444 | 10501413.2856 | 10722745.365 | 10806139.1376 | 10809298.3845 | 11278854.3917 | 11415097.143 | 11534383.1238
Scenario 3: Aggressive Fuel Sub | SCE | Res | HVAC | Res ¦ HVAC Time Delay Relay - Cold | Res - Multi Family | Energy Efficiency | 222922.4699 | 247953.5218 | 259515.0157 | 236596.4196 | 224745.831 | 272319.7505 | 300903.4612 | 307245.4256 | 309634.9587 | 309725.4825 | 323179.9599 | 327083.8074 | 330501.782
Scenario 3: Aggressive Fuel Sub | SCE | Res | HVAC | Res ¦ HVAC System Maintenance - Ref. Charge, Coil Clean, Airflow Adj (Elec SC and Gas SH) - Marine | Res - Multi Family | Energy Efficiency | 15152.7466 | 16932.2131 | 18660.8431 | 17695.8535 | 14504.7016 | 18080.3011 | 20763.4562 | 21172.7645 | 21694.6628 | 21118.53 | 22403.4262 | 22667.3203 | 22889.3275
Scenario 3: Aggressive Fuel Sub | SCE | Res | HVAC | Res ¦ HVAC System Maintenance - Ref. Charge, Coil Clean, Airflow Adj (Elec SC and Gas SH) - Hot-Dry | Res - Multi Family | Energy Efficiency | 400802.1018 | 447870.393 | 493594.0224 | 468069.2841 | 383660.8005 | 478238.2285 | 549209.7961 | 560036.3249 | 573840.9465 | 558601.7798 | 592588.2968 | 599568.5031 | 605440.769
Scenario 3: Aggressive Fuel Sub | SCE | Res | HVAC | Res ¦ HVAC System Maintenance - Ref. Charge, Coil Clean, Airflow Adj (Elec SC and Gas SH) - Cold | Res - Multi Family | Energy Efficiency | 6359.4614 | 7106.2862 | 7831.7756 | 7426.7787 | 6087.4831 | 7588.1277 | 8714.222 | 8886.0047 | 9105.0404 | 8863.243 | 9402.5015 | 9513.2553 | 9606.4296
Scenario 3: Aggressive Fuel Sub | SCE | Res | WaterHeat | Res ¦ Res Heat Pump Water Heater (3.50 UEF - 50 Gal) - Marine | Res - Multi Family | Energy Efficiency | 23486327.4779 | 24376967.8399 | 25215284.8388 | 25962378.791 | 26860545.7094 | 27971202.2735 | 28766106.0972 | 29311398.2191 | 29838551.0316 | 30294460.6799 | 30932748.5734 | 31447381.4907 | 31933095.7475
Scenario 3: Aggressive Fuel Sub | SCE | Res | WaterHeat | Res ¦ Res Heat Pump Water Heater (3.50 UEF - 50 Gal) - Hot-Dry | Res - Multi Family | Energy Efficiency | 50364111.4516 | 52279950.5713 | 54082575.5865 | 55688504.5518 | 57620153.8777 | 60010120.2766 | 61718965.1752 | 62889364.657 | 64020545.6524 | 64997963.632 | 66368607.6663 | 67472409.832 | 68513721.5317
Scenario 3: Aggressive Fuel Sub | SCE | Res | WaterHeat | Res ¦ Res Heat Pump Water Heater (3.50 UEF - 50 Gal) - Cold | Res - Multi Family | Energy Efficiency | 2572749.1751 | 2669786.4608 | 2761181.5199 | 2842678.9665 | 2940569.8653 | 3061502.8945 | 3148202.8804 | 3207840.5739 | 3265519.5644 | 3315481.7988 | 3385233.6416 | 3441588.1035 | 3494816.914
Scenario 3: Aggressive Fuel Sub | SCE | Res | WaterHeat | Res ¦ Res Faucet Aerators (Elec WH) | Res - Multi Family | Energy Efficiency | 128806.87 | 138323.6329 | 141093.3313 | 137025.487 | 146811.6621 | 170052.1918 | 183323.9369 | 189139.3666 | 190442.8473 | 191790.6997 | 199837.1203 | 205124.4179 | 210355.6276
Scenario 3: Aggressive Fuel Sub | SCE | Res | WaterHeat | Res ¦ Res Low Flow Showerheads (Elec WH) | Res - Multi Family | Energy Efficiency | 841553.4021 | 883617.7062 | 923130.0378 | 958535.0197 | 1002637.1165 | 1059465.4717 | 1099497.2888 | 1125538.1216 | 1149209.3963 | 1167015.4029 | 1191948.1808 | 1210052.5328 | 1226937.0609
Scenario 3: Aggressive Fuel Sub | SCE | Res | WholeBlg | Res ¦ Res All-Electric Homes - Marine | Res - Multi Family | Energy Efficiency | 0 | 1811297.7803 | 1946916.5519 | 2017715.814 | 2102699.8421 | 2113647.0116 | 2088878.9549 | 2036513.406 | 1976089.2576 | 1903984.8741 | 1856820.7329 | 1819465.64 | 1777623.2316
Scenario 3: Aggressive Fuel Sub | SCE | Res | WholeBlg | Res ¦ Res All-Electric Homes - Hot-Dry | Res - Multi Family | Energy Efficiency | 0 | 9695440.2496 | 10413682.8108 | 10785470.1284 | 11232395.1905 | 11285203.6836 | 11150113.9568 | 10869026.2344 | 10545123.9166 | 10159625.4048 | 9905978.1684 | 9705058.5487 | 9480642.9884
Scenario 3: Aggressive Fuel Sub | SCE | Res | WholeBlg | Res ¦ Res All-Electric Homes - Cold | Res - Multi Family | Energy Efficiency | 0 | 588763.7494 | 628420.0761 | 647299.0956 | 670334.3142 | 670561.1664 | 661064.4982 | 643589.8017 | 623680.4654 | 600506.9512 | 584491.9781 | 571793.2865 | 557937.3013
Scenario 3: Aggressive Fuel Sub | SCG | Res | AppPlug | Res ¦ Efficient Res Clothes Washer (Gas) | Res - Multi Family | Energy Efficiency | 20852587.4765 | 21902383.2202 | 23021895.6225 | 24195592.9351 | 25435444.1333 | 26742977.2277 | 28129141.7233 | 29597649.84 | 31154402.8086 | 32806183.5724 | 34560978.9077 | 36427631.1175 | 38411655.4179
Scenario 3: Aggressive Fuel Sub | SCG | Res | AppPlug | Res ¦ Efficient Res Dishwasher | Res - Multi Family | Energy Efficiency | 333453.4505 | 350240.7203 | 368142.8283 | 386911.4065 | 406737.8506 | 427646.5951 | 449812.7332 | 473295.627 | 498189.6432 | 524603.2475 | 552664.1565 | 582513.7673 | 614240.2736
Scenario 3: Aggressive Fuel Sub | SCG | Res | AppPlug | Res ¦ Res Modulating Dryer Valve | Res - Multi Family | Energy Efficiency | 12919021.79 | 13561969.1559 | 14236881.8396 | 14948681.8504 | 15700254.9032 | 16494607.1853 | 17335012.642 | 18225014.3045 | 19167406.9726 | 20165711.9657 | 21223984.9171 | 22347108.9467 | 23540137.5153
Scenario 3: Aggressive Fuel Sub | SCG | Res | AppPlug | Res ¦ Efficient Res Clothes Dryer (Gas) | Res - Multi Family | Energy Efficiency | 12341501.8417 | 12964798.7349 | 13629796.7563 | 14327212.6724 | 15064096.0896 | 15841352.7549 | 16665489.6985 | 17538751.2757 | 18464663.735 | 0 | 0 | 0 | 0
Scenario 3: Aggressive Fuel Sub | SCG | Res | BldgEnv | Res ¦ Attic/Ceiling Insulation NEW (Add R-11) - Marine | Res - Multi Family | Energy Efficiency | 17403.7958 | 17913.4356 | 19136.1124 | 19776.9615 | 20277.8236 | 20438.3345 | 20614.005 | 20692.7151 | 20690.301 | 20641.4546 | 20641.0478 | 20788.4249 | 20938.3897
Scenario 3: Aggressive Fuel Sub | SCG | Res | BldgEnv | Res ¦ Attic/Ceiling Insulation NEW (Add R-11) - Hot-Dry | Res - Multi Family | Energy Efficiency | 122061.4373 | 125635.7931 | 134211.0312 | 138705.623 | 142218.4171 | 143344.1596 | 144576.2237 | 145128.2565 | 145111.3253 | 144768.7412 | 144765.8886 | 145799.517 | 146851.2941
Scenario 3: Aggressive Fuel Sub | SCG | Res | BldgEnv | Res ¦ Attic/Ceiling Insulation NEW (Add R-11) - Cold | Res - Multi Family | Energy Efficiency | 3156.2024 | 3248.6262 | 3470.3604 | 3586.5792 | 3677.4113 | 3706.5202 | 3738.3782 | 3752.6524 | 3752.2146 | 3743.3563 | 3743.2825 | 3770.0095 | 3797.2058
Scenario 3: Aggressive Fuel Sub | SCG | Res | BldgEnv | Res ¦ Attic/Ceiling Insulation RET (Add R-30) - Marine | Res - Multi Family | Energy Efficiency | 1997342.5878 | 2098272.2622 | 2204770.5159 | 2317397.3519 | 2436615.2588 | 2562890.3794 | 2696723.3814 | 2838645.3596 | 2989191.4275 | 3148960.2272 | 3318575.4004 | 3498734.0022 | 3690190.9617
Scenario 3: Aggressive Fuel Sub | SCG | Res | BldgEnv | Res ¦ Attic/Ceiling Insulation RET (Add R-30) - Hot-Dry | Res - Multi Family | Energy Efficiency | 13935947.0541 | 14640158.0432 | 15383222.3697 | 16169047.3115 | 17000859.7653 | 17881912.1222 | 18815697.6637 | 19805921.9676 | 20856318.6516 | 21971064.5887 | 23154511.0773 | 24411521.6434 | 25747363.6098
Scenario 3: Aggressive Fuel Sub | SCG | Res | BldgEnv | Res ¦ Attic/Ceiling Insulation RET (Add R-30) - Cold | Res - Multi Family | Energy Efficiency | 353807.0051 | 371685.5733 | 390550.5534 | 410501.1437 | 431619.2688 | 453987.5007 | 477694.5272 | 502834.4257 | 529501.9858 | 557803.2501 | 587848.6899 | 619761.7807 | 653676.2497
Scenario 3: Aggressive Fuel Sub | SCG | Res | BldgEnv | Res ¦ Wall Insulation (R13) - Marine | Res - Multi Family | Energy Efficiency | 4764138.0002 | 5004879.3233 | 5258903.0349 | 5527544.8754 | 5811907.9908 | 6113104.2423 | 6432327.8419 | 6770845.5771 | 7129933.8212 | 7511020.4785 | 7915593.0825 | 8345314.2762 | 8801984.745
Scenario 3: Aggressive Fuel Sub | SCG | Res | BldgEnv | Res ¦ Wall Insulation (R13) - Hot-Dry | Res - Multi Family | Energy Efficiency | 26422507.01 | 27757688.589 | 29166535.9606 | 30656457.3094 | 32233570.8207 | 33904043.0167 | 35674497.1464 | 37551958.973 | 39543507.4225 | 41657061.8312 | 43900872.2462 | 46284159.8953 | 48816911.6046
Scenario 3: Aggressive Fuel Sub | SCG | Res | BldgEnv | Res ¦ Wall Insulation (R13) - Cold | Res - Multi Family | Energy Efficiency | 953644.297 | 1001833.8309 | 1052682.1195 | 1106456.5398 | 1163377.9101 | 1223668.7933 | 1287568.2364 | 1355329.8142 | 1427209.0201 | 1503491.6797 | 1584475.5547 | 1670493.4588 | 1761905.8378
Scenario 3: Aggressive Fuel Sub | SCG | Res | BldgEnv | Res ¦ Floor Insulation (R30) - Marine | Res - Multi Family | Energy Efficiency | 10712845.3524 | 11248136.3892 | 11813766.7934 | 12409662.8745 | 13039309.1469 | 13704475.3776 | 14408758.0811 | 15154843.2845 | 15945636.368 | 16784356.7941 | 17674406.2837 | 18619662.9129 | 19623716.3423
Scenario 3: Aggressive Fuel Sub | SCG | Res | BldgEnv | Res ¦ Floor Insulation (R30) - Hot-Dry | Res - Multi Family | Energy Efficiency | 30604015.8192 | 32133016.4838 | 33749023.3696 | 35451172.3129 | 37249638.6618 | 39149376.6362 | 41160836.8533 | 43291634.2905 | 45550074.8287 | 47945370.6446 | 50487284.357 | 53186940.9247 | 56054519.6388
Scenario 3: Aggressive Fuel Sub | SCG | Res | BldgEnv | Res ¦ Floor Insulation (R30) - Cold | Res - Multi Family | Energy Efficiency | 3811755.6999 | 4002267.644 | 4203491.2921 | 4415563.6535 | 4639669.3884 | 4876463.5664 | 5127181.8581 | 5392794.5557 | 5674333.9515 | 5972941.835 | 6289817.41 | 6626328.9967 | 6983772.6932
Scenario 3: Aggressive Fuel Sub | SCG | Res | BldgEnv | Res ¦ Sealed Ducts (Low Leakage) - Marine | Res - Multi Family | Energy Efficiency | 5335531.839 | 5602188.2611 | 5882950.5777 | 6179470.6254 | 6492976.7461 | 6824606.2502 | 7175610.7455 | 7547480.659 | 7941667.7202 | 8359762.3396 | 8803341.5435 | 9274209.8799 | 9774324.8609
Scenario 3: Aggressive Fuel Sub | SCG | Res | BldgEnv | Res ¦ Sealed Ducts (Low Leakage) - Hot-Dry | Res - Multi Family | Energy Efficiency | 36744965.6043 | 38581386.2942 | 40514952.0522 | 42557038.8177 | 44716105.9863 | 46999986.0357 | 49417298.5921 | 51978307.9898 | 54693012.0609 | 57572363.712 | 60627223.6736 | 63870019.5834 | 67314232.5186
Scenario 3: Aggressive Fuel Sub | SCG | Res | BldgEnv | Res ¦ Sealed Ducts (Low Leakage) - Cold | Res - Multi Family | Energy Efficiency | 1062993.4346 | 1116119.165 | 1172055.2007 | 1231130.6356 | 1293590.1913 | 1359660.4531 | 1429590.7778 | 1503678.1019 | 1582211.6522 | 1665508.2848 | 1753882.1894 | 1847692.8844 | 1947330.3634
Scenario 3: Aggressive Fuel Sub | SCG | Res | HVAC | Res ¦ Res Smart Thermostat (Elec SC and Gas SH) - Marine | Res - Multi Family | Energy Efficiency | 423927.2017 | 444636.8319 | 466991.4216 | 489971.1084 | 514069.3732 | 539205.1425 | 565803.4799 | 593880.7235 | 623539.1227 | 654914.5456 | 688219.8583 | 723700.7214 | 761391.3501
Scenario 3: Aggressive Fuel Sub | SCG | Res | HVAC | Res ¦ Res Smart Thermostat (Elec SC and Gas SH) - Hot-Dry | Res - Multi Family | Energy Efficiency | 2113417.8183 | 2216662.1992 | 2328107.2491 | 2442668.6158 | 2562806.4652 | 2688116.6186 | 2820718.1595 | 2960692.5386 | 3108549.5037 | 3264966.4013 | 3431004.4404 | 3607888.3206 | 3795788.6157
Scenario 3: Aggressive Fuel Sub | SCG | Res | HVAC | Res ¦ Res Smart Thermostat (Elec SC and Gas SH) - Cold | Res - Multi Family | Energy Efficiency | 24073.5292 | 25249.5658 | 26519.0145 | 27823.9607 | 29192.4274 | 30619.8109 | 32130.2491 | 33724.6699 | 35408.8797 | 37190.594 | 39081.9008 | 41096.7505 | 43237.086
Scenario 3: Aggressive Fuel Sub | SCG | Res | HVAC | Res ¦ Efficient HVAC System Furnace (AFUE 95) and AC (SEER2 15.2) - ZEAS 2030 - Marine | Res - Multi Family | Energy Efficiency | 4523.3535 | 4650.6613 | 4962.6434 | 5123.3627 | 5247.678 | 0 | 0 | 0 | 0 | 0 | 0 | 0 | 0
Scenario 3: Aggressive Fuel Sub | SCG | Res | HVAC | Res ¦ Efficient HVAC System Furnace (AFUE 95) and AC (SEER2 15.2) - ZEAS 2030 - Hot-Dry | Res - Multi Family | Energy Efficiency | 25294.7104 | 26006.6195 | 27751.231 | 28649.9779 | 29345.1521 | 0 | 0 | 0 | 0 | 0 | 0 | 0 | 0
Scenario 3: Aggressive Fuel Sub | SCG | Res | HVAC | Res ¦ Efficient HVAC System Furnace (AFUE 95) and AC (SEER2 15.2) - ZEAS 2030 - Cold | Res - Multi Family | Energy Efficiency | 392.1075 | 403.1432 | 430.1874 | 444.1194 | 454.8957 | 0 | 0 | 0 | 0 | 0 | 0 | 0 | 0
Scenario 3: Aggressive Fuel Sub | SCG | Res | HVAC | Res ¦ Efficient HVAC System Furnace (AFUE 95) and AC (SEER2 15.2) - Panel Upgrade - ZEAS 2030 - Marine | Res - Multi Family | Energy Efficiency | 5100.8028 | 5244.3628 | 5596.1723 | 5777.409 | 5917.5943 | 0 | 0 | 0 | 0 | 0 | 0 | 0 | 0
Scenario 3: Aggressive Fuel Sub | SCG | Res | HVAC | Res ¦ Efficient HVAC System Furnace (AFUE 95) and AC (SEER2 15.2) - Panel Upgrade - ZEAS 2030 - Hot-Dry | Res - Multi Family | Energy Efficiency | 28523.8224 | 29326.6135 | 31293.9414 | 32307.4218 | 33091.3417 | 0 | 0 | 0 | 0 | 0 | 0 | 0 | 0
Scenario 3: Aggressive Fuel Sub | SCG | Res | HVAC | Res ¦ Efficient HVAC System Furnace (AFUE 95) and AC (SEER2 15.2) - Panel Upgrade - ZEAS 2030 - Cold | Res - Multi Family | Energy Efficiency | 442.1638 | 454.6083 | 485.105 | 500.8155 | 512.9675 | 0 | 0 | 0 | 0 | 0 | 0 | 0 | 0
Scenario 3: Aggressive Fuel Sub | SCG | Res | HVAC | Res ¦ Res Efficient Furnace FS (AFUE = 95) - ZEAS 2030 - Marine | Res - Multi Family | Energy Efficiency | 13077.3114 | 13460.2576 | 14378.984 | 14860.5216 | 15236.8723 | 0 | 0 | 0 | 0 | 0 | 0 | 0 | 0
Scenario 3: Aggressive Fuel Sub | SCG | Res | HVAC | Res ¦ Res Efficient Furnace FS (AFUE = 95) - ZEAS 2030 - Hot-Dry | Res - Multi Family | Energy Efficiency | 486705.4977 | 512780.4081 | 540688.6508 | 570049.6408 | 601143.8702 | 0 | 0 | 0 | 0 | 0 | 0 | 0 | 0
Scenario 3: Aggressive Fuel Sub | SCG | Res | HVAC | Res ¦ Res Efficient Furnace FS (AFUE = 95) - ZEAS 2030 - Cold | Res - Multi Family | Energy Efficiency | 238.1697 | 245.144 | 261.8763 | 270.6463 | 277.5005 | 0 | 0 | 0 | 0 | 0 | 0 | 0 | 0
Scenario 3: Aggressive Fuel Sub | SCG | Res | HVAC | Res ¦ Res Efficient Furnace FS (AFUE = 95) - Panel Upgrade - ZEAS 2030 - Marine | Res - Multi Family | Energy Efficiency | 14746.7555 | 15178.5884 | 16214.599 | 16757.6095 | 17182.0049 | 0 | 0 | 0 | 0 | 0 | 0 | 0 | 0
Scenario 3: Aggressive Fuel Sub | SCG | Res | HVAC | Res ¦ Res Efficient Furnace FS (AFUE = 95) - Panel Upgrade - ZEAS 2030 - Hot-Dry | Res - Multi Family | Energy Efficiency | 548838.1144 | 578241.7368 | 609712.7339 | 642821.9354 | 677885.6408 | 0 | 0 | 0 | 0 | 0 | 0 | 0 | 0
Scenario 3: Aggressive Fuel Sub | SCG | Res | HVAC | Res ¦ Res Efficient Furnace FS (AFUE = 95) - Panel Upgrade - ZEAS 2030 - Cold | Res - Multi Family | Energy Efficiency | 268.5743 | 276.439 | 295.3073 | 305.1968 | 312.9261 | 0 | 0 | 0 | 0 | 0 | 0 | 0 | 0
Scenario 3: Aggressive Fuel Sub | SCG | Res | HVAC | Res ¦ Efficient Wall Furnace and ENERGY STAR Room AC - ZEAS 2030 - Marine | Res - Multi Family | Energy Efficiency | 162.0663 | 166.2537 | 176.9877 | 182.276 | 186.2393 | 0 | 0 | 0 | 0 | 0 | 0 | 0 | 0
Scenario 3: Aggressive Fuel Sub | SCG | Res | HVAC | Res ¦ Efficient Wall Furnace and ENERGY STAR Room AC - ZEAS 2030 - Hot-Dry | Res - Multi Family | Energy Efficiency | 789.9733 | 810.3839 | 862.7058 | 888.4831 | 907.8015 | 0 | 0 | 0 | 0 | 0 | 0 | 0 | 0
Scenario 3: Aggressive Fuel Sub | SCG | Res | HVAC | Res ¦ Efficient Wall Furnace and ENERGY STAR Room AC - ZEAS 2030 - Cold | Res - Multi Family | Energy Efficiency | 20.068 | 20.5865 | 21.9156 | 22.5705 | 23.0612 | 0 | 0 | 0 | 0 | 0 | 0 | 0 | 0
Scenario 3: Aggressive Fuel Sub | SCG | Res | HVAC | Res ¦ Efficient Wall Furnace and ENERGY STAR Room AC - Panel Upgrade - ZEAS 2030 - Marine | Res - Multi Family | Energy Efficiency | 182.7557 | 187.4775 | 199.5819 | 205.5453 | 210.0145 | 0 | 0 | 0 | 0 | 0 | 0 | 0 | 0
Scenario 3: Aggressive Fuel Sub | SCG | Res | HVAC | Res ¦ Efficient Wall Furnace and ENERGY STAR Room AC - Panel Upgrade - ZEAS 2030 - Hot-Dry | Res - Multi Family | Energy Efficiency | 890.821 | 913.8371 | 972.8384 | 1001.9065 | 1023.6911 | 0 | 0 | 0 | 0 | 0 | 0 | 0 | 0
Scenario 3: Aggressive Fuel Sub | SCG | Res | HVAC | Res ¦ Efficient Wall Furnace and ENERGY STAR Room AC - Panel Upgrade - ZEAS 2030 - Cold | Res - Multi Family | Energy Efficiency | 22.6298 | 23.2145 | 24.7134 | 25.4518 | 26.0052 | 0 | 0 | 0 | 0 | 0 | 0 | 0 | 0
Scenario 3: Aggressive Fuel Sub | SCG | Res | HVAC | Res ¦ Res Efficient Furnace (AFUE 95, VSM) - ZEAS 2030 - Marine | Res - Multi Family | Energy Efficiency | 14927.9277 | 15727.6811 | 16583.6654 | 17484.2073 | 18437.9102 | 0 | 0 | 0 | 0 | 0 | 0 | 0 | 0
Scenario 3: Aggressive Fuel Sub | SCG | Res | HVAC | Res ¦ Res Efficient Furnace (AFUE 95, VSM) - ZEAS 2030 - Hot-Dry | Res - Multi Family | Energy Efficiency | 111234.8966 | 117194.2292 | 123572.5638 | 130282.9188 | 137389.3998 | 0 | 0 | 0 | 0 | 0 | 0 | 0 | 0
Scenario 3: Aggressive Fuel Sub | SCG | Res | HVAC | Res ¦ Res Efficient Furnace (AFUE 95, VSM) - ZEAS 2030 - Cold | Res - Multi Family | Energy Efficiency | 1657.6727 | 1746.4813 | 1841.5342 | 1941.5349 | 2047.4389 | 0 | 0 | 0 | 0 | 0 | 0 | 0 | 0
Scenario 3: Aggressive Fuel Sub | SCG | Res | HVAC | Res ¦ Efficient Condensing Central Boiler - ZEAS 2030 - Marine | Res - Multi Family | Energy Efficiency | 1705.5228 | 1794.0125 | 1888.6129 | 1988.0173 | 2093.2191 | 0 | 0 | 0 | 0 | 0 | 0 | 0 | 0
Scenario 3: Aggressive Fuel Sub | SCG | Res | HVAC | Res ¦ Efficient Condensing Central Boiler - ZEAS 2030 - Hot-Dry | Res - Multi Family | Energy Efficiency | 11264.6482 | 11849.1056 | 12473.9228 | 13130.4695 | 13825.3071 | 0 | 0 | 0 | 0 | 0 | 0 | 0 | 0
Scenario 3: Aggressive Fuel Sub | SCG | Res | HVAC | Res ¦ Efficient Condensing Central Boiler - ZEAS 2030 - Cold | Res - Multi Family | Energy Efficiency | 4715.374 | 4960.0275 | 5221.5755 | 5496.4056 | 5787.2641 | 0 | 0 | 0 | 0 | 0 | 0 | 0 | 0
Scenario 3: Aggressive Fuel Sub | SCG | Res | WaterHeat | Res ¦ Res Faucet Aerators (Gas WH) | Res - Multi Family | Energy Efficiency | 7732807.8964 | 8110509.1664 | 8517500.9953 | 8935561.3522 | 9373824.3412 | 9830467.4453 | 10313593.9755 | 10823419.2976 | 11362016.4243 | 11931822.4439 | 12536173.7928 | 13179737.2586 | 13863447.2958
Scenario 3: Aggressive Fuel Sub | SCG | Res | WaterHeat | Res ¦ Res Low Flow Showerheads (Gas WH) | Res - Multi Family | Energy Efficiency | 50713016.5727 | 53258547.7503 | 55971679.599 | 58814894.8406 | 61817480.4458 | 64983297.1069 | 68338980.8538 | 71893456.0494 | 75660785.6186 | 79657351.7257 | 83902474.7846 | 88417448.6442 | 93215549.5065
Scenario 3: Aggressive Fuel Sub | SCG | Res | WaterHeat | Res ¦ Res Tankless Gas Water Heater (0.87 UEF - High Draw) - ZEAS 2030 - Marine | Res - Multi Family | Energy Efficiency | 335165.5665 | 344426.9016 | 367344.5005 | 379045.3553 | 388044.6825 | 0 | 0 | 0 | 0 | 0 | 0 | 0 | 0
Scenario 3: Aggressive Fuel Sub | SCG | Res | WaterHeat | Res ¦ Res Tankless Gas Water Heater (0.87 UEF - High Draw) - ZEAS 2030 - Hot-Dry | Res - Multi Family | Energy Efficiency | 1064071.3383 | 1093473.8851 | 1166231.8367 | 1203379.2814 | 1231950.015 | 0 | 0 | 0 | 0 | 0 | 0 | 0 | 0
Scenario 3: Aggressive Fuel Sub | SCG | Res | WaterHeat | Res ¦ Res Tankless Gas Water Heater (0.87 UEF - High Draw) - ZEAS 2030 - Cold | Res - Multi Family | Energy Efficiency | 19306.9997 | 19840.4931 | 21160.6468 | 21834.6671 | 22353.0676 | 0 | 0 | 0 | 0 | 0 | 0 | 0 | 0
Scenario 3: Aggressive Fuel Sub | SCG | Res | WaterHeat | Res ¦ Res Tankless Gas Water Heater (0.87 UEF - High Draw) - Panel Upgrade - ZEAS 2030 - Marine | Res - Multi Family | Energy Efficiency | 335165.5665 | 344426.9016 | 367344.5005 | 379045.3553 | 388044.6825 | 0 | 0 | 0 | 0 | 0 | 0 | 0 | 0
Scenario 3: Aggressive Fuel Sub | SCG | Res | WaterHeat | Res ¦ Res Tankless Gas Water Heater (0.87 UEF - High Draw) - Panel Upgrade - ZEAS 2030 - Hot-Dry | Res - Multi Family | Energy Efficiency | 1064071.3383 | 1093473.8851 | 1166231.8367 | 1203379.2814 | 1231950.015 | 0 | 0 | 0 | 0 | 0 | 0 | 0 | 0
Scenario 3: Aggressive Fuel Sub | SCG | Res | WaterHeat | Res ¦ Res Tankless Gas Water Heater (0.87 UEF - High Draw) - Panel Upgrade - ZEAS 2030 - Cold | Res - Multi Family | Energy Efficiency | 19306.9997 | 19840.4931 | 21160.6468 | 21834.6671 | 22353.0676 | 0 | 0 | 0 | 0 | 0 | 0 | 0 | 0
Scenario 3: Aggressive Fuel Sub | SCG | Res | WaterHeat | Res ¦ Res Hot Water Tank Insulation | Res - Multi Family | Energy Efficiency | 2490372.9916 | 2614315.9615 | 2744114.6756 | 2880959.2468 | 3025388.3522 | 3177914.3507 | 3339234.0326 | 3510041.1415 | 3690924.3743 | 3882503.5628 | 4085399.192 | 4300623.87 | 4529270.8511
Scenario 3: Aggressive Fuel Sub | SCG | Res | WaterHeat | Res ¦ Water Heating Controls (Gas WH) | Res - Multi Family | Energy Efficiency | 16589634.9562 | 17416757.6143 | 18280355.6225 | 19190379.9674 | 20150783.6368 | 21164538.7102 | 22236170.1377 | 23370825.6595 | 24572201.2432 | 25844922.2464 | 27192236.0031 | 28620376.9336 | 30137556.036
Scenario 3: Aggressive Fuel Sub | SCG | Res | WholeBlg | Res ¦ Res All-Electric Homes - Marine | Res - Multi Family | Energy Efficiency | 4835261.6225 | -360747.4893 | -330678.4202 | -286675.6628 | -238912.8061 | -186779.4829 | -135312.697 | -83948.1348 | -33438.0151 | 15658.255 | 63342.1539 | 110507.9862 | 157067.4805
Scenario 3: Aggressive Fuel Sub | SCG | Res | WholeBlg | Res ¦ Res All-Electric Homes - Hot-Dry | Res - Multi Family | Energy Efficiency | 20587787.5935 | -1576640.8654 | -1445631.9751 | -1253742.5618 | -1045426.6712 | -817991.2422 | -593466.2784 | -369372.8905 | -148995.448 | 65220.1357 | 273266.0182 | 479029.1237 | 682146.0632
Scenario 3: Aggressive Fuel Sub | SCG | Res | WholeBlg | Res ¦ Res All-Electric Homes - Cold | Res - Multi Family | Energy Efficiency | 624748.9695 | -41122.1874 | -38680.0532 | -34689.328 | -30286.8495 | -25341.4609 | -20465.7036 | -15564.8589 | -10716.9579 | -5988.2699 | -1413.2184 | 3057.8514 | 7469.0531
Scenario 3: Aggressive Fuel Sub | SDG&E | Res | AppPlug | Res ¦ Heat Pump Res Clothes Dryer | Res - Multi Family | Energy Efficiency | 4777622.5078 | 4972268.7988 | 5150772.3306 | 5317083.9605 | 5511507.2214 | 5759819.3971 | 5941606.0127 | 6074513.0075 | 6189861.3545 | 6279547.6309 | 6415982.4816 | 6526249.8787 | 6631995.8858
Scenario 3: Aggressive Fuel Sub | SDG&E | Res | AppPlug | Res ¦ ENERGY STAR Cooking Stove | Res - Multi Family | Energy Efficiency | 1773361.3572 | 1838346.243 | 1895801.9043 | 1945677.204 | 2000745.7715 | 2071770.3309 | 2123437.3027 | 2162113.4721 | 2198525.1305 | 2228818.3803 | 2273669.1016 | 2310006.9576 | 2344660.9701
Scenario 3: Aggressive Fuel Sub | SDG&E | Res | AppPlug | Res ¦ Smart Connected Power Strip | Res - Multi Family | Energy Efficiency | 2709794.4074 | 2945663.7488 | 3187735.3497 | 3136256.972 | 3067403.9907 | 3697673.628 | 4059719.5631 | 4210749.9507 | 4456831.8794 | 4179064.9858 | 4386808.3611 | 4565264.948 | 4743325.7855
Scenario 3: Aggressive Fuel Sub | SDG&E | Res | AppPlug | Res ¦ Efficient Refrigerator | Res - Multi Family | Energy Efficiency | 3680573.5794 | 3864166.0743 | 4039095.9735 | 4199764.8725 | 4375661.3093 | 4557920.5344 | 4660142.8788 | 4719038.0834 | 4769695.1202 | 4794638.2448 | 4871784.7362 | 4928818.4548 | 4971035.254
Scenario 3: Aggressive Fuel Sub | SDG&E | Res | AppPlug | Res ¦ Efficient Res Clothes Washer (Electric) | Res - Multi Family | Energy Efficiency | 678546.7528 | 710200.0664 | 742179.2869 | 774895.9182 | 810227.6166 | 850290.1601 | 888692.0555 | 926350.4214 | 965015.6157 | 1004070.7965 | 1047304.4165 | 1091538.569 | 1137991.1376
Scenario 3: Aggressive Fuel Sub | SDG&E | Res | AppPlug | Res ¦ Efficient Res Clothes Washer (Gas) | Res - Multi Family | Energy Efficiency | 12774805.0838 | 13370565.039 | 13972368.9032 | 14588219.1671 | 15252724.5957 | 16006536.488 | 16729027.9352 | 17437397.3999 | 18164633.0679 | 18899179.3385 | 19712385.8304 | 20544504.5264 | 21418391.3071
Scenario 3: Aggressive Fuel Sub | SDG&E | Res | AppPlug | Res ¦ Efficient Res Dishwasher | Res - Multi Family | Energy Efficiency | 320578.6655 | 334676.899 | 348230.7496 | 361393.7785 | 376359.5433 | 394592.942 | 410029.8086 | 423514.1537 | 436627.364 | 448644.6867 | 463097.9898 | 476761.2558 | 490731.2141
Scenario 3: Aggressive Fuel Sub | SDG&E | Res | AppPlug | Res ¦ Res Modulating Dryer Valve | Res - Multi Family | Energy Efficiency | 3849466.0324 | 4036191.1356 | 4232113.7546 | 4438640.3786 | 4656597.0925 | 4886844.4687 | 5130319.6691 | 5388036.8039 | 5660796.9244 | 5949608.4146 | 6255632.1365 | 6580265.2074 | 6924953.7067
Scenario 3: Aggressive Fuel Sub | SDG&E | Res | AppPlug | Res ¦ Efficient Res Clothes Dryer (Gas) | Res - Multi Family | Energy Efficiency | 3565201.8521 | 3741327.925 | 0 | 0 | 0 | 0 | 0 | 0 | 0 | 0 | 0 | 0 | 0
Scenario 3: Aggressive Fuel Sub | SDG&E | Res | AppPlug | Res ¦ Heat Pump Res Clothes Dryer - Fuel Sub | Res - Multi Family | Fuel Substitution | 0 | 0 | -419050.8105 | -57017.0609 | 267615.2755 | 509315.8228 | 982170.8477 | 1642045.0085 | 2411338.2932 | 3317239.0351 | 4174735.3969 | 5183193.4429 | 6289687.7075
Scenario 3: Aggressive Fuel Sub | SDG&E | Res | AppPlug | Res ¦ Res ENERGY STAR Cooking - Fuel Sub | Res - Multi Family | Fuel Substitution | 10886706.2488 | 11563312.8106 | 12337218.0314 | 13223834.8073 | 14128150.7075 | 15028071.3041 | 16111253.0158 | 17345304.9123 | 18678193.9673 | 20139476.3403 | 21623401.984 | 23266666.1367 | 25036796.4811
Scenario 3: Aggressive Fuel Sub | SDG&E | Res | AppPlug | Res ¦ Heat Pump Pool Heater - Fuel Sub - ZEAS 2030 | Res - Multi Family | Fuel Substitution | 51200799.6584 | 54225014.2014 | 57498173.9261 | 61041524.498 | 64765693.2188 | 0 | 0 | 0 | 0 | 0 | 0 | 0 | 0
Scenario 3: Aggressive Fuel Sub | SDG&E | Res | BldgEnv | Res ¦ Attic/Ceiling Insulation NEW (Add R-11) - Marine | Res - Multi Family | Energy Efficiency | 4902.2084 | 5052.9757 | 5160.6787 | 5371.1014 | 5269.4028 | 5323.0139 | 5345.1019 | 5301.4186 | 5218.2709 | 5124.3489 | 5052.4212 | 5036.0107 | 5036.89
Scenario 3: Aggressive Fuel Sub | SDG&E | Res | BldgEnv | Res ¦ Attic/Ceiling Insulation NEW (Add R-11) - Hot-Dry | Res - Multi Family | Energy Efficiency | 20976.96 | 21628.7913 | 22098.7109 | 23010.7892 | 22584.4447 | 22823.2513 | 22932.8641 | 22763.1373 | 22423.7248 | 22038.7703 | 21744.684 | 21689.9244 | 21710.1219
Scenario 3: Aggressive Fuel Sub | SDG&E | Res | BldgEnv | Res ¦ Attic/Ceiling Insulation RET (Add R-30) - Marine | Res - Multi Family | Energy Efficiency | 252353.3479 | 265478.2955 | 278933.5613 | 292833.1585 | 308077.4514 | 324513.7717 | 340275.0675 | 355965.6155 | 372343.0591 | 388962.1929 | 407442.04 | 426546.7587 | 446480.3368
Scenario 3: Aggressive Fuel Sub | SDG&E | Res | BldgEnv | Res ¦ Attic/Ceiling Insulation RET (Add R-30) - Hot-Dry | Res - Multi Family | Energy Efficiency | 1092828.7856 | 1149578.7903 | 1207805.3775 | 1267996.2557 | 1333939.466 | 1405001.4247 | 1473350.4051 | 1541532.2776 | 1612736.9637 | 1685104.6404 | 1765443.5795 | 1848575.6521 | 1935369.4993
Scenario 3: Aggressive Fuel Sub | SDG&E | Res | BldgEnv | Res ¦ Wall Insulation (R13) - Marine | Res - Multi Family | Energy Efficiency | 951817.4383 | 1000199.1155 | 1050413.4466 | 1102813.7342 | 1159383.4069 | 1219897.1788 | 1280539.6762 | 1342687.0825 | 1408038.2106 | 1475780.9804 | 1549439.5865 | 1626563.08 | 1707733.3543
Scenario 3: Aggressive Fuel Sub | SDG&E | Res | BldgEnv | Res ¦ Wall Insulation (R13) - Hot-Dry | Res - Multi Family | Energy Efficiency | 3623625.9317 | 3805774.8282 | 3995968.6861 | 4195412.9017 | 4409087.6609 | 4636773.2841 | 4869817.099 | 5111814.8242 | 5367124.8276 | 5634233.6673 | 5921858.1718 | 6224690.3307 | 6544604.191
Scenario 3: Aggressive Fuel Sub | SDG&E | Res | BldgEnv | Res ¦ Floor Insulation (R30) - Marine | Res - Multi Family | Energy Efficiency | 448964.2269 | 426291.6829 | 411140.2615 | 419186.6014 | 419003.1526 | 409041.2811 | 449023.8315 | 516644.2329 | 585993.0808 | 671628.3019 | 726857.912 | 799417.198 | 892474.2778
Scenario 3: Aggressive Fuel Sub | SDG&E | Res | BldgEnv | Res ¦ Floor Insulation (R30) - Hot-Dry | Res - Multi Family | Energy Efficiency | 89357.0413 | 8120.2864 | 8530.991 | 9217.1049 | 9298.8112 | 9631.6414 | 10214.1968 | 10820.9527 | 11341.7502 | 32592.3799 | 120446.5019 | 272811.9687 | 502553.9343
Scenario 3: Aggressive Fuel Sub | SDG&E | Res | BldgEnv | Res ¦ Sealed Ducts (Low Leakage) - Marine | Res - Multi Family | Energy Efficiency | 1621854.1019 | 1695268.7045 | 1763549.7355 | 1828551.5885 | 1900542.372 | 2003101.5514 | 2095435.6403 | 2181464.848 | 2271128.4956 | 2363836.1002 | 2466765.9245 | 2568920.2158 | 2675937.9411
Scenario 3: Aggressive Fuel Sub | SDG&E | Res | BldgEnv | Res ¦ Sealed Ducts (Low Leakage) - Hot-Dry | Res - Multi Family | Energy Efficiency | 6449089.2969 | 6742722.843 | 7018747.4198 | 7284122.1522 | 7576681.9247 | 7983161.2228 | 8353790.3671 | 8703104.4155 | 9067750.0131 | 9445698.2402 | 9863462.3746 | 10280794.8191 | 10718586.8695
Scenario 3: Aggressive Fuel Sub | SDG&E | Res | HVAC | Res ¦ Packaged/Split System AC (SEER2 19.6) - Marine | Res - Multi Family | Energy Efficiency | 747007.6304 | 760671.5565 | 768889.6943 | 772446.1408 | 779819.4505 | 801837.9526 | 814904.5721 | 821320.6358 | 826280.4469 | 829752.5048 | 836606.8442 | 839582.5292 | 842212.3262
Scenario 3: Aggressive Fuel Sub | SDG&E | Res | HVAC | Res ¦ Packaged/Split System AC (SEER2 19.6) - Hot-Dry | Res - Multi Family | Energy Efficiency | 5356019.9864 | 5455101.3336 | 5515478.0167 | 5542761.3138 | 5597320.3619 | 5756367.9832 | 5851764.6182 | 5899911.7936 | 5937830.0503 | 5965308.1183 | 6017057.7301 | 6041360.6741 | 6063394.9314
Scenario 3: Aggressive Fuel Sub | SDG&E | Res | HVAC | Res ¦ Packaged/Split Heat Pump (SEER2 19.6) - Marine | Res - Multi Family | Energy Efficiency | 108112.8715 | 113560.2378 | 119058.9419 | 124707.4511 | 130722.1713 | 136090.894 | 140238.2042 | 143941.9168 | 147663.3339 | 150927.623 | 155420.858 | 159874.1321 | 164058.9746
Scenario 3: Aggressive Fuel Sub | SDG&E | Res | HVAC | Res ¦ Packaged/Split Heat Pump (SEER2 19.6) - Hot-Dry | Res - Multi Family | Energy Efficiency | 2112209.516 | 2218635.1309 | 2326063.7375 | 2436419.0987 | 2553929.1508 | 2658818.3017 | 2739844.6209 | 2812204.3393 | 2884909.9522 | 2948684.6206 | 3036469.299 | 3123473.2596 | 3205232.8512
Scenario 3: Aggressive Fuel Sub | SDG&E | Res | HVAC | Res ¦ ENERGY STAR Room AC - Marine | Res - Multi Family | Energy Efficiency | 72116.7822 | 74066.7856 | 75441.903 | 76026.4098 | 77296.595 | 80981.1685 | 83174.5638 | 84186.7703 | 85079.398 | 85678.0076 | 86758.7933 | 87063.4742 | 87277.2989
Scenario 3: Aggressive Fuel Sub | SDG&E | Res | HVAC | Res ¦ ENERGY STAR Room AC - Hot-Dry | Res - Multi Family | Energy Efficiency | 877073.4219 | 900789.069 | 917513.0388 | 924621.7227 | 940069.5228 | 984880.7505 | 1011556.4924 | 1023866.7952 | 1034722.7988 | 1042002.9987 | 1055147.3513 | 1058852.8341 | 1061453.3381
Scenario 3: Aggressive Fuel Sub | SDG&E | Res | HVAC | Res ¦ Ductless Mini Split Heat Pump (SEER2 19.6) - Marine | Res - Multi Family | Energy Efficiency | 1756.8428 | 1845.3629 | 1934.7173 | 2026.506 | 2124.2457 | 2211.4878 | 2278.882 | 2339.0676 | 2399.5409 | 2452.5859 | 2525.6013 | 2597.9674 | 2665.9714
Scenario 3: Aggressive Fuel Sub | SDG&E | Res | HVAC | Res ¦ Ductless Mini Split Heat Pump (SEER2 19.6) - Hot-Dry | Res - Multi Family | Energy Efficiency | 7234.8958 | 7599.4326 | 7967.405 | 8345.4023 | 8747.9064 | 9107.1805 | 9384.7178 | 9632.5697 | 9881.6063 | 10100.052 | 10400.7385 | 10698.7509 | 10978.7999
Scenario 3: Aggressive Fuel Sub | SDG&E | Res | HVAC | Res ¦ Res Smart Thermostat (Elec SC and Gas SH) - Marine | Res - Multi Family | Energy Efficiency | 359560.4471 | 376556.7884 | 397739.9325 | 426231.6992 | 459188.708 | 489315.3408 | 515026.3655 | 533359.5275 | 552942.479 | 572148.8492 | 601193.5102 | 633053.0163 | 666970.662
Scenario 3: Aggressive Fuel Sub | SDG&E | Res | HVAC | Res ¦ Res Smart Thermostat (Elec SC and Gas SH) - Hot-Dry | Res - Multi Family | Energy Efficiency | 291497.1096 | 305263.7169 | 322736.205 | 346669.2804 | 374620.7875 | 399883.7852 | 421075.4259 | 435533.9658 | 451009.075 | 466021.1014 | 489743.6068 | 515834.3915 | 543612.1795
Scenario 3: Aggressive Fuel Sub | SDG&E | Res | HVAC | Res ¦ Res Smart Thermostat (Elec SC and Elec SH) - Marine | Res - Multi Family | Energy Efficiency | 13898.0603 | 14539.9045 | 15723.5469 | 17842.5794 | 20620.0322 | 22807.7802 | 24225.4305 | 24441.1792 | 24709.3325 | 24770.5384 | 26107.6535 | 27658.7646 | 29311.9387
Scenario 3: Aggressive Fuel Sub | SDG&E | Res | HVAC | Res ¦ Res Smart Thermostat (Elec SC and Elec SH) - Hot-Dry | Res - Multi Family | Energy Efficiency | 123320.8259 | 129016.0643 | 139518.8074 | 158321.4917 | 182966.4968 | 202378.9106 | 214958.0617 | 216872.4514 | 219251.8403 | 219794.9349 | 231659.4786 | 245422.8595 | 260091.8704
Scenario 3: Aggressive Fuel Sub | SDG&E | Res | HVAC | Res ¦ Res Brushless HVAC Motor - Marine | Res - Multi Family | Energy Efficiency | 423203.9255 | 432482.7422 | 440486.1519 | 440646.2125 | 449991.0954 | 479392.2007 | 497943.49 | 505307.1171 | 511714.9092 | 515663.9373 | 525842.95 | 528635.0262 | 530702.3872
Scenario 3: Aggressive Fuel Sub | SDG&E | Res | HVAC | Res ¦ Res Brushless HVAC Motor - Hot-Dry | Res - Multi Family | Energy Efficiency | 1375448.0262 | 1405684.3729 | 1431791.9082 | 1432471.3806 | 1462946.8047 | 1558475.4409 | 1618827.8306 | 1642909.0281 | 1663902.2322 | 1676934.2357 | 1710184.0351 | 1719492.1179 | 1726465.5109
Scenario 3: Aggressive Fuel Sub | SDG&E | Res | HVAC | Res ¦ HVAC Time Delay Relay - Marine | Res - Multi Family | Energy Efficiency | 278513.8987 | 308024.7513 | 320651.1414 | 289214.6941 | 264181.6284 | 309797.9671 | 336454.393 | 343855.7356 | 346313.6099 | 344597.4458 | 360648.7316 | 364366.4203 | 367400.0062
Scenario 3: Aggressive Fuel Sub | SDG&E | Res | HVAC | Res ¦ HVAC Time Delay Relay - Hot-Dry | Res - Multi Family | Energy Efficiency | 922134.944 | 1019842.7734 | 1061647.6367 | 957564.3335 | 874682.0618 | 1025713.7343 | 1113970.8083 | 1138476.0007 | 1146613.8058 | 1140931.7378 | 1194076.1288 | 1206385.068 | 1216429.0032
Scenario 3: Aggressive Fuel Sub | SDG&E | Res | HVAC | Res ¦ HVAC System Maintenance - Ref. Charge, Coil Clean, Airflow Adj (Elec SC and Gas SH) - Marine | Res - Multi Family | Energy Efficiency | 14165.9169 | 15762.7198 | 17265.2751 | 16385.8279 | 13024.8201 | 15721.7349 | 17675.0888 | 18056.3511 | 18577.7537 | 17998.5277 | 19143.4877 | 19375.2567 | 19566.662
Scenario 3: Aggressive Fuel Sub | SDG&E | Res | HVAC | Res ¦ HVAC System Maintenance - Ref. Charge, Coil Clean, Airflow Adj (Elec SC and Gas SH) - Hot-Dry | Res - Multi Family | Energy Efficiency | 39188.9936 | 43707.0941 | 47950.9824 | 45336.6585 | 35577.2283 | 43244.1923 | 48766.4334 | 49759.3357 | 51149.465 | 49366.0789 | 52537.1434 | 53073.3548 | 53485.3534
Scenario 3: Aggressive Fuel Sub | SDG&E | Res | HVAC | Res ¦ Efficient HVAC System Furnace (AFUE 95) and AC (SEER2 15.2) - ZEAS 2030 - Marine | Res - Multi Family | Energy Efficiency | 14033.6447 | 14130.6757 | 14029.7151 | 14134.6329 | 13476.136 | 0 | 0 | 0 | 0 | 0 | 0 | 0 | 0
Scenario 3: Aggressive Fuel Sub | SDG&E | Res | HVAC | Res ¦ Efficient HVAC System Furnace (AFUE 95) and AC (SEER2 15.2) - ZEAS 2030 - Hot-Dry | Res - Multi Family | Energy Efficiency | 19096.3012 | 19209.2515 | 19048.0903 | 19161.6262 | 18244.0158 | 0 | 0 | 0 | 0 | 0 | 0 | 0 | 0
Scenario 3: Aggressive Fuel Sub | SDG&E | Res | HVAC | Res ¦ Packaged/Split Heat Pump (SEER2 19.6) - Fuel Sub - ZEAS 2030 - Marine | Res - Multi Family | Fuel Substitution | 6003402.15 | 6319060.7155 | 6653706.0886 | 7008848.9816 | 7385430.74 | 1071511.1558 | 1092521.2931 | 1104553.8493 | 1114860.7797 | 1123320.3675 | 1136768.2679 | 1144877.3395 | 1152762.3371
Scenario 3: Aggressive Fuel Sub | SDG&E | Res | HVAC | Res ¦ Packaged/Split Heat Pump (SEER2 19.6) - Fuel Sub - ZEAS 2030 - Hot-Dry | Res - Multi Family | Fuel Substitution | 8526363.6505 | 8969759.6537 | 9438432.9431 | 9934593.7447 | 10461710.8445 | 1892708.7995 | 1929792.9908 | 1951204.9704 | 1969610.4101 | 1984796.8646 | 2008702.9421 | 2023292.4262 | 2037498.3776
Scenario 3: Aggressive Fuel Sub | SDG&E | Res | HVAC | Res ¦ Efficient HVAC System Furnace (AFUE 95) and AC (SEER2 15.2) - Panel Upgrade - ZEAS 2030 - Marine | Res - Multi Family | Energy Efficiency | 15825.1738 | 15934.5917 | 15820.7425 | 15939.0541 | 15196.4938 | 0 | 0 | 0 | 0 | 0 | 0 | 0 | 0
Scenario 3: Aggressive Fuel Sub | SDG&E | Res | HVAC | Res ¦ Efficient HVAC System Furnace (AFUE 95) and AC (SEER2 15.2) - Panel Upgrade - ZEAS 2030 - Hot-Dry | Res - Multi Family | Energy Efficiency | 21534.1269 | 21661.4964 | 21479.7614 | 21607.7912 | 20573.0391 | 0 | 0 | 0 | 0 | 0 | 0 | 0 | 0
Scenario 3: Aggressive Fuel Sub | SDG&E | Res | HVAC | Res ¦ Packaged/Split Heat Pump (SEER2 19.6) - Fuel Sub - Panel Upgrade - ZEAS 2030 - Marine | Res - Multi Family | Fuel Substitution | 6769793.9138 | 7125749.3174 | 7503115.3765 | 7903595.6602 | 8328251.6855 | 1208299.814 | 1231992.0964 | 1245560.7236 | 1257183.4324 | 1266722.9676 | 1281887.6212 | 1291031.8935 | 1299923.4865
Scenario 3: Aggressive Fuel Sub | SDG&E | Res | HVAC | Res ¦ Packaged/Split Heat Pump (SEER2 19.6) - Fuel Sub - Panel Upgrade - ZEAS 2030 - Hot-Dry | Res - Multi Family | Fuel Substitution | 9614835.6059 | 10114835.3542 | 10643339.2762 | 11202839.7547 | 11797248.3991 | 2134331.1994 | 2176149.5428 | 2200294.9666 | 2221050.0369 | 2238175.1877 | 2265133.1049 | 2281585.0764 | 2297604.5535
Scenario 3: Aggressive Fuel Sub | SDG&E | Res | HVAC | Res ¦ Res Efficient Furnace FS (AFUE = 95) - ZEAS 2030 - Marine | Res - Multi Family | Energy Efficiency | 5772.6052 | 5953.825 | 6087.2884 | 6344.7291 | 6232.356 | 0 | 0 | 0 | 0 | 0 | 0 | 0 | 0
Scenario 3: Aggressive Fuel Sub | SDG&E | Res | HVAC | Res ¦ Res Efficient Furnace FS (AFUE = 95) - ZEAS 2030 - Hot-Dry | Res - Multi Family | Energy Efficiency | 3648.3816 | 3762.4913 | 3846.3263 | 4008.4069 | 3936.9134 | 0 | 0 | 0 | 0 | 0 | 0 | 0 | 0
Scenario 3: Aggressive Fuel Sub | SDG&E | Res | HVAC | Res ¦ Res Furnace Heat Pump Heating Only (SEER2 19.6) - Fuel Sub - ZEAS 2030 - Marine | Res - Multi Family | Fuel Substitution | 2152408.8965 | 2549779.8595 | 3028441.5736 | 3586998.2486 | 4141367.2905 | -120205.6723 | -120290.778 | -134465.3315 | -151827.2363 | -172570.4578 | -186419.7383 | -208926.5182 | -232405.5489
Scenario 3: Aggressive Fuel Sub | SDG&E | Res | HVAC | Res ¦ Res Furnace Heat Pump Heating Only (SEER2 19.6) - Fuel Sub - ZEAS 2030 - Hot-Dry | Res - Multi Family | Fuel Substitution | 2374308.1232 | 2673700.0708 | 3025806.51 | 3430077.1218 | 3835943.2552 | 41043.5689 | 43345.5311 | 35354.8833 | 25070.0803 | 12349.6371 | 4732.1955 | -9189.782 | -23777.6266
Scenario 3: Aggressive Fuel Sub | SDG&E | Res | HVAC | Res ¦ Res Efficient Furnace FS (AFUE = 95) - Panel Upgrade - ZEAS 2030 - Marine | Res - Multi Family | Energy Efficiency | 6509.5335 | 6713.8878 | 6864.389 | 7154.6945 | 7027.976 | 0 | 0 | 0 | 0 | 0 | 0 | 0 | 0
Scenario 3: Aggressive Fuel Sub | SDG&E | Res | HVAC | Res ¦ Res Efficient Furnace FS (AFUE = 95) - Panel Upgrade - ZEAS 2030 - Hot-Dry | Res - Multi Family | Energy Efficiency | 4114.1324 | 4242.8094 | 4337.3467 | 4520.1184 | 4439.4981 | 0 | 0 | 0 | 0 | 0 | 0 | 0 | 0
Scenario 3: Aggressive Fuel Sub | SDG&E | Res | HVAC | Res ¦ Res Furnace Heat Pump Heating Only (SEER2 19.6) - Fuel Sub - Panel Upgrade - ZEAS 2030 - Marine | Res - Multi Family | Fuel Substitution | 2427184.5004 | 2875283.6713 | 3415051.1362 | 4044912.9187 | 4670052.4765 | -135551.0773 | -135647.0475 | -151631.1185 | -171209.4366 | -194600.729 | -210218.0027 | -235597.9886 | -262074.3424
Scenario 3: Aggressive Fuel Sub | SDG&E | Res | HVAC | Res ¦ Res Furnace Heat Pump Heating Only (SEER2 19.6) - Fuel Sub - Panel Upgrade - ZEAS 2030 - Hot-Dry | Res - Multi Family | Fuel Substitution | 2677411.2879 | 3015023.4841 | 3412079.6815 | 3867959.3076 | 4325638.1389 | 46283.1734 | 48879.0031 | 39868.2727 | 28270.5161 | 13926.1865 | 5336.3055 | -10362.9456 | -26813.0683
Scenario 3: Aggressive Fuel Sub | SDG&E | Res | HVAC | Res ¦ Efficient Wall Furnace and ENERGY STAR Room AC - ZEAS 2030 - Marine | Res - Multi Family | Energy Efficiency | 11.0498 | 11.3163 | 11.4672 | 11.8169 | 11.502 | 0 | 0 | 0 | 0 | 0 | 0 | 0 | 0
Scenario 3: Aggressive Fuel Sub | SDG&E | Res | HVAC | Res ¦ Efficient Wall Furnace and ENERGY STAR Room AC - ZEAS 2030 - Hot-Dry | Res - Multi Family | Energy Efficiency | 39.2487 | 40.2085 | 40.7629 | 42.0318 | 40.9309 | 0 | 0 | 0 | 0 | 0 | 0 | 0 | 0
Scenario 3: Aggressive Fuel Sub | SDG&E | Res | HVAC | Res ¦ Ductless Mini Split Heat Pump (SEER2 19.6) - Fuel Sub - ZEAS 2030 - Marine | Res - Multi Family | Fuel Substitution | 11166.3915 | 11726.3492 | 12303.5813 | 12901.933 | 13549.5549 | -500.4843 | -508.2942 | -525.1992 | -544.2738 | -565.6439 | -582.7828 | -605.5754 | -629.1408
Scenario 3: Aggressive Fuel Sub | SDG&E | Res | HVAC | Res ¦ Ductless Mini Split Heat Pump (SEER2 19.6) - Fuel Sub - ZEAS 2030 - Hot-Dry | Res - Multi Family | Fuel Substitution | 41591.938 | 43663.1654 | 45788.1609 | 47981.8733 | 50364.8383 | -2485.44 | -2525.6066 | -2601.8819 | -2686.9048 | -2781.176 | -2858.9088 | -2959.166 | -3062.6648
Scenario 3: Aggressive Fuel Sub | SDG&E | Res | HVAC | Res ¦ Efficient Wall Furnace and ENERGY STAR Room AC - Panel Upgrade - ZEAS 2030 - Marine | Res - Multi Family | Energy Efficiency | 12.4604 | 12.761 | 12.9311 | 13.3254 | 12.9704 | 0 | 0 | 0 | 0 | 0 | 0 | 0 | 0
Scenario 3: Aggressive Fuel Sub | SDG&E | Res | HVAC | Res ¦ Efficient Wall Furnace and ENERGY STAR Room AC - Panel Upgrade - ZEAS 2030 - Hot-Dry | Res - Multi Family | Energy Efficiency | 44.2592 | 45.3415 | 45.9666 | 47.3976 | 46.1561 | 0 | 0 | 0 | 0 | 0 | 0 | 0 | 0
Scenario 3: Aggressive Fuel Sub | SDG&E | Res | HVAC | Res ¦ Ductless Mini Split Heat Pump (SEER2 19.6) - Fuel Sub - Panel Upgrade - ZEAS 2030 - Marine | Res - Multi Family | Fuel Substitution | 12591.8883 | 13223.3299 | 13874.2512 | 14548.9883 | 15279.2853 | -564.3759 | -573.1829 | -592.2459 | -613.7555 | -637.8538 | -657.1806 | -682.8829 | -709.4567
Scenario 3: Aggressive Fuel Sub | SDG&E | Res | HVAC | Res ¦ Ductless Mini Split Heat Pump (SEER2 19.6) - Fuel Sub - Panel Upgrade - ZEAS 2030 - Hot-Dry | Res - Multi Family | Fuel Substitution | 46901.5471 | 49237.1865 | 51633.4581 | 54107.2189 | 56794.3922 | -2802.7303 | -2848.0245 | -2934.037 | -3029.9139 | -3136.2197 | -3223.8758 | -3336.9318 | -3453.6433
Scenario 3: Aggressive Fuel Sub | SDG&E | Res | HVAC | Res ¦ Res Efficient Furnace (AFUE 95, VSM) - ZEAS 2030 - Hot-Dry | Res - Multi Family | Energy Efficiency | 30025.5871 | 31514.2302 | 33054.0795 | 34668.9445 | 36361.6857 | 0 | 0 | 0 | 0 | 0 | 0 | 0 | 0
Scenario 3: Aggressive Fuel Sub | SDG&E | Res | HVAC | Res ¦ Efficient Condensing Central Boiler - ZEAS 2030 - Hot-Dry | Res - Multi Family | Energy Efficiency | 1513.5666 | 1590.4503 | 1671.561 | 1758.0365 | 1847.9855 | 0 | 0 | 0 | 0 | 0 | 0 | 0 | 0
Scenario 3: Aggressive Fuel Sub | SDG&E | Res | WaterHeat | Res ¦ Res Heat Pump Water Heater (3.50 UEF - 50 Gal) - Marine | Res - Multi Family | Energy Efficiency | 1933159.5791 | 1996374.927 | 2052874.1656 | 2103318.7941 | 2162111.2334 | 2239750.2948 | 2296742.4778 | 2339745.0115 | 2380327.7736 | 2414345.4695 | 2463933.0208 | 2502140.0236 | 2537678.8646
Scenario 3: Aggressive Fuel Sub | SDG&E | Res | WaterHeat | Res ¦ Res Heat Pump Water Heater (3.50 UEF - 50 Gal) - Hot-Dry | Res - Multi Family | Energy Efficiency | 43193123.4945 | 44606105.3645 | 45868892.0172 | 46996259.1417 | 48310326.2612 | 50045818.7813 | 51319586.5652 | 52280504.7655 | 53187300.7812 | 53947272.3959 | 55055407.0033 | 55909025.2068 | 56702960.376
Scenario 3: Aggressive Fuel Sub | SDG&E | Res | WaterHeat | Res ¦ Res Faucet Aerators (Elec WH) | Res - Multi Family | Energy Efficiency | 53288.6222 | 56906.7916 | 57913.3273 | 56256.004 | 58785.7664 | 65914.782 | 70113.3076 | 72530.2865 | 72992.7953 | 73519.8568 | 76819.843 | 78883.6923 | 80935.4577
Scenario 3: Aggressive Fuel Sub | SDG&E | Res | WaterHeat | Res ¦ Res Faucet Aerators (Gas WH) | Res - Multi Family | Energy Efficiency | 2475341.126 | 2593158.5864 | 2715342.3269 | 2846464.651 | 2977020.1373 | 3118614.5433 | 3267750.8187 | 3424108.2409 | 3588722.4275 | 3762890.8055 | 3947732.0425 | 4145163.9917 | 4355278.5827
Scenario 3: Aggressive Fuel Sub | SDG&E | Res | WaterHeat | Res ¦ Res Low Flow Showerheads (Elec WH) | Res - Multi Family | Energy Efficiency | 336501.525 | 350713.7487 | 363528.324 | 375018.2355 | 389076.5314 | 408404.7181 | 422582.6721 | 432954.1387 | 442118.6649 | 448727.5455 | 458167.8927 | 464554.2012 | 470394.5875
Scenario 3: Aggressive Fuel Sub | SDG&E | Res | WaterHeat | Res ¦ Res Low Flow Showerheads (Gas WH) | Res - Multi Family | Energy Efficiency | 16235598.5703 | 17031503.8703 | 17868233.4661 | 18758320.2676 | 19681549.1249 | 20668038.9345 | 21711791.1401 | 22814629.0499 | 23981839.0146 | 25219782.6889 | 26534647.0408 | 27934171.4681 | 29421985.2995
Scenario 3: Aggressive Fuel Sub | SDG&E | Res | WaterHeat | Res ¦ Res Tankless Gas Water Heater (0.87 UEF - High Draw) - ZEAS 2030 - Marine | Res - Multi Family | Energy Efficiency | 132875.8886 | 137110.5635 | 140298.5019 | 146394.8391 | 143914.0461 | 0 | 0 | 0 | 0 | 0 | 0 | 0 | 0
Scenario 3: Aggressive Fuel Sub | SDG&E | Res | WaterHeat | Res ¦ Res Tankless Gas Water Heater (0.87 UEF - High Draw) - ZEAS 2030 - Hot-Dry | Res - Multi Family | Energy Efficiency | 289678.7535 | 298910.6901 | 305860.6788 | 319151.1952 | 313742.9476 | 0 | 0 | 0 | 0 | 0 | 0 | 0 | 0
Scenario 3: Aggressive Fuel Sub | SDG&E | Res | WaterHeat | Res ¦ Res Heat Pump Water Heater (3.70 UEF - 50 Gal) - Fuel Sub - ZEAS 2030 - Marine | Res - Multi Family | Fuel Substitution | 34349430.4496 | 36415389.839 | 38660707.9524 | 41098813.4915 | 43646154.9488 | 18856753.3047 | 19347210.3681 | 19723509.8292 | 20081210.0518 | 20383950.9283 | 20816394.6502 | 21150723.4001 | 21461775.0207
Scenario 3: Aggressive Fuel Sub | SDG&E | Res | WaterHeat | Res ¦ Res Heat Pump Water Heater (3.70 UEF - 50 Gal) - Fuel Sub - ZEAS 2030 - Hot-Dry | Res - Multi Family | Fuel Substitution | 74373311.9495 | 78852087.3799 | 83720594.9523 | 89007998.4229 | 94531749.6522 | 49472524.6089 | 50759562.7969 | 51746868.457 | 52685329.6405 | 53479482.7423 | 54614157.7069 | 55491219.1311 | 56307153.3681
Scenario 3: Aggressive Fuel Sub | SDG&E | Res | WaterHeat | Res ¦ Res Tankless Gas Water Heater (0.87 UEF - High Draw) - Panel Upgrade - ZEAS 2030 - Marine | Res - Multi Family | Energy Efficiency | 132875.8886 | 137110.5635 | 140298.5019 | 146394.8391 | 143914.0461 | 0 | 0 | 0 | 0 | 0 | 0 | 0 | 0
Scenario 3: Aggressive Fuel Sub | SDG&E | Res | WaterHeat | Res ¦ Res Tankless Gas Water Heater (0.87 UEF - High Draw) - Panel Upgrade - ZEAS 2030 - Hot-Dry | Res - Multi Family | Energy Efficiency | 289678.7535 | 298910.6901 | 305860.6788 | 319151.1952 | 313742.9476 | 0 | 0 | 0 | 0 | 0 | 0 | 0 | 0
Scenario 3: Aggressive Fuel Sub | SDG&E | Res | WaterHeat | Res ¦ Res Heat Pump Water Heater (3.70 UEF - 50 Gal) - Fuel Sub - Panel Upgrade - ZEAS 2030 - Marine | Res - Multi Family | Fuel Substitution | 34349430.4496 | 36415389.839 | 38660707.9524 | 41098813.4915 | 43646154.9488 | 18856753.3047 | 19347210.3681 | 19723509.8292 | 20081210.0518 | 20383950.9283 | 20816394.6502 | 21150723.4001 | 21461775.0207
Scenario 3: Aggressive Fuel Sub | SDG&E | Res | WaterHeat | Res ¦ Res Heat Pump Water Heater (3.70 UEF - 50 Gal) - Fuel Sub - Panel Upgrade - ZEAS 2030 - Hot-Dry | Res - Multi Family | Fuel Substitution | 74373311.9495 | 78852087.3799 | 83720594.9523 | 89007998.4229 | 94531749.6522 | 49472524.6089 | 50759562.7969 | 51746868.457 | 52685329.6405 | 53479482.7423 | 54614157.7069 | 55491219.1311 | 56307153.3681
Scenario 3: Aggressive Fuel Sub | SDG&E | Res | WaterHeat | Res ¦ Res Central Heat Pump Water Heater (150+ kBtuh, 3.0 COP) - Fuel Sub - ZEAS 2030 - Marine | Res - Multi Family | Fuel Substitution | 615320459.8141 | 664711643.8207 | 721079295.4433 | 784893805.3623 | 849781248.8509 | 0 | 0 | 0 | 0 | 0 | 0 | 0 | 0
Scenario 3: Aggressive Fuel Sub | SDG&E | Res | WaterHeat | Res ¦ Res Central Heat Pump Water Heater (150+ kBtuh, 3.0 COP) - Fuel Sub - ZEAS 2030 - Hot-Dry | Res - Multi Family | Fuel Substitution | 1544390100.3355 | 1670649046.9881 | 1815075343.195 | 1978890187.9457 | 2145263753.4586 | 0 | 0 | 0 | 0 | 0 | 0 | 0 | 0
Scenario 3: Aggressive Fuel Sub | SDG&E | Res | WaterHeat | Res ¦ Res Central Heat Pump Water Heater (150+ kBtuh, 3.0 COP) - Fuel Sub - Panel Upgrade - ZEAS 2030 - Marine | Res - Multi Family | Fuel Substitution | 615320459.8141 | 664711643.8207 | 721079295.4433 | 784893805.3623 | 849781248.8509 | 0 | 0 | 0 | 0 | 0 | 0 | 0 | 0
Scenario 3: Aggressive Fuel Sub | SDG&E | Res | WaterHeat | Res ¦ Res Central Heat Pump Water Heater (150+ kBtuh, 3.0 COP) - Fuel Sub - Panel Upgrade - ZEAS 2030 - Hot-Dry | Res - Multi Family | Fuel Substitution | 1544390100.3355 | 1670649046.9881 | 1815075343.195 | 1978890187.9457 | 2145263753.4586 | 0 | 0 | 0 | 0 | 0 | 0 | 0 | 0
Scenario 3: Aggressive Fuel Sub | SDG&E | Res | WaterHeat | Res ¦ Res Hot Water Tank Insulation | Res - Multi Family | Energy Efficiency | 784350.3241 | 822383.3585 | 862197.2581 | 904151.0777 | 948407.7405 | 995122.2749 | 1044505.288 | 1096766.5254 | 1152084.1401 | 1210645.7254 | 1272639.1077 | 1338370.2435 | 1408169.4573
Scenario 3: Aggressive Fuel Sub | SDG&E | Res | WaterHeat | Res ¦ Water Heating Controls (Gas WH) | Res - Multi Family | Energy Efficiency | 6630479.2603 | 6952471.3815 | 7288545.2121 | 7642507.3439 | 8015873.7144 | 8409785.898 | 8825978.9269 | 9266426.174 | 9732546.8291 | 10226115.6 | 10748381.2627 | 11301733.9365 | 11889319.3458
Scenario 3: Aggressive Fuel Sub | SDG&E | Res | WholeBlg | Res ¦ Res All-Electric Homes - Marine | Res - Multi Family | Energy Efficiency | 1253640.7934 | 1172262.3538 | 1215417.4711 | 1280818.4368 | 1273159.5023 | 1290578.5752 | 1286992.7289 | 1263026.892 | 1229301.0627 | 1189121.5664 | 1163272.176 | 1149033.5293 | 1135951.7011
Scenario 3: Aggressive Fuel Sub | SDG&E | Res | WholeBlg | Res ¦ Res All-Electric Homes - Hot-Dry | Res - Multi Family | Energy Efficiency | 5332512.2637 | 4950601.3647 | 5132741.2328 | 5408857.4139 | 5376424.3617 | 5450013.5114 | 5435061.8653 | 5334103.4436 | 5191928.0986 | 5022539.8436 | 4913560.7596 | 4853639.333 | 4798638.6369
Scenario 3: Aggressive Fuel Sub | PG&E | Com | AppPlug | Com ¦ Com Modulating Dryer Valve | Com - College | Energy Efficiency | 598286.6359 | 625761.9735 | 609820.8881 | 637948.9079 | 667543.9457 | 698715.5266 | 731582.6724 | 766273.8102 | 802884.456 | 841538.6925 | 882380.8402 | 925586.9373 | 971337.3018
Scenario 3: Aggressive Fuel Sub | PG&E | Com | BldgEnv | Com ¦ Com Wall Insulation (R13) - Marine | Com - College | Energy Efficiency | 463300.4778 | 483258.6388 | 503875.4269 | 525403.5102 | 548754.3392 | 574554.1774 | 601503.1884 | 629801.7482 | 659596.6499 | 691080.8696 | 724312.8011 | 758888.5306 | 795498.2991
Scenario 3: Aggressive Fuel Sub | PG&E | Com | BldgEnv | Com ¦ Com Wall Insulation (R14) - Marine | Com - College | Energy Efficiency | 784.4164 | 827.2152 | 859.0998 | 904.559 | 943.5593 | 979.6368 | 1038.5136 | 1085.4085 | 1166.4944 | 1244.4499 | 1318.3531 | 1370.9703 | 1450.4267
Scenario 3: Aggressive Fuel Sub | PG&E | Com | BldgEnv | Com ¦ Com Wall Insulation (R14) - Hot-Dry | Com - College | Energy Efficiency | 499773.9834 | 517875.9084 | 535720.4696 | 553908.7321 | 575363.2108 | 602057.6441 | 629296.0577 | 657474.5771 | 686908.4307 | 717957.4276 | 750557.5775 | 782987.3738 | 817350.7314
Scenario 3: Aggressive Fuel Sub | PG&E | Com | BldgEnv | Com ¦ Com Wall Insulation (R14) - Cold | Com - College | Energy Efficiency | 2221.7478 | 2317.8504 | 2252.9055 | 2349.65 | 2453.7972 | 2569.1826 | 2689.8649 | 2816.5464 | 2950.0849 | 3091.1622 | 3240.0692 | 3395.0328 | 3559.1858
Scenario 3: Aggressive Fuel Sub | PG&E | Com | HVAC | Com ¦ Variable Refrigerant Flow (VRF) Heat Pump - Hot-Dry | Com - College | Energy Efficiency | 968878.9383 | 992356.8755 | 1010998.8674 | 1026466.0347 | 1047865.9472 | 1079556.6794 | 1103614.7709 | 1124468.7635 | 1144186.1566 | 1162791.3048 | 1187917.1961 | 1206075.2023 | 1223999.5346
Scenario 3: Aggressive Fuel Sub | PG&E | Com | HVAC | Com ¦ Variable Refrigerant Flow (VRF) Heat Pump - Marine | Com - College | Energy Efficiency | 1319170.3431 | 1351136.5643 | 1376518.438 | 1397577.6514 | 1426714.5527 | 1469862.8474 | 1502618.9738 | 1531012.5816 | 1557858.6602 | 1583190.3696 | 1617400.3512 | 1642123.2576 | 1666528.007
Scenario 3: Aggressive Fuel Sub | PG&E | Com | HVAC | Com ¦ Variable Refrigerant Flow (VRF) Heat Pump - Cold | Com - College | Energy Efficiency | 2594.8798 | 2657.7591 | 2707.6866 | 2749.1113 | 2806.4251 | 2891.3002 | 2955.7333 | 3011.585 | 3064.3927 | 3114.2216 | 3181.5145 | 3230.1458 | 3278.1512
Scenario 3: Aggressive Fuel Sub | PG&E | Com | HVAC | Com ¦ Efficient Chiller - Marine | Com - College | Energy Efficiency | 1706592.6564 | 1726442.7557 | 1735627.0251 | 1737358.1477 | 1749445.5344 | 1791469.0116 | 1824139.8077 | 1852791.6841 | 1881023.8799 | 1909409.6715 | 1943924.7444 | 1965965.2043 | 1988205.8522
Scenario 3: Aggressive Fuel Sub | PG&E | Com | HVAC | Com ¦ Efficient Chiller - Hot-Dry | Com - College | Energy Efficiency | 2312258.5317 | 2339153.3863 | 2351597.1322 | 2353942.6263 | 2370319.7992 | 2427257.3134 | 2471522.9012 | 2510343.2637 | 2548595.0021 | 2587054.8469 | 2633819.241 | 2663681.8104 | 2693815.614
Scenario 3: Aggressive Fuel Sub | PG&E | Com | HVAC | Com ¦ Efficient Chiller - Cold | Com - College | Energy Efficiency | 4760.4693 | 4815.8404 | 4841.4596 | 4846.2886 | 4880.006 | 4997.2288 | 5088.3627 | 5168.286 | 5247.0387 | 5326.2198 | 5422.4983 | 5483.9793 | 5546.0189
Scenario 3: Aggressive Fuel Sub | PG&E | Com | HVAC | Com ¦ Demand Controlled Ventilation (HVAC) - Marine | Com - College | Energy Efficiency | 3082037.3486 | 3199614.9429 | 3314589.3951 | 3431879.9748 | 3565332.5836 | 3726140.0995 | 3894063.9203 | 4064325.0632 | 4245119.6926 | 4433921.7196 | 4640554.0453 | 4843587.1242 | 5060180.7943
Scenario 3: Aggressive Fuel Sub | PG&E | Com | HVAC | Com ¦ Demand Controlled Ventilation (HVAC) - Hot-Dry | Com - College | Energy Efficiency | 2365810.1149 | 2439666.6918 | 2506549.8481 | 2570667.6959 | 2653061.8091 | 2768927.4196 | 2886888.0615 | 3002873.4305 | 3123961.8056 | 3249400.165 | 3392695.0115 | 3524465.1415 | 3664188.4032
Scenario 3: Aggressive Fuel Sub | PG&E | Com | HVAC | Com ¦ Demand Controlled Ventilation (HVAC) - Cold | Com - College | Energy Efficiency | 14564.5821 | 15084.4686 | 14603.9437 | 15071.1174 | 15554.8661 | 16251.7083 | 16972.236 | 17694.3071 | 18454.4588 | 19246.2701 | 20127.8793 | 20977.5746 | 21877.5524
Scenario 3: Aggressive Fuel Sub | PG&E | Com | HVAC | Com ¦ HVAC Energy Management System (Elec SC and Gas SH) - Marine | Com - College | Energy Efficiency | 941772.7198 | 972807.8568 | 1001562.9991 | 1029670.2296 | 1064467.6423 | 1111345.8288 | 1159393.6923 | 1207031.0051 | 1256997.0287 | 1308873.7723 | 1367443.0961 | 1422298.1398 | 1480563.9788
Scenario 3: Aggressive Fuel Sub | PG&E | Com | HVAC | Com ¦ HVAC Energy Management System (Elec SC and Gas SH) - Hot-Dry | Com - College | Energy Efficiency | 691083.45 | 713448.9659 | 734017.4761 | 753997.382 | 779032.8279 | 813243.9654 | 848229.5486 | 882819.9783 | 919044.9526 | 956627.2864 | 999224.5682 | 1038878.0333 | 1080973.2022
Scenario 3: Aggressive Fuel Sub | PG&E | Com | HVAC | Com ¦ HVAC Energy Management System (Elec SC and Gas SH) - Cold | Com - College | Energy Efficiency | 2552.2435 | 2645.2299 | 2563.2387 | 2647.8912 | 2734.7618 | 2857.6899 | 2985.1294 | 3113.2425 | 3248.3459 | 3389.1897 | 3545.3264 | 3696.8122 | 3857.3664
Scenario 3: Aggressive Fuel Sub | PG&E | Com | HVAC | Com ¦ HVAC Pump Variable Frequency Drive (VFD) - Marine | Com - College | Energy Efficiency | 730239.2019 | 730281.8009 | 721373.0654 | 704380.6544 | 699557.4175 | 724657.4909 | 746924.2113 | 764781.3195 | 780834.341 | 796588.8912 | 820232.2438 | 830467.7737 | 840208.3062
Scenario 3: Aggressive Fuel Sub | PG&E | Com | HVAC | Com ¦ HVAC Pump Variable Frequency Drive (VFD) - Hot-Dry | Com - College | Energy Efficiency | 605420.8419 | 605456.1596 | 598070.1768 | 583982.2454 | 579983.435 | 600793.2018 | 619253.9152 | 634058.7428 | 647367.8528 | 660429.5085 | 680031.549 | 688517.5397 | 696593.142
Scenario 3: Aggressive Fuel Sub | PG&E | Com | HVAC | Com ¦ HVAC Pump Variable Frequency Drive (VFD) - Cold | Com - College | Energy Efficiency | 1242.013 | 1242.0854 | 1226.9332 | 1198.032 | 1189.8285 | 1232.5194 | 1270.3913 | 1300.7632 | 1328.0667 | 1354.8625 | 1395.0759 | 1412.4848 | 1429.0518
Scenario 3: Aggressive Fuel Sub | PG&E | Com | HVAC | Com ¦ HVAC Fan Variable Frequency Drive (VFD) - Marine | Com - College | Energy Efficiency | 600615.6696 | 602052.365 | 596782.4716 | 585803.0362 | 585931.5602 | 607891.71 | 626566.5803 | 641053.2191 | 653174.0045 | 664674.0888 | 685334.3608 | 694197.1276 | 702174.4805
Scenario 3: Aggressive Fuel Sub | PG&E | Com | HVAC | Com ¦ HVAC Fan Variable Frequency Drive (VFD) - Hot-Dry | Com - College | Energy Efficiency | 503234.4134 | 504249.9904 | 499588.7242 | 490091.8285 | 489970.0311 | 508284.4761 | 523809.4091 | 535780.9122 | 545738.0162 | 555154.347 | 572294.1295 | 579445.9634 | 585829.7684
Scenario 3: Aggressive Fuel Sub | PG&E | Com | HVAC | Com ¦ HVAC Fan Variable Frequency Drive (VFD) - Cold | Com - College | Energy Efficiency | 1112.5284 | 1103.83 | 1079.2298 | 1040.9264 | 1027.3115 | 1062.8466 | 1090.0692 | 1106.862 | 1117.3327 | 1125.4035 | 1153.367 | 1153.2456 | 1149.9043
Scenario 3: Aggressive Fuel Sub | PG&E | Com | HVAC | Com ¦ Economizer - Marine | Com - College | Energy Efficiency | 54627.3409 | 59049.564 | 62183.1491 | 58919.0268 | 50117.1156 | 55548.5958 | 58390.3148 | 60325.5603 | 61674.0203 | 60027.9514 | 65231.5268 | 66422.0199 | 67528.1492
Scenario 3: Aggressive Fuel Sub | PG&E | Com | HVAC | Com ¦ Economizer - Hot-Dry | Com - College | Energy Efficiency | 28417.7507 | 30718.2404 | 32348.3663 | 30650.3335 | 26071.4813 | 28896.9978 | 30375.2917 | 31382.0279 | 32083.5118 | 31227.2084 | 33934.1663 | 34553.474 | 35128.8948
Scenario 3: Aggressive Fuel Sub | PG&E | Com | HVAC | Com ¦ Economizer - Cold | Com - College | Energy Efficiency | 60.7315 | 65.6478 | 69.1316 | 65.5027 | 55.7173 | 61.7557 | 64.9149 | 67.0664 | 68.5655 | 66.7355 | 72.5206 | 73.8441 | 75.0738
Scenario 3: Aggressive Fuel Sub | PG&E | Com | HVAC | Com ¦ Large Packaged Heat Pump (IEER 14.0) - Fuel Sub - ZEAS 2030 - Marine | Com - College | Fuel Substitution | 1486214.3979 | 1578834.9457 | 1680624.192 | 1791218.6211 | 1904546.8704 | -182590.3735 | -185087.9469 | -187715.2295 | -190432.8748 | -193226.7318 | -195886.7592 | -198780.5674 | -201738.8926
Scenario 3: Aggressive Fuel Sub | PG&E | Com | HVAC | Com ¦ Large Packaged Heat Pump (IEER 14.0) - Fuel Sub - ZEAS 2030 - Hot-Dry | Com - College | Fuel Substitution | 1054261.826 | 1121455.7579 | 1195506.0503 | 1276110.2846 | 1358551.0963 | -109139.5782 | -110344.3444 | -111745.288 | -113265.8476 | -114877.9659 | -116176.3715 | -117868.094 | -119626.3575
Scenario 3: Aggressive Fuel Sub | PG&E | Com | HVAC | Com ¦ Large Packaged Heat Pump (IEER 14.0) - Fuel Sub - ZEAS 2030 - Cold | Com - College | Fuel Substitution | 7739.7665 | 8224.7162 | 8165.1257 | 8713.852 | 9271.1971 | -335.3779 | -339.895 | -344.6794 | -349.6458 | -354.7634 | -359.5781 | -364.8841 | -370.3154
Scenario 3: Aggressive Fuel Sub | PG&E | Com | HVAC | Com ¦ Large Packaged Heat Pump (IEER 14.0) - Fuel Sub - Panel Upgrade - ZEAS 2030 - Marine | Com - College | Fuel Substitution | 339601.8157 | 360765.7247 | 384024.6925 | 409295.6554 | 435191.2996 | -41722.1247 | -42292.8232 | -42893.1605 | -43514.1458 | -44152.5456 | -44760.3651 | -45421.6039 | -46097.5848
Scenario 3: Aggressive Fuel Sub | PG&E | Com | HVAC | Com ¦ Large Packaged Heat Pump (IEER 14.0) - Fuel Sub - Panel Upgrade - ZEAS 2030 - Hot-Dry | Com - College | Fuel Substitution | 240900.1224 | 256254.0184 | 273174.6012 | 291592.7677 | 310430.5945 | -24938.5277 | -25213.8183 | -25533.9356 | -25881.3853 | -26249.7563 | -26546.4436 | -26933.0043 | -27334.7696
Scenario 3: Aggressive Fuel Sub | PG&E | Com | HVAC | Com ¦ Large Packaged Heat Pump (IEER 14.0) - Fuel Sub - Panel Upgrade - ZEAS 2030 - Cold | Com - College | Fuel Substitution | 1768.5462 | 1879.3578 | 1865.7412 | 1991.1259 | 2118.4799 | 0 | 0 | 0 | 0 | 0 | 0 | 0 | 0
Scenario 3: Aggressive Fuel Sub | PG&E | Com | HVAC | Com ¦ Small Packaged Heat Pump (SEER 18) - Fuel Sub - ZEAS 2030 - Marine | Com - College | Fuel Substitution | 595506.931 | 623994.8237 | 653783.7975 | 685060.3857 | 718337.6303 | 156894.7154 | 160654.1147 | 163860.586 | 166777.3433 | 169501.9751 | 173420.3639 | 176119.6687 | 178717.746
Scenario 3: Aggressive Fuel Sub | PG&E | Com | HVAC | Com ¦ Small Packaged Heat Pump (SEER 18) - Fuel Sub - ZEAS 2030 - Hot-Dry | Com - College | Fuel Substitution | 521578.5547 | 545478.9543 | 570214.9974 | 595993.8267 | 623648.969 | 207428.1728 | 212245.1652 | 216394.2517 | 220195.2086 | 223766.6307 | 228791.9782 | 232340.4802 | 235770.0332
Scenario 3: Aggressive Fuel Sub | PG&E | Com | HVAC | Com ¦ Small Packaged Heat Pump (SEER 18) - Fuel Sub - ZEAS 2030 - Cold | Com - College | Fuel Substitution | 2621.2102 | 2757.4492 | 2705.3456 | 2850.734 | 3002.307 | 492.5645 | 504.0089 | 513.8648 | 522.8928 | 531.3748 | 543.3139 | 551.7411 | 559.8852
Scenario 3: Aggressive Fuel Sub | PG&E | Com | HVAC | Com ¦ Small Packaged Heat Pump (SEER 18) - Fuel Sub - Panel Upgrade - ZEAS 2030 - Marine | Com - College | Fuel Substitution | 136074.0653 | 142583.5838 | 149390.4009 | 156537.1397 | 164141.031 | 35850.6352 | 36709.6626 | 37442.3452 | 38108.8278 | 38731.4095 | 39626.7662 | 40243.5607 | 40837.2245
Scenario 3: Aggressive Fuel Sub | PG&E | Com | HVAC | Com ¦ Small Packaged Heat Pump (SEER 18) - Fuel Sub - Panel Upgrade - ZEAS 2030 - Hot-Dry | Com - College | Fuel Substitution | 119181.3405 | 124642.6112 | 130294.8274 | 136185.3216 | 142504.5556 | 47397.5923 | 48498.281 | 49446.3524 | 50314.8757 | 51130.95 | 52279.2481 | 53090.0852 | 53873.7422
Scenario 3: Aggressive Fuel Sub | PG&E | Com | HVAC | Com ¦ Small Packaged Heat Pump (SEER 18) - Fuel Sub - Panel Upgrade - ZEAS 2030 - Cold | Com - College | Fuel Substitution | 598.9497 | 630.0805 | 618.1748 | 651.3962 | 686.0308 | 112.5516 | 115.1667 | 117.4187 | 119.4816 | 121.4198 | 124.1479 | 126.0735 | 127.9345
Scenario 3: Aggressive Fuel Sub | PG&E | Com | HVAC | Com ¦ Efficient Hot Water Boilers (94% eff.) - ZEAS 2030 - Marine | Com - College | Energy Efficiency | 1661551.2249 | 1742028.3747 | 1679634.2648 | 1941699.1008 | 1874793.9694 | 0 | 0 | 0 | 0 | 0 | 0 | 0 | 0
Scenario 3: Aggressive Fuel Sub | PG&E | Com | HVAC | Com ¦ Efficient Hot Water Boilers (94% eff.) - ZEAS 2030 - Hot-Dry | Com - College | Energy Efficiency | 1118067.3498 | 1172220.8854 | 1130235.5311 | 1306580.4624 | 1261559.6157 | 0 | 0 | 0 | 0 | 0 | 0 | 0 | 0
Scenario 3: Aggressive Fuel Sub | PG&E | Com | HVAC | Com ¦ Efficient Hot Water Boilers (94% eff.) - ZEAS 2030 - Cold | Com - College | Energy Efficiency | 2663.7461 | 2792.7645 | 2692.7362 | 3112.8702 | 3005.6101 | 0 | 0 | 0 | 0 | 0 | 0 | 0 | 0
Scenario 3: Aggressive Fuel Sub | PG&E | Com | HVAC | Com ¦ Com High Eff. Furnace (95 AFUE) - ZEAS 2030 - Marine | Com - College | Energy Efficiency | 286453.1398 | 300327.4832 | 289570.6745 | 334750.9217 | 323216.4083 | 0 | 0 | 0 | 0 | 0 | 0 | 0 | 0
Scenario 3: Aggressive Fuel Sub | PG&E | Com | HVAC | Com ¦ Com High Eff. Furnace (95 AFUE) - ZEAS 2030 - Hot-Dry | Com - College | Energy Efficiency | 230919.2436 | 242103.8055 | 233432.3902 | 269853.665 | 260555.3165 | 0 | 0 | 0 | 0 | 0 | 0 | 0 | 0
Scenario 3: Aggressive Fuel Sub | PG&E | Com | HVAC | Com ¦ Com High Eff. Furnace (95 AFUE) - ZEAS 2030 - Cold | Com - College | Energy Efficiency | 1107.748 | 1161.4017 | 1119.8038 | 1294.5212 | 1249.9158 | 0 | 0 | 0 | 0 | 0 | 0 | 0 | 0
Scenario 3: Aggressive Fuel Sub | PG&E | Com | WaterHeat | Com ¦ Com Heat Pump Water Heater (3.3 UEF - 50 Gal) - Marine | Com - College | Energy Efficiency | 1665456.545 | 1732216.6189 | 1795634.3899 | 1856996.8207 | 1929652.1726 | 2010549.2503 | 2070268.4133 | 2118784.966 | 2161777.1154 | 2200866.7612 | 2258947.2538 | 2306906.0086 | 2352259.933
Scenario 3: Aggressive Fuel Sub | PG&E | Com | WaterHeat | Com ¦ Com Heat Pump Water Heater (3.3 UEF - 50 Gal) - Hot-Dry | Com - College | Energy Efficiency | 1230527.8314 | 1279929.7181 | 1326856.0109 | 1372258.75 | 1426025.5448 | 1485896.2901 | 1530079.6089 | 1565965.39 | 1597757.4565 | 1626658.6231 | 1669625.3106 | 1705095.2541 | 1738634.2965
Scenario 3: Aggressive Fuel Sub | PG&E | Com | WaterHeat | Com ¦ Com Heat Pump Water Heater (3.3 UEF - 50 Gal) - Cold | Com - College | Energy Efficiency | 3631.3302 | 3776.9679 | 3915.3121 | 4049.1699 | 4207.6707 | 4384.156 | 4514.4256 | 4620.249 | 4714.0152 | 4799.2651 | 4925.9559 | 5030.5595 | 5129.4772
Scenario 3: Aggressive Fuel Sub | PG&E | Com | WaterHeat | Com ¦ Com Hot Water Tank Insulation - Marine | Com - College | Energy Efficiency | 44126.0234 | 46152.7882 | 44972.3988 | 47041.2806 | 49217.0611 | 51506.7537 | 53920.2114 | 56467.0898 | 59155.2389 | 61992.8774 | 64988.1153 | 68155.0968 | 71509.0137
Scenario 3: Aggressive Fuel Sub | PG&E | Com | WaterHeat | Com ¦ Com Hot Water Tank Insulation - Hot-Dry | Com - College | Energy Efficiency | 31092.9602 | 32521.0996 | 31689.3501 | 33147.1669 | 34680.3088 | 36293.7178 | 37994.3365 | 39788.9689 | 41683.1462 | 43682.6597 | 45793.2241 | 48024.8059 | 50388.1098
Scenario 3: Aggressive Fuel Sub | PG&E | Com | WaterHeat | Com ¦ Com Hot Water Tank Insulation - Cold | Com - College | Energy Efficiency | 63.4484 | 66.3627 | 64.6654 | 67.6402 | 70.7688 | 74.0611 | 77.5314 | 81.1935 | 85.0588 | 89.139 | 93.4458 | 97.9996 | 102.8222
Scenario 3: Aggressive Fuel Sub | PG&E | Com | WaterHeat | Com ¦ Faucet Aerators (Gas WH) - Marine | Com - College | Energy Efficiency | 318506.1278 | 333136.7488 | 324612.858 | 339541.8125 | 355241.7002 | 371761.4723 | 389173.7395 | 407547.8071 | 426941.4725 | 447413.8615 | 469020.4252 | 491864.1847 | 516056.6372
Scenario 3: Aggressive Fuel Sub | PG&E | Com | WaterHeat | Com ¦ Faucet Aerators (Gas WH) - Hot-Dry | Com - College | Energy Efficiency | 214714.535 | 224577.4755 | 218831.265 | 228895.3211 | 239479.0863 | 250615.5602 | 262353.6919 | 274740.202 | 287814.0536 | 301615.1052 | 316180.7379 | 331580.4014 | 347889.2593
Scenario 3: Aggressive Fuel Sub | PG&E | Com | WaterHeat | Com ¦ Faucet Aerators (Gas WH) - Cold | Com - College | Energy Efficiency | 493.8446 | 516.5294 | 503.3131 | 526.4604 | 550.8032 | 576.4171 | 603.4149 | 631.9039 | 661.9738 | 693.7163 | 727.2174 | 762.6367 | 800.1471
Scenario 3: Aggressive Fuel Sub | PG&E | Com | WaterHeat | Com ¦ Faucet Aerators (Elec WH) - Marine | Com - College | Energy Efficiency | 31664.3919 | 33532.4871 | 33982.7184 | 33670.8218 | 35871.8426 | 39560.1977 | 41784.4118 | 43283.1042 | 43108.2198 | 43296.6649 | 45572.0431 | 47210.3387 | 48868.4382
Scenario 3: Aggressive Fuel Sub | PG&E | Com | WaterHeat | Com ¦ Faucet Aerators (Elec WH) - Hot-Dry | Com - College | Energy Efficiency | 22534.9051 | 23864.3905 | 24184.811 | 23962.8406 | 25529.2624 | 28154.1898 | 29737.1179 | 30803.7069 | 30679.2452 | 30813.3578 | 32432.6982 | 33598.6399 | 34778.6757
Scenario 3: Aggressive Fuel Sub | PG&E | Com | WaterHeat | Com ¦ Faucet Aerators (Elec WH) - Cold | Com - College | Energy Efficiency | 79.6072 | 84.3038 | 85.4357 | 84.6516 | 90.1852 | 99.458 | 105.0499 | 108.8178 | 108.3781 | 108.8519 | 114.5724 | 118.6912 | 122.8598
Scenario 3: Aggressive Fuel Sub | PG&E | Com | WaterHeat | Com ¦ Com Water Heating Controls (Gas WH) - Marine | Com - College | Energy Efficiency | 8757348.8539 | 9160406.4581 | 8928686.411 | 9342615.1901 | 9778538.9725 | 10238037.5319 | 10722706.144 | 11234215.0844 | 11774382.0005 | 12345298.9847 | 12948980.7283 | 13587716.567 | 14263940.8045
Scenario 3: Aggressive Fuel Sub | PG&E | Com | WaterHeat | Com ¦ Com Water Heating Controls (Gas WH) - Hot-Dry | Com - College | Energy Efficiency | 6239935.9514 | 6527129.4476 | 6362020.3174 | 6656959.929 | 6967571.7965 | 7294981.5672 | 7640325.9343 | 8004795.031 | 8389683.9987 | 8796483.5306 | 9226629.1692 | 9681752.151 | 10163587.0078
Scenario 3: Aggressive Fuel Sub | PG&E | Com | WaterHeat | Com ¦ Com Water Heating Controls (Gas WH) - Cold | Com - College | Energy Efficiency | 12784.7597 | 13373.1792 | 13034.8936 | 13639.1837 | 14275.5842 | 14946.4012 | 15653.9637 | 16400.7101 | 17189.294 | 18022.7696 | 18904.0781 | 19836.5617 | 20823.7742
Scenario 3: Aggressive Fuel Sub | PG&E | Com | WaterHeat | Com ¦ Low Flow Showerheads (Gas WH) - Marine | Com - College | Energy Efficiency | 71892.7167 | 75194.1654 | 73278.3559 | 76658.0157 | 80213.8384 | 83959.0354 | 87907.8841 | 92075.8985 | 96474.5352 | 101118.5798 | 106025.3763 | 111216.1424 | 116712.6066
Scenario 3: Aggressive Fuel Sub | PG&E | Com | WaterHeat | Com ¦ Low Flow Showerheads (Gas WH) - Hot-Dry | Com - College | Energy Efficiency | 49641.3728 | 51920.9979 | 50598.146 | 52931.7754 | 55387.0439 | 57973.0738 | 60699.7237 | 63577.7059 | 66614.931 | 69821.6084 | 73209.714 | 76793.8984 | 80589.165
Scenario 3: Aggressive Fuel Sub | PG&E | Com | WaterHeat | Com ¦ Low Flow Showerheads (Gas WH) - Cold | Com - College | Energy Efficiency | 108.6947 | 113.6862 | 110.7897 | 115.8994 | 121.2754 | 126.9378 | 132.9081 | 139.2097 | 145.86 | 152.8814 | 160.3 | 168.1479 | 176.458
Scenario 3: Aggressive Fuel Sub | PG&E | Com | WaterHeat | Com ¦ Low Flow Showerheads (Elec WH) - Marine | Com - College | Energy Efficiency | 1235.3013 | 1274.4605 | 1294.8571 | 1339.337 | 1425.7332 | 1544.7375 | 1611.5705 | 1634.4324 | 1661.3177 | 1685.7127 | 1764.5518 | 1827.9208 | 1893.9788
Scenario 3: Aggressive Fuel Sub | PG&E | Com | WaterHeat | Com ¦ Low Flow Showerheads (Elec WH) - Hot-Dry | Com - College | Energy Efficiency | 897.8259 | 926.2871 | 941.1115 | 973.4398 | 1036.2332 | 1122.7263 | 1171.301 | 1187.9173 | 1207.4577 | 1225.1882 | 1282.489 | 1328.546 | 1376.5575
Scenario 3: Aggressive Fuel Sub | PG&E | Com | WaterHeat | Com ¦ Low Flow Showerheads (Elec WH) - Cold | Com - College | Energy Efficiency | 3.0673 | 3.1645 | 3.2152 | 3.3256 | 3.5402 | 3.8357 | 4.0016 | 4.0584 | 4.1251 | 4.1857 | 4.3815 | 4.5388 | 4.7028
Scenario 3: Aggressive Fuel Sub | PG&E | Com | WaterHeat | Com ¦ Low-flow Pre-Rinse Spray Valve - Marine | Com - College | Energy Efficiency | 2878.4165 | 3011.2316 | 2896.3649 | 3339.8304 | 3216.3594 | 3367.303 | 3527.3659 | 3695.5208 | 3874.3011 | 4062.9114 | 4262.1798 | 4472.0536 | 4694.9046
Scenario 3: Aggressive Fuel Sub | PG&E | Com | WaterHeat | Com ¦ Low-flow Pre-Rinse Spray Valve - Hot-Dry | Com - College | Energy Efficiency | 1989.3233 | 2081.1141 | 2001.7278 | 2308.2144 | 2222.8815 | 2327.2012 | 2437.8234 | 2554.0382 | 2677.5963 | 2807.9482 | 2945.666 | 3090.7134 | 3244.7296
Scenario 3: Aggressive Fuel Sub | PG&E | Com | WaterHeat | Com ¦ Low-flow Pre-Rinse Spray Valve - Cold | Com - College | Energy Efficiency | 4.3161 | 4.5153 | 4.343 | 5.008 | 4.8228 | 5.0492 | 5.2892 | 5.5413 | 5.8094 | 6.0922 | 6.391 | 6.7057 | 7.0399
Scenario 3: Aggressive Fuel Sub | PG&E | Com | WaterHeat | Com ¦ Com Hot Water Pipe Insulation - Marine | Com - College | Energy Efficiency | 8674771.8234 | 9073274.6317 | 8842449.6355 | 9250676.5899 | 9680318.438 | 10132902.7743 | 10610185.0681 | 11113929.7522 | 11645546.8267 | 12206984.6801 | 12800333.5829 | 13428069.3068 | 14092733.6524
Scenario 3: Aggressive Fuel Sub | PG&E | Com | WaterHeat | Com ¦ Com Hot Water Pipe Insulation - Hot-Dry | Com - College | Energy Efficiency | 5184988.3737 | 5423177.0512 | 5285210.8953 | 5529211.7815 | 5786012.5404 | 6056526.2287 | 6341802.1062 | 6642894.7902 | 6960647.05 | 7296223.455 | 7650873.3784 | 8026076.611 | 8423352.4097
Scenario 3: Aggressive Fuel Sub | PG&E | Com | WaterHeat | Com ¦ Com Hot Water Pipe Insulation - Cold | Com - College | Energy Efficiency | 10899.416 | 11400.1148 | 11110.0947 | 11623.0114 | 12162.8349 | 12731.4844 | 13331.1657 | 13964.0956 | 14632.0458 | 15337.4644 | 16082.9775 | 16871.696 | 17706.8134
Scenario 3: Aggressive Fuel Sub | PG&E | Com | WaterHeat | Com ¦ Com Efficient Tankless Gas Water Heater (0.87 UEF - High Draw) - ZEAS 2030 - Marine | Com - College | Energy Efficiency | 62876.2129 | 66438.6176 | 69149.6499 | 72971.4759 | 76258.2439 | 0 | 0 | 0 | 0 | 0 | 0 | 0 | 0
Scenario 3: Aggressive Fuel Sub | PG&E | Com | WaterHeat | Com ¦ Com Efficient Tankless Gas Water Heater (0.87 UEF - High Draw) - ZEAS 2030 - Hot-Dry | Com - College | Energy Efficiency | 46988.6653 | 49650.9235 | 51676.9343 | 54533.0641 | 56989.3341 | 0 | 0 | 0 | 0 | 0 | 0 | 0 | 0
Scenario 3: Aggressive Fuel Sub | PG&E | Com | WaterHeat | Com ¦ Com Efficient Tankless Gas Water Heater (0.87 UEF - High Draw) - ZEAS 2030 - Cold | Com - College | Energy Efficiency | 266.7299 | 282.0216 | 321.5045 | 339.2745 | 317.2534 | 0 | 0 | 0 | 0 | 0 | 0 | 0 | 0
Scenario 3: Aggressive Fuel Sub | PG&E | Com | WaterHeat | Com ¦ Com Heat Pump Water Heater (3.75 UEF - 50 Gal) - Fuel Sub - ZEAS 2030 - Marine | Com - College | Fuel Substitution | 14184071.6905 | 14932065.5164 | 15751959.9764 | 16645957.5051 | 17550554.9381 | 11012097.6284 | 11337152.9437 | 11603155.6029 | 11834769.3569 | 12046135.5851 | 12362244.9083 | 12626247.9486 | 12873200.3481
Scenario 3: Aggressive Fuel Sub | PG&E | Com | WaterHeat | Com ¦ Com Heat Pump Water Heater (3.75 UEF - 50 Gal) - Fuel Sub - ZEAS 2030 - Hot-Dry | Com - College | Fuel Substitution | 10592786.1171 | 11152327.2835 | 11765868.82 | 12435049.6932 | 13111934.9429 | 8174808.0671 | 8416334.7844 | 8613939.0618 | 8785963.9584 | 8942926.7558 | 9177786.36 | 9373889.5287 | 9557308.0528
Scenario 3: Aggressive Fuel Sub | PG&E | Com | WaterHeat | Com ¦ Com Heat Pump Water Heater (3.75 UEF - 50 Gal) - Fuel Sub - ZEAS 2030 - Cold | Com - College | Fuel Substitution | 57603.2101 | 60671.5642 | 59685.6403 | 63143.8899 | 66618.0795 | 41845.9834 | 43070.9666 | 44075.4473 | 44951.5867 | 45752.2278 | 46944.4144 | 47942.0637 | 48876.1676
Scenario 3: Aggressive Fuel Sub | PG&E | Com | WaterHeat | Com ¦ Com Efficient Tankless Gas Water Heater (0.87 UEF - High Draw) - Panel Upgrade - ZEAS 2030 - Marine | Com - College | Energy Efficiency | 52166.5283 | 55122.1497 | 57371.4128 | 60542.2685 | 63269.2024 | 0 | 0 | 0 | 0 | 0 | 0 | 0 | 0
Scenario 3: Aggressive Fuel Sub | PG&E | Com | WaterHeat | Com ¦ Com Efficient Tankless Gas Water Heater (0.87 UEF - High Draw) - Panel Upgrade - ZEAS 2030 - Hot-Dry | Com - College | Energy Efficiency | 38985.1014 | 41193.8981 | 42874.8191 | 45244.4653 | 47282.3596 | 0 | 0 | 0 | 0 | 0 | 0 | 0 | 0
Scenario 3: Aggressive Fuel Sub | PG&E | Com | WaterHeat | Com ¦ Com Efficient Tankless Gas Water Heater (0.87 UEF - High Draw) - Panel Upgrade - ZEAS 2030 - Cold | Com - College | Energy Efficiency | 221.2979 | 233.9849 | 266.7427 | 281.486 | 263.2158 | 0 | 0 | 0 | 0 | 0 | 0 | 0 | 0
Scenario 3: Aggressive Fuel Sub | PG&E | Com | WaterHeat | Com ¦ Com Heat Pump Water Heater (3.75 UEF - 50 Gal) - Fuel Sub - Panel Upgrade - ZEAS 2030 - Marine | Com - College | Fuel Substitution | 11768103.4356 | 12388691.7197 | 13068933.8266 | 13810657.0509 | 14561174.7014 | 9136410.6697 | 9406099.4203 | 9626793.9343 | 9818956.9939 | 9994321.2821 | 10256587.8086 | 10475623.298 | 10680512.3767
Scenario 3: Aggressive Fuel Sub | PG&E | Com | WaterHeat | Com ¦ Com Heat Pump Water Heater (3.75 UEF - 50 Gal) - Fuel Sub - Panel Upgrade - ZEAS 2030 - Hot-Dry | Com - College | Fuel Substitution | 8788520.3499 | 9252755.0539 | 9761792.2627 | 10316991.7784 | 10878583.3867 | 6782395.704 | 6982783.2552 | 7146729.6612 | 7289453.6139 | 7419680.9897 | 7614537.035 | 7777238.0155 | 7929414.9229
Scenario 3: Aggressive Fuel Sub | PG&E | Com | WaterHeat | Com ¦ Com Heat Pump Water Heater (3.75 UEF - 50 Gal) - Fuel Sub - Panel Upgrade - ZEAS 2030 - Cold | Com - College | Fuel Substitution | 47791.6743 | 50337.3967 | 49519.4049 | 52388.6119 | 55271.044 | 34718.3708 | 35734.7031 | 36568.0909 | 37294.9977 | 37959.2659 | 38948.3878 | 39776.1078 | 40551.1061
Scenario 3: Aggressive Fuel Sub | PG&E | Com | WaterHeat | Com ¦ Com Heat Pump Water Heater (100+ Gal, 200+ kBtuh - 4.3 COP) - Fuel Sub - ZEAS 2030 - Marine | Com - College | Fuel Substitution | 3475679.4064 | 3660492.6416 | 3861514.2405 | 4079373.1339 | 4301799.5951 | 0 | 0 | 0 | 0 | 0 | 0 | 0 | 0
Scenario 3: Aggressive Fuel Sub | PG&E | Com | WaterHeat | Com ¦ Com Heat Pump Water Heater (100+ Gal, 200+ kBtuh - 4.3 COP) - Fuel Sub - ZEAS 2030 - Hot-Dry | Com - College | Fuel Substitution | 2584330.158 | 2722228.0236 | 2872289.5689 | 3034981.7486 | 3201015.4353 | 0 | 0 | 0 | 0 | 0 | 0 | 0 | 0
Scenario 3: Aggressive Fuel Sub | PG&E | Com | WaterHeat | Com ¦ Com Heat Pump Water Heater (100+ Gal, 200+ kBtuh - 4.3 COP) - Fuel Sub - ZEAS 2030 - Cold | Com - College | Fuel Substitution | 7080.1458 | 7462.1505 | 7342.2771 | 7766.2847 | 8196.5312 | 0 | 0 | 0 | 0 | 0 | 0 | 0 | 0
Scenario 3: Aggressive Fuel Sub | PG&E | Com | WaterHeat | Com ¦ Com Heat Pump Water Heater (100+ Gal, 200+ kBtuh - 4.3 COP) - Fuel Sub - Panel Upgrade - ZEAS 2030 - Marine | Com - College | Fuel Substitution | 2883668.0789 | 3037002.1367 | 3203783.793 | 3384534.8529 | 3569075.4883 | 0 | 0 | 0 | 0 | 0 | 0 | 0 | 0
Scenario 3: Aggressive Fuel Sub | PG&E | Com | WaterHeat | Com ¦ Com Heat Pump Water Heater (100+ Gal, 200+ kBtuh - 4.3 COP) - Fuel Sub - Panel Upgrade - ZEAS 2030 - Hot-Dry | Com - College | Fuel Substitution | 2144142.0541 | 2258551.8218 | 2383053.4336 | 2518034.3079 | 2655787.5314 | 0 | 0 | 0 | 0 | 0 | 0 | 0 | 0
Scenario 3: Aggressive Fuel Sub | PG&E | Com | WaterHeat | Com ¦ Com Heat Pump Water Heater (100+ Gal, 200+ kBtuh - 4.3 COP) - Fuel Sub - Panel Upgrade - ZEAS 2030 - Cold | Com - College | Fuel Substitution | 5874.1869 | 6191.1249 | 6091.6695 | 6443.456 | 6800.4188 | 0 | 0 | 0 | 0 | 0 | 0 | 0 | 0
Scenario 3: Aggressive Fuel Sub | PG&E | Com | WaterHeat | Com ¦ Efficient Gas Water Heating Boiler (0.92 UEF) - ZEAS 2030 - Marine | Com - College | Energy Efficiency | 4367328.3031 | 4578797.194 | 4414726.3188 | 5103440.3627 | 4927515.6112 | 0 | 0 | 0 | 0 | 0 | 0 | 0 | 0
Scenario 3: Aggressive Fuel Sub | PG&E | Com | WaterHeat | Com ¦ Efficient Gas Water Heating Boiler (0.92 UEF) - ZEAS 2030 - Hot-Dry | Com - College | Energy Efficiency | 3096690.6443 | 3246634.4332 | 3130298.612 | 3618637.0696 | 3493896.158 | 0 | 0 | 0 | 0 | 0 | 0 | 0 | 0
Scenario 3: Aggressive Fuel Sub | PG&E | Com | WaterHeat | Com ¦ Efficient Gas Water Heating Boiler (0.92 UEF) - ZEAS 2030 - Cold | Com - College | Energy Efficiency | 6379.6194 | 6688.5246 | 6448.8563 | 7454.9022 | 7197.9182 | 0 | 0 | 0 | 0 | 0 | 0 | 0 | 0
Scenario 3: Aggressive Fuel Sub | PG&E | Com | WholeBlg | Com ¦ Com Title 24 2022 Code | Com - College | Energy Efficiency | 3043002.0231 | 3122197.9901 | 3142085.5542 | 3200765.1755 | 3246467.7358 | 3317162.0775 | 3453013.9865 | 3540570.3831 | 3731026.9401 | 3905380.7139 | 4059268.2074 | 4121129.8251 | 4259557.4289
Scenario 3: Aggressive Fuel Sub | PG&E | Com | ComRefrig | Com ¦ Efficient Refrigerated Display Case - Marine | Com - College | Energy Efficiency | 10910.5448 | 11326.2347 | 11704.7969 | 12071.6307 | 12531.5623 | 13061.6273 | 13427.694 | 13706.3006 | 13918.4848 | 14082.1355 | 14386.7942 | 14604.1378 | 14790.9236
Scenario 3: Aggressive Fuel Sub | PG&E | Com | ComRefrig | Com ¦ Efficient Refrigerated Display Case - Hot-Dry | Com - College | Energy Efficiency | 8650.7237 | 8980.4386 | 9280.7941 | 9571.9052 | 9936.7514 | 10357.1573 | 10647.7906 | 10869.2349 | 11038.1574 | 11168.7141 | 11410.9514 | 11584.1264 | 11733.184
Scenario 3: Aggressive Fuel Sub | PG&E | Com | ComRefrig | Com ¦ Efficient Refrigerated Display Case - Cold | Com - College | Energy Efficiency | 18.9199 | 19.603 | 20.1978 | 20.7555 | 21.499 | 22.3787 | 22.8953 | 23.2125 | 23.3709 | 23.4099 | 23.7306 | 23.8485 | 23.8796
Scenario 3: Aggressive Fuel Sub | PG&E | Com | ComRefrig | Com ¦ ENERGY STAR ULT Freezer - Marine | Com - College | Energy Efficiency | 15934.686 | 16041.8726 | 15778.8552 | 15277.0973 | 15234.3503 | 15486.1368 | 14456.8055 | 12669.4795 | 10207.2238 | 7208.6079 | 4906.3876 | 1798.757 | 0
Scenario 3: Aggressive Fuel Sub | PG&E | Com | ComRefrig | Com ¦ ENERGY STAR ULT Freezer - Hot-Dry | Com - College | Energy Efficiency | 47394.7101 | 48947.496 | 50179.126 | 51247.6801 | 52884.0944 | 54922.3627 | 55721.2164 | 55821.2572 | 55340.3539 | 54413.107 | 54346.545 | 53557.7023 | 52408.9204
Scenario 3: Aggressive Fuel Sub | PG&E | Com | ComRefrig | Com ¦ ENERGY STAR ULT Freezer - Cold | Com - College | Energy Efficiency | 68.9283 | 70.6049 | 71.4467 | 71.7935 | 73.342 | 75.6985 | 75.0404 | 72.6327 | 68.7075 | 63.5915 | 60.298 | 55.1653 | 48.9865
Scenario 3: Aggressive Fuel Sub | PG&E | Com | ComRefrig | Com ¦ Refrigerated Display Case LED Lighting | Com - College | Energy Efficiency | 17479.4456 | 18135.9603 | 18738.5763 | 19293.3664 | 19921.8758 | 20621.0364 | 21152.8347 | 21618.8501 | 22043.3493 | 22437.8596 | 22998.0022 | 23476.0072 | 23927.7626
Scenario 3: Aggressive Fuel Sub | PG&E | Com | ComRefrig | Com ¦ Efficient EC or PMS Motor Retrofit - Marine | Com - College | Energy Efficiency | 3976.1829 | 4026.8615 | 4048.1773 | 4045.8604 | 4069.745 | 4172.8861 | 4248.5881 | 4314.0094 | 4376.1642 | 4439.0253 | 4519.2182 | 4570.8493 | 4622.835
Scenario 3: Aggressive Fuel Sub | PG&E | Com | ComRefrig | Com ¦ Efficient EC or PMS Motor Retrofit - Hot-Dry | Com - College | Energy Efficiency | 3150.7009 | 3190.8583 | 3207.7487 | 3205.9129 | 3224.8389 | 3306.5672 | 3366.5529 | 3418.3923 | 3467.6434 | 3517.4541 | 3580.9984 | 3621.9106 | 3663.1037
Scenario 3: Aggressive Fuel Sub | PG&E | Com | ComRefrig | Com ¦ Efficient EC or PMS Motor Retrofit - Cold | Com - College | Energy Efficiency | 8.8438 | 8.9565 | 9.0039 | 8.9988 | 9.0519 | 9.2813 | 9.4497 | 9.5952 | 9.7334 | 9.8732 | 10.0516 | 10.1664 | 10.2821
Scenario 3: Aggressive Fuel Sub | PG&E | Com | ComRefrig | Com ¦ Walk-in Anti Sweat Heat Controls - Marine | Com - College | Energy Efficiency | 1664.9421 | 1820.7112 | 1888.1357 | 1668.4943 | 1311.7214 | 1470.6563 | 1533.1745 | 1555.307 | 1542.1805 | 1493.0752 | 1630.6654 | 1621.8444 | 1605.5521
Scenario 3: Aggressive Fuel Sub | PG&E | Com | ComRefrig | Com ¦ Walk-in Anti Sweat Heat Controls - Hot-Dry | Com - College | Energy Efficiency | 1282.6494 | 1396.8245 | 1449.6672 | 1302.8225 | 1060.7664 | 1178.3012 | 1229.0304 | 1252.0236 | 1250.8709 | 1225.103 | 1329.8564 | 1333.1137 | 1331.7206
Scenario 3: Aggressive Fuel Sub | PG&E | Com | ComRefrig | Com ¦ Walk-in Anti Sweat Heat Controls - Cold | Com - College | Energy Efficiency | 3.8348 | 4.1856 | 4.3421 | 3.8668 | 3.0899 | 3.4493 | 3.5968 | 3.6559 | 3.6379 | 3.5413 | 3.8565 | 3.85 | 3.8277
Scenario 3: Aggressive Fuel Sub | PG&E | Com | ComRefrig | Com ¦ Efficient Refrigeration Compressor - Marine | Com - College | Energy Efficiency | 5921.5129 | 5995.6849 | 6025.7561 | 6020.306 | 6054.012 | 6206.3789 | 6317.497 | 6413.0723 | 6503.6083 | 6595.0488 | 6712.3005 | 6786.5725 | 6861.1902
Scenario 3: Aggressive Fuel Sub | PG&E | Com | ComRefrig | Com ¦ Efficient Refrigeration Compressor - Hot-Dry | Com - College | Energy Efficiency | 6278.6001 | 6357.706 | 6390.1836 | 6385.1134 | 6421.5127 | 6583.5056 | 6701.8989 | 6803.8945 | 6900.6087 | 6998.3342 | 7123.4275 | 7203.1066 | 7283.2169
Scenario 3: Aggressive Fuel Sub | PG&E | Com | ComRefrig | Com ¦ Efficient Refrigeration Compressor - Cold | Com - College | Energy Efficiency | 17.688 | 17.9114 | 18.0036 | 17.9902 | 18.0936 | 18.5505 | 18.8848 | 19.173 | 19.4463 | 19.7226 | 20.076 | 20.3016 | 20.5286
Scenario 3: Aggressive Fuel Sub | PG&E | Com | ComRefrig | Com ¦ Floating Head Pressure Controls - Marine | Com - College | Energy Efficiency | 4696.0371 | 5055.7409 | 5157.5132 | 4672.6973 | 4214.4483 | 4573.5553 | 4759.0459 | 4871.8406 | 4893.8492 | 4961.6872 | 5275.7206 | 5348.5228 | 5412.6772
Scenario 3: Aggressive Fuel Sub | PG&E | Com | ComRefrig | Com ¦ Floating Head Pressure Controls - Hot-Dry | Com - College | Energy Efficiency | 2950.4219 | 3176.4719 | 3240.3657 | 2935.4869 | 2647.3051 | 2872.9625 | 2989.4678 | 3060.2657 | 3073.9832 | 3116.5055 | 3313.7957 | 3359.4244 | 3399.6084
Scenario 3: Aggressive Fuel Sub | PG&E | Com | ComRefrig | Com ¦ Floating Head Pressure Controls - Cold | Com - College | Energy Efficiency | 9.6914 | 10.4341 | 10.6438 | 9.6414 | 8.6939 | 9.4353 | 9.8179 | 10.0502 | 10.0949 | 10.2343 | 10.8823 | 11.0318 | 11.1634
Scenario 3: Aggressive Fuel Sub | PG&E | Com | FoodServ | Com ¦ ENERGY STAR Dishwasher - Tier 2 | Com - College | Energy Efficiency | 300070.6366 | 313466.3795 | 327194.8665 | 341467.3478 | 356726.6124 | 373069.8301 | 389705.9304 | 406875.7724 | 424939.3317 | 443847.2481 | 464308.9873 | 485381.3767 | 507648.5847
Scenario 3: Aggressive Fuel Sub | PG&E | Com | FoodServ | Com ¦ ENERGY STAR Combination Oven - Electric | Com - College | Energy Efficiency | 227694.5327 | 235599.9208 | 242717.1563 | 249606.414 | 258248.5813 | 268833.8126 | 276931.0569 | 283645.1895 | 289329.5269 | 294448.1664 | 301876.0114 | 307637.9392 | 313138.4592
Scenario 3: Aggressive Fuel Sub | PG&E | Com | FoodServ | Com ¦ ENERGY STAR Steamer - Electric | Com - College | Energy Efficiency | 140921.6658 | 145814.3633 | 150219.2678 | 154483.0754 | 159831.7705 | 166383.0408 | 171394.4793 | 175549.9008 | 179067.9751 | 182235.9353 | 186833.0781 | 190399.1736 | 193803.4822
Scenario 3: Aggressive Fuel Sub | PG&E | Com | FoodServ | Com ¦ ENERGY STAR Conveyor Broiler - Gas | Com - College | Energy Efficiency | 97869.9616 | 102269.323 | 106794.1882 | 111537.3653 | 116631.9081 | 122111.3784 | 127703.1313 | 133459.3797 | 139486.4269 | 145787.8777 | 152594.4375 | 159615.0777 | 167042.2552
Scenario 3: Aggressive Fuel Sub | PG&E | Com | FoodServ | Com ¦ ENERGY STAR Conveyor Oven - Gas | Com - College | Energy Efficiency | 265922.6326 | 278438.9312 | 268100.29 | 309499.2841 | 298412.1782 | 312801.5491 | 328086.4562 | 344176.381 | 361307.8056 | 379404.442 | 398546.2161 | 418729.9868 | 440180.3595
Scenario 3: Aggressive Fuel Sub | PG&E | Com | FoodServ | Com ¦ ENERGY STAR Convection Oven - Electric | Com - College | Energy Efficiency | 1125448.4311 | 1178409.9536 | 1233914.151 | 1292677.8506 | 1354529.8688 | 1419742.0701 | 1489043.8314 | 1562034.5847 | 1639828.8588 | 1722004.2468 | 1808833.7501 | 1900327.7264 | 1997725.4548
Scenario 3: Aggressive Fuel Sub | PG&E | Com | FoodServ | Com ¦ High Performance Conveyor Toaster | Com - College | Energy Efficiency | 179993.5067 | 186242.75 | 191868.9552 | 197314.943 | 204146.6135 | 212514.2843 | 218915.1907 | 224222.7414 | 228716.2346 | 232762.5411 | 238634.2844 | 243189.1131 | 247537.2979
Scenario 3: Aggressive Fuel Sub | PG&E | Com | FoodServ | Com ¦ ENERGY STAR Rack Oven - Gas | Com - College | Energy Efficiency | 113353.2889 | 118688.5385 | 114281.5462 | 131928.4539 | 127202.4179 | 133336.0911 | 139851.4993 | 146710.0576 | 154012.57 | 161726.5176 | 169885.9699 | 178489.5881 | 187633.1133
Scenario 3: Aggressive Fuel Sub | PG&E | Com | FoodServ | Com ¦ Electric Deck Oven (60% cooking efficiency) | Com - College | Energy Efficiency | 23976.43 | 24808.8742 | 25558.3252 | 26283.77 | 27193.7976 | 28308.4316 | 29161.0783 | 29868.0823 | 30466.6479 | 31005.645 | 31787.8035 | 32394.5394 | 32973.7489
Scenario 3: Aggressive Fuel Sub | PG&E | Com | FoodServ | Com ¦ Demand Controlled Ventilation (DCV) Exhaust Hood | Com - College | Energy Efficiency | 64011.6806 | 66898.7797 | 68709.4239 | 71439.9685 | 73740.7977 | 75996.7551 | 79707.2943 | 82319.2395 | 87367.0602 | 92006.4334 | 96423.7038 | 99006.2765 | 103408.727
Scenario 3: Aggressive Fuel Sub | PG&E | Com | FoodServ | Com ¦ ENERGY STAR Ice Machine | Com - College | Energy Efficiency | 20896.1335 | 21633.7785 | 22289.9069 | 22905.858 | 23715.0066 | 24764.2549 | 25578.3476 | 26284.4566 | 26908.7426 | 27451.6244 | 28188.0914 | 28728.9852 | 29238.8095
Scenario 3: Aggressive Fuel Sub | PG&E | Com | FoodServ | Com ¦ ENERGY STAR Fryer - Electric | Com - College | Energy Efficiency | 22482.7249 | 23263.3088 | 23966.0698 | 24646.3202 | 25499.6541 | 26544.8476 | 27344.3754 | 28007.3338 | 28568.6094 | 29074.0276 | 29807.4585 | 30376.3955 | 30919.5208
Scenario 3: Aggressive Fuel Sub | PG&E | Com | FoodServ | Com ¦ Efficient Food Holding Cabinet | Com - College | Energy Efficiency | 55273.4024 | 57192.4546 | 58920.1808 | 60592.5649 | 62690.4721 | 65260.0628 | 67225.6885 | 68855.5606 | 70235.4473 | 71478.0095 | 73281.137 | 74679.859 | 76015.1236
Scenario 3: Aggressive Fuel Sub | PG&E | Com | FoodServ | Com ¦ ENERGY STAR Griddle - Electric | Com - College | Energy Efficiency | 46856.7947 | 48483.6284 | 49948.2698 | 51365.9961 | 53144.4502 | 55322.7634 | 56989.0788 | 58370.7665 | 59540.5347 | 60593.8891 | 62122.4502 | 63308.1856 | 64440.1265
Scenario 3: Aggressive Fuel Sub | PG&E | Com | FoodServ | Com ¦ Demand Controlled Ventilation (DCV) Exhaust Hood - Retrofit | Com - College | Energy Efficiency | 395350.7784 | 418051.8027 | 431401.4917 | 428256.6278 | 433071.4848 | 462991.6583 | 485168.0985 | 505299.8118 | 520118.5028 | 534101.8263 | 563700.6352 | 584549.9894 | 605973.3027
Scenario 3: Aggressive Fuel Sub | PG&E | Com | FoodServ | Com ¦ ENERGY STAR Fryer - Tier 2 Gas | Com - College | Energy Efficiency | 4169.1459 | 4398.6619 | 4570.7797 | 4815.4137 | 5023.9168 | 5212.8721 | 5523.3737 | 5770.0516 | 6198.1942 | 6608.9291 | 6997.6161 | 7275.1224 | 7694.7968
Scenario 3: Aggressive Fuel Sub | PG&E | Com | FoodServ | Com ¦ ENERGY STAR Fryer - Fuel Sub | Com - College | Fuel Substitution | 1197356.7269 | 1262307.1362 | 1334266.4336 | 1412219.4302 | 1490135.298 | 1567825.0459 | 1659753.7679 | 1762533.5287 | 1875981.2087 | 1998725.6717 | 2122325.5459 | 2259534.984 | 2407039.9616
Scenario 3: Aggressive Fuel Sub | PG&E | Com | FoodServ | Com ¦ ENERGY STAR Steamer - Gas | Com - College | Energy Efficiency | 4092.0068 | 4317.9232 | 4487.6345 | 4728.6496 | 4934.2792 | 5120.7876 | 5426.7909 | 5670.1987 | 6092.0655 | 6496.9814 | 6880.3811 | 7154.5947 | 7568.7531
Scenario 3: Aggressive Fuel Sub | PG&E | Com | FoodServ | Com ¦ ENERGY STAR Steamer - Fuel Sub | Com - College | Fuel Substitution | 525479.8266 | 552124.8752 | 580983.3067 | 611885.5462 | 643517.2314 | 675884.6975 | 712309.9441 | 752085.0492 | 795226.4823 | 841487.9483 | 889028.4982 | 940804.3372 | 996146.4961
Scenario 3: Aggressive Fuel Sub | PG&E | Com | FoodServ | Com ¦ ENERGY STAR Convection Oven - Gas | Com - College | Energy Efficiency | 6181.3854 | 6522.6547 | 6779.0206 | 7143.098 | 7453.722 | 7735.4617 | 8197.7101 | 8565.4021 | 9202.674 | 9814.3399 | 10393.5035 | 10807.7305 | 11433.3582
Scenario 3: Aggressive Fuel Sub | PG&E | Com | FoodServ | Com ¦ ENERGY STAR Convection Oven - Fuel Sub | Com - College | Fuel Substitution | 1069980.6409 | 1128709.3115 | 1194020.2902 | 1264904.3201 | 1335479.3532 | 1405543.4841 | 1489142.2741 | 1582960.1074 | 1686797.5297 | 1799297.8017 | 1912228.2554 | 2037963.098 | 2173250.3516
Scenario 3: Aggressive Fuel Sub | PG&E | Com | FoodServ | Com ¦ ENERGY STAR Griddle - Gas | Com - College | Energy Efficiency | 4334.8632 | 4574.1875 | 4753.971 | 5009.2901 | 5227.1235 | 5424.7011 | 5748.8652 | 6006.7191 | 6453.6232 | 6882.5704 | 7288.7245 | 7579.2124 | 8017.9507
Scenario 3: Aggressive Fuel Sub | PG&E | Com | FoodServ | Com ¦ ENERGY STAR Griddle - Fuel Sub | Com - College | Fuel Substitution | 884138.2563 | 933925.1554 | 989734.9647 | 1050546.9317 | 1110598.7928 | 1169663.2809 | 1241394.8288 | 1322526.4586 | 1412827.8132 | 1510937.2041 | 1608790.38 | 1718400.0587 | 1836547.437
Scenario 3: Aggressive Fuel Sub | PG&E | Com | FoodServ | Com ¦ ENERGY STAR Combination Oven - Gas | Com - College | Energy Efficiency | 95.5575 | 100.8332 | 104.7963 | 110.4245 | 115.2264 | 119.5818 | 126.7277 | 132.4118 | 142.2633 | 151.719 | 160.6723 | 167.0758 | 176.7473
Scenario 3: Aggressive Fuel Sub | PG&E | Com | FoodServ | Com ¦ ENERGY STAR Combination Oven - Fuel Sub | Com - College | Fuel Substitution | 13292.0606 | 14114.9268 | 15062.8412 | 16109.4207 | 17114.7458 | 18071.829 | 19306.9893 | 20739.9567 | 22363.395 | 24142.616 | 25881.8412 | 27867.3064 | 30019.2053
Scenario 3: Aggressive Fuel Sub | PG&E | Com | FoodServ | Com ¦ ENERGY STAR Fryer - Tier 2 Gas - Panel Upgrade | Com - College | Energy Efficiency | 6860.3406 | 7238.0097 | 7521.2301 | 7923.776 | 8266.8684 | 8577.7949 | 9088.7261 | 9494.6353 | 10199.1449 | 10875.0104 | 11514.5958 | 11971.2331 | 12661.8084
Scenario 3: Aggressive Fuel Sub | PG&E | Com | FoodServ | Com ¦ ENERGY STAR Fryer - Fuel Sub - Panel Upgrade | Com - College | Fuel Substitution | 1970253.6617 | 2077129.732 | 2195538.9462 | 2323810.8085 | 2452021.5749 | 2579860.2608 | 2731129.216 | 2900253.5843 | 3086932.0418 | 3288908.3804 | 3492292.3004 | 3718070.7938 | 3960790.6247
Scenario 3: Aggressive Fuel Sub | PG&E | Com | FoodServ | Com ¦ ENERGY STAR Steamer - Gas - Panel Upgrade | Com - College | Energy Efficiency | 6733.4081 | 7105.1541 | 7384.4145 | 7781.0055 | 8119.3694 | 8426.2696 | 8929.7987 | 9330.327 | 10024.5099 | 10690.8 | 11321.6853 | 11772.9045 | 12454.4032
Scenario 3: Aggressive Fuel Sub | PG&E | Com | FoodServ | Com ¦ ENERGY STAR Steamer - Fuel Sub - Panel Upgrade | Com - College | Fuel Substitution | 864678.4449 | 908522.9428 | 956009.5682 | 1006859.285 | 1058909.3068 | 1112170.0578 | 1172107.8975 | 1237557.9381 | 1308547.2804 | 1384670.6451 | 1462898.7458 | 1548096.0258 | 1639161.6947
Scenario 3: Aggressive Fuel Sub | PG&E | Com | FoodServ | Com ¦ ENERGY STAR Convection Oven - Gas - Panel Upgrade | Com - College | Energy Efficiency | 10171.4861 | 10733.0456 | 11154.8964 | 11753.9867 | 12265.1193 | 12728.7227 | 13489.3537 | 14094.3917 | 15143.0244 | 16149.5222 | 17102.5375 | 17784.1492 | 18813.6212
Scenario 3: Aggressive Fuel Sub | PG&E | Com | FoodServ | Com ¦ ENERGY STAR Convection Oven - Fuel Sub - Panel Upgrade | Com - College | Fuel Substitution | 1760655.9753 | 1857294.158 | 1964763.5463 | 2081403.405 | 2197534.8087 | 2312825.5214 | 2450387.5516 | 2604765.0444 | 2775629.7975 | 2960749.2928 | 3146576.6531 | 3353473.6692 | 3576089.2029
Scenario 3: Aggressive Fuel Sub | PG&E | Com | FoodServ | Com ¦ ENERGY STAR Griddle - Gas - Panel Upgrade | Com - College | Energy Efficiency | 7133.0288 | 7526.8376 | 7822.6718 | 8242.8001 | 8601.2456 | 8926.3599 | 9459.773 | 9884.0722 | 10619.4541 | 11325.2879 | 11993.6155 | 12471.6141 | 13193.5591
Scenario 3: Aggressive Fuel Sub | PG&E | Com | FoodServ | Com ¦ ENERGY STAR Griddle - Fuel Sub - Panel Upgrade | Com - College | Fuel Substitution | 1454851.8397 | 1536776.314 | 1628611.5027 | 1728677.7554 | 1827493.2516 | 1924684.0231 | 2042718.4748 | 2176220.7863 | 2324811.9043 | 2486251.1666 | 2647268.8263 | 2827631.8426 | 3022043.6662
Scenario 3: Aggressive Fuel Sub | PG&E | Com | FoodServ | Com ¦ ENERGY STAR Combination Oven - Gas - Panel Upgrade | Com - College | Energy Efficiency | 157.2401 | 165.9212 | 172.4426 | 181.7039 | 189.6054 | 196.7722 | 208.5308 | 217.884 | 234.0947 | 249.6541 | 264.3867 | 274.9236 | 290.8382
Scenario 3: Aggressive Fuel Sub | PG&E | Com | FoodServ | Com ¦ ENERGY STAR Combination Oven - Fuel Sub - Panel Upgrade | Com - College | Fuel Substitution | 21872.1209 | 23226.1493 | 24785.9451 | 26508.0944 | 28162.3595 | 29737.2425 | 31769.702 | 34127.6537 | 36799.0257 | 39726.7384 | 42588.6382 | 45855.7264 | 49396.6818
Scenario 3: Aggressive Fuel Sub | PG&E | Com | Lighting | Com ¦ LED High and Low Bay - 155 lpw | Com - College | Energy Efficiency | 6004052.1012 | 6142414.9843 | 6229027.4218 | 6286598.5702 | 6419108.8045 | 6634604.1187 | 6700757.0765 | 6679047.8421 | 6578313.2177 | 6427485.5549 | 6371982.5004 | 6209689.9069 | 6003114.9698
Scenario 3: Aggressive Fuel Sub | PG&E | Com | Lighting | Com ¦ LED Fixtures and Retrofit Kits - 140 lpw - RET | Com - College | Energy Efficiency | 663681.1549 | 688312.0068 | 710641.3919 | 730866.1742 | 754661.3447 | 780897.8014 | 798005.7745 | 811341.7009 | 822187.4786 | 831065.2189 | 847332.7795 | 859173.1556 | 869100.364
Scenario 3: Aggressive Fuel Sub | PG&E | Com | Lighting | Com ¦ LED Fixtures and Retrofit Kits - 140 lpw | Com - College | Energy Efficiency | 1364785.4196 | 1413235.7572 | 1455299.7967 | 1491937.4633 | 1536273.3458 | 1585624.159 | 1612724.3264 | 1629650.3308 | 1640317.6337 | 1645171.0818 | 1666614.9812 | 1675947.4231 | 1679937.8886
Scenario 3: Aggressive Fuel Sub | SCE | Com | BldgEnv | Com ¦ Com Wall Insulation (R14) - Marine | Com - College | Energy Efficiency | 6875.3097 | 7276.6172 | 7639.9709 | 7997.7171 | 8552.428 | 9219.3279 | 9660.7045 | 9813.3073 | 9952.152 | 10073.4838 | 10152.8958 | 10081.7497 | 10010.16
Scenario 3: Aggressive Fuel Sub | SCE | Com | BldgEnv | Com ¦ Com Wall Insulation (R14) - Hot-Dry | Com - College | Energy Efficiency | 28359.3075 | 30014.6224 | 31513.3852 | 32989.0185 | 35277.0924 | 38027.9238 | 39848.5159 | 40477.9729 | 41050.6801 | 41551.1499 | 41878.7088 | 41585.2449 | 41289.9514
Scenario 3: Aggressive Fuel Sub | SCE | Com | BldgEnv | Com ¦ Com Wall Insulation (R14) - Cold | Com - College | Energy Efficiency | 855.8142 | 905.7675 | 950.9965 | 995.5275 | 1064.5759 | 1147.5892 | 1202.5302 | 1221.5257 | 1238.8086 | 1253.9115 | 1263.7965 | 1254.9405 | 1246.0292
Scenario 3: Aggressive Fuel Sub | SCE | Com | HVAC | Com ¦ Variable Refrigerant Flow (VRF) Heat Pump - Hot-Dry | Com - College | Energy Efficiency | 802470.7058 | 834272.7077 | 863875.3481 | 891457.718 | 924553.5103 | 961671.9544 | 985347.1879 | 996337.044 | 1007078.4447 | 1016906.7267 | 1029414.8621 | 1037170.4596 | 1044280.8211
Scenario 3: Aggressive Fuel Sub | SCE | Com | HVAC | Com ¦ Variable Refrigerant Flow (VRF) Heat Pump - Marine | Com - College | Energy Efficiency | 191169.174 | 198745.2293 | 205797.34 | 212368.1704 | 220252.4399 | 229095.0085 | 234735.0584 | 237353.1249 | 239912.003 | 242253.3527 | 245233.1125 | 247080.6954 | 248774.5665
Scenario 3: Aggressive Fuel Sub | SCE | Com | HVAC | Com ¦ Variable Refrigerant Flow (VRF) Heat Pump - Cold | Com - College | Energy Efficiency | 10731.8833 | 11157.189 | 11553.0814 | 11921.9557 | 12364.5639 | 12860.9694 | 13177.5913 | 13324.5647 | 13468.2154 | 13599.6544 | 13766.9326 | 13870.6525 | 13965.7433
Scenario 3: Aggressive Fuel Sub | SCE | Com | HVAC | Com ¦ Efficient Chiller - Marine | Com - College | Energy Efficiency | 1101888.5617 | 1134462.0641 | 1164529.4455 | 1192607.0284 | 1228037.7808 | 1271792.6579 | 1301234.4084 | 1315455.1127 | 1329722.3697 | 1343600.1533 | 1359575.1917 | 1368086.6128 | 1375534.3788
Scenario 3: Aggressive Fuel Sub | SCE | Com | HVAC | Com ¦ Efficient Chiller - Hot-Dry | Com - College | Energy Efficiency | 3862670.7011 | 3976857.1243 | 4082258.3392 | 4180684.315 | 4304886.8287 | 4458269.564 | 4561477.6298 | 4611328.3132 | 4661342.1872 | 4709990.7619 | 4765991.2641 | 4795828.0533 | 4821936.1994
Scenario 3: Aggressive Fuel Sub | SCE | Com | HVAC | Com ¦ Efficient Chiller - Cold | Com - College | Energy Efficiency | 45757.3678 | 47110.0252 | 48358.6127 | 49524.5711 | 50995.8796 | 52812.8582 | 54035.4655 | 54625.9989 | 55218.4655 | 55794.7587 | 56458.1431 | 56811.591 | 57120.8693
Scenario 3: Aggressive Fuel Sub | SCE | Com | HVAC | Com ¦ Demand Controlled Ventilation (HVAC) - Marine | Com - College | Energy Efficiency | 117697.1474 | 123129.1527 | 131121.9813 | 138437.8901 | 148394.7684 | 160475.8988 | 169180.1705 | 172720.6803 | 176003.5273 | 178750.6933 | 182399.1541 | 183699.6038 | 184446.1144
Scenario 3: Aggressive Fuel Sub | SCE | Com | HVAC | Com ¦ Demand Controlled Ventilation (HVAC) - Hot-Dry | Com - College | Energy Efficiency | 714857.7767 | 747850.176 | 796396.2603 | 840830.9338 | 901306.0774 | 974683.3018 | 1027550.4826 | 1049054.4951 | 1068993.5401 | 1085679.0164 | 1107838.6919 | 1115737.2398 | 1120271.3254
Scenario 3: Aggressive Fuel Sub | SCE | Com | HVAC | Com ¦ Demand Controlled Ventilation (HVAC) - Cold | Com - College | Energy Efficiency | 36788.5226 | 38486.4011 | 40984.7144 | 43271.4434 | 46383.6585 | 50159.8498 | 52880.5385 | 53987.1934 | 55013.3108 | 55871.9907 | 57012.3878 | 57418.8685 | 57652.2049
Scenario 3: Aggressive Fuel Sub | SCE | Com | HVAC | Com ¦ HVAC Energy Management System (Elec SC and Gas SH) - Marine | Com - College | Energy Efficiency | 89688.2963 | 93827.626 | 99918.3699 | 105493.2832 | 113080.6842 | 122286.8206 | 128919.7028 | 131617.6636 | 134119.2786 | 136212.6907 | 138992.9131 | 139983.8896 | 140552.7502
Scenario 3: Aggressive Fuel Sub | SCE | Com | HVAC | Com ¦ HVAC Energy Management System (Elec SC and Gas SH) - Hot-Dry | Com - College | Energy Efficiency | 366748.75 | 383675.0836 | 408581.0388 | 431377.6865 | 462403.6948 | 500048.9527 | 527171.7918 | 538204.1538 | 548433.6288 | 556993.9016 | 568362.6432 | 572414.8934 | 574741.0487
Scenario 3: Aggressive Fuel Sub | SCE | Com | HVAC | Com ¦ HVAC Energy Management System (Elec SC and Gas SH) - Cold | Com - College | Energy Efficiency | 5562.7924 | 5819.5286 | 6197.2986 | 6543.0749 | 7013.6729 | 7584.6708 | 7996.0661 | 8163.4034 | 8318.5626 | 8448.4036 | 8620.843 | 8682.307 | 8717.5898
Scenario 3: Aggressive Fuel Sub | SCE | Com | HVAC | Com ¦ HVAC Pump Variable Frequency Drive (VFD) - Marine | Com - College | Energy Efficiency | 220268.8195 | 230027.335 | 244624.7219 | 257768.1675 | 276250.6991 | 298778.5999 | 315179.3165 | 321586.3917 | 327576.4571 | 332827.1056 | 339051.9512 | 339630.815 | 339996.4175
Scenario 3: Aggressive Fuel Sub | SCE | Com | HVAC | Com ¦ HVAC Pump Variable Frequency Drive (VFD) - Hot-Dry | Com - College | Energy Efficiency | 1002279.4397 | 1046683.1801 | 1113105.0219 | 1172911.0597 | 1257011.3036 | 1359519.0113 | 1434146.4647 | 1463300.2945 | 1490556.6237 | 1514448.4167 | 1542773.0555 | 1545407.0338 | 1547070.6185
Scenario 3: Aggressive Fuel Sub | SCE | Com | HVAC | Com ¦ HVAC Pump Variable Frequency Drive (VFD) - Cold | Com - College | Energy Efficiency | 8853.3076 | 9245.5336 | 9832.2492 | 10360.5263 | 11103.3983 | 12008.8666 | 12668.0638 | 12925.5846 | 13166.3445 | 13377.3848 | 13627.5812 | 13650.8476 | 13665.5424
Scenario 3: Aggressive Fuel Sub | SCE | Com | HVAC | Com ¦ HVAC Fan Variable Frequency Drive (VFD) - Marine | Com - College | Energy Efficiency | 197462.343 | 206610.2131 | 219950.6858 | 232042.1644 | 248997.5223 | 269187.4428 | 283663.1076 | 289514.8317 | 294961.6755 | 299597.3205 | 305699.385 | 307122.4929 | 308247.6889
Scenario 3: Aggressive Fuel Sub | SCE | Com | HVAC | Com ¦ HVAC Fan Variable Frequency Drive (VFD) - Hot-Dry | Com - College | Energy Efficiency | 798575.6288 | 835571.3723 | 889522.8053 | 938423.0661 | 1006993.7893 | 1088645.704 | 1147188.0719 | 1170853.568 | 1192881.6498 | 1211629.0886 | 1236307.0088 | 1242062.3307 | 1246612.8392
Scenario 3: Aggressive Fuel Sub | SCE | Com | HVAC | Com ¦ HVAC Fan Variable Frequency Drive (VFD) - Cold | Com - College | Energy Efficiency | 11375.9132 | 11902.927 | 12671.4789 | 13368.0756 | 14344.883 | 15508.0353 | 16341.9862 | 16679.1072 | 16992.9029 | 17259.9649 | 17611.5082 | 17693.4942 | 17758.3174
Scenario 3: Aggressive Fuel Sub | SCE | Com | HVAC | Com ¦ Economizer - Marine | Com - College | Energy Efficiency | 13577.6783 | 14616.7467 | 15484.6143 | 14664.1504 | 14036.6277 | 17221.3763 | 20191.1276 | 20529.7457 | 20968.6227 | 20823.02 | 22275.3731 | 22497.3773 | 22621.1077
Scenario 3: Aggressive Fuel Sub | SCE | Com | HVAC | Com ¦ Economizer - Hot-Dry | Com - College | Energy Efficiency | 56506.2814 | 60830.5765 | 64442.3851 | 61027.8569 | 58416.293 | 71670.2746 | 84029.5013 | 85438.7296 | 87265.2058 | 86659.2504 | 92703.5146 | 93627.4305 | 94142.3597
Scenario 3: Aggressive Fuel Sub | SCE | Com | HVAC | Com ¦ Economizer - Cold | Com - College | Energy Efficiency | 514.4308 | 553.799 | 586.6808 | 555.595 | 531.8195 | 652.4832 | 765.001 | 777.8306 | 794.4588 | 788.9422 | 843.9689 | 852.3802 | 857.0681
Scenario 3: Aggressive Fuel Sub | SCE | Com | WaterHeat | Com ¦ Com Heat Pump Water Heater (3.3 UEF - 50 Gal) - Marine | Com - College | Energy Efficiency | 459053.8204 | 483842.6085 | 508831.0035 | 533787.4556 | 561853.619 | 589416.0162 | 607916.2605 | 618616.2042 | 628248.9979 | 636000.9877 | 647980.4822 | 657878.2599 | 666460.7826
Scenario 3: Aggressive Fuel Sub | SCE | Com | WaterHeat | Com ¦ Com Heat Pump Water Heater (3.3 UEF - 50 Gal) - Hot-Dry | Com - College | Energy Efficiency | 1806320.3593 | 1904010.4363 | 2002484.8085 | 2100831.7924 | 2211442.31 | 2320062.9194 | 2392949.021 | 2435077.5138 | 2472997.3513 | 2503500.5883 | 2550672.2706 | 2589630.0972 | 2623404.9219
Scenario 3: Aggressive Fuel Sub | SCE | Com | WaterHeat | Com ¦ Com Heat Pump Water Heater (3.3 UEF - 50 Gal) - Cold | Com - College | Energy Efficiency | 29899.2037 | 31511.0063 | 33135.8307 | 34758.6059 | 36583.4228 | 38375.5692 | 39578.8768 | 40275.3182 | 40902.4296 | 41407.332 | 42186.9605 | 42831.4172 | 43390.3489
Scenario 3: Aggressive Fuel Sub | SCE | Com | WaterHeat | Com ¦ Faucet Aerators (Elec WH) - Marine | Com - College | Energy Efficiency | 7284.4721 | 7694.7655 | 7827.7761 | 8045.8414 | 9167.3523 | 10674.1604 | 11518.8274 | 11863.6045 | 11945.0388 | 12053.7688 | 12574.1151 | 12914.2904 | 13256.6853
Scenario 3: Aggressive Fuel Sub | SCE | Com | WaterHeat | Com ¦ Faucet Aerators (Elec WH) - Hot-Dry | Com - College | Energy Efficiency | 28844.3716 | 30469.0132 | 30995.6959 | 31859.1708 | 36300.0245 | 42266.5425 | 45611.176 | 46976.392 | 47298.8481 | 47729.3867 | 49789.8057 | 51136.7997 | 52492.5832
Scenario 3: Aggressive Fuel Sub | SCE | Com | WaterHeat | Com ¦ Faucet Aerators (Elec WH) - Cold | Com - College | Energy Efficiency | 598.0812 | 631.7678 | 642.6884 | 660.5924 | 752.6724 | 876.3867 | 945.7369 | 974.0444 | 980.7304 | 989.6575 | 1032.3798 | 1060.3094 | 1088.4213
Scenario 3: Aggressive Fuel Sub | SCE | Com | WaterHeat | Com ¦ Low Flow Showerheads (Elec WH) - Marine | Com - College | Energy Efficiency | 293.7649 | 303.8866 | 316.6654 | 343.2517 | 387.8494 | 433.0546 | 459.681 | 466.3102 | 476.1991 | 483.3285 | 501.5595 | 515.1478 | 529.2809
Scenario 3: Aggressive Fuel Sub | SCE | Com | WaterHeat | Com ¦ Low Flow Showerheads (Elec WH) - Hot-Dry | Com - College | Energy Efficiency | 1159.6432 | 1199.5987 | 1250.0432 | 1354.993 | 1531.0435 | 1709.492 | 1814.6003 | 1840.7691 | 1879.8059 | 1907.949 | 1979.9165 | 2033.5566 | 2089.3473
Scenario 3: Aggressive Fuel Sub | SCE | Com | WaterHeat | Com ¦ Low Flow Showerheads (Elec WH) - Cold | Com - College | Energy Efficiency | 22.9837 | 23.7756 | 24.7753 | 26.8554 | 30.3447 | 33.8814 | 35.9646 | 36.4833 | 37.257 | 37.8148 | 39.2411 | 40.3043 | 41.41
Scenario 3: Aggressive Fuel Sub | SCE | Com | WholeBlg | Com ¦ Com Title 24 2022 Code | Com - College | Energy Efficiency | 2197321.643 | 2271408.2456 | 2424844.054 | 2603909.3002 | 2707975.59 | 2944764.7382 | 3141507.2492 | 3229176.3311 | 3305740.3556 | 3351397.8019 | 3415969.4029 | 3648340.7976 | 3690381.2697
Scenario 3: Aggressive Fuel Sub | SCE | Com | ComRefrig | Com ¦ Efficient Refrigerated Display Case - Marine | Com - College | Energy Efficiency | 4031.1121 | 4249.463 | 4467.5297 | 4688.7358 | 4942.359 | 5194.1043 | 5366.5568 | 5470.617 | 5560.3751 | 5627.4093 | 5732.3338 | 5818.3317 | 5892.4782
Scenario 3: Aggressive Fuel Sub | SCE | Com | ComRefrig | Com ¦ Efficient Refrigerated Display Case - Hot-Dry | Com - College | Energy Efficiency | 16485.2272 | 17378.1728 | 18269.9563 | 19174.5783 | 20211.7702 | 21241.282 | 21946.5262 | 22372.0805 | 22739.1462 | 23013.2821 | 23442.371 | 23794.0591 | 24097.2812
Scenario 3: Aggressive Fuel Sub | SCE | Com | ComRefrig | Com ¦ Efficient Refrigerated Display Case - Cold | Com - College | Energy Efficiency | 222.0616 | 234.0898 | 246.1025 | 258.288 | 272.2594 | 286.1272 | 295.6271 | 301.3595 | 306.304 | 309.9967 | 315.7766 | 320.514 | 324.5985
Scenario 3: Aggressive Fuel Sub | SCE | Com | ComRefrig | Com ¦ ENERGY STAR ULT Freezer - Marine | Com - College | Energy Efficiency | 28573.7029 | 30121.438 | 31667.1586 | 33235.1321 | 35032.888 | 36817.332 | 38039.7257 | 38777.3352 | 39413.567 | 39888.7245 | 40632.4606 | 41242.0385 | 41767.6108
Scenario 3: Aggressive Fuel Sub | SCE | Com | ComRefrig | Com ¦ ENERGY STAR ULT Freezer - Hot-Dry | Com - College | Energy Efficiency | 145258.4318 | 153126.5606 | 160984.4485 | 168955.4619 | 178094.6066 | 187166.0784 | 193380.2887 | 197130.0301 | 200364.4039 | 202779.9337 | 206560.8206 | 209659.6955 | 212331.5158
Scenario 3: Aggressive Fuel Sub | SCE | Com | ComRefrig | Com ¦ ENERGY STAR ULT Freezer - Cold | Com - College | Energy Efficiency | 1678.7992 | 1769.7337 | 1860.5499 | 1952.6735 | 2058.2976 | 2163.1395 | 2234.9592 | 2278.2962 | 2315.6769 | 2343.594 | 2387.2909 | 2423.1056 | 2453.9847
Scenario 3: Aggressive Fuel Sub | SCE | Com | ComRefrig | Com ¦ Refrigerated Display Case LED Lighting | Com - College | Energy Efficiency | 15132.4025 | 15846.3889 | 16531.9863 | 17190.2698 | 17922.0213 | 18631.8339 | 19122.947 | 19440.8403 | 19748.4799 | 20010.3333 | 20384.0353 | 20685.6915 | 20969.5741
Scenario 3: Aggressive Fuel Sub | SCE | Com | ComRefrig | Com ¦ Efficient EC or PMS Motor Retrofit - Marine | Com - College | Energy Efficiency | 1249.5951 | 1294.5654 | 1334.6631 | 1370.731 | 1416.2247 | 1470.1375 | 1503.9616 | 1517.6871 | 1531.5025 | 1545.0163 | 1561.104 | 1567.8203 | 1575.5145
Scenario 3: Aggressive Fuel Sub | SCE | Com | ComRefrig | Com ¦ Efficient EC or PMS Motor Retrofit - Hot-Dry | Com - College | Energy Efficiency | 5142.7578 | 5327.8348 | 5492.8586 | 5641.2975 | 5828.5283 | 6050.4085 | 6189.6131 | 6246.1009 | 6302.9589 | 6358.5751 | 6424.7847 | 6452.4262 | 6484.092
Scenario 3: Aggressive Fuel Sub | SCE | Com | ComRefrig | Com ¦ Efficient EC or PMS Motor Retrofit - Cold | Com - College | Energy Efficiency | 75.0489 | 77.7498 | 80.158 | 82.3242 | 85.0565 | 88.2944 | 90.3258 | 91.1501 | 91.9799 | 92.7915 | 93.7577 | 94.1611 | 94.6232
Scenario 3: Aggressive Fuel Sub | SCE | Com | ComRefrig | Com ¦ Walk-in Anti Sweat Heat Controls - Marine | Com - College | Energy Efficiency | 454.2353 | 487.9337 | 506.6165 | 476.3388 | 471.9898 | 575.2538 | 661.0802 | 670.2165 | 678.9146 | 685.724 | 728.2914 | 731.0794 | 732.5015
Scenario 3: Aggressive Fuel Sub | SCE | Com | ComRefrig | Com ¦ Walk-in Anti Sweat Heat Controls - Hot-Dry | Com - College | Energy Efficiency | 1831.5952 | 1967.4757 | 2042.81 | 1920.7223 | 1903.186 | 2319.5734 | 2665.6477 | 2702.4876 | 2737.5607 | 2765.0179 | 2936.6609 | 2947.9026 | 2953.6369
Scenario 3: Aggressive Fuel Sub | SCE | Com | ComRefrig | Com ¦ Walk-in Anti Sweat Heat Controls - Cold | Com - College | Energy Efficiency | 35.3111 | 37.9308 | 39.3831 | 37.0294 | 36.6913 | 44.7188 | 51.3908 | 52.101 | 52.7772 | 53.3065 | 56.6156 | 56.8323 | 56.9429
Scenario 3: Aggressive Fuel Sub | SCE | Com | ComRefrig | Com ¦ Efficient Refrigeration Compressor - Marine | Com - College | Energy Efficiency | 2022.4333 | 2095.2165 | 2160.1135 | 2218.4883 | 2292.1184 | 2379.3747 | 2434.1181 | 2456.3324 | 2478.6923 | 2500.5639 | 2526.6013 | 2537.4716 | 2549.9244
Scenario 3: Aggressive Fuel Sub | SCE | Com | ComRefrig | Com ¦ Efficient Refrigeration Compressor - Hot-Dry | Com - College | Energy Efficiency | 10077.7551 | 10440.4324 | 10763.8133 | 11054.6943 | 11421.5919 | 11856.3888 | 12129.1743 | 12239.8678 | 12351.2869 | 12460.2725 | 12590.0169 | 12644.1832 | 12706.2356
Scenario 3: Aggressive Fuel Sub | SCE | Com | ComRefrig | Com ¦ Efficient Refrigeration Compressor - Cold | Com - College | Energy Efficiency | 158.958 | 164.6785 | 169.7793 | 174.3674 | 180.1545 | 187.0126 | 191.3153 | 193.0613 | 194.8187 | 196.5378 | 198.5842 | 199.4386 | 200.4174
Scenario 3: Aggressive Fuel Sub | SCE | Com | ComRefrig | Com ¦ Floating Head Pressure Controls - Marine | Com - College | Energy Efficiency | 745.2932 | 798.2276 | 812.9772 | 765.5047 | 792.0756 | 958.6253 | 1073.7965 | 1089.0791 | 1099.9992 | 1124.518 | 1181.214 | 1185.3619 | 1187.3862
Scenario 3: Aggressive Fuel Sub | SCE | Com | ComRefrig | Com ¦ Floating Head Pressure Controls - Hot-Dry | Com - College | Energy Efficiency | 2978.5279 | 3190.0776 | 3249.0235 | 3059.302 | 3165.4915 | 3831.0992 | 4291.3751 | 4352.4516 | 4396.0933 | 4494.0812 | 4720.664 | 4737.2411 | 4745.3309
Scenario 3: Aggressive Fuel Sub | SCE | Com | ComRefrig | Com ¦ Floating Head Pressure Controls - Cold | Com - College | Energy Efficiency | 67.5743 | 72.3738 | 73.7111 | 69.4069 | 71.816 | 86.9168 | 97.3591 | 98.7448 | 99.7349 | 101.9579 | 107.0985 | 107.4745 | 107.6581
Scenario 3: Aggressive Fuel Sub | SCE | Com | FoodServ | Com ¦ ENERGY STAR Dishwasher - Tier 2 | Com - College | Energy Efficiency | 56588.4066 | 59222.6423 | 61785.045 | 64268.6198 | 67045.9177 | 69806.3312 | 71671.2333 | 72765.8041 | 73815.1293 | 74696.5403 | 75947.238 | 76944.4642 | 77820.0386
Scenario 3: Aggressive Fuel Sub | SCE | Com | FoodServ | Com ¦ ENERGY STAR Combination Oven - Electric | Com - College | Energy Efficiency | 199489.6065 | 209839.3947 | 220050.7925 | 230340.5389 | 242235.3489 | 254316.35 | 262558.8007 | 267163.1031 | 271067.6867 | 273985.8667 | 278441.4358 | 281759.2466 | 284609.4662
Scenario 3: Aggressive Fuel Sub | SCE | Com | FoodServ | Com ¦ ENERGY STAR Steamer - Electric | Com - College | Energy Efficiency | 123465.4488 | 129871.0018 | 136190.904 | 142559.2967 | 149921.074 | 157398.0862 | 162499.394 | 165349.0275 | 167765.6003 | 169571.6814 | 172329.2628 | 174382.6781 | 176146.698
Scenario 3: Aggressive Fuel Sub | SCE | Com | FoodServ | Com ¦ ENERGY STAR Conveyor Broiler - Gas | Com - College | Energy Efficiency | 14642.6176 | 15402.2962 | 16151.8169 | 16907.0884 | 17780.1723 | 18666.9226 | 19271.9219 | 19609.8795 | 19896.4775 | 20110.6731 | 20437.7137 | 20681.2423 | 20890.4496
Scenario 3: Aggressive Fuel Sub | SCE | Com | FoodServ | Com ¦ High Performance Conveyor Toaster | Com - College | Energy Efficiency | 157697.3914 | 165878.9434 | 173951.0972 | 182085.186 | 191488.0844 | 201038.1677 | 207553.8604 | 211193.5813 | 214280.1714 | 216587.0052 | 220109.1517 | 222731.8954 | 224985.0063
Scenario 3: Aggressive Fuel Sub | SCE | Com | FoodServ | Com ¦ Electric Deck Oven (60% cooking efficiency) | Com - College | Energy Efficiency | 21006.427 | 22096.2686 | 23171.5376 | 24255.0567 | 25507.5905 | 26779.7303 | 27647.6674 | 28132.5044 | 28543.6604 | 28850.9473 | 29320.1225 | 29669.4909 | 29969.6214
Scenario 3: Aggressive Fuel Sub | SCE | Com | FoodServ | Com ¦ Demand Controlled Ventilation (DCV) Exhaust Hood | Com - College | Energy Efficiency | 27606.0383 | 28818.237 | 31040.3158 | 33554.965 | 35069.2492 | 38263.8151 | 40835.93 | 42048.7067 | 43096.1425 | 43678.7144 | 44658.3325 | 47895.4887 | 48597.3262
Scenario 3: Aggressive Fuel Sub | SCE | Com | FoodServ | Com ¦ ENERGY STAR Ice Machine | Com - College | Energy Efficiency | 18078.6837 | 19114.7979 | 20136.9722 | 21155.8378 | 22356.0689 | 23611.9928 | 24489.4893 | 25006.0934 | 25469.2052 | 25808.3558 | 26249.4836 | 26532.0216 | 26766.1533
Scenario 3: Aggressive Fuel Sub | SCE | Com | FoodServ | Com ¦ ENERGY STAR Fryer - Electric | Com - College | Energy Efficiency | 19697.7499 | 20719.6955 | 21727.9764 | 22743.9935 | 23918.4958 | 25111.3827 | 25925.2483 | 26379.8805 | 26765.4219 | 27053.5652 | 27493.5113 | 27821.1144 | 28102.5472
Scenario 3: Aggressive Fuel Sub | SCE | Com | FoodServ | Com ¦ Efficient Food Holding Cabinet | Com - College | Energy Efficiency | 48426.5878 | 50939.0241 | 53417.8658 | 55915.7268 | 58803.2209 | 61735.9134 | 63736.7883 | 64854.494 | 65802.3411 | 66510.7365 | 67592.3367 | 68397.7433 | 69089.6411
Scenario 3: Aggressive Fuel Sub | SCE | Com | FoodServ | Com ¦ ENERGY STAR Griddle - Electric | Com - College | Energy Efficiency | 41052.5603 | 43182.4221 | 45283.8049 | 47401.3109 | 49849.1197 | 52335.2443 | 54031.4414 | 54978.9515 | 55782.4678 | 56382.9941 | 57299.8966 | 57982.6621 | 58569.203
Scenario 3: Aggressive Fuel Sub | SCE | Com | FoodServ | Com ¦ Demand Controlled Ventilation (DCV) Exhaust Hood - Retrofit | Com - College | Energy Efficiency | 155890.4118 | 166857.8748 | 170087.2709 | 162117.7015 | 171733.2855 | 207980.3766 | 232272.4101 | 236681.6701 | 239492.7548 | 243385.8506 | 255678.3608 | 257636.3609 | 259178.3939
Scenario 3: Aggressive Fuel Sub | SCE | Com | Lighting | Com ¦ LED High and Low Bay - 155 lpw | Com - College | Energy Efficiency | 14981723.8027 | 15758111.9359 | 16515862.3457 | 17276451.2612 | 18166516.9731 | 19058486.5346 | 19663260.776 | 20002042.7686 | 20289617.2809 | 20506747.463 | 20836671.1791 | 21061522.4955 | 21271549.8836
Scenario 3: Aggressive Fuel Sub | SCE | Com | Lighting | Com ¦ LED Fixtures and Retrofit Kits - 140 lpw - RET | Com - College | Energy Efficiency | 549253.732 | 576628.3436 | 603284.2587 | 629161.4098 | 658111.3617 | 685816.5528 | 704338.0273 | 715939.9687 | 727123.7636 | 736509.8829 | 750216.2421 | 761170.098 | 771402.0058
Scenario 3: Aggressive Fuel Sub | SCE | Com | Lighting | Com ¦ LED Fixtures and Retrofit Kits - 140 lpw | Com - College | Energy Efficiency | 1318587.7161 | 1384383.2985 | 1449176.2156 | 1512360.8896 | 1582132.1667 | 1649952.1779 | 1695624.5634 | 1724075.4098 | 1751417.7807 | 1774138.3267 | 1807463.3933 | 1835894.2249 | 1860837.6805
Scenario 3: Aggressive Fuel Sub | SCG | Com | AppPlug | Com ¦ Com Modulating Dryer Valve | Com - College | Energy Efficiency | 605390.6336 | 633909.1555 | 663738.6993 | 695097.5691 | 728105.1125 | 762884.6141 | 799570.1068 | 838306.2377 | 879200.795 | 922393.6179 | 968047.172 | 1016359.6376 | 1067534.16
Scenario 3: Aggressive Fuel Sub | SCG | Com | BldgEnv | Com ¦ Com Wall Insulation (R14) - Marine | Com - College | Energy Efficiency | 806329.6025 | 844508.5719 | 884635.0266 | 926912.1564 | 971430.757 | 1018444.7235 | 1068074.6653 | 1120472.7479 | 1175861.513 | 1234421.3846 | 1296391.6828 | 1362107.7801 | 1431591.7982
Scenario 3: Aggressive Fuel Sub | SCG | Com | BldgEnv | Com ¦ Com Wall Insulation (R14) - Hot-Dry | Com - College | Energy Efficiency | 703892.8484 | 737221.5312 | 772250.2892 | 809156.4988 | 848019.4209 | 889060.6958 | 932385.6103 | 978126.9988 | 1026479.1311 | 1077599.5101 | 1131697.0523 | 1189064.5243 | 1249721.2375
Scenario 3: Aggressive Fuel Sub | SCG | Com | BldgEnv | Com ¦ Com Wall Insulation (R14) - Cold | Com - College | Energy Efficiency | 3787.1706 | 3966.4897 | 4154.9557 | 4353.523 | 4562.618 | 4783.4333 | 5016.5354 | 5262.6388 | 5522.7888 | 5797.833 | 6088.8952 | 6397.5507 | 6723.9034
Scenario 3: Aggressive Fuel Sub | SCG | Com | HVAC | Com ¦ Demand Controlled Ventilation (HVAC) - Marine | Com - College | Energy Efficiency | 344261.308 | 360594.1177 | 378014.3602 | 396461.9361 | 415546.911 | 436094.5933 | 457779.3742 | 480369.7615 | 504218.1003 | 529267.033 | 555878.6277 | 584882.3625 | 614746.09
Scenario 3: Aggressive Fuel Sub | SCG | Com | HVAC | Com ¦ Demand Controlled Ventilation (HVAC) - Hot-Dry | Com - College | Energy Efficiency | 1619592.2739 | 1696430.6867 | 1778384.9738 | 1865172.396 | 1954958.4892 | 2051625.9527 | 2153642.9463 | 2259920.4046 | 2372115.9501 | 2489959.7415 | 2615155.1445 | 2751604.4748 | 2892099.6774
Scenario 3: Aggressive Fuel Sub | SCG | Com | HVAC | Com ¦ Demand Controlled Ventilation (HVAC) - Cold | Com - College | Energy Efficiency | 27701.1162 | 29015.3419 | 30417.0682 | 31901.4594 | 33437.1391 | 35090.5161 | 36835.3902 | 38653.1343 | 40572.0999 | 42587.6717 | 44728.9837 | 47062.7802 | 49465.7763
Scenario 3: Aggressive Fuel Sub | SCG | Com | HVAC | Com ¦ HVAC Energy Management System (Elec SC and Gas SH) - Marine | Com - College | Energy Efficiency | 208746.8897 | 218650.4808 | 229213.4495 | 240399.354 | 251971.7528 | 264431.0814 | 277579.9031 | 291277.85 | 305738.5704 | 320927.2851 | 337063.5383 | 354650.2938 | 372758.5158
Scenario 3: Aggressive Fuel Sub | SCG | Com | HVAC | Com ¦ HVAC Energy Management System (Elec SC and Gas SH) - Hot-Dry | Com - College | Energy Efficiency | 1219477.7779 | 1277333.5348 | 1339041.3076 | 1404388.2066 | 1471992.9656 | 1544779.0769 | 1621593.136 | 1701615.1272 | 1786093.1633 | 1874824.0662 | 1969090.3914 | 2071830.4012 | 2177616.7649
Scenario 3: Aggressive Fuel Sub | SCG | Com | HVAC | Com ¦ HVAC Energy Management System (Elec SC and Gas SH) - Cold | Com - College | Energy Efficiency | 4969.2191 | 5204.9741 | 5456.4255 | 5722.7059 | 5998.1869 | 6294.7811 | 6607.7888 | 6933.8684 | 7278.1058 | 7639.6731 | 8023.7966 | 8442.4492 | 8873.5154
Scenario 3: Aggressive Fuel Sub | SCG | Com | HVAC | Com ¦ Efficient Hot Water Boilers (94% eff.) - ZEAS 2030 - Marine | Com - College | Energy Efficiency | 405892.1675 | 425939.2085 | 447230.5649 | 469783.9163 | 493479.5741 | 0 | 0 | 0 | 0 | 0 | 0 | 0 | 0
Scenario 3: Aggressive Fuel Sub | SCG | Com | HVAC | Com ¦ Efficient Hot Water Boilers (94% eff.) - ZEAS 2030 - Hot-Dry | Com - College | Energy Efficiency | 2087793.0312 | 2190909.2673 | 2300425.9049 | 2416433.8839 | 2538317.5592 | 0 | 0 | 0 | 0 | 0 | 0 | 0 | 0
Scenario 3: Aggressive Fuel Sub | SCG | Com | HVAC | Com ¦ Efficient Hot Water Boilers (94% eff.) - ZEAS 2030 - Cold | Com - College | Energy Efficiency | 5918.8742 | 6211.2078 | 6521.6865 | 6850.5681 | 7196.1072 | 0 | 0 | 0 | 0 | 0 | 0 | 0 | 0
Scenario 3: Aggressive Fuel Sub | SCG | Com | HVAC | Com ¦ Com High Eff. Furnace (95 AFUE) - ZEAS 2030 - Marine | Com - College | Energy Efficiency | 40365.8715 | 42359.5446 | 44476.9645 | 46719.8895 | 49076.4165 | 0 | 0 | 0 | 0 | 0 | 0 | 0 | 0
Scenario 3: Aggressive Fuel Sub | SCG | Com | HVAC | Com ¦ Com High Eff. Furnace (95 AFUE) - ZEAS 2030 - Hot-Dry | Com - College | Energy Efficiency | 207967.9465 | 218239.4972 | 229148.6006 | 240704.3156 | 252845.3168 | 0 | 0 | 0 | 0 | 0 | 0 | 0 | 0
Scenario 3: Aggressive Fuel Sub | SCG | Com | HVAC | Com ¦ Com High Eff. Furnace (95 AFUE) - ZEAS 2030 - Cold | Com - College | Energy Efficiency | 2579.2237 | 2706.6117 | 2841.9067 | 2985.221 | 3135.794 | 0 | 0 | 0 | 0 | 0 | 0 | 0 | 0
Scenario 3: Aggressive Fuel Sub | SCG | Com | WaterHeat | Com ¦ Com Hot Water Tank Insulation - Marine | Com - College | Energy Efficiency | 10961.8673 | 11478.5352 | 12017.5853 | 12584.0577 | 13180.0392 | 13807.4705 | 14469.075 | 15167.5237 | 15904.9903 | 16683.7524 | 17506.0565 | 18375.8115 | 19297.2178
Scenario 3: Aggressive Fuel Sub | SCG | Com | WaterHeat | Com ¦ Com Hot Water Tank Insulation - Hot-Dry | Com - College | Energy Efficiency | 59458.7678 | 62261.25 | 65185.1365 | 68257.7653 | 71490.4559 | 74893.7351 | 78482.3745 | 82270.862 | 86270.9887 | 90495.1076 | 94955.4053 | 99673.0833 | 104670.9257
Scenario 3: Aggressive Fuel Sub | SCG | Com | WaterHeat | Com ¦ Com Hot Water Tank Insulation - Cold | Com - College | Energy Efficiency | 148.8413 | 155.8566 | 163.1759 | 170.8675 | 178.9598 | 187.4791 | 196.4625 | 205.9461 | 215.9595 | 226.5336 | 237.6989 | 249.5085 | 262.0194
Scenario 3: Aggressive Fuel Sub | SCG | Com | WaterHeat | Com ¦ Faucet Aerators (Gas WH) - Marine | Com - College | Energy Efficiency | 72759.0229 | 76188.8199 | 79765.9769 | 83524.9529 | 87479.6344 | 91642.4814 | 96031.9471 | 100665.6631 | 105558.3452 | 110725.0609 | 116179.9432 | 121949.1719 | 128061.0939
Scenario 3: Aggressive Fuel Sub | SCG | Com | WaterHeat | Com ¦ Faucet Aerators (Gas WH) - Hot-Dry | Com - College | Energy Efficiency | 387999.208 | 406289.153 | 425364.9187 | 445410.2635 | 466499.2398 | 488698.2918 | 512105.8248 | 536815.8617 | 562906.8768 | 590459.2205 | 619548.2591 | 650313.5999 | 682906.4086
Scenario 3: Aggressive Fuel Sub | SCG | Com | WaterHeat | Com ¦ Faucet Aerators (Gas WH) - Cold | Com - College | Energy Efficiency | 1158.5264 | 1213.1383 | 1270.0966 | 1329.95 | 1392.9196 | 1459.2037 | 1529.0962 | 1602.8779 | 1680.783 | 1763.0515 | 1849.9085 | 1941.7707 | 2039.0895
Scenario 3: Aggressive Fuel Sub | SCG | Com | WaterHeat | Com ¦ Com Water Heating Controls (Gas WH) - Marine | Com - College | Energy Efficiency | 4131523.3206 | 4326466.7774 | 4530792.428 | 4745824.4534 | 4972371.5286 | 5211262.2222 | 5463334.1357 | 5729464.4343 | 6010606.3856 | 6307857.2467 | 6622274.3028 | 6955059.3962 | 7307490.8198
Scenario 3: Aggressive Fuel Sub | SCG | Com | WaterHeat | Com ¦ Com Water Heating Controls (Gas WH) - Hot-Dry | Com - College | Energy Efficiency | 22360481.9402 | 23415547.907 | 24521391.8452 | 25685180.4403 | 26911290.3734 | 28204205.9949 | 29568460.5402 | 31008801.372 | 32530387.7306 | 34139158.1515 | 35840834.8357 | 37641922.3506 | 39549339.0276
Scenario 3: Aggressive Fuel Sub | SCG | Com | WaterHeat | Com ¦ Com Water Heating Controls (Gas WH) - Cold | Com - College | Energy Efficiency | 56261.6821 | 58916.3559 | 61698.7932 | 64627.0264 | 67712.0675 | 70965.1999 | 74397.8296 | 78021.9017 | 81850.3974 | 85898.2587 | 90179.8834 | 94711.6378 | 99510.9293
Scenario 3: Aggressive Fuel Sub | SCG | Com | WaterHeat | Com ¦ Low Flow Showerheads (Gas WH) - Marine | Com - College | Energy Efficiency | 17066.011 | 17869.934 | 18710.7715 | 19594.7062 | 20525.0863 | 21505.4004 | 22539.4205 | 23631.2457 | 24783.9091 | 26001.3201 | 27288.0592 | 28649.73 | 30092.0752
Scenario 3: Aggressive Fuel Sub | SCG | Com | WaterHeat | Com ¦ Low Flow Showerheads (Gas WH) - Hot-Dry | Com - College | Energy Efficiency | 92060.8948 | 96397.5776 | 100933.3918 | 105701.6895 | 110720.5321 | 116008.7389 | 121586.6572 | 127476.3993 | 133694.327 | 140261.5293 | 147202.7151 | 154548.1124 | 162328.7
Scenario 3: Aggressive Fuel Sub | SCG | Com | WaterHeat | Com ¦ Low Flow Showerheads (Gas WH) - Cold | Com - College | Energy Efficiency | 254.9143 | 266.9224 | 279.482 | 292.6853 | 306.5823 | 321.2253 | 336.6704 | 352.9789 | 370.1962 | 388.3806 | 407.6006 | 427.9398 | 449.484
Scenario 3: Aggressive Fuel Sub | SCG | Com | WaterHeat | Com ¦ Low-flow Pre-Rinse Spray Valve - Marine | Com - College | Energy Efficiency | 703.2262 | 736.4652 | 771.5319 | 808.5212 | 847.2216 | 888.3507 | 931.7489 | 977.3342 | 1025.4763 | 1076.2496 | 1130.0412 | 1187.604 | 1247.921
Scenario 3: Aggressive Fuel Sub | SCG | Com | WaterHeat | Com ¦ Low-flow Pre-Rinse Spray Valve - Hot-Dry | Com - College | Energy Efficiency | 3794.2485 | 3973.5891 | 4162.7911 | 4362.3664 | 4571.1738 | 4793.0855 | 5027.24 | 5273.1947 | 5532.9449 | 5806.8917 | 6097.1235 | 6407.7031 | 6733.1426
Scenario 3: Aggressive Fuel Sub | SCG | Com | WaterHeat | Com ¦ Low-flow Pre-Rinse Spray Valve - Cold | Com - College | Energy Efficiency | 10.0996 | 10.577 | 11.0806 | 11.6119 | 12.1677 | 12.7584 | 13.3816 | 14.0363 | 14.7277 | 15.4569 | 16.2295 | 17.0562 | 17.9225
Scenario 3: Aggressive Fuel Sub | SCG | Com | WaterHeat | Com ¦ Com Hot Water Pipe Insulation - Marine | Com - College | Energy Efficiency | 2060574.2997 | 2157662.6977 | 2259265.3138 | 2366090.8007 | 2478564.8691 | 2597091.2416 | 2722133.8433 | 2854159.307 | 2993541.0322 | 3140794.0555 | 3296470.7086 | 3461225.326 | 3635730.1516
Scenario 3: Aggressive Fuel Sub | SCG | Com | WaterHeat | Com ¦ Com Hot Water Pipe Insulation - Hot-Dry | Com - College | Energy Efficiency | 9297235.9666 | 9735295.272 | 10193722.5639 | 10675715.2587 | 11183194.1466 | 11717980.8096 | 12282168.4603 | 12877862.5299 | 13506747.7823 | 14171148.0441 | 14873555.4158 | 15616922.2313 | 16404281.6295
Scenario 3: Aggressive Fuel Sub | SCG | Com | WaterHeat | Com ¦ Com Hot Water Pipe Insulation - Cold | Com - College | Energy Efficiency | 25563.7357 | 26768.2262 | 28028.7207 | 29354.0107 | 30749.3776 | 32219.8303 | 33771.124 | 35409.048 | 37138.2347 | 38965.0736 | 40896.4171 | 42940.383 | 45105.3111
Scenario 3: Aggressive Fuel Sub | SCG | Com | WaterHeat | Com ¦ Com Efficient Tankless Gas Water Heater (0.87 UEF - High Draw) - ZEAS 2030 - Marine | Com - College | Energy Efficiency | 40523.6242 | 42815.3218 | 46395.8141 | 50615.846 | 53699.0071 | 0 | 0 | 0 | 0 | 0 | 0 | 0 | 0
Scenario 3: Aggressive Fuel Sub | SCG | Com | WaterHeat | Com ¦ Com Efficient Tankless Gas Water Heater (0.87 UEF - High Draw) - ZEAS 2030 - Hot-Dry | Com - College | Energy Efficiency | 110721.5402 | 116983.0801 | 126765.957 | 138296.2295 | 146720.2624 | 0 | 0 | 0 | 0 | 0 | 0 | 0 | 0
Scenario 3: Aggressive Fuel Sub | SCG | Com | WaterHeat | Com ¦ Com Efficient Tankless Gas Water Heater (0.87 UEF - High Draw) - ZEAS 2030 - Cold | Com - College | Energy Efficiency | 541.5392 | 572.1644 | 620.0125 | 676.407 | 717.609 | 0 | 0 | 0 | 0 | 0 | 0 | 0 | 0
Scenario 3: Aggressive Fuel Sub | SCG | Com | WaterHeat | Com ¦ Com Efficient Tankless Gas Water Heater (0.87 UEF - High Draw) - Panel Upgrade - ZEAS 2030 - Marine | Com - College | Energy Efficiency | 33621.2486 | 35522.6022 | 38493.2304 | 41994.4656 | 44552.4729 | 0 | 0 | 0 | 0 | 0 | 0 | 0 | 0
Scenario 3: Aggressive Fuel Sub | SCG | Com | WaterHeat | Com ¦ Com Efficient Tankless Gas Water Heater (0.87 UEF - High Draw) - Panel Upgrade - ZEAS 2030 - Hot-Dry | Com - College | Energy Efficiency | 91862.3768 | 97057.3907 | 105173.9534 | 114740.2783 | 121729.4485 | 0 | 0 | 0 | 0 | 0 | 0 | 0 | 0
Scenario 3: Aggressive Fuel Sub | SCG | Com | WaterHeat | Com ¦ Com Efficient Tankless Gas Water Heater (0.87 UEF - High Draw) - Panel Upgrade - ZEAS 2030 - Cold | Com - College | Energy Efficiency | 449.299 | 474.7078 | 514.4059 | 561.1948 | 595.3789 | 0 | 0 | 0 | 0 | 0 | 0 | 0 | 0
Scenario 3: Aggressive Fuel Sub | SCG | Com | WaterHeat | Com ¦ Efficient Gas Water Heating Boiler (0.92 UEF) - ZEAS 2030 - Marine | Com - College | Energy Efficiency | 1072912.9631 | 1125904.2054 | 1182184.6021 | 1241800.8872 | 1304436.6817 | 0 | 0 | 0 | 0 | 0 | 0 | 0 | 0
Scenario 3: Aggressive Fuel Sub | SCG | Com | WaterHeat | Com ¦ Efficient Gas Water Heating Boiler (0.92 UEF) - ZEAS 2030 - Hot-Dry | Com - College | Energy Efficiency | 5844361.0449 | 6133014.4241 | 6439584.4532 | 6764325.7006 | 7105514.7904 | 0 | 0 | 0 | 0 | 0 | 0 | 0 | 0
Scenario 3: Aggressive Fuel Sub | SCG | Com | WaterHeat | Com ¦ Efficient Gas Water Heating Boiler (0.92 UEF) - ZEAS 2030 - Cold | Com - College | Energy Efficiency | 14840.7543 | 15573.7401 | 16352.2222 | 17176.847 | 18043.2383 | 0 | 0 | 0 | 0 | 0 | 0 | 0 | 0
Scenario 3: Aggressive Fuel Sub | SCG | Com | WholeBlg | Com ¦ Com Title 24 2022 Code | Com - College | Energy Efficiency | 1195962.5487 | 1263203.6573 | 1368399.8616 | 1492374.4544 | 1582749.8793 | 1726810.5474 | 1879323.0344 | 2005440.0231 | 2136874.3924 | 2256748.7422 | 2396993.0968 | 2642225.9718 | 2803621.3878
Scenario 3: Aggressive Fuel Sub | SCG | Com | FoodServ | Com ¦ ENERGY STAR Dishwasher - Tier 2 | Com - College | Energy Efficiency | 323791.2011 | 339521.4599 | 356207.1138 | 373863.1583 | 392392.636 | 412128.957 | 433004.3848 | 454988.2416 | 478255.1893 | 502838.6001 | 528924.54 | 556869.3636 | 586191.0251
Scenario 3: Aggressive Fuel Sub | SCG | Com | FoodServ | Com ¦ ENERGY STAR Conveyor Broiler - Gas | Com - College | Energy Efficiency | 118154.4284 | 123838.5531 | 129862.1647 | 136232.047 | 142912.5046 | 150024.2528 | 157542.0441 | 165454.3098 | 173823.7919 | 182661.8193 | 192035.2937 | 202073.201 | 212603.8277
Scenario 3: Aggressive Fuel Sub | SCG | Com | FoodServ | Com ¦ ENERGY STAR Conveyor Oven - Gas | Com - College | Energy Efficiency | 267891.2191 | 280778.8197 | 294436.1381 | 308878.5553 | 324025.1388 | 340149.5865 | 357194.6546 | 375134.1134 | 394110.2178 | 414148.6536 | 435401.1069 | 458160.0274 | 482036.0889
Scenario 3: Aggressive Fuel Sub | SCG | Com | FoodServ | Com ¦ ENERGY STAR Rack Oven - Gas | Com - College | Energy Efficiency | 114192.4268 | 119685.9491 | 125507.5745 | 131663.8594 | 138120.3052 | 144993.5794 | 152259.2811 | 159906.2296 | 167995.0629 | 176536.7299 | 185595.8892 | 195297.2014 | 205474.7109
Scenario 3: Aggressive Fuel Sub | SCG | Com | FoodServ | Com ¦ Demand Controlled Ventilation (DCV) Exhaust Hood | Com - College | Energy Efficiency | 20512.6069 | 21655.9395 | 23448.1249 | 25559.9048 | 27094.1873 | 29545.2489 | 32138.1406 | 34277.0628 | 36504.5019 | 38532.7329 | 40906.8393 | 45069.8807 | 47799.355
Scenario 3: Aggressive Fuel Sub | SCG | Com | FoodServ | Com ¦ Demand Controlled Ventilation (DCV) Exhaust Hood - Retrofit | Com - College | Energy Efficiency | 136303.7783 | 142742.8311 | 149439.0974 | 156472.2552 | 163871.3168 | 171656.7997 | 179861.6663 | 188523.5028 | 197667.5205 | 207326.1114 | 217520.0354 | 228293.8475 | 239707.3656
Scenario 3: Aggressive Fuel Sub | SCG | Com | FoodServ | Com ¦ ENERGY STAR Fryer - Tier 2 Gas | Com - College | Energy Efficiency | 5297.2862 | 5589.2414 | 6047.9332 | 6588.2901 | 6979.0929 | 7605.283 | 8267.0329 | 8811.11 | 9377.1 | 9891.1027 | 10493.0417 | 11552.656 | 12243.7876
Scenario 3: Aggressive Fuel Sub | SCG | Com | FoodServ | Com ¦ ENERGY STAR Steamer - Gas | Com - College | Energy Efficiency | 5197.5622 | 5484.7842 | 5935.838 | 6467.2511 | 6852.0321 | 7468.0956 | 8119.304 | 8655.1657 | 9212.7616 | 9719.4761 | 10312.8129 | 11356.2692 | 12037.8195
Scenario 3: Aggressive Fuel Sub | SCG | Com | FoodServ | Com ¦ ENERGY STAR Convection Oven - Gas | Com - College | Energy Efficiency | 7851.4373 | 8285.3149 | 8966.6768 | 9769.4293 | 10350.6795 | 11281.3051 | 12265.0205 | 13074.4931 | 13916.7974 | 14682.2404 | 15578.5349 | 17154.78 | 18184.3298
Scenario 3: Aggressive Fuel Sub | SCG | Com | FoodServ | Com ¦ ENERGY STAR Griddle - Gas | Com - College | Energy Efficiency | 5506.0321 | 5810.3004 | 6288.1239 | 6851.0757 | 7258.693 | 7911.3193 | 8601.1763 | 9168.8408 | 9759.5294 | 10296.3169 | 10924.8676 | 12030.252 | 12752.2515
Scenario 3: Aggressive Fuel Sub | SCG | Com | FoodServ | Com ¦ ENERGY STAR Combination Oven - Gas | Com - College | Energy Efficiency | 121.3747 | 128.082 | 138.6151 | 151.0248 | 160.0103 | 174.3967 | 189.6039 | 202.1175 | 215.1386 | 226.9715 | 240.8272 | 265.1943 | 281.11
Scenario 3: Aggressive Fuel Sub | SCG | Com | FoodServ | Com ¦ ENERGY STAR Fryer - Tier 2 Gas - Panel Upgrade | Com - College | Energy Efficiency | 8716.6984 | 9197.1116 | 9951.8901 | 10841.0487 | 11484.1159 | 12514.5133 | 13603.4246 | 14498.7049 | 15430.0428 | 16275.8356 | 17266.3279 | 19009.926 | 20147.1849
Scenario 3: Aggressive Fuel Sub | SCG | Com | FoodServ | Com ¦ ENERGY STAR Steamer - Gas - Panel Upgrade | Com - College | Energy Efficiency | 8552.6023 | 9025.2269 | 9767.4372 | 10641.8787 | 11275.0369 | 12288.7711 | 13360.3363 | 14242.0981 | 15159.6235 | 15993.4237 | 16969.7609 | 18686.7711 | 19808.2638
Scenario 3: Aggressive Fuel Sub | SCG | Com | FoodServ | Com ¦ ENERGY STAR Convection Oven - Gas - Panel Upgrade | Com - College | Energy Efficiency | 12919.5609 | 13633.5075 | 14754.6904 | 16075.6217 | 17032.0705 | 18563.4174 | 20182.1237 | 21514.113 | 22900.1269 | 24159.6655 | 25634.5203 | 28228.2359 | 29922.3628
Scenario 3: Aggressive Fuel Sub | SCG | Com | FoodServ | Com ¦ ENERGY STAR Griddle - Gas - Panel Upgrade | Com - College | Energy Efficiency | 9060.1904 | 9560.8647 | 10347.1244 | 11273.4632 | 11944.1986 | 13018.0969 | 14153.2583 | 15087.3518 | 16059.3314 | 16942.6168 | 17976.8985 | 19795.8115 | 20983.8636
Scenario 3: Aggressive Fuel Sub | SCG | Com | FoodServ | Com ¦ ENERGY STAR Combination Oven - Gas - Panel Upgrade | Com - College | Energy Efficiency | 199.7224 | 210.7592 | 228.0915 | 248.5117 | 263.2973 | 286.9703 | 311.9937 | 332.5848 | 354.0111 | 373.4822 | 396.2818 | 436.3779 | 462.5672
Scenario 3: Aggressive Fuel Sub | SDG&E | Com | AppPlug | Com ¦ Com Modulating Dryer Valve | Com - College | Energy Efficiency | 145290.6481 | 151998.0261 | 159011.8921 | 166383.0303 | 174139.2495 | 182309.2763 | 190924.3412 | 200018.1468 | 209615.844 | 219750.0325 | 230458.5692 | 241787.6159 | 253784.4993
Scenario 3: Aggressive Fuel Sub | SDG&E | Com | BldgEnv | Com ¦ Com Wall Insulation (R14) - Marine | Com - College | Energy Efficiency | 107386.1714 | 112277.4261 | 117395.2164 | 122784.6408 | 128483.8488 | 134574.7742 | 140998.3011 | 147762.3788 | 154908.1527 | 162462.0292 | 170438.1894 | 178884.3362 | 187793.8576
Scenario 3: Aggressive Fuel Sub | SDG&E | Com | BldgEnv | Com ¦ Com Wall Insulation (R14) - Hot-Dry | Com - College | Energy Efficiency | 156158.0962 | 162914.7328 | 169916.8125 | 177251.1391 | 185138.0668 | 193834.2382 | 202985.3329 | 212556.7003 | 222653.0052 | 233307.0313 | 244522.4417 | 256266.457 | 268657.7804
Scenario 3: Aggressive Fuel Sub | SDG&E | Com | HVAC | Com ¦ Variable Refrigerant Flow (VRF) Heat Pump - Hot-Dry | Com - College | Energy Efficiency | 650207.0163 | 658822.2685 | 663130.862 | 663895.5775 | 667995.6515 | 682614.4247 | 692002.0012 | 697248.8411 | 702123.5838 | 706046.7224 | 712306.3901 | 713540.5381 | 714263.5963
Scenario 3: Aggressive Fuel Sub | SDG&E | Com | HVAC | Com ¦ Variable Refrigerant Flow (VRF) Heat Pump - Marine | Com - College | Energy Efficiency | 117863.2413 | 119424.9309 | 120205.9511 | 120344.5713 | 121087.7931 | 123737.743 | 125439.4321 | 126390.5285 | 127274.1747 | 127985.3234 | 129120.0154 | 129343.7298 | 129474.7988
Scenario 3: Aggressive Fuel Sub | SDG&E | Com | HVAC | Com ¦ Efficient Chiller - Marine | Com - College | Energy Efficiency | 355287.9744 | 357070.5465 | 356862.9332 | 355186.0546 | 355428.5251 | 361821.7391 | 366398.317 | 369108.791 | 371737.4095 | 374134.8041 | 377332.1454 | 377366.1867 | 377028.4392
Scenario 3: Aggressive Fuel Sub | SDG&E | Com | HVAC | Com ¦ Efficient Chiller - Hot-Dry | Com - College | Energy Efficiency | 1627103.6788 | 1635267.2809 | 1634316.4792 | 1626636.9191 | 1627747.3552 | 1657026.2016 | 1677985.4438 | 1690398.5356 | 1702436.756 | 1713416.0455 | 1728058.8314 | 1728214.7296 | 1726667.9558
Scenario 3: Aggressive Fuel Sub | SDG&E | Com | HVAC | Com ¦ Demand Controlled Ventilation (HVAC) - Marine | Com - College | Energy Efficiency | 110048.1721 | 113499.8786 | 116977.8088 | 120400.8937 | 124440.6034 | 130176.591 | 136124.7315 | 141769.6111 | 147625.059 | 153659.1667 | 160200.0041 | 166748.4383 | 173189.2094
Scenario 3: Aggressive Fuel Sub | SDG&E | Com | HVAC | Com ¦ Demand Controlled Ventilation (HVAC) - Hot-Dry | Com - College | Energy Efficiency | 483697.9633 | 502226.3039 | 521354.2875 | 541268.8292 | 562833.2656 | 589381.3294 | 617173.3333 | 644912.7702 | 674001.9058 | 704478.5616 | 736937.3727 | 771586.1485 | 806097.1333
Scenario 3: Aggressive Fuel Sub | SDG&E | Com | HVAC | Com ¦ HVAC Energy Management System (Elec SC and Gas SH) - Marine | Com - College | Energy Efficiency | 74731.4615 | 76874.9897 | 79007.4019 | 81041.2071 | 83557.068 | 87372.4524 | 91313.3072 | 94971.7689 | 98747.8938 | 102609.3805 | 106829.6122 | 110926.2262 | 114929.6992
Scenario 3: Aggressive Fuel Sub | SDG&E | Com | HVAC | Com ¦ HVAC Energy Management System (Elec SC and Gas SH) - Hot-Dry | Com - College | Energy Efficiency | 399616.0635 | 411101.5864 | 422531.0302 | 433440.3212 | 446919.9761 | 467331.4901 | 488416.1021 | 507999.5445 | 528215.1195 | 548891.3358 | 571484.189 | 593430.9856 | 614882.0523
Scenario 3: Aggressive Fuel Sub | SDG&E | Com | HVAC | Com ¦ HVAC Pump Variable Frequency Drive (VFD) - Marine | Com - College | Energy Efficiency | 64325.2698 | 64017.1815 | 63361.647 | 61953.8842 | 61664.0344 | 63950.8775 | 66356.0639 | 67832.5718 | 69154.2728 | 70205.0833 | 71625.9376 | 71355.1921 | 70977.5197
Scenario 3: Aggressive Fuel Sub | SDG&E | Com | HVAC | Com ¦ HVAC Pump Variable Frequency Drive (VFD) - Hot-Dry | Com - College | Energy Efficiency | 410678.1456 | 408711.1868 | 404525.9938 | 395538.275 | 393687.7587 | 408287.8758 | 423643.5436 | 433070.1581 | 441508.4238 | 448217.2166 | 457288.5166 | 455559.9696 | 453148.7583
Scenario 3: Aggressive Fuel Sub | SDG&E | Com | HVAC | Com ¦ HVAC Fan Variable Frequency Drive (VFD) - Marine | Com - College | Energy Efficiency | 56716.0721 | 56569.8322 | 56159.7158 | 55061.592 | 54987.8605 | 57175.195 | 59305.7544 | 60553.7051 | 61659.5293 | 62495.5044 | 63761.5268 | 63618.568 | 63360.6624
Scenario 3: Aggressive Fuel Sub | SDG&E | Com | HVAC | Com ¦ HVAC Fan Variable Frequency Drive (VFD) - Hot-Dry | Com - College | Energy Efficiency | 296587.0564 | 295950.7028 | 293952.4992 | 288394.9986 | 288154.0407 | 299639.7956 | 310839.4507 | 317473.2661 | 323379.7393 | 327897.5628 | 334654.943 | 334120.9686 | 333003.3881
Scenario 3: Aggressive Fuel Sub | SDG&E | Com | HVAC | Com ¦ Economizer - Marine | Com - College | Energy Efficiency | 3686.297 | 3949.3903 | 4151.0458 | 3923.6751 | 3286.5607 | 3603.5247 | 3887.7083 | 3950.7133 | 4043.0948 | 3977.305 | 4334.7423 | 4361.5968 | 4365.6292
Scenario 3: Aggressive Fuel Sub | SDG&E | Com | HVAC | Com ¦ Economizer - Hot-Dry | Com - College | Energy Efficiency | 26074.767 | 27935.7397 | 29362.1354 | 27753.8449 | 23247.2597 | 25489.2828 | 27499.4362 | 27945.0973 | 28598.5517 | 28133.1918 | 30661.5003 | 30851.4533 | 30879.9764
Scenario 3: Aggressive Fuel Sub | SDG&E | Com | HVAC | Com ¦ Large Packaged Heat Pump (IEER 14.0) - Fuel Sub - ZEAS 2030 - Marine | Com - College | Fuel Substitution | 36232.7829 | 39176.4997 | 42415.7297 | 45954.258 | 49607.0883 | -15213.6921 | -15448.124 | -15719.7364 | -15999.2194 | -16291.6189 | -16569.021 | -16898.444 | -17231.098
Scenario 3: Aggressive Fuel Sub | SDG&E | Com | HVAC | Com ¦ Large Packaged Heat Pump (IEER 14.0) - Fuel Sub - ZEAS 2030 - Hot-Dry | Com - College | Fuel Substitution | 149135.5011 | 162390.8541 | 177019.2578 | 193035.7894 | 209555.9988 | -85159.3289 | -86462.8526 | -87938.7602 | -89454.0136 | -91031.5782 | -92544.7561 | -94297.9231 | -96069.5866
Scenario 3: Aggressive Fuel Sub | SDG&E | Com | HVAC | Com ¦ Large Packaged Heat Pump (IEER 14.0) - Fuel Sub - Panel Upgrade - ZEAS 2030 - Marine | Com - College | Fuel Substitution | 8279.2354 | 8951.8783 | 9692.0463 | 10500.6044 | 11335.2806 | -3476.3473 | -3529.9153 | -3591.9791 | -3655.8413 | -3722.6549 | -3786.0416 | -3861.3152 | -3937.3271
Scenario 3: Aggressive Fuel Sub | SDG&E | Com | HVAC | Com ¦ Large Packaged Heat Pump (IEER 14.0) - Fuel Sub - Panel Upgrade - ZEAS 2030 - Hot-Dry | Com - College | Fuel Substitution | 34077.6452 | 37106.5096 | 40449.1179 | 44108.915 | 47883.8032 | -19459.0113 | -19756.868 | -20094.1147 | -20440.352 | -20800.8275 | -21146.5905 | -21547.1913 | -21952.0186
Scenario 3: Aggressive Fuel Sub | SDG&E | Com | HVAC | Com ¦ Small Packaged Heat Pump (SEER 18) - Fuel Sub - ZEAS 2030 - Marine | Com - College | Fuel Substitution | 28653.1954 | 29705.5024 | 30723.6867 | 31721.3578 | 32848.6075 | 15519.2139 | 15721.0947 | 15808.2129 | 15883.231 | 15928.7434 | 16042.5411 | 15990.6313 | 15943.7744
Scenario 3: Aggressive Fuel Sub | SDG&E | Com | HVAC | Com ¦ Small Packaged Heat Pump (SEER 18) - Fuel Sub - ZEAS 2030 - Hot-Dry | Com - College | Fuel Substitution | 131838.5989 | 136691.4423 | 141373.7559 | 145949.7932 | 151134.8086 | 70507.1444 | 71419.9293 | 71793.2776 | 72109.2739 | 72286.1754 | 72783.1894 | 72501.5038 | 72242.9825
Scenario 3: Aggressive Fuel Sub | SDG&E | Com | HVAC | Com ¦ Small Packaged Heat Pump (SEER 18) - Fuel Sub - Panel Upgrade - ZEAS 2030 - Marine | Com - College | Fuel Substitution | 6547.2904 | 6787.7438 | 7020.4001 | 7248.3692 | 7505.9472 | 3546.1594 | 3592.2895 | 3612.1961 | 3629.3378 | 3639.7374 | 3665.7403 | 3653.8789 | 3643.172
Scenario 3: Aggressive Fuel Sub | SDG&E | Com | HVAC | Com ¦ Small Packaged Heat Pump (SEER 18) - Fuel Sub - Panel Upgrade - ZEAS 2030 - Hot-Dry | Com - College | Fuel Substitution | 30125.2818 | 31234.1625 | 32304.0769 | 33349.7071 | 34534.4894 | 16110.9691 | 16319.5416 | 16404.8521 | 16477.0577 | 16517.4799 | 16631.0482 | 16566.6827 | 16507.6103
Scenario 3: Aggressive Fuel Sub | SDG&E | Com | HVAC | Com ¦ Efficient Hot Water Boilers (94% eff.) - ZEAS 2030 - Hot-Dry | Com - College | Energy Efficiency | 561913.9363 | 589087.5397 | 617789.5376 | 648427.1133 | 680436.1306 | 0 | 0 | 0 | 0 | 0 | 0 | 0 | 0
Scenario 3: Aggressive Fuel Sub | SDG&E | Com | HVAC | Com ¦ Com High Eff. Furnace (95 AFUE) - ZEAS 2030 - Hot-Dry | Com - College | Energy Efficiency | 60284.0748 | 63199.3532 | 66278.603 | 69565.5084 | 72999.5467 | 0 | 0 | 0 | 0 | 0 | 0 | 0 | 0
Scenario 3: Aggressive Fuel Sub | SDG&E | Com | WaterHeat | Com ¦ Com Heat Pump Water Heater (3.3 UEF - 50 Gal) - Marine | Com - College | Energy Efficiency | 127407.9289 | 132091.1839 | 136524.8818 | 140723.3698 | 145569.7253 | 151192.4053 | 155081.1844 | 157756.8313 | 160105.0442 | 161901.1411 | 164961.4318 | 167410.0017 | 169456.3192
Scenario 3: Aggressive Fuel Sub | SDG&E | Com | WaterHeat | Com ¦ Com Heat Pump Water Heater (3.3 UEF - 50 Gal) - Hot-Dry | Com - College | Energy Efficiency | 673497.965 | 698258.2492 | 721698.9441 | 743895.8308 | 769518.4064 | 799245.6821 | 819804.8498 | 833949.5292 | 846362.8397 | 855856.7565 | 872035.1285 | 884978.7279 | 895795.5636
Scenario 3: Aggressive Fuel Sub | SDG&E | Com | WaterHeat | Com ¦ Com Hot Water Tank Insulation - Hot-Dry | Com - College | Energy Efficiency | 17185.0158 | 17978.5479 | 18806.2597 | 19675.8029 | 20590.353 | 21552.8642 | 22567.4778 | 23638.257 | 24768.5117 | 25961.7102 | 27221.2746 | 28553.1479 | 29963.7163
Scenario 3: Aggressive Fuel Sub | SDG&E | Com | WaterHeat | Com ¦ Faucet Aerators (Gas WH) - Hot-Dry | Com - College | Energy Efficiency | 113875.546 | 119134.3142 | 124617.7432 | 130378.0572 | 136436.3494 | 142811.5568 | 149531.6917 | 156623.5297 | 164109.4375 | 172012.3222 | 180353.6805 | 189173.2457 | 198514.0418
Scenario 3: Aggressive Fuel Sub | SDG&E | Com | WaterHeat | Com ¦ Faucet Aerators (Elec WH) - Marine | Com - College | Energy Efficiency | 2270.6786 | 2398.2477 | 2427.7931 | 2387.2895 | 2518.6616 | 2779.788 | 2928.3191 | 3023.148 | 3034.5855 | 3050.9556 | 3196.3332 | 3291.0727 | 3386.4971
Scenario 3: Aggressive Fuel Sub | SDG&E | Com | WaterHeat | Com ¦ Faucet Aerators (Elec WH) - Hot-Dry | Com - College | Energy Efficiency | 11989.0566 | 12662.6144 | 12818.6124 | 12604.7557 | 13298.3933 | 14677.1263 | 15461.3621 | 15962.0532 | 16022.4428 | 16108.8759 | 16876.4616 | 17376.6807 | 17880.5165
Scenario 3: Aggressive Fuel Sub | SDG&E | Com | WaterHeat | Com ¦ Com Water Heating Controls (Gas WH) - Hot-Dry | Com - College | Energy Efficiency | 6444216.2568 | 6742340.7302 | 7054725.4313 | 7383374.3562 | 7729513.0805 | 8094397.3971 | 8479297.1646 | 8885542.3037 | 9314577.7093 | 9768066.1274 | 10247610.3145 | 10755031.8689 | 11292268.31
Scenario 3: Aggressive Fuel Sub | SDG&E | Com | WaterHeat | Com ¦ Low Flow Showerheads (Gas WH) - Hot-Dry | Com - College | Energy Efficiency | 26657.6694 | 27888.2899 | 29175.078 | 30527.3948 | 31950.3179 | 33449.1379 | 35029.5752 | 36697.8458 | 38458.5561 | 40317.6379 | 42282.038 | 44360.2514 | 46560.9855
Scenario 3: Aggressive Fuel Sub | SDG&E | Com | WaterHeat | Com ¦ Low Flow Showerheads (Elec WH) - Marine | Com - College | Energy Efficiency | 91.6381 | 94.2761 | 95.3086 | 97.9496 | 103.7509 | 112.022 | 117.0463 | 118.5755 | 121.0374 | 122.6476 | 127.7388 | 131.5298 | 135.483
Scenario 3: Aggressive Fuel Sub | SDG&E | Com | WaterHeat | Com ¦ Low Flow Showerheads (Elec WH) - Hot-Dry | Com - College | Energy Efficiency | 487.1196 | 501.1421 | 506.631 | 520.6697 | 551.5077 | 595.474 | 622.1818 | 630.3102 | 643.3969 | 651.9563 | 679.0198 | 699.1717 | 720.1857
Scenario 3: Aggressive Fuel Sub | SDG&E | Com | WaterHeat | Com ¦ Low-flow Pre-Rinse Spray Valve - Hot-Dry | Com - College | Energy Efficiency | 1076.34 | 1125.9796 | 1178.0479 | 1233.416 | 1291.0004 | 1352.4298 | 1417.2663 | 1485.4551 | 1557.5319 | 1633.8649 | 1714.3388 | 1801.5145 | 1891.9911
Scenario 3: Aggressive Fuel Sub | SDG&E | Com | WaterHeat | Com ¦ Com Hot Water Pipe Insulation - Hot-Dry | Com - College | Energy Efficiency | 2802947.0936 | 2932384.6236 | 3067804.0235 | 3210139.9175 | 3359954.505 | 3517781.147 | 3684232.5857 | 3859925.2911 | 4045353.1288 | 4241196.4967 | 4448184.9936 | 4667182.711 | 4899077.5485
Scenario 3: Aggressive Fuel Sub | SDG&E | Com | WaterHeat | Com ¦ Com Efficient Tankless Gas Water Heater (0.87 UEF - High Draw) - ZEAS 2030 - Marine | Com - College | Energy Efficiency | 13189.0647 | 13716.4267 | 14313.4235 | 15379.04 | 15965.5085 | 0 | 0 | 0 | 0 | 0 | 0 | 0 | 0
Scenario 3: Aggressive Fuel Sub | SDG&E | Com | WaterHeat | Com ¦ Com Efficient Tankless Gas Water Heater (0.87 UEF - High Draw) - ZEAS 2030 - Hot-Dry | Com - College | Energy Efficiency | 34976.9286 | 36375.4742 | 37958.6889 | 40784.6663 | 42339.9606 | 0 | 0 | 0 | 0 | 0 | 0 | 0 | 0
Scenario 3: Aggressive Fuel Sub | SDG&E | Com | WaterHeat | Com ¦ Com Heat Pump Water Heater (3.75 UEF - 50 Gal) - Fuel Sub - ZEAS 2030 - Marine | Com - College | Fuel Substitution | 2419836.0344 | 2549929.5913 | 2691797.6976 | 2846742.624 | 3005643.2403 | 1680868.0224 | 1723047.5335 | 1752349.0664 | 1778039.3623 | 1797595.3744 | 1831131.1239 | 1856006.3668 | 1878334.5018
Scenario 3: Aggressive Fuel Sub | SDG&E | Com | WaterHeat | Com ¦ Com Heat Pump Water Heater (3.75 UEF - 50 Gal) - Fuel Sub - ZEAS 2030 - Hot-Dry | Com - College | Fuel Substitution | 6350413.5221 | 6694859.1736 | 7070560.1253 | 7480974.6633 | 7901887.6304 | 4359078.3808 | 4469382.3877 | 4545581.9045 | 4612203.2876 | 4662568.3897 | 4749913.4835 | 4814315.4305 | 4871954.4921
Scenario 3: Aggressive Fuel Sub | SDG&E | Com | WaterHeat | Com ¦ Com Efficient Tankless Gas Water Heater (0.87 UEF - High Draw) - Panel Upgrade - ZEAS 2030 - Marine | Com - College | Energy Efficiency | 10942.5757 | 11380.1123 | 11875.4228 | 12759.5331 | 13246.1087 | 0 | 0 | 0 | 0 | 0 | 0 | 0 | 0
Scenario 3: Aggressive Fuel Sub | SDG&E | Com | WaterHeat | Com ¦ Com Efficient Tankless Gas Water Heater (0.87 UEF - High Draw) - Panel Upgrade - ZEAS 2030 - Hot-Dry | Com - College | Energy Efficiency | 29019.3199 | 30179.6516 | 31493.1979 | 33837.8275 | 35128.209 | 0 | 0 | 0 | 0 | 0 | 0 | 0 | 0
Scenario 3: Aggressive Fuel Sub | SDG&E | Com | WaterHeat | Com ¦ Com Heat Pump Water Heater (3.75 UEF - 50 Gal) - Fuel Sub - Panel Upgrade - ZEAS 2030 - Marine | Com - College | Fuel Substitution | 2007666.1604 | 2115600.9246 | 2233304.6832 | 2361857.8913 | 2493693.018 | 1394566.3263 | 1429561.4152 | 1453872.0276 | 1475186.5039 | 1491411.5469 | 1519235.1632 | 1539873.4142 | 1558398.4054
Scenario 3: Aggressive Fuel Sub | SDG&E | Com | WaterHeat | Com ¦ Com Heat Pump Water Heater (3.75 UEF - 50 Gal) - Fuel Sub - Panel Upgrade - ZEAS 2030 - Hot-Dry | Com - College | Fuel Substitution | 5268749.6804 | 5554526.0177 | 5866233.9501 | 6206742.7151 | 6555961.7153 | 3616597.9972 | 3708113.959 | 3771334.4373 | 3826608.2221 | 3868394.653 | 3940862.2857 | 3994294.6704 | 4042116.0896
Scenario 3: Aggressive Fuel Sub | SDG&E | Com | WaterHeat | Com ¦ Com Heat Pump Water Heater (100+ Gal, 200+ kBtuh - 4.3 COP) - Fuel Sub - ZEAS 2030 - Marine | Com - College | Fuel Substitution | 287909.8146 | 303645.3186 | 320703.3841 | 339227.3722 | 358336.732 | 0 | 0 | 0 | 0 | 0 | 0 | 0 | 0
Scenario 3: Aggressive Fuel Sub | SDG&E | Com | WaterHeat | Com ¦ Com Heat Pump Water Heater (100+ Gal, 200+ kBtuh - 4.3 COP) - Fuel Sub - ZEAS 2030 - Hot-Dry | Com - College | Fuel Substitution | 1530438.9455 | 1614083.9864 | 1704759.3523 | 1803227.1063 | 1904806.514 | 0 | 0 | 0 | 0 | 0 | 0 | 0 | 0
Scenario 3: Aggressive Fuel Sub | SDG&E | Com | WaterHeat | Com ¦ Com Heat Pump Water Heater (100+ Gal, 200+ kBtuh - 4.3 COP) - Fuel Sub - Panel Upgrade - ZEAS 2030 - Marine | Com - College | Fuel Substitution | 238870.2308 | 251925.5116 | 266078.0824 | 281446.8857 | 297301.3545 | 0 | 0 | 0 | 0 | 0 | 0 | 0 | 0
Scenario 3: Aggressive Fuel Sub | SDG&E | Com | WaterHeat | Com ¦ Com Heat Pump Water Heater (100+ Gal, 200+ kBtuh - 4.3 COP) - Fuel Sub - Panel Upgrade - ZEAS 2030 - Hot-Dry | Com - College | Fuel Substitution | 1269759.7845 | 1339157.5931 | 1414388.2538 | 1496084.0278 | 1580361.4484 | 0 | 0 | 0 | 0 | 0 | 0 | 0 | 0
Scenario 3: Aggressive Fuel Sub | SDG&E | Com | WaterHeat | Com ¦ Efficient Gas Water Heating Boiler (0.92 UEF) - ZEAS 2030 - Hot-Dry | Com - College | Energy Efficiency | 1684487.1007 | 1765917.8621 | 1851923.2762 | 1943724.0649 | 2039638.0208 | 0 | 0 | 0 | 0 | 0 | 0 | 0 | 0
Scenario 3: Aggressive Fuel Sub | SDG&E | Com | WholeBlg | Com ¦ Com Title 24 2022 Code | Com - College | Energy Efficiency | 1115609.4475 | 1116762.027 | 1116337.2288 | 1145596.6794 | 1141624.894 | 1193988.81 | 1249925.8953 | 1292418.104 | 1339862.842 | 1396744.8319 | 1443406.4826 | 1573155.83 | 1627588.9771
Scenario 3: Aggressive Fuel Sub | SDG&E | Com | ComRefrig | Com ¦ Efficient Refrigerated Display Case - Marine | Com - College | Energy Efficiency | 1040.5965 | 1077.3672 | 1111.0619 | 1143.3885 | 1182.7991 | 1229.6987 | 1261.3967 | 1282.4295 | 1298.7792 | 1307.9919 | 1328.1896 | 1342.2733 | 1352.4365
Scenario 3: Aggressive Fuel Sub | SDG&E | Com | ComRefrig | Com ¦ Efficient Refrigerated Display Case - Hot-Dry | Com - College | Energy Efficiency | 5512.3709 | 5707.487 | 5886.4635 | 6058.3216 | 6267.5774 | 6516.4084 | 6685.2195 | 6797.9168 | 6886.0426 | 6936.673 | 7045.3114 | 7121.9122 | 7177.9443
Scenario 3: Aggressive Fuel Sub | SDG&E | Com | ComRefrig | Com ¦ ENERGY STAR ULT Freezer - Marine | Com - College | Energy Efficiency | 4043.8854 | 4147.8394 | 4221.5675 | 4274.723 | 4370.5804 | 4506.9558 | 4524.3249 | 4454.9471 | 4339.5489 | 4159.6151 | 4043.9238 | 3863.2193 | 3643.6713
Scenario 3: Aggressive Fuel Sub | SDG&E | Com | ComRefrig | Com ¦ ENERGY STAR ULT Freezer - Hot-Dry | Com - College | Energy Efficiency | 17329.8385 | 17727.384 | 17972.9016 | 18111.4746 | 18451.7235 | 18979.6638 | 18923.824 | 18440.4634 | 17725.631 | 16688.9284 | 15954.0696 | 14889.8097 | 13630.0239
Scenario 3: Aggressive Fuel Sub | SDG&E | Com | ComRefrig | Com ¦ Refrigerated Display Case LED Lighting | Com - College | Energy Efficiency | 5064.8122 | 5235.0118 | 5386.5935 | 5519.0525 | 5668.7037 | 5841.1963 | 5965.5473 | 6062.1625 | 6154.4192 | 6228.8362 | 6345.339 | 6435.8639 | 6518.8959
Scenario 3: Aggressive Fuel Sub | SDG&E | Com | ComRefrig | Com ¦ Efficient EC or PMS Motor Retrofit - Marine | Com - College | Energy Efficiency | 303.6108 | 306.2437 | 306.669 | 305.1269 | 305.2648 | 310.7947 | 314.2598 | 315.9203 | 317.4714 | 318.7477 | 320.8693 | 320.0885 | 319.486
Scenario 3: Aggressive Fuel Sub | SDG&E | Com | ComRefrig | Com ¦ Efficient EC or PMS Motor Retrofit - Hot-Dry | Com - College | Energy Efficiency | 1616.0755 | 1630.0899 | 1632.3539 | 1624.1455 | 1624.8796 | 1654.3146 | 1672.7587 | 1681.5974 | 1689.8533 | 1696.6469 | 1707.9402 | 1703.7837 | 1700.5771
Scenario 3: Aggressive Fuel Sub | SDG&E | Com | ComRefrig | Com ¦ Walk-in Anti Sweat Heat Controls - Marine | Com - College | Energy Efficiency | 97.2677 | 104.9032 | 108.0135 | 94.6825 | 73.7683 | 81.8877 | 88.0431 | 87.7062 | 87.046 | 84.8196 | 93.7903 | 90.7143 | 87.041
Scenario 3: Aggressive Fuel Sub | SDG&E | Com | ComRefrig | Com ¦ Walk-in Anti Sweat Heat Controls - Hot-Dry | Com - College | Energy Efficiency | 590.2402 | 635.1 | 654.7123 | 582.4159 | 467.7968 | 515.7994 | 552.9452 | 553.9047 | 553.2118 | 543.9217 | 597.4737 | 583.7902 | 566.9727
Scenario 3: Aggressive Fuel Sub | SDG&E | Com | ComRefrig | Com ¦ Efficient Refrigeration Compressor - Marine | Com - College | Energy Efficiency | 486.8536 | 490.8988 | 491.3596 | 488.6235 | 488.593 | 497.2749 | 502.5995 | 504.987 | 507.1797 | 508.9092 | 511.9869 | 510.3457 | 508.9708
Scenario 3: Aggressive Fuel Sub | SDG&E | Com | ComRefrig | Com ¦ Efficient Refrigeration Compressor - Hot-Dry | Com - College | Energy Efficiency | 2587.962 | 2609.4652 | 2611.9147 | 2597.3706 | 2597.2083 | 2643.3584 | 2671.6623 | 2684.3534 | 2696.0096 | 2705.203 | 2721.5632 | 2712.839 | 2705.5301
Scenario 3: Aggressive Fuel Sub | SDG&E | Com | ComRefrig | Com ¦ Floating Head Pressure Controls - Marine | Com - College | Energy Efficiency | 225.5298 | 240.3744 | 244.2526 | 221.8572 | 200.524 | 217.1442 | 228.9451 | 232.6332 | 234.5797 | 239.7237 | 255.352 | 255.2812 | 254.5695
Scenario 3: Aggressive Fuel Sub | SDG&E | Com | ComRefrig | Com ¦ Floating Head Pressure Controls - Hot-Dry | Com - College | Energy Efficiency | 1032.5932 | 1100.5279 | 1118.3343 | 1016.039 | 918.6039 | 994.6708 | 1048.7121 | 1065.6721 | 1074.6768 | 1098.3038 | 1169.8643 | 1169.6655 | 1166.5446
Scenario 3: Aggressive Fuel Sub | SDG&E | Com | FoodServ | Com ¦ ENERGY STAR Dishwasher - Tier 2 | Com - College | Energy Efficiency | 86080.6347 | 89820.4284 | 93662.5788 | 97665.8882 | 101890.9517 | 106509.3339 | 111186.7468 | 115984.5036 | 121032.3454 | 126311.7802 | 132004.8466 | 138052.562 | 144286.4105
Scenario 3: Aggressive Fuel Sub | SDG&E | Com | FoodServ | Com ¦ ENERGY STAR Combination Oven - Electric | Com - College | Energy Efficiency | 66161.2187 | 68145.5574 | 69889.7235 | 71515.4998 | 73552.6449 | 76253.7664 | 78198.6384 | 79530.1864 | 80604.3495 | 81326.9333 | 82594.9707 | 83445.4721 | 84127.8221
Scenario 3: Aggressive Fuel Sub | SDG&E | Com | FoodServ | Com ¦ ENERGY STAR Steamer - Electric | Com - College | Energy Efficiency | 40947.6198 | 42175.7403 | 43255.2163 | 44261.4201 | 45522.2228 | 47193.9649 | 48397.6592 | 49221.7631 | 49886.5699 | 50333.7818 | 51118.5786 | 51644.9596 | 52067.2705
Scenario 3: Aggressive Fuel Sub | SDG&E | Com | FoodServ | Com ¦ ENERGY STAR Conveyor Broiler - Gas | Com - College | Energy Efficiency | 30118.8797 | 31452.4483 | 32832.2427 | 34285.7925 | 35826.486 | 37511.1879 | 39225.6952 | 40979.7022 | 42812.0584 | 44724.3392 | 46779.9298 | 48969.2106 | 51229.9473
Scenario 3: Aggressive Fuel Sub | SDG&E | Com | FoodServ | Com ¦ ENERGY STAR Conveyor Oven - Gas | Com - College | Energy Efficiency | 64357.1568 | 67383.4062 | 70572.3266 | 73971.2782 | 77515.3091 | 81302.0484 | 85306.1283 | 89525.5199 | 93992.6362 | 98729.1039 | 103728.6629 | 109146.876 | 114778.5674
Scenario 3: Aggressive Fuel Sub | SDG&E | Com | FoodServ | Com ¦ ENERGY STAR Convection Oven - Electric | Com - College | Energy Efficiency | 350330.1452 | 366803.6259 | 384162.6112 | 402664.9081 | 421956.9482 | 442570.1793 | 464366.5103 | 487334.8968 | 511651.7804 | 537434.8869 | 564650.1389 | 594144.347 | 624800.6308
Scenario 3: Aggressive Fuel Sub | SDG&E | Com | FoodServ | Com ¦ High Performance Conveyor Toaster | Com - College | Energy Efficiency | 52300.7277 | 53869.356 | 55248.1268 | 56533.31 | 58143.6819 | 60278.9301 | 61816.3597 | 62868.9541 | 63718.0848 | 64289.2903 | 65291.6793 | 65964.0044 | 66503.4049
Scenario 3: Aggressive Fuel Sub | SDG&E | Com | FoodServ | Com ¦ ENERGY STAR Rack Oven - Gas | Com - College | Energy Efficiency | 27433.1497 | 28723.1314 | 30082.4538 | 31531.3051 | 33041.9985 | 34656.1498 | 36362.9456 | 38161.521 | 40065.6926 | 42084.679 | 44215.8119 | 46525.4019 | 48925.9902
Scenario 3: Aggressive Fuel Sub | SDG&E | Com | FoodServ | Com ¦ Electric Deck Oven (60% cooking efficiency) | Com - College | Energy Efficiency | 6966.8332 | 7175.7858 | 7359.448 | 7530.6436 | 7745.1567 | 8029.5871 | 8234.3838 | 8374.597 | 8487.7073 | 8563.796 | 8697.3214 | 8786.8799 | 8858.732
Scenario 3: Aggressive Fuel Sub | SDG&E | Com | FoodServ | Com ¦ Demand Controlled Ventilation (DCV) Exhaust Hood | Com - College | Energy Efficiency | 15329.9138 | 15582.5016 | 15824.8254 | 16487.729 | 16660.684 | 17559.3761 | 18426.5969 | 19074.4487 | 19782.9186 | 20602.0589 | 21324.1746 | 23314.6459 | 24170.7801
Scenario 3: Aggressive Fuel Sub | SDG&E | Com | FoodServ | Com ¦ ENERGY STAR Ice Machine | Com - College | Energy Efficiency | 6095.814 | 6286.0553 | 6451.5645 | 6599.889 | 6795.7753 | 7076.387 | 7288.2503 | 7444.7062 | 7581.55 | 7673.9139 | 7802.033 | 7871.9801 | 7924.4225
Scenario 3: Aggressive Fuel Sub | SDG&E | Com | FoodServ | Com ¦ ENERGY STAR Fryer - Electric | Com - College | Energy Efficiency | 6532.8072 | 6728.7423 | 6900.9625 | 7061.4928 | 7262.642 | 7529.3527 | 7721.3908 | 7852.8689 | 7958.9325 | 8030.281 | 8155.4879 | 8239.467 | 8306.8428
Scenario 3: Aggressive Fuel Sub | SDG&E | Com | FoodServ | Com ¦ Efficient Food Holding Cabinet | Com - College | Energy Efficiency | 16060.797 | 16542.5 | 16965.9006 | 17360.5618 | 17855.0837 | 18510.7875 | 18982.9099 | 19306.1464 | 19566.9022 | 19742.3111 | 20050.1303 | 20256.5916 | 20422.2337
Scenario 3: Aggressive Fuel Sub | SDG&E | Com | FoodServ | Com ¦ ENERGY STAR Griddle - Electric | Com - College | Energy Efficiency | 13615.1826 | 14023.5356 | 14382.464 | 14717.0292 | 15136.2492 | 15692.1075 | 16092.3387 | 16366.3553 | 16587.4051 | 16736.1041 | 16997.051 | 17172.0739 | 17312.4934
Scenario 3: Aggressive Fuel Sub | SDG&E | Com | FoodServ | Com ¦ Demand Controlled Ventilation (DCV) Exhaust Hood - Retrofit | Com - College | Energy Efficiency | 79709.1812 | 84582.6288 | 86713.4869 | 82573.2395 | 79433.5164 | 85673.2196 | 90331.0698 | 93007.7292 | 95154.8157 | 97676.9765 | 103344.2362 | 105347.0869 | 107295.8244
Scenario 3: Aggressive Fuel Sub | SDG&E | Com | FoodServ | Com ¦ ENERGY STAR Fryer - Tier 2 Gas | Com - College | Energy Efficiency | 1669.4053 | 1733.5504 | 1806.1293 | 1937.4232 | 2007.9959 | 2150.2182 | 2303.992 | 2443.8683 | 2597.6799 | 2774.3372 | 2938.4394 | 3302.0911 | 3516.6765
Scenario 3: Aggressive Fuel Sub | SDG&E | Com | FoodServ | Com ¦ ENERGY STAR Fryer - Fuel Sub | Com - College | Fuel Substitution | 385917.6563 | 407610.269 | 431524.2658 | 457517.871 | 483829.6461 | 510045.1005 | 540569.4966 | 575045.6951 | 612556.5452 | 653553.7252 | 695357.9339 | 741447.6903 | 790690.6363
Scenario 3: Aggressive Fuel Sub | SDG&E | Com | FoodServ | Com ¦ ENERGY STAR Steamer - Gas | Com - College | Energy Efficiency | 1637.1956 | 1700.3523 | 1771.8326 | 1900.9611 | 1970.5518 | 2110.4962 | 2261.8332 | 2399.5838 | 2551.0746 | 2725.0629 | 2886.7854 | 3244.6495 | 3456.147
Scenario 3: Aggressive Fuel Sub | SDG&E | Com | FoodServ | Com ¦ ENERGY STAR Steamer - Fuel Sub | Com - College | Fuel Substitution | 166256.6379 | 174886.9982 | 184215.6776 | 194229.3063 | 204544.9642 | 215084.3044 | 226859.4325 | 239807.6285 | 253739.7141 | 268777.5747 | 284336.5396 | 301225.8018 | 319214.4251
Scenario 3: Aggressive Fuel Sub | SDG&E | Com | FoodServ | Com ¦ ENERGY STAR Convection Oven - Gas | Com - College | Energy Efficiency | 2473.1476 | 2568.5521 | 2676.5303 | 2871.5918 | 2976.7156 | 3188.1155 | 3416.7251 | 3624.8112 | 3853.6533 | 4116.4799 | 4360.778 | 4901.3674 | 5220.8556
Scenario 3: Aggressive Fuel Sub | SDG&E | Com | FoodServ | Com ¦ ENERGY STAR Convection Oven - Fuel Sub | Com - College | Fuel Substitution | 346013.4759 | 365727.5052 | 387528.8976 | 411272.892 | 435241.1459 | 459024.9606 | 486901.681 | 518517.3878 | 552973.5967 | 590702.1711 | 629090.1828 | 671511.4423 | 716855.6646
Scenario 3: Aggressive Fuel Sub | SDG&E | Com | FoodServ | Com ¦ ENERGY STAR Griddle - Gas | Com - College | Energy Efficiency | 1734.3614 | 1801.2664 | 1876.989 | 2013.7812 | 2087.502 | 2235.752 | 2396.0706 | 2541.9966 | 2702.4783 | 2886.7925 | 3058.1131 | 3437.216 | 3661.2657
Scenario 3: Aggressive Fuel Sub | SDG&E | Com | FoodServ | Com ¦ ENERGY STAR Griddle - Fuel Sub | Com - College | Fuel Substitution | 288020.1312 | 304912.3686 | 323716.6266 | 344280.2211 | 364919.2018 | 385225.7584 | 409357.869 | 436959.4477 | 467143.6675 | 500319.0563 | 533926.357 | 571238.9944 | 611159.4636
Scenario 3: Aggressive Fuel Sub | SDG&E | Com | FoodServ | Com ¦ ENERGY STAR Combination Oven - Gas | Com - College | Energy Efficiency | 38.2322 | 39.707 | 41.3763 | 44.3917 | 46.0168 | 49.2848 | 52.8189 | 56.0356 | 59.5733 | 63.6363 | 67.4129 | 75.7698 | 80.7088
Scenario 3: Aggressive Fuel Sub | SDG&E | Com | FoodServ | Com ¦ ENERGY STAR Combination Oven - Fuel Sub | Com - College | Fuel Substitution | 4454.4484 | 4743.9939 | 5073.3464 | 5438.2568 | 5797.8052 | 6141.7188 | 6569.3536 | 7071.596 | 7626.5812 | 8243.5041 | 8860.244 | 9554.7071 | 10299.7539
Scenario 3: Aggressive Fuel Sub | SDG&E | Com | FoodServ | Com ¦ ENERGY STAR Fryer - Tier 2 Gas - Panel Upgrade | Com - College | Energy Efficiency | 2747.0109 | 2852.5617 | 2971.9906 | 3188.035 | 3304.1626 | 3538.1898 | 3791.225 | 4021.3917 | 4274.4891 | 4565.1792 | 4835.2099 | 5433.5997 | 5786.7004
Scenario 3: Aggressive Fuel Sub | SDG&E | Com | FoodServ | Com ¦ ENERGY STAR Fryer - Fuel Sub - Panel Upgrade | Com - College | Fuel Substitution | 635028.5243 | 670723.7759 | 710074.3209 | 752846.8671 | 796142.9627 | 839280.5621 | 889508.5368 | 946239.2126 | 1007963.4157 | 1075424.3837 | 1144213.3199 | 1220054.1358 | 1301083.5338
Scenario 3: Aggressive Fuel Sub | SDG&E | Com | FoodServ | Com ¦ ENERGY STAR Steamer - Gas - Panel Upgrade | Com - College | Energy Efficiency | 2694.0096 | 2797.9342 | 2915.5552 | 3128.0365 | 3242.5483 | 3472.8271 | 3721.8525 | 3948.5215 | 4197.8001 | 4484.0982 | 4750.213 | 5339.0793 | 5687.099
Scenario 3: Aggressive Fuel Sub | SDG&E | Com | FoodServ | Com ¦ ENERGY STAR Steamer - Fuel Sub - Panel Upgrade | Com - College | Fuel Substitution | 273575.7374 | 287777.0182 | 303127.3849 | 319604.8373 | 336579.2797 | 353921.792 | 373297.7964 | 394604.0871 | 417529.3708 | 442274.2103 | 467876.5281 | 495667.8538 | 525268.181
Scenario 3: Aggressive Fuel Sub | SDG&E | Com | FoodServ | Com ¦ ENERGY STAR Convection Oven - Gas - Panel Upgrade | Com - College | Energy Efficiency | 4069.5709 | 4226.5593 | 4404.2377 | 4725.2119 | 4898.1933 | 5246.0526 | 5622.2303 | 5964.6364 | 6341.1967 | 6773.6786 | 7175.6717 | 8065.213 | 8590.9317
Scenario 3: Aggressive Fuel Sub | SDG&E | Com | FoodServ | Com ¦ ENERGY STAR Convection Oven - Fuel Sub - Panel Upgrade | Com - College | Fuel Substitution | 569366.09 | 601805.5774 | 637679.8262 | 676750.6318 | 716190.457 | 755326.787 | 801198.0042 | 853221.7334 | 909919.5163 | 972001.9852 | 1035169.56 | 1104973.8548 | 1179587.8925
Scenario 3: Aggressive Fuel Sub | SDG&E | Com | FoodServ | Com ¦ ENERGY STAR Griddle - Gas - Panel Upgrade | Com - College | Energy Efficiency | 2853.8963 | 2963.9886 | 3088.5904 | 3313.6823 | 3434.9901 | 3678.9358 | 3942.7405 | 4182.8621 | 4446.9351 | 4750.2248 | 5032.1332 | 5655.9481 | 6024.6225
Scenario 3: Aggressive Fuel Sub | SDG&E | Com | FoodServ | Com ¦ ENERGY STAR Griddle - Fuel Sub - Panel Upgrade | Com - College | Fuel Substitution | 473937.8878 | 501734.1091 | 532676.5654 | 566514.0147 | 600475.5119 | 633890.0045 | 673599.4565 | 719017.9272 | 768686.1407 | 823276.3307 | 878577.233 | 939975.2765 | 1005664.5142
Scenario 3: Aggressive Fuel Sub | SDG&E | Com | FoodServ | Com ¦ ENERGY STAR Combination Oven - Gas - Panel Upgrade | Com - College | Energy Efficiency | 62.9111 | 65.338 | 68.0847 | 73.0466 | 75.7208 | 81.0983 | 86.9136 | 92.2068 | 98.028 | 104.7137 | 110.9281 | 124.6794 | 132.8065
Scenario 3: Aggressive Fuel Sub | SDG&E | Com | FoodServ | Com ¦ ENERGY STAR Combination Oven - Fuel Sub - Panel Upgrade | Com - College | Fuel Substitution | 7329.8066 | 7806.2545 | 8348.205 | 8948.6659 | 9540.3038 | 10106.2145 | 10809.8887 | 11636.33 | 12549.5595 | 13564.7079 | 14579.5549 | 15722.2958 | 16948.2722
Scenario 3: Aggressive Fuel Sub | SDG&E | Com | Lighting | Com ¦ LED High and Low Bay - 155 lpw | Com - College | Energy Efficiency | 2679864.1746 | 2744439.1664 | 2793304.6542 | 2831218.5244 | 2891197.1096 | 2982425.0178 | 3028883.3046 | 3039061.871 | 3031379.6574 | 3000222.4712 | 2995544.2235 | 2958522.6477 | 2912215.457
Scenario 3: Aggressive Fuel Sub | SDG&E | Com | Lighting | Com ¦ LED Fixtures and Retrofit Kits - 140 lpw - RET | Com - College | Energy Efficiency | 347076.8517 | 359040.579 | 369787.7183 | 379190.8104 | 390034.0086 | 402299.0806 | 410198.9754 | 415698.72 | 420752.104 | 424299.8894 | 431014.8922 | 435624.0723 | 439506.2274
Scenario 3: Aggressive Fuel Sub | SDG&E | Com | Lighting | Com ¦ LED Fixtures and Retrofit Kits - 140 lpw | Com - College | Energy Efficiency | 790703.6121 | 817251.7032 | 840790.9896 | 861378.0589 | 884803.0007 | 911996.1227 | 928544.7134 | 938986.371 | 948211.8354 | 953701.4532 | 966487.9912 | 975074.2653 | 980701.3814
Scenario 3: Aggressive Fuel Sub | PG&E | Com | BldgEnv | Com ¦ Com Wall Insulation (R13) - Marine | Com - Grocery | Energy Efficiency | 535855.664 | 556678.9353 | 578080.6398 | 600341.4085 | 624486.9703 | 651203.1382 | 678990.2156 | 708059.1318 | 738557.2943 | 770681.0949 | 804474.1241 | 839467.7031 | 876406.0006
Scenario 3: Aggressive Fuel Sub | PG&E | Com | BldgEnv | Com ¦ Com Wall Insulation (R14) - Marine | Com - Grocery | Energy Efficiency | 1151.4877 | 1233.3775 | 1332.5234 | 1437.1604 | 1532.0564 | 1657.9935 | 1787.1345 | 1925.6822 | 2054.0016 | 2195.9016 | 2351.3918 | 2513.9167 | 2694.6621
Scenario 3: Aggressive Fuel Sub | PG&E | Com | BldgEnv | Com ¦ Com Wall Insulation (R14) - Hot-Dry | Com - Grocery | Energy Efficiency | 578318.6863 | 596872.9091 | 615006.1156 | 633364.5155 | 655279.4462 | 682985.3755 | 711046.0196 | 739951.497 | 769964.2845 | 801543.2176 | 834597.804 | 867217.2151 | 901677.8136
Scenario 3: Aggressive Fuel Sub | PG&E | Com | BldgEnv | Com ¦ Com Wall Insulation (R14) - Cold | Com - Grocery | Energy Efficiency | 2643.4403 | 2746.7819 | 2853.16 | 2963.8778 | 3083.6604 | 3215.9529 | 3353.6148 | 3497.6898 | 3648.8024 | 3808.0023 | 3975.5205 | 4149.1744 | 4332.518
Scenario 3: Aggressive Fuel Sub | PG&E | Com | HVAC | Com ¦ Small Unitary AC (SEER 18) - Marine | Com - Grocery | Energy Efficiency | 13048230.7088 | 13371166.9977 | 13654132.5623 | 13906723.3119 | 14220014.0714 | 14684904.9696 | 15103983.0498 | 15514887.9588 | 15927266.8316 | 16354674.1592 | 16842157.7912 | 17292454.9942 | 17761186.6887
Scenario 3: Aggressive Fuel Sub | PG&E | Com | HVAC | Com ¦ Small Unitary AC (SEER 18) - Hot-Dry | Com - Grocery | Energy Efficiency | 8376954.8883 | 8535998.381 | 8655566.0447 | 8743542.5351 | 8876329.1373 | 9128628.4046 | 9335199.8274 | 9526962.2661 | 9712074.0975 | 9900724.3974 | 10130145.2416 | 10318344.5914 | 10511104.1806
Scenario 3: Aggressive Fuel Sub | PG&E | Com | HVAC | Com ¦ Small Unitary AC (SEER 18) - Cold | Com - Grocery | Energy Efficiency | 48039.0721 | 49576.6801 | 51066.8934 | 52532.5903 | 54179.5842 | 56224.5029 | 58218.5824 | 60251.6226 | 62344.9511 | 64537.7316 | 66935.7931 | 69322.2261 | 71829.0633
Scenario 3: Aggressive Fuel Sub | PG&E | Com | HVAC | Com ¦ Large Unitary Heat Pump (EER 10.0, COP 3.3) - Marine | Com - Grocery | Energy Efficiency | 76710.3844 | 77747.2531 | 78302.5865 | 78463.5684 | 79085.6439 | 80994.9153 | 82343.6639 | 83473.7144 | 84476.8498 | 85459.297 | 86834.2236 | 87680.9277 | 88506.1778
Scenario 3: Aggressive Fuel Sub | PG&E | Com | HVAC | Com ¦ Large Unitary Heat Pump (EER 10.0, COP 3.3) - Hot-Dry | Com - Grocery | Energy Efficiency | 123331.2499 | 124998.2772 | 125891.1154 | 126149.9344 | 127150.0772 | 130219.7116 | 132388.1644 | 134205.005 | 135817.7978 | 137397.3288 | 139607.8694 | 140969.1594 | 142295.9565
Scenario 3: Aggressive Fuel Sub | PG&E | Com | HVAC | Com ¦ Large Unitary Heat Pump (EER 10.0, COP 3.3) - Cold | Com - Grocery | Energy Efficiency | 147.6023 | 149.5974 | 150.6659 | 150.9757 | 152.1726 | 155.8464 | 158.4416 | 160.616 | 162.5461 | 164.4365 | 167.0821 | 168.7113 | 170.2992
Scenario 3: Aggressive Fuel Sub | PG&E | Com | HVAC | Com ¦ Large Unitary AC (EER 11.5) - Marine | Com - Grocery | Energy Efficiency | 666592.4325 | 675602.5395 | 680428.2362 | 681827.1257 | 687232.7924 | 703823.843 | 715544.1025 | 725363.9349 | 734080.91 | 742618.1094 | 754565.8485 | 761923.4776 | 769094.6767
Scenario 3: Aggressive Fuel Sub | PG&E | Com | HVAC | Com ¦ Large Unitary AC (EER 11.5) - Hot-Dry | Com - Grocery | Energy Efficiency | 1859229.9691 | 1884360.5588 | 1897820.1774 | 1901721.8978 | 1916799.143 | 1963074.1635 | 1995763.7901 | 2023152.83 | 2047465.8293 | 2071277.4062 | 2104601.5088 | 2125123.0807 | 2145124.6702
Scenario 3: Aggressive Fuel Sub | PG&E | Com | HVAC | Com ¦ Large Unitary AC (EER 11.5) - Cold | Com - Grocery | Energy Efficiency | 3235.3963 | 3279.128 | 3302.5502 | 3309.3399 | 3335.577 | 3416.1039 | 3472.9898 | 3520.6517 | 3562.9607 | 3604.3972 | 3662.3871 | 3698.0984 | 3732.9047
Scenario 3: Aggressive Fuel Sub | PG&E | Com | HVAC | Com ¦ Variable Refrigerant Flow (VRF) Heat Pump - Hot-Dry | Com - Grocery | Energy Efficiency | 345887.6568 | 352921.8065 | 358299.5747 | 362446.8487 | 368636.4388 | 378488.4162 | 385481.5506 | 391377.7045 | 396630.0317 | 401503.2961 | 408626.2281 | 413398.0889 | 417974.742
Scenario 3: Aggressive Fuel Sub | PG&E | Com | HVAC | Com ¦ Variable Refrigerant Flow (VRF) Heat Pump - Marine | Com - Grocery | Energy Efficiency | 483312.7902 | 493141.6882 | 500656.1054 | 506451.1389 | 515099.9242 | 528866.2052 | 538637.7921 | 546876.5556 | 554215.6926 | 561025.1608 | 570978.1154 | 577645.8913 | 584040.9011
Scenario 3: Aggressive Fuel Sub | PG&E | Com | HVAC | Com ¦ Variable Refrigerant Flow (VRF) Heat Pump - Cold | Com - Grocery | Energy Efficiency | 871.7269 | 889.4548 | 903.0082 | 913.4604 | 929.0598 | 953.8893 | 971.5139 | 986.3737 | 999.6109 | 1011.8928 | 1029.8445 | 1041.8708 | 1053.4052
Scenario 3: Aggressive Fuel Sub | PG&E | Com | HVAC | Com ¦ HVAC Energy Management System (Elec SC and Gas SH) - Marine | Com - Grocery | Energy Efficiency | 4268567.5997 | 4416998.8288 | 4564875.8463 | 4713106.2577 | 4881923.1659 | 5090118.3291 | 5302760.1864 | 5520149.4564 | 5742977.7464 | 5976895.1482 | 6234753.7044 | 6490476.4805 | 6759715.4196
Scenario 3: Aggressive Fuel Sub | PG&E | Com | HVAC | Com ¦ HVAC Energy Management System (Elec SC and Gas SH) - Hot-Dry | Com - Grocery | Energy Efficiency | 2802900.1056 | 2895672.2699 | 2986677.0912 | 3076674.1768 | 3181897.8146 | 3316497.5758 | 3453108.0497 | 3591771.5473 | 3733266.4654 | 3881560.1967 | 4046739.7529 | 4208080.473 | 4377693.1427
Scenario 3: Aggressive Fuel Sub | PG&E | Com | HVAC | Com ¦ HVAC Energy Management System (Elec SC and Gas SH) - Cold | Com - Grocery | Energy Efficiency | 9555.7437 | 9893.9138 | 10231.8369 | 10572.4244 | 10957.1031 | 11425.9797 | 11905.7861 | 12397.3139 | 12902.5612 | 13432.8505 | 14015.219 | 14596.0605 | 15207.5048
Scenario 3: Aggressive Fuel Sub | PG&E | Com | HVAC | Com ¦ HVAC Fan Variable Frequency Drive (VFD) - Hot-Dry | Com - Grocery | Energy Efficiency | 2017.8713 | 1788.42 | 1469.4764 | 1072.3873 | 796.0817 | 764.4625 | 678.8748 | 528.3878 | 333.8811 | 114.8391 | 0 | 0 | 0
Scenario 3: Aggressive Fuel Sub | PG&E | Com | HVAC | Com ¦ Economizer - Marine | Com - Grocery | Energy Efficiency | 70621.5484 | 76088.4127 | 79925.1845 | 75496.7274 | 64039.7367 | 70813.6786 | 74197.4644 | 76445.271 | 77839.4031 | 75510.3602 | 81758.6208 | 83026.446 | 84141.5367
Scenario 3: Aggressive Fuel Sub | PG&E | Com | HVAC | Com ¦ Economizer - Cold | Com - Grocery | Energy Efficiency | 52.3827 | 56.4377 | 59.2836 | 55.9988 | 47.5007 | 52.5252 | 55.0351 | 56.7024 | 57.7364 | 56.0089 | 60.6435 | 61.5839 | 62.411
Scenario 3: Aggressive Fuel Sub | PG&E | Com | HVAC | Com ¦ Large Packaged Heat Pump (IEER 14.0) - Fuel Sub - ZEAS 2030 - Marine | Com - Grocery | Fuel Substitution | 13870457.6527 | 14626725.2375 | 15458548.7991 | 16361191.24 | 17276919.0854 | -281304.3723 | -284189.6017 | -287166.9439 | -290210.0414 | -293309.2893 | -296328.8024 | -299506.2286 | -302731.6618
Scenario 3: Aggressive Fuel Sub | PG&E | Com | HVAC | Com ¦ Large Packaged Heat Pump (IEER 14.0) - Fuel Sub - ZEAS 2030 - Hot-Dry | Com - Grocery | Fuel Substitution | 5599890.1166 | 5934413.528 | 6307493.1595 | 6715938.0828 | 7126016.1727 | -188952.9206 | -190645.7667 | -192503.0248 | -194460.9849 | -196496.0396 | -198282.2316 | -200387.9209 | -202549.3366
Scenario 3: Aggressive Fuel Sub | PG&E | Com | HVAC | Com ¦ Large Packaged Heat Pump (IEER 14.0) - Fuel Sub - ZEAS 2030 - Cold | Com - Grocery | Fuel Substitution | 46404.9014 | 49133.0237 | 52177.138 | 55510.7155 | 58855.2728 | -546.5893 | -551.903 | -557.518 | -563.3282 | -569.2944 | -574.8728 | -581.0126 | -587.2737
Scenario 3: Aggressive Fuel Sub | PG&E | Com | HVAC | Com ¦ Large Packaged Heat Pump (IEER 14.0) - Fuel Sub - Panel Upgrade - ZEAS 2030 - Marine | Com - Grocery | Fuel Substitution | 3169416.6135 | 3342224.6857 | 3532297.3914 | 3738552.2981 | 3947797.2357 | -64278.3947 | -64937.6731 | -65617.9995 | -66313.351 | -67021.5329 | -67711.4954 | -68437.5412 | -69174.5566
Scenario 3: Aggressive Fuel Sub | PG&E | Com | HVAC | Com ¦ Large Packaged Heat Pump (IEER 14.0) - Fuel Sub - Panel Upgrade - ZEAS 2030 - Hot-Dry | Com - Grocery | Fuel Substitution | 1279581.7711 | 1356020.7816 | 1441269.9357 | 1534600.1025 | 1628303.4498 | -43175.9745 | -43562.7919 | -43987.1777 | -44434.5739 | -44899.5864 | -45307.7335 | -45788.8861 | -46282.7723
Scenario 3: Aggressive Fuel Sub | PG&E | Com | HVAC | Com ¦ Large Packaged Heat Pump (IEER 14.0) - Fuel Sub - Panel Upgrade - ZEAS 2030 - Cold | Com - Grocery | Fuel Substitution | 10603.577 | 11226.9563 | 11922.5401 | 12684.2667 | 13448.5021 | 0 | 0 | 0 | 0 | 0 | 0 | 0 | 0
Scenario 3: Aggressive Fuel Sub | PG&E | Com | HVAC | Com ¦ Small Packaged Heat Pump (SEER 18) - Fuel Sub - ZEAS 2030 - Marine | Com - Grocery | Fuel Substitution | 4024780.9425 | 4206387.4908 | 4398615.6287 | 4601950.0792 | 4814621.646 | 682977.1803 | 695680.9181 | 706224.8807 | 715614.4241 | 724224.9887 | 737181.6024 | 745560.7508 | 753510.6914
Scenario 3: Aggressive Fuel Sub | PG&E | Com | HVAC | Com ¦ Small Packaged Heat Pump (SEER 18) - Fuel Sub - ZEAS 2030 - Hot-Dry | Com - Grocery | Fuel Substitution | 2015495.2776 | 2102825.1493 | 2194255.0787 | 2290237.9543 | 2391556.0873 | 528445.5501 | 538279.3208 | 546440.3003 | 553707.1405 | 560370.6217 | 570400.0929 | 576884.269 | 583035.9876
Scenario 3: Aggressive Fuel Sub | PG&E | Com | HVAC | Com ¦ Small Packaged Heat Pump (SEER 18) - Fuel Sub - ZEAS 2030 - Cold | Com - Grocery | Fuel Substitution | 13840.9224 | 14502.1512 | 15211.6605 | 15969.129 | 16752.5939 | 2122.0814 | 2162.2484 | 2196.0986 | 2226.6281 | 2254.9605 | 2296.3453 | 2324.2509 | 2351.0221
Scenario 3: Aggressive Fuel Sub | PG&E | Com | HVAC | Com ¦ Small Packaged Heat Pump (SEER 18) - Fuel Sub - Panel Upgrade - ZEAS 2030 - Marine | Com - Grocery | Fuel Substitution | 919667.3898 | 961164.7092 | 1005089.0749 | 1051551.2466 | 1100146.9609 | 156061.1247 | 158963.9444 | 161373.2528 | 163518.775 | 165486.2996 | 168446.9018 | 170361.5475 | 172178.1187
Scenario 3: Aggressive Fuel Sub | PG&E | Com | HVAC | Com ¦ Small Packaged Heat Pump (SEER 18) - Fuel Sub - Panel Upgrade - ZEAS 2030 - Hot-Dry | Com - Grocery | Fuel Substitution | 460543.147 | 480498.1299 | 501389.9811 | 523322.1861 | 546473.504 | 120750.4574 | 122997.4861 | 124862.2799 | 126522.7618 | 128045.3755 | 130337.122 | 131818.7642 | 133224.4394
Scenario 3: Aggressive Fuel Sub | PG&E | Com | HVAC | Com ¦ Small Packaged Heat Pump (SEER 18) - Fuel Sub - Panel Upgrade - ZEAS 2030 - Cold | Com - Grocery | Fuel Substitution | 3162.6678 | 3313.7594 | 3475.8831 | 3648.9656 | 3827.9883 | 484.8982 | 494.0764 | 501.8112 | 508.7873 | 515.2613 | 524.7177 | 531.0942 | 537.2114
Scenario 3: Aggressive Fuel Sub | PG&E | Com | HVAC | Com ¦ Com High Eff. Furnace (95 AFUE) - ZEAS 2030 - Marine | Com - Grocery | Energy Efficiency | 106175.9219 | 110896.8045 | 115873.6916 | 121117.4513 | 126624.6819 | 0 | 0 | 0 | 0 | 0 | 0 | 0 | 0
Scenario 3: Aggressive Fuel Sub | PG&E | Com | HVAC | Com ¦ Com High Eff. Furnace (95 AFUE) - ZEAS 2030 - Hot-Dry | Com - Grocery | Energy Efficiency | 85591.8828 | 89397.5407 | 93409.5721 | 97636.7383 | 102076.297 | 0 | 0 | 0 | 0 | 0 | 0 | 0 | 0
Scenario 3: Aggressive Fuel Sub | PG&E | Com | HVAC | Com ¦ Com High Eff. Furnace (95 AFUE) - ZEAS 2030 - Cold | Com - Grocery | Energy Efficiency | 410.5948 | 428.851 | 448.0972 | 468.3754 | 489.6725 | 0 | 0 | 0 | 0 | 0 | 0 | 0 | 0
Scenario 3: Aggressive Fuel Sub | PG&E | Com | WaterHeat | Com ¦ Com Heat Pump Water Heater (3.3 UEF - 50 Gal) - Marine | Com - Grocery | Energy Efficiency | 5066830.1169 | 5247821.2849 | 5419183.4707 | 5582196.9552 | 5777102.4253 | 5996400.9729 | 6150226.7623 | 6271354.2672 | 6372275.7255 | 6461861.6299 | 6606240.9354 | 6721922.485 | 6828035.1275
Scenario 3: Aggressive Fuel Sub | PG&E | Com | WaterHeat | Com ¦ Com Heat Pump Water Heater (3.3 UEF - 50 Gal) - Hot-Dry | Com - Grocery | Energy Efficiency | 3742686.0338 | 3876515.003 | 4003219.4104 | 4123747.091 | 4267867.5507 | 4430031.2402 | 4543760.0019 | 4633298.9499 | 4707890.3407 | 4774095.1264 | 4880833.2345 | 4966341.1041 | 5044769.1767
Scenario 3: Aggressive Fuel Sub | PG&E | Com | WaterHeat | Com ¦ Com Heat Pump Water Heater (3.3 UEF - 50 Gal) - Cold | Com - Grocery | Energy Efficiency | 11375.2595 | 11781.5328 | 12166.1938 | 12532.116 | 12969.6216 | 13461.8799 | 13807.1806 | 14079.0883 | 14305.6421 | 14506.753 | 14830.8515 | 15090.5364 | 15328.7437
Scenario 3: Aggressive Fuel Sub | PG&E | Com | WaterHeat | Com ¦ Com Hot Water Tank Insulation - Marine | Com - Grocery | Energy Efficiency | 33353.9825 | 34744.8893 | 36189.2515 | 37700.9911 | 39285.2383 | 40946.6125 | 42691.8986 | 44527.6087 | 46458.7226 | 48490.4183 | 50627.6958 | 52880.1457 | 55258.0018
Scenario 3: Aggressive Fuel Sub | PG&E | Com | WaterHeat | Com ¦ Com Hot Water Tank Insulation - Hot-Dry | Com - Grocery | Energy Efficiency | 23502.5495 | 24482.638 | 25500.3933 | 26565.6255 | 27681.9495 | 28852.6201 | 30082.4185 | 31375.9332 | 32736.6732 | 34168.2872 | 35674.2984 | 37261.4647 | 38936.9972
Scenario 3: Aggressive Fuel Sub | PG&E | Com | WaterHeat | Com ¦ Com Hot Water Tank Insulation - Cold | Com - Grocery | Energy Efficiency | 47.9594 | 49.9594 | 52.0362 | 54.2099 | 56.4879 | 58.8768 | 61.3863 | 64.0259 | 66.8026 | 69.7239 | 72.7971 | 76.0359 | 79.455
Scenario 3: Aggressive Fuel Sub | PG&E | Com | WaterHeat | Com ¦ Faucet Aerators (Gas WH) - Marine | Com - Grocery | Energy Efficiency | 200701.443 | 209071.7381 | 217760.4789 | 226854.1306 | 236383.6601 | 246375.7597 | 256872.2611 | 267912.0984 | 279525.9892 | 291744.9643 | 304597.1067 | 318140.7512 | 332438.6836
Scenario 3: Aggressive Fuel Sub | PG&E | Com | WaterHeat | Com ¦ Faucet Aerators (Gas WH) - Hot-Dry | Com - Grocery | Energy Efficiency | 135298.8632 | 140941.5302 | 146798.871 | 152929.1744 | 159353.3161 | 166089.2902 | 173165.2966 | 180607.5821 | 188436.8543 | 196674.0319 | 205338.0466 | 214468.2237 | 224106.8888
Scenario 3: Aggressive Fuel Sub | PG&E | Com | WaterHeat | Com ¦ Faucet Aerators (Gas WH) - Cold | Com - Grocery | Energy Efficiency | 311.1881 | 324.1663 | 337.6382 | 351.7379 | 366.5135 | 382.0062 | 398.2811 | 415.3984 | 433.4058 | 452.3513 | 472.2786 | 493.278 | 515.447
Scenario 3: Aggressive Fuel Sub | PG&E | Com | WaterHeat | Com ¦ Faucet Aerators (Elec WH) - Marine | Com - Grocery | Energy Efficiency | 19405.408 | 20467.1549 | 20658.0779 | 20385.6984 | 21630.4546 | 23758.034 | 24992.3114 | 25784.0192 | 25575.9861 | 25583.9047 | 26819.5179 | 27671.3067 | 28527.328
Scenario 3: Aggressive Fuel Sub | PG&E | Com | WaterHeat | Com ¦ Faucet Aerators (Elec WH) - Hot-Dry | Com - Grocery | Energy Efficiency | 13810.4351 | 14566.0588 | 14701.9348 | 14508.0879 | 15393.9556 | 16908.1106 | 17786.5208 | 18349.9632 | 18201.9103 | 18207.5457 | 19086.9066 | 19693.1074 | 20302.3204
Scenario 3: Aggressive Fuel Sub | PG&E | Com | WaterHeat | Com ¦ Faucet Aerators (Elec WH) - Cold | Com - Grocery | Energy Efficiency | 48.787 | 51.4563 | 51.9363 | 51.2515 | 54.381 | 59.7299 | 62.833 | 64.8234 | 64.3004 | 64.3203 | 67.4268 | 69.5682 | 71.7204
Scenario 3: Aggressive Fuel Sub | PG&E | Com | WaterHeat | Com ¦ Com Water Heating Controls (Gas WH) - Marine | Com - Grocery | Energy Efficiency | 3291429.2568 | 3428993.8259 | 3572564.5697 | 3723068.8023 | 3881026.9273 | 4046965.354 | 4221407.3069 | 4404896.1281 | 4598023.0406 | 4801475.509 | 5015898.8996 | 5242033.0289 | 5480660.3154
Scenario 3: Aggressive Fuel Sub | PG&E | Com | WaterHeat | Com ¦ Com Water Heating Controls (Gas WH) - Hot-Dry | Com - Grocery | Energy Efficiency | 2327451.4156 | 2424726.7407 | 2526249.1812 | 2632674.4639 | 2744370.5792 | 2861709.7641 | 2985062.0037 | 3114811.5086 | 3251376.3474 | 3395242.6433 | 3546866.751 | 3706771.813 | 3875511.0969
Scenario 3: Aggressive Fuel Sub | PG&E | Com | WaterHeat | Com ¦ Com Water Heating Controls (Gas WH) - Cold | Com - Grocery | Energy Efficiency | 4788.2423 | 4988.3658 | 5197.2269 | 5416.1746 | 5645.9658 | 5887.3666 | 6141.1379 | 6408.0702 | 6689.0237 | 6984.9984 | 7296.9331 | 7625.9042 | 7973.0498
Scenario 3: Aggressive Fuel Sub | PG&E | Com | WaterHeat | Com ¦ Low-flow Pre-Rinse Spray Valve - Marine | Com - Grocery | Energy Efficiency | 58322.0152 | 60781.937 | 63356.3238 | 66056.5346 | 68880.4477 | 71862.448 | 74994.9635 | 78291.1541 | 81751.0854 | 85399.0246 | 89246.5552 | 93304.7853 | 97591.8137
Scenario 3: Aggressive Fuel Sub | PG&E | Com | WaterHeat | Com ¦ Low-flow Pre-Rinse Spray Valve - Hot-Dry | Com - Grocery | Energy Efficiency | 40307.3511 | 42007.4455 | 43786.6487 | 45652.8109 | 47604.466 | 49665.3778 | 51830.3133 | 54108.3676 | 56499.5858 | 59020.7395 | 61679.8343 | 64484.5471 | 67447.3865
Scenario 3: Aggressive Fuel Sub | PG&E | Com | WaterHeat | Com ¦ Low-flow Pre-Rinse Spray Valve - Cold | Com - Grocery | Energy Efficiency | 87.4521 | 91.1407 | 95.0009 | 99.0498 | 103.2842 | 107.7556 | 112.4527 | 117.3952 | 122.5833 | 128.0533 | 133.8225 | 139.9077 | 146.336
Scenario 3: Aggressive Fuel Sub | PG&E | Com | WaterHeat | Com ¦ Com Hot Water Pipe Insulation - Marine | Com - Grocery | Energy Efficiency | 7729035.1495 | 8051399.2479 | 8387266.8156 | 8738994.1025 | 9107887.891 | 9495153.5467 | 9902187.8257 | 10330371.318 | 10780732.1236 | 11254775.9167 | 11754112.0083 | 12280673.791 | 12836420.9145
Scenario 3: Aggressive Fuel Sub | PG&E | Com | WaterHeat | Com ¦ Com Hot Water Pipe Insulation - Hot-Dry | Com - Grocery | Energy Efficiency | 4619713.1413 | 4812393.0338 | 5013144.0701 | 5223374.6019 | 5443865.7045 | 5675337.8358 | 5918625.8493 | 6174554.9359 | 6443739.6002 | 6727079.797 | 7025537.4259 | 7340268.0928 | 7672443.0978
Scenario 3: Aggressive Fuel Sub | PG&E | Com | WaterHeat | Com ¦ Com Hot Water Pipe Insulation - Cold | Com - Grocery | Energy Efficiency | 9711.1452 | 10116.1796 | 10538.1803 | 10980.108 | 11443.6046 | 11930.1845 | 12441.6026 | 12979.5937 | 13545.4495 | 14141.0618 | 14768.4526 | 15430.051 | 16128.3194
Scenario 3: Aggressive Fuel Sub | PG&E | Com | WaterHeat | Com ¦ Com Heat Pump Water Heater (100+ Gal, 200+ kBtuh - 4.3 COP) - Fuel Sub - ZEAS 2030 - Marine | Com - Grocery | Fuel Substitution | 936536.9333 | 981451.7383 | 1030225.6869 | 1082972.5331 | 1136450.9867 | 0 | 0 | 0 | 0 | 0 | 0 | 0 | 0
Scenario 3: Aggressive Fuel Sub | PG&E | Com | WaterHeat | Com ¦ Com Heat Pump Water Heater (100+ Gal, 200+ kBtuh - 4.3 COP) - Fuel Sub - ZEAS 2030 - Hot-Dry | Com - Grocery | Fuel Substitution | 694580.9279 | 727978.8707 | 764260.3777 | 803509.3259 | 843287.6873 | 0 | 0 | 0 | 0 | 0 | 0 | 0 | 0
Scenario 3: Aggressive Fuel Sub | PG&E | Com | WaterHeat | Com ¦ Com Heat Pump Water Heater (100+ Gal, 200+ kBtuh - 4.3 COP) - Fuel Sub - ZEAS 2030 - Cold | Com - Grocery | Fuel Substitution | 2000.7118 | 2097.4872 | 2202.9567 | 2317.343 | 2432.8664 | 0 | 0 | 0 | 0 | 0 | 0 | 0 | 0
Scenario 3: Aggressive Fuel Sub | PG&E | Com | WaterHeat | Com ¦ Com Heat Pump Water Heater (100+ Gal, 200+ kBtuh - 4.3 COP) - Fuel Sub - Panel Upgrade - ZEAS 2030 - Marine | Com - Grocery | Fuel Substitution | 777016.9062 | 814281.3872 | 854747.6853 | 898510.1786 | 942879.6648 | 0 | 0 | 0 | 0 | 0 | 0 | 0 | 0
Scenario 3: Aggressive Fuel Sub | PG&E | Com | WaterHeat | Com ¦ Com Heat Pump Water Heater (100+ Gal, 200+ kBtuh - 4.3 COP) - Fuel Sub - Panel Upgrade - ZEAS 2030 - Hot-Dry | Com - Grocery | Fuel Substitution | 576273.1874 | 603982.4697 | 634084.1595 | 666647.8473 | 699650.7735 | 0 | 0 | 0 | 0 | 0 | 0 | 0 | 0
Scenario 3: Aggressive Fuel Sub | PG&E | Com | WaterHeat | Com ¦ Com Heat Pump Water Heater (100+ Gal, 200+ kBtuh - 4.3 COP) - Fuel Sub - Panel Upgrade - ZEAS 2030 - Cold | Com - Grocery | Fuel Substitution | 1659.9312 | 1740.2229 | 1827.7278 | 1922.6308 | 2018.477 | 0 | 0 | 0 | 0 | 0 | 0 | 0 | 0
Scenario 3: Aggressive Fuel Sub | PG&E | Com | WaterHeat | Com ¦ Efficient Gas Water Heating Boiler (0.92 UEF) - ZEAS 2030 - Marine | Com - Grocery | Energy Efficiency | 811390.7338 | 847455.9031 | 885473.9546 | 925528.337 | 967597.4287 | 0 | 0 | 0 | 0 | 0 | 0 | 0 | 0
Scenario 3: Aggressive Fuel Sub | PG&E | Com | WaterHeat | Com ¦ Efficient Gas Water Heating Boiler (0.92 UEF) - ZEAS 2030 - Hot-Dry | Com - Grocery | Energy Efficiency | 575049.4948 | 600609.6449 | 627553.8474 | 655941.2439 | 685756.5052 | 0 | 0 | 0 | 0 | 0 | 0 | 0 | 0
Scenario 3: Aggressive Fuel Sub | PG&E | Com | WaterHeat | Com ¦ Efficient Gas Water Heating Boiler (0.92 UEF) - ZEAS 2030 - Cold | Com - Grocery | Energy Efficiency | 1184.6318 | 1237.2869 | 1292.7933 | 1351.2728 | 1412.6937 | 0 | 0 | 0 | 0 | 0 | 0 | 0 | 0
Scenario 3: Aggressive Fuel Sub | PG&E | Com | ComRefrig | Com ¦ Efficient Refrigerated Display Case - Marine | Com - Grocery | Energy Efficiency | 13331014.5379 | 13786289.1944 | 14197462.3182 | 14588710.4295 | 15088600.8055 | 15673126.8086 | 16052354.6565 | 16327517.4719 | 16513232.0575 | 16642059.6638 | 16937734.3822 | 17132518.813 | 17286827.4258
Scenario 3: Aggressive Fuel Sub | PG&E | Com | ComRefrig | Com ¦ Efficient Refrigerated Display Case - Hot-Dry | Com - Grocery | Energy Efficiency | 10569859.2982 | 10930986.9455 | 11257241.3507 | 11567762.1641 | 11964324.3462 | 12427933.8654 | 12729074.0616 | 12947886.3248 | 13095940.9189 | 13199021.2957 | 13434241.2146 | 13589659.7152 | 13713107.5952
Scenario 3: Aggressive Fuel Sub | PG&E | Com | ComRefrig | Com ¦ Efficient Refrigerated Display Case - Cold | Com - Grocery | Energy Efficiency | 23117.2688 | 23860.7576 | 24499.116 | 25083.2328 | 25885.852 | 26853.0451 | 27370.5337 | 27651.7376 | 27727.8244 | 27665.5236 | 27938.2668 | 27977.382 | 27909.1449
Scenario 3: Aggressive Fuel Sub | PG&E | Com | ComRefrig | Com ¦ Refrigerated Display Case LED Lighting | Com - Grocery | Energy Efficiency | 21371289.2578 | 22084303.5871 | 22725833.8936 | 23304046.2374 | 23965893.9129 | 24706656.552 | 25241325.045 | 25693084.6543 | 26091636.8031 | 26451192.1898 | 27001881.1394 | 27451635.7409 | 27866740.2527
Scenario 3: Aggressive Fuel Sub | PG&E | Com | ComRefrig | Com ¦ Efficient EC or PMS Motor Retrofit - Marine | Com - Grocery | Energy Efficiency | 4861490.3024 | 4903541.427 | 4909562.1186 | 4886908.6176 | 4895878.2139 | 4999654.7814 | 5069769.3553 | 5127016.8449 | 5179852.018 | 5233008.5144 | 5305999.7389 | 5344916.2042 | 5383844.0691
Scenario 3: Aggressive Fuel Sub | PG&E | Com | ComRefrig | Com ¦ Efficient EC or PMS Motor Retrofit - Hot-Dry | Com - Grocery | Energy Efficiency | 3852212.5506 | 3885533.5818 | 3890304.3377 | 3872353.8544 | 3879461.3028 | 3961693.164 | 4017251.4855 | 4062614.0152 | 4104480.2546 | 4146601.1085 | 4204438.8689 | 4235276.0168 | 4266122.1978
Scenario 3: Aggressive Fuel Sub | PG&E | Com | ComRefrig | Com ¦ Efficient EC or PMS Motor Retrofit - Cold | Com - Grocery | Energy Efficiency | 10812.8723 | 10906.4019 | 10919.793 | 10869.4074 | 10889.3575 | 11120.1761 | 11276.1242 | 11403.4534 | 11520.9688 | 11639.1989 | 11801.5452 | 11888.1027 | 11974.6856
Scenario 3: Aggressive Fuel Sub | PG&E | Com | ComRefrig | Com ¦ Walk-in Anti Sweat Heat Controls - Marine | Com - Grocery | Energy Efficiency | 2035645.7183 | 2217094.6053 | 2289899.5704 | 2015338.6782 | 1577992.8175 | 1762035.633 | 1829511.577 | 1848416.2547 | 1825403.7392 | 1760133.0435 | 1914559.096 | 1896501.4484 | 1869857.3887
Scenario 3: Aggressive Fuel Sub | PG&E | Com | ComRefrig | Com ¦ Walk-in Anti Sweat Heat Controls - Hot-Dry | Com - Grocery | Energy Efficiency | 1568234.5992 | 1700924.3116 | 1758132.3189 | 1573651.4954 | 1276095.3949 | 1411756.5932 | 1466581.4694 | 1487976.7854 | 1480594.8523 | 1444230.2455 | 1561380.2071 | 1558874.6033 | 1550947.8356
Scenario 3: Aggressive Fuel Sub | PG&E | Com | ComRefrig | Com ¦ Walk-in Anti Sweat Heat Controls - Cold | Com - Grocery | Energy Efficiency | 4688.632 | 5096.8522 | 5266.0731 | 4670.6629 | 3717.1811 | 4132.7067 | 4292.0089 | 4344.894 | 4306.0402 | 4174.7402 | 4527.9383 | 4501.9453 | 4457.8081
Scenario 3: Aggressive Fuel Sub | PG&E | Com | ComRefrig | Com ¦ Efficient Refrigeration Compressor - Marine | Com - Grocery | Energy Efficiency | 1109057.4808 | 1118407.9897 | 1119471.637 | 1113935.8791 | 1115642.3509 | 1139095.3541 | 1154800.393 | 1167530.1493 | 1179224.3101 | 1190968.1555 | 1207239.9851 | 1215661.8715 | 1224057.5751
Scenario 3: Aggressive Fuel Sub | PG&E | Com | ComRefrig | Com ¦ Efficient Refrigeration Compressor - Hot-Dry | Com - Grocery | Energy Efficiency | 1175937.3972 | 1185937.7705 | 1187175.3701 | 1181436.1271 | 1183365.9164 | 1208311.7711 | 1225066.7492 | 1238681.165 | 1251207.8157 | 1263795.5176 | 1281183.1704 | 1290274.5872 | 1299348.4428
Scenario 3: Aggressive Fuel Sub | PG&E | Com | ComRefrig | Com ¦ Efficient Refrigeration Compressor - Cold | Com - Grocery | Energy Efficiency | 3312.8282 | 3341.1093 | 3344.7341 | 3328.7296 | 3334.3178 | 3404.6936 | 3452.0249 | 3490.5265 | 3525.9765 | 3561.6091 | 3610.7626 | 3636.5783 | 3662.3573
Scenario 3: Aggressive Fuel Sub | PG&E | Com | ComRefrig | Com ¦ Floating Head Pressure Controls - Marine | Com - Grocery | Energy Efficiency | 976283.3302 | 1046813.332 | 1063567.0416 | 959692.8405 | 862075.7303 | 931748.5148 | 965616.6602 | 984505.2024 | 984953.2334 | 994568.0222 | 1053239.1359 | 1063455.0277 | 1071858.596
Scenario 3: Aggressive Fuel Sub | PG&E | Com | ComRefrig | Com ¦ Floating Head Pressure Controls - Hot-Dry | Com - Grocery | Energy Efficiency | 613378.4018 | 657702.4403 | 668218.5829 | 602899.2608 | 541512.7422 | 585294.8938 | 606566.9358 | 618420.7828 | 618680.6265 | 624702.1595 | 661562.5733 | 667959.5384 | 673215.7412
Scenario 3: Aggressive Fuel Sub | PG&E | Com | ComRefrig | Com ¦ Floating Head Pressure Controls - Cold | Com - Grocery | Energy Efficiency | 2014.7916 | 2160.4222 | 2194.9329 | 1980.1888 | 1778.3682 | 1922.2081 | 1992.0598 | 2030.953 | 2031.736 | 2051.4525 | 2172.5249 | 2193.4674 | 2210.6558
Scenario 3: Aggressive Fuel Sub | PG&E | Com | ComRefrig | Com ¦ Add Doors to Open Display Cases - Marine | Com - Grocery | Energy Efficiency | 11004279.2758 | 11164299.2556 | 11313043.4735 | 11433015.8295 | 11667477.9027 | 12174317.9003 | 12570268.7832 | 13019953.6727 | 13476111.1017 | 13949615.8886 | 14491005.7768 | 14971365.2918 | 15466982.9114
Scenario 3: Aggressive Fuel Sub | PG&E | Com | ComRefrig | Com ¦ Add Doors to Open Display Cases - Hot-Dry | Com - Grocery | Energy Efficiency | 8090327.0882 | 8190871.1974 | 8281366.2607 | 8347767.0305 | 8503478.5976 | 8873514.3279 | 9154066.7738 | 9475474.3276 | 9800202.5942 | 10136734.9506 | 10524985.616 | 10862653.4574 | 11210033.5031
Scenario 3: Aggressive Fuel Sub | PG&E | Com | ComRefrig | Com ¦ Add Doors to Open Display Cases - Cold | Com - Grocery | Energy Efficiency | 21266.9161 | 21598.9582 | 21911.5525 | 22172.4611 | 22647.787 | 23630.7618 | 24410.0347 | 25291.3555 | 26187.101 | 27117.6374 | 28176.9581 | 29125.9437 | 30106.4231
Scenario 3: Aggressive Fuel Sub | PG&E | Com | FoodServ | Com ¦ ENERGY STAR Dishwasher - Tier 2 | Com - Grocery | Energy Efficiency | 1842571.9204 | 1917507.0891 | 1994515.9081 | 2073883.3554 | 2158556.6167 | 2249741.775 | 2341307.7753 | 2435824.0614 | 2533676.9246 | 2636065.9465 | 2747151.1773 | 2861624.1044 | 2981723.48
Scenario 3: Aggressive Fuel Sub | PG&E | Com | FoodServ | Com ¦ ENERGY STAR Combination Oven - Electric | Com - Grocery | Energy Efficiency | 1398149.3061 | 1441189.7031 | 1479556.3102 | 1515970.9723 | 1562664.9781 | 1621162.0719 | 1663769.4892 | 1698085.3234 | 1725111.0717 | 1748765.5669 | 1786093.0172 | 1813716.3568 | 1839249.2848
Scenario 3: Aggressive Fuel Sub | PG&E | Com | FoodServ | Com ¦ ENERGY STAR Steamer - Electric | Com - Grocery | Energy Efficiency | 553490.3975 | 570528.9543 | 585717.2811 | 600132.8845 | 618617.8086 | 641775.2636 | 658642.4153 | 672227.1481 | 682925.9283 | 692290.1184 | 707067.0705 | 718002.4214 | 728110.2335
Scenario 3: Aggressive Fuel Sub | PG&E | Com | FoodServ | Com ¦ ENERGY STAR Conveyor Broiler - Gas | Com - Grocery | Energy Efficiency | 600966.643 | 625592.2952 | 650996.4825 | 677416.1185 | 705740.9462 | 736374.3916 | 767225.5176 | 798974.9952 | 831679.9947 | 865852.9741 | 902847.0268 | 941029.8285 | 981138.9797
Scenario 3: Aggressive Fuel Sub | PG&E | Com | FoodServ | Com ¦ ENERGY STAR Conveyor Oven - Gas | Com - Grocery | Energy Efficiency | 1678807.2111 | 1751164.6619 | 1827261.1477 | 1907294.0834 | 1991198.613 | 2079961.7562 | 2173384.3327 | 2271876.6425 | 2375440.4582 | 2484760.9375 | 2600189.6892 | 2722059.5754 | 2850912.7325
Scenario 3: Aggressive Fuel Sub | PG&E | Com | FoodServ | Com ¦ ENERGY STAR Convection Oven - Electric | Com - Grocery | Energy Efficiency | 4093035.5875 | 4269346.3105 | 4454869.0239 | 4649908.6798 | 4854399.2548 | 5070735.6076 | 5298439.0899 | 5538519.6748 | 5790843.1575 | 6057256.0044 | 6338596.3159 | 6635550.4103 | 6949586.4316
Scenario 3: Aggressive Fuel Sub | PG&E | Com | FoodServ | Com ¦ High Performance Conveyor Toaster | Com - Grocery | Energy Efficiency | 1105243.0357 | 1139266.6545 | 1169595.6223 | 1198381.5693 | 1235293.3815 | 1281535.5856 | 1315216.9321 | 1342343.7465 | 1363707.7167 | 1382406.6968 | 1411914.2067 | 1433750.5754 | 1453934.4647
Scenario 3: Aggressive Fuel Sub | PG&E | Com | FoodServ | Com ¦ ENERGY STAR Rack Oven - Gas | Com - Grocery | Energy Efficiency | 715615.3537 | 746458.7421 | 778895.9471 | 813011.1195 | 848776.6138 | 886613.1609 | 926435.8574 | 968419.5996 | 1012565.143 | 1059164.5458 | 1108367.6863 | 1160316.4515 | 1215241.9349
Scenario 3: Aggressive Fuel Sub | PG&E | Com | FoodServ | Com ¦ Electric Deck Oven (60% cooking efficiency) | Com - Grocery | Energy Efficiency | 147226.3238 | 151758.5146 | 155798.5513 | 159633.0465 | 164549.9655 | 170709.7597 | 175196.3574 | 178809.8442 | 181655.6788 | 184146.5174 | 188077.13 | 190985.8914 | 193674.5307
Scenario 3: Aggressive Fuel Sub | PG&E | Com | FoodServ | Com ¦ Demand Controlled Ventilation (DCV) Exhaust Hood | Com - Grocery | Energy Efficiency | 168370.3979 | 178726.7528 | 190959.5608 | 203377.767 | 214539.5067 | 230465.9006 | 245774.5912 | 261689.703 | 275651.0982 | 290902.5571 | 308156.2195 | 325296.5469 | 344238.6184
Scenario 3: Aggressive Fuel Sub | PG&E | Com | FoodServ | Com ¦ ENERGY STAR Ice Machine | Com - Grocery | Energy Efficiency | 128311.8841 | 132336.1176 | 135874.9124 | 139117.4821 | 143499.7634 | 149337.1327 | 153671.7289 | 157355.9206 | 160441.8678 | 163038.7315 | 166778.9138 | 169375.177 | 171736.9998
Scenario 3: Aggressive Fuel Sub | PG&E | Com | FoodServ | Com ¦ ENERGY STAR Fryer - Electric | Com - Grocery | Energy Efficiency | 443081.1268 | 456720.8629 | 468879.4496 | 480419.4543 | 495217.0389 | 513755.0864 | 527257.6089 | 538132.4836 | 546697.0903 | 554193.3286 | 566022.6009 | 574776.5876 | 582868.1114
Scenario 3: Aggressive Fuel Sub | PG&E | Com | FoodServ | Com ¦ Efficient Food Holding Cabinet | Com - Grocery | Energy Efficiency | 339404.1493 | 349852.3105 | 359165.8978 | 368005.6457 | 379340.7294 | 393541.0413 | 403884.0957 | 412214.348 | 418774.9142 | 424517.1005 | 433578.43 | 440284.063 | 446482.2434
Scenario 3: Aggressive Fuel Sub | PG&E | Com | FoodServ | Com ¦ ENERGY STAR Griddle - Electric | Com - Grocery | Energy Efficiency | 287722.3013 | 296579.4971 | 304474.8831 | 311968.5823 | 321577.6468 | 333615.6447 | 342383.7384 | 349445.5242 | 355007.0979 | 359874.9083 | 367556.4484 | 373240.9993 | 378495.3686
Scenario 3: Aggressive Fuel Sub | PG&E | Com | FoodServ | Com ¦ Demand Controlled Ventilation (DCV) Exhaust Hood - Retrofit | Com - Grocery | Energy Efficiency | 1095384.526 | 1153597.186 | 1185620.8117 | 1172217.8996 | 1180603.126 | 1257064.5825 | 1311948.3719 | 1360860.8766 | 1395105.2729 | 1426818.8016 | 1499800.0677 | 1548982.7658 | 1599257.8968
Scenario 3: Aggressive Fuel Sub | PG&E | Com | FoodServ | Com ¦ ENERGY STAR Fryer - Tier 2 Gas | Com - Grocery | Energy Efficiency | 78053.1091 | 83642.7974 | 90417.3954 | 97573.6224 | 104034.7644 | 112518.8547 | 121221.5819 | 130557.4288 | 139191.8423 | 148729.4734 | 159174.6278 | 170134.9864 | 182320.7736
Scenario 3: Aggressive Fuel Sub | PG&E | Com | FoodServ | Com ¦ ENERGY STAR Fryer - Fuel Sub | Com - Grocery | Fuel Substitution | 23612619.2649 | 24792808.5949 | 26100169.9256 | 27513322.635 | 28913898.0164 | 30298325.3411 | 31945138.404 | 33786140.3879 | 35815396.4561 | 38004458.9259 | 40191429.1113 | 42616776.9315 | 45215247.8816
Scenario 3: Aggressive Fuel Sub | PG&E | Com | FoodServ | Com ¦ ENERGY STAR Steamer - Gas | Com - Grocery | Energy Efficiency | 15267.8358 | 16363.6773 | 17692.0111 | 19095.6294 | 20363.7513 | 22028.4031 | 23736.4966 | 25569.2616 | 27265.357 | 29139.0631 | 31191.355 | 33345.4346 | 35740.5602
Scenario 3: Aggressive Fuel Sub | PG&E | Com | FoodServ | Com ¦ ENERGY STAR Steamer - Fuel Sub | Com - Grocery | Fuel Substitution | 2065259.7072 | 2161205.2927 | 2264969.9605 | 2375795.5859 | 2488508.5726 | 2603104.834 | 2732298.4532 | 2873202.0555 | 3025729.7229 | 3188800.0032 | 3355329.2915 | 3536379.4687 | 3729261.567
Scenario 3: Aggressive Fuel Sub | PG&E | Com | FoodServ | Com ¦ ENERGY STAR Convection Oven - Gas | Com - Grocery | Energy Efficiency | 21355.7364 | 22888.534 | 24746.528 | 26709.8254 | 28483.5985 | 30812.014 | 33201.1932 | 35764.7553 | 38137.1522 | 40757.9804 | 43628.6036 | 46641.6014 | 49991.76
Scenario 3: Aggressive Fuel Sub | PG&E | Com | FoodServ | Com ¦ ENERGY STAR Convection Oven - Fuel Sub | Com - Grocery | Fuel Substitution | 3893876.2261 | 4090989.9672 | 4310206.6995 | 4547619.8208 | 4781935.755 | 5012460.1079 | 5289113.904 | 5599597.1213 | 5942782.7191 | 6313497.7349 | 6682620.4422 | 7093220.5522 | 7533503.4343
Scenario 3: Aggressive Fuel Sub | PG&E | Com | FoodServ | Com ¦ ENERGY STAR Griddle - Gas | Com - Grocery | Energy Efficiency | 25286.2922 | 27101.2035 | 29301.164 | 31625.8093 | 33726.0481 | 36483.012 | 39311.9232 | 42347.3128 | 45156.353 | 48259.5486 | 51658.5144 | 55226.059 | 59192.8194
Scenario 3: Aggressive Fuel Sub | PG&E | Com | FoodServ | Com ¦ ENERGY STAR Griddle - Fuel Sub | Com - Grocery | Fuel Substitution | 5432596.2995 | 5715304.9546 | 6032347.2278 | 6377096.1023 | 6714362.4962 | 7042851.4428 | 7444536.9094 | 7899001.7307 | 8404215.1072 | 8951471.2875 | 9492651.8415 | 10098397.3452 | 10749058.1103
Scenario 3: Aggressive Fuel Sub | PG&E | Com | FoodServ | Com ¦ ENERGY STAR Combination Oven - Gas | Com - Grocery | Energy Efficiency | 557.4098 | 597.4176 | 645.9134 | 697.1578 | 743.4553 | 804.2297 | 866.5901 | 933.502 | 995.4244 | 1063.8311 | 1138.7577 | 1217.4005 | 1304.8435
Scenario 3: Aggressive Fuel Sub | PG&E | Com | FoodServ | Com ¦ ENERGY STAR Combination Oven - Fuel Sub | Com - Grocery | Fuel Substitution | 81673.1983 | 86378.5608 | 91806.6874 | 97788.4195 | 103470.8556 | 108815.2541 | 115782.3371 | 123872.7233 | 133028.7957 | 143031.711 | 152715.5499 | 163765.7842 | 175698.2564
Scenario 3: Aggressive Fuel Sub | PG&E | Com | FoodServ | Com ¦ ENERGY STAR Fryer - Tier 2 Gas - Panel Upgrade | Com - Grocery | Energy Efficiency | 128436.5975 | 137634.4444 | 148782.0633 | 160557.6538 | 171189.4801 | 185150.073 | 199470.4337 | 214832.5944 | 229040.5448 | 244734.7419 | 261922.2711 | 279957.5703 | 300009.3153
Scenario 3: Aggressive Fuel Sub | PG&E | Com | FoodServ | Com ¦ ENERGY STAR Fryer - Fuel Sub - Panel Upgrade | Com - Grocery | Fuel Substitution | 38854627.4677 | 40796632.1323 | 42947898.6606 | 45273245.1825 | 47577895.6778 | 49855974.503 | 52565809.7547 | 55595183.3895 | 58934329.6183 | 62536437.7035 | 66135102.9291 | 70126019.1836 | 74401810.0063
Scenario 3: Aggressive Fuel Sub | PG&E | Com | FoodServ | Com ¦ ENERGY STAR Steamer - Gas - Panel Upgrade | Com - Grocery | Energy Efficiency | 25123.2642 | 26926.4742 | 29112.251 | 31421.9087 | 33508.6066 | 36247.7956 | 39058.468 | 42074.2875 | 44865.2171 | 47948.4055 | 51325.4572 | 54870.0008 | 58811.1864
Scenario 3: Aggressive Fuel Sub | PG&E | Com | FoodServ | Com ¦ ENERGY STAR Steamer - Fuel Sub - Panel Upgrade | Com - Grocery | Fuel Substitution | 3398390.3119 | 3556269.0266 | 3727014.062 | 3909377.9217 | 4094847.4396 | 4283415.8909 | 4496004.3331 | 4727861.5833 | 4978846.2637 | 5247178.8412 | 5521203.2257 | 5819121.7712 | 6136509.7743
Scenario 3: Aggressive Fuel Sub | PG&E | Com | FoodServ | Com ¦ ENERGY STAR Convection Oven - Gas - Panel Upgrade | Com - Grocery | Energy Efficiency | 35140.9208 | 37663.1433 | 40720.4772 | 43951.0884 | 46869.8368 | 50701.2506 | 54632.6513 | 58850.9994 | 62754.7848 | 67067.3645 | 71790.9827 | 76748.8785 | 82261.5734
Scenario 3: Aggressive Fuel Sub | PG&E | Com | FoodServ | Com ¦ ENERGY STAR Convection Oven - Fuel Sub - Panel Upgrade | Com - Grocery | Fuel Substitution | 6407383.6313 | 6731734.8137 | 7092456.5267 | 7483120.4459 | 7868687.9354 | 8248016.368 | 8703250.9214 | 9214151.8768 | 9778864.686 | 10388877.2251 | 10996269.6166 | 11671913.1837 | 12396399.8311
Scenario 3: Aggressive Fuel Sub | PG&E | Com | FoodServ | Com ¦ ENERGY STAR Griddle - Gas - Panel Upgrade | Com - Grocery | Energy Efficiency | 41608.6606 | 44595.102 | 48215.1429 | 52040.3529 | 55496.3014 | 60032.8927 | 64687.8737 | 69682.6152 | 74304.8983 | 79411.2148 | 85004.2221 | 90874.6262 | 97401.9409
Scenario 3: Aggressive Fuel Sub | PG&E | Com | FoodServ | Com ¦ ENERGY STAR Griddle - Fuel Sub - Panel Upgrade | Com - Grocery | Fuel Substitution | 8939351.5827 | 9404549.4227 | 9926243.322 | 10493528.5069 | 11048501.2504 | 11589030.681 | 12250005.1789 | 12997828.2446 | 13829158.1922 | 14729669.6848 | 15620183.718 | 16616939.5469 | 17687603.5572
Scenario 3: Aggressive Fuel Sub | PG&E | Com | FoodServ | Com ¦ ENERGY STAR Combination Oven - Gas - Panel Upgrade | Com - Grocery | Energy Efficiency | 917.2192 | 983.0522 | 1062.8522 | 1147.1749 | 1223.3577 | 1323.3621 | 1425.9762 | 1536.0801 | 1637.9735 | 1750.5368 | 1873.8288 | 2003.2357 | 2147.1235
Scenario 3: Aggressive Fuel Sub | PG&E | Com | FoodServ | Com ¦ ENERGY STAR Combination Oven - Fuel Sub - Panel Upgrade | Com - Grocery | Fuel Substitution | 134393.4639 | 142136.1504 | 151068.1469 | 160911.1029 | 170261.5667 | 179055.7885 | 190520.142 | 203832.8939 | 218899.2352 | 235359.0589 | 251293.8413 | 269477.0311 | 289111.9456
Scenario 3: Aggressive Fuel Sub | PG&E | Com | Lighting | Com ¦ LED High and Low Bay - 155 lpw | Com - Grocery | Energy Efficiency | 11673614.776 | 11904219.8926 | 12102702.7066 | 12243434.4039 | 12545179.3628 | 13034571.1685 | 13296023.4137 | 13447189.0025 | 13508556.8597 | 13486684.5166 | 13625198.3444 | 13536524.6869 | 13371147.1634
Scenario 3: Aggressive Fuel Sub | PG&E | Com | Lighting | Com ¦ LED Fixtures and Retrofit Kits - 140 lpw - RET | Com - Grocery | Energy Efficiency | 646012.0736 | 667015.9332 | 685465.0785 | 701580.5642 | 721034.7708 | 742661.8337 | 755003.4964 | 763433.8753 | 769249.6881 | 772985.2485 | 783751.5151 | 790020.117 | 794260.8847
Scenario 3: Aggressive Fuel Sub | PG&E | Com | Lighting | Com ¦ LED Fixtures and Retrofit Kits - 140 lpw | Com - Grocery | Energy Efficiency | 1270966.9024 | 1309775.791 | 1342042.6693 | 1368066.941 | 1401214.9374 | 1439154.4615 | 1453948.1467 | 1458507.5856 | 1455661.3353 | 1446902.5259 | 1454088.9908 | 1449338.0236 | 1438615.3293
Scenario 3: Aggressive Fuel Sub | SCE | Com | BldgEnv | Com ¦ Com Wall Insulation (R14) - Marine | Com - Grocery | Energy Efficiency | 14495.2706 | 15279.9363 | 15977.2105 | 16656.9946 | 17741.2446 | 19046.4452 | 19876.734 | 20109.739 | 20312.4204 | 20477.7098 | 20556.4193 | 20328.054 | 20102.8153
Scenario 3: Aggressive Fuel Sub | SCE | Com | BldgEnv | Com ¦ Com Wall Insulation (R14) - Hot-Dry | Com - Grocery | Energy Efficiency | 59790.1553 | 63026.7479 | 65902.8675 | 68706.844 | 73179.163 | 78562.8601 | 81987.6389 | 82948.7389 | 83784.76 | 84466.5465 | 84791.208 | 83849.2458 | 82920.1803
Scenario 3: Aggressive Fuel Sub | SCE | Com | BldgEnv | Com ¦ Com Wall Insulation (R14) - Cold | Com - Grocery | Energy Efficiency | 1804.3199 | 1901.9923 | 1988.7865 | 2073.4036 | 2208.3672 | 2370.834 | 2474.1854 | 2503.189 | 2528.4181 | 2548.9927 | 2558.7902 | 2530.3641 | 2502.3272
Scenario 3: Aggressive Fuel Sub | SCE | Com | HVAC | Com ¦ Small Unitary AC (SEER 18) - Marine | Com - Grocery | Energy Efficiency | 5177089.3864 | 5349800.8588 | 5500743.2643 | 5634400.5209 | 5805205.3446 | 6007451.0871 | 6125255.6684 | 6164360.8489 | 6201649.2253 | 6234213.1143 | 6281321.2088 | 6292469.8792 | 6306073.9749
Scenario 3: Aggressive Fuel Sub | SCE | Com | HVAC | Com ¦ Small Unitary AC (SEER 18) - Hot-Dry | Com - Grocery | Energy Efficiency | 23861616.1251 | 24657657.0174 | 25353362.5514 | 25969399.4618 | 26756652.4587 | 27688819.1475 | 28231789.8185 | 28412028.7009 | 28583893.789 | 28733983.3395 | 28951108.2879 | 29002493.3955 | 29065195.7526
Scenario 3: Aggressive Fuel Sub | SCE | Com | HVAC | Com ¦ Small Unitary AC (SEER 18) - Cold | Com - Grocery | Energy Efficiency | 305148.9106 | 315328.9005 | 324225.7743 | 332103.8237 | 342171.4316 | 354092.2356 | 361035.8939 | 363340.8383 | 365538.6964 | 367458.0828 | 370234.7364 | 370891.8633 | 371693.7183
Scenario 3: Aggressive Fuel Sub | SCE | Com | HVAC | Com ¦ Large Unitary Heat Pump (EER 10.0, COP 3.3) - Marine | Com - Grocery | Energy Efficiency | 86773.9751 | 89668.8181 | 92198.7865 | 94439.0359 | 97301.9213 | 100691.7926 | 102666.333 | 103321.7808 | 103946.7769 | 104492.5851 | 105282.171 | 105469.0355 | 105697.0558
Scenario 3: Aggressive Fuel Sub | SCE | Com | HVAC | Com ¦ Large Unitary Heat Pump (EER 10.0, COP 3.3) - Hot-Dry | Com - Grocery | Energy Efficiency | 485651.9154 | 501853.617 | 516013.208 | 528551.3154 | 544574.1583 | 563546.4079 | 574597.4091 | 578265.7842 | 581763.7287 | 584818.4789 | 589237.5906 | 590283.4241 | 591559.5958
Scenario 3: Aggressive Fuel Sub | SCE | Com | HVAC | Com ¦ Large Unitary Heat Pump (EER 10.0, COP 3.3) - Cold | Com - Grocery | Energy Efficiency | 2435.6626 | 2516.9181 | 2587.9319 | 2650.8136 | 2731.172 | 2826.3225 | 2881.7459 | 2900.1437 | 2917.6868 | 2933.0071 | 2955.17 | 2960.4151 | 2966.8154
Scenario 3: Aggressive Fuel Sub | SCE | Com | HVAC | Com ¦ Large Unitary AC (EER 11.5) - Marine | Com - Grocery | Energy Efficiency | 1336879.311 | 1381478.5785 | 1420456.4218 | 1454970.7228 | 1499077.6365 | 1551303.5358 | 1581724.2019 | 1591822.329 | 1601451.303 | 1609860.273 | 1622024.9919 | 1624903.912 | 1628416.8964
Scenario 3: Aggressive Fuel Sub | SCE | Com | HVAC | Com ¦ Large Unitary AC (EER 11.5) - Hot-Dry | Com - Grocery | Energy Efficiency | 8245884.6267 | 8520973.3433 | 8761389.0611 | 8974273.606 | 9246325.48 | 9568455.3361 | 9756090.3012 | 9818375.6478 | 9877767.2531 | 9929633.8622 | 10004665.9667 | 10022423.1742 | 10044091.2959
Scenario 3: Aggressive Fuel Sub | SCE | Com | HVAC | Com ¦ Large Unitary AC (EER 11.5) - Cold | Com - Grocery | Energy Efficiency | 53388.9671 | 55170.0619 | 56726.6622 | 58105.0087 | 59866.4411 | 61952.1094 | 63166.9745 | 63570.2484 | 63954.7865 | 64290.603 | 64776.4074 | 64891.3785 | 65031.6714
Scenario 3: Aggressive Fuel Sub | SCE | Com | HVAC | Com ¦ Variable Refrigerant Flow (VRF) Heat Pump - Hot-Dry | Com - Grocery | Energy Efficiency | 329579.1851 | 341370.9912 | 351947.1419 | 361613.9042 | 373696.6923 | 387030.5286 | 394839.0089 | 397714.583 | 400457.7991 | 402839.7848 | 406236.5222 | 407321.5871 | 408535.2187
Scenario 3: Aggressive Fuel Sub | SCE | Com | HVAC | Com ¦ Variable Refrigerant Flow (VRF) Heat Pump - Marine | Com - Grocery | Energy Efficiency | 81455.515 | 84369.8606 | 86983.7568 | 89372.8977 | 92359.1595 | 95654.6179 | 97584.4843 | 98295.1826 | 98973.1686 | 99561.8765 | 100401.3804 | 100669.5542 | 100969.5034
Scenario 3: Aggressive Fuel Sub | SCE | Com | HVAC | Com ¦ Variable Refrigerant Flow (VRF) Heat Pump - Cold | Com - Grocery | Energy Efficiency | 4152.4898 | 4301.0591 | 4434.312 | 4556.1071 | 4708.3426 | 4876.3405 | 4974.7224 | 5010.9529 | 5045.5156 | 5075.5272 | 5118.3239 | 5131.995 | 5147.286
Scenario 3: Aggressive Fuel Sub | SCE | Com | HVAC | Com ¦ HVAC Energy Management System (Elec SC and Gas SH) - Marine | Com - Grocery | Energy Efficiency | 421917.1629 | 439984.5183 | 466210.6263 | 489831.9362 | 523462.6288 | 563360.5877 | 591058.9414 | 601260.5111 | 610465.709 | 617839.1681 | 628181.5477 | 629022.6855 | 629296.8868
Scenario 3: Aggressive Fuel Sub | SCE | Com | HVAC | Com ¦ HVAC Energy Management System (Elec SC and Gas SH) - Hot-Dry | Com - Grocery | Energy Efficiency | 1737228.9217 | 1811620.6153 | 1919605.6831 | 2016865.5871 | 2155338.7683 | 2319617.1961 | 2433664.183 | 2475668.7835 | 2513570.8587 | 2543930.8145 | 2586515.195 | 2589978.5499 | 2591107.5638
Scenario 3: Aggressive Fuel Sub | SCE | Com | HVAC | Com ¦ HVAC Energy Management System (Elec SC and Gas SH) - Cold | Com - Grocery | Energy Efficiency | 25842.7086 | 26949.3462 | 28555.7128 | 30002.5339 | 32062.4363 | 34506.213 | 36202.7557 | 36827.6087 | 37391.4332 | 37843.0625 | 38476.5402 | 38528.0604 | 38544.8554
Scenario 3: Aggressive Fuel Sub | SCE | Com | HVAC | Com ¦ HVAC Fan Variable Frequency Drive (VFD) - Marine | Com - Grocery | Energy Efficiency | 4214.2546 | 4391.6564 | 4656.3109 | 4892.419 | 5228.6773 | 5629.7836 | 5908.5354 | 6006.0354 | 6094.2848 | 6165.0296 | 6265.156 | 6268.8666 | 6266.3885
Scenario 3: Aggressive Fuel Sub | SCE | Com | HVAC | Com ¦ HVAC Fan Variable Frequency Drive (VFD) - Hot-Dry | Com - Grocery | Energy Efficiency | 18007.5137 | 18765.5517 | 19896.4207 | 20905.3107 | 22342.1431 | 24056.0703 | 25247.1772 | 25663.7947 | 26040.8845 | 26343.1769 | 26771.0172 | 26786.8729 | 26776.284
Scenario 3: Aggressive Fuel Sub | SCE | Com | HVAC | Com ¦ Economizer - Hot-Dry | Com - Grocery | Energy Efficiency | 49924.4079 | 53566.4187 | 56451.0878 | 53222.1663 | 50849.8038 | 62058.117 | 72374.9736 | 73333.0567 | 74641.2718 | 73890.674 | 78755.1461 | 79047.5771 | 79203.247
Scenario 3: Aggressive Fuel Sub | SCE | Com | HVAC | Com ¦ Economizer - Cold | Com - Grocery | Energy Efficiency | 746.0197 | 800.4422 | 843.5478 | 795.2981 | 759.8479 | 927.3335 | 1081.4982 | 1095.8148 | 1115.3634 | 1104.1473 | 1176.837 | 1181.2068 | 1183.533
Scenario 3: Aggressive Fuel Sub | SCE | Com | WaterHeat | Com ¦ Com Heat Pump Water Heater (3.3 UEF - 50 Gal) - Marine | Com - Grocery | Energy Efficiency | 2196585.9835 | 2305096.7907 | 2412176.1906 | 2518206.5023 | 2639606.6929 | 2755839.8267 | 2829357.7266 | 2868035.398 | 2901484.7149 | 2926311.0044 | 2969873.4742 | 3000715.8117 | 3028246.9249
Scenario 3: Aggressive Fuel Sub | SCE | Com | WaterHeat | Com ¦ Com Heat Pump Water Heater (3.3 UEF - 50 Gal) - Hot-Dry | Com - Grocery | Energy Efficiency | 8669096.2343 | 9097742.9194 | 9520733.9516 | 9939576.807 | 10419147.8201 | 10878301.7532 | 11168673.6379 | 11321377.1359 | 11453421.1907 | 11551392.5813 | 11723394.7368 | 11845134.8136 | 11953789.5867
Scenario 3: Aggressive Fuel Sub | SCE | Com | WaterHeat | Com ¦ Com Heat Pump Water Heater (3.3 UEF - 50 Gal) - Cold | Com - Grocery | Energy Efficiency | 147087.8384 | 154342.1226 | 161500.7491 | 168589.3601 | 176705.106 | 184475.592 | 189391.7908 | 191980.0128 | 194218.8838 | 195881.5596 | 198796.2739 | 200861.0309 | 202704.5743
Scenario 3: Aggressive Fuel Sub | SCE | Com | WaterHeat | Com ¦ Faucet Aerators (Elec WH) - Marine | Com - Grocery | Energy Efficiency | 6992.6927 | 7356.6794 | 7453.58 | 7630.2379 | 8658.6586 | 10041.0817 | 10791.831 | 11069.8977 | 11100.8082 | 11156.5514 | 11591.0995 | 11856.5362 | 12121.666
Scenario 3: Aggressive Fuel Sub | SCE | Com | WaterHeat | Com ¦ Faucet Aerators (Elec WH) - Hot-Dry | Com - Grocery | Energy Efficiency | 27689.0108 | 29130.2915 | 29513.9894 | 30213.5029 | 34285.7467 | 39759.7368 | 42732.4834 | 43833.546 | 43955.9424 | 44176.6693 | 45897.3521 | 46948.4035 | 47998.24
Scenario 3: Aggressive Fuel Sub | SCE | Com | WaterHeat | Com ¦ Faucet Aerators (Elec WH) - Cold | Com - Grocery | Energy Efficiency | 574.1251 | 604.0097 | 611.9656 | 626.4698 | 710.9068 | 824.4087 | 886.0479 | 908.8782 | 911.4161 | 915.9928 | 951.6707 | 973.464 | 995.2321
Scenario 3: Aggressive Fuel Sub | SCE | Com | ComRefrig | Com ¦ Efficient Refrigerated Display Case - Marine | Com - Grocery | Energy Efficiency | 7733036.0015 | 8121704.7476 | 8501359.4353 | 8883716.6953 | 9330739.4449 | 9763904.117 | 10044332.2129 | 10199904.8068 | 10327426.6012 | 10412482.9823 | 10566096.538 | 10672848.182 | 10767248.9051
Scenario 3: Aggressive Fuel Sub | SCE | Com | ComRefrig | Com ¦ Efficient Refrigerated Display Case - Hot-Dry | Com - Grocery | Energy Efficiency | 31624239.61 | 33213699.8885 | 34766297.1882 | 36329946.6531 | 38158045.5449 | 39929471.8486 | 41076282.1434 | 41712496.0426 | 42233996.2376 | 42581834.1856 | 43210036.601 | 43646597.2957 | 44032648.917
Scenario 3: Aggressive Fuel Sub | SCE | Com | ComRefrig | Com ¦ Efficient Refrigerated Display Case - Cold | Com - Grocery | Energy Efficiency | 425989.1716 | 447399.7375 | 468313.7467 | 489376.6323 | 514001.7408 | 537863.4505 | 553311.3718 | 561881.3876 | 568906.1711 | 573591.6655 | 582053.7639 | 587934.3837 | 593134.6292
Scenario 3: Aggressive Fuel Sub | SCE | Com | ComRefrig | Com ¦ Refrigerated Display Case LED Lighting | Com - Grocery | Energy Efficiency | 28980487.4104 | 30225131.2668 | 31405304.2604 | 32523759.9226 | 33771093.6773 | 34966633.8479 | 35743174.9662 | 36190403.1657 | 36614418.9375 | 36949867.1394 | 37487700.7309 | 37888618.3626 | 38253257.2019
Scenario 3: Aggressive Fuel Sub | SCE | Com | ComRefrig | Com ¦ Efficient EC or PMS Motor Retrofit - Marine | Com - Grocery | Energy Efficiency | 2393134.5441 | 2469231.9299 | 2535418.3977 | 2593404.7473 | 2668641.8353 | 2759028.3775 | 2811091.9805 | 2825274.3765 | 2839462.8927 | 2852933.2505 | 2870981.9807 | 2871673.2324 | 2874095.7045
Scenario 3: Aggressive Fuel Sub | SCE | Com | ComRefrig | Com ¦ Efficient EC or PMS Motor Retrofit - Hot-Dry | Com - Grocery | Energy Efficiency | 9849039.2589 | 10162221.0403 | 10434614.0496 | 10673259.1499 | 10982900.3424 | 11354889.7088 | 11569159.5129 | 11627527.7207 | 11685921.1167 | 11741358.9035 | 11815639.1622 | 11818484.0356 | 11828453.8149
Scenario 3: Aggressive Fuel Sub | SCE | Com | ComRefrig | Com ¦ Efficient EC or PMS Motor Retrofit - Cold | Com - Grocery | Energy Efficiency | 143728.283 | 148298.5845 | 152273.6504 | 155756.2287 | 160274.862 | 165703.3501 | 168830.2167 | 169681.9913 | 170534.1336 | 171343.1443 | 172427.1255 | 172468.6411 | 172614.1314
Scenario 3: Aggressive Fuel Sub | SCE | Com | ComRefrig | Com ¦ Walk-in Anti Sweat Heat Controls - Marine | Com - Grocery | Energy Efficiency | 869918.779 | 930676.308 | 962403.8154 | 901226.6763 | 889386.9686 | 1079587.2326 | 1235641.4316 | 1247652.0992 | 1258733.0532 | 1266216.3072 | 1339380.1185 | 1339069.9148 | 1336248.7587
Scenario 3: Aggressive Fuel Sub | SCE | Com | ComRefrig | Com ¦ Walk-in Anti Sweat Heat Controls - Hot-Dry | Com - Grocery | Energy Efficiency | 3507739.2775 | 3752729.4717 | 3880663.0522 | 3633980.8804 | 3586240.0928 | 4353177.1364 | 4982428.3451 | 5030858.4876 | 5075539.7826 | 5105714.2134 | 5400729.7722 | 5399478.95 | 5388103.3132
Scenario 3: Aggressive Fuel Sub | SCE | Com | ComRefrig | Com ¦ Walk-in Anti Sweat Heat Controls - Cold | Com - Grocery | Energy Efficiency | 67625.3582 | 72348.4999 | 74814.9187 | 70059.1575 | 69138.7676 | 83924.4709 | 96055.7427 | 96989.4226 | 97850.8289 | 98432.5587 | 104120.1345 | 104096.02 | 103876.7102
Scenario 3: Aggressive Fuel Sub | SCE | Com | ComRefrig | Com ¦ Efficient Refrigeration Compressor - Marine | Com - Grocery | Energy Efficiency | 593321.8195 | 612188.389 | 628597.778 | 642974.1391 | 661627.418 | 684036.6502 | 696944.6046 | 700460.7984 | 703978.5097 | 707318.1703 | 711792.9314 | 711964.3111 | 712564.9065
Scenario 3: Aggressive Fuel Sub | SCE | Com | ComRefrig | Com ¦ Efficient Refrigeration Compressor - Hot-Dry | Com - Grocery | Energy Efficiency | 2956513.8026 | 3050525.6382 | 3132293.3792 | 3203930.5729 | 3296879.584 | 3408544.4548 | 3472864.5998 | 3490385.7414 | 3507914.4442 | 3524555.9234 | 3546853.5916 | 3547707.5742 | 3550700.3321
Scenario 3: Aggressive Fuel Sub | SCE | Com | ComRefrig | Com ¦ Efficient Refrigeration Compressor - Cold | Com - Grocery | Energy Efficiency | 46633.5397 | 48116.4026 | 49406.1376 | 50536.0819 | 52002.1807 | 53763.4876 | 54778.019 | 55054.3826 | 55330.8655 | 55593.3541 | 55945.0586 | 55958.5286 | 56005.7338
Scenario 3: Aggressive Fuel Sub | SCE | Com | ComRefrig | Com ¦ Floating Head Pressure Controls - Marine | Com - Grocery | Energy Efficiency | 242698.0267 | 258884.4182 | 262601.7391 | 246267.544 | 253785.069 | 305906.2802 | 341272.7107 | 344730.0271 | 346778.486 | 353074.4174 | 369375.8541 | 369173.9 | 368308.7907
Scenario 3: Aggressive Fuel Sub | SCE | Com | ComRefrig | Com ¦ Floating Head Pressure Controls - Hot-Dry | Com - Grocery | Energy Efficiency | 969930.8149 | 1034618.9383 | 1049475.0301 | 984196.2168 | 1014239.6382 | 1222539.5144 | 1363879.7271 | 1377696.7235 | 1385883.2894 | 1411044.6717 | 1476192.5677 | 1475385.4682 | 1471928.1011
Scenario 3: Aggressive Fuel Sub | SCE | Com | ComRefrig | Com ¦ Floating Head Pressure Controls - Cold | Com - Grocery | Energy Efficiency | 22004.9761 | 23472.5659 | 23809.6084 | 22328.6175 | 23010.2174 | 27735.9502 | 30942.5582 | 31256.0267 | 31441.7566 | 32012.5969 | 33490.6177 | 33472.3069 | 33393.869
Scenario 3: Aggressive Fuel Sub | SCE | Com | ComRefrig | Com ¦ Add Doors to Open Display Cases - Marine | Com - Grocery | Energy Efficiency | 2013658.9201 | 2021069.9355 | 2083752.8821 | 2209962.8491 | 2391124.3801 | 2624747.4447 | 2746486.0366 | 2801062.4213 | 2851938.6656 | 2895456.5058 | 2944776.0606 | 2943161.5171 | 2934163.1549
Scenario 3: Aggressive Fuel Sub | SCE | Com | ComRefrig | Com ¦ Add Doors to Open Display Cases - Hot-Dry | Com - Grocery | Energy Efficiency | 7699622.107 | 7727959.5865 | 7967640.198 | 8450228.9035 | 9142935.7545 | 10036239.6278 | 10501731.1488 | 10710414.722 | 10904950.0781 | 11071349.1248 | 11259932.1715 | 11253758.646 | 11219351.633
Scenario 3: Aggressive Fuel Sub | SCE | Com | ComRefrig | Com ¦ Add Doors to Open Display Cases - Cold | Com - Grocery | Energy Efficiency | 101464.8387 | 101838.2671 | 104996.7539 | 111356.2589 | 120484.6795 | 132256.5472 | 138390.7473 | 141140.7582 | 143704.3254 | 145897.1151 | 148382.2434 | 148300.8893 | 147847.4772
Scenario 3: Aggressive Fuel Sub | SCE | Com | FoodServ | Com ¦ ENERGY STAR Dishwasher - Tier 2 | Com - Grocery | Energy Efficiency | 545552.8184 | 568833.4238 | 590865.2912 | 611958.674 | 636118.8886 | 659465.1289 | 674146.6793 | 681822.488 | 688997.4123 | 694593.1125 | 703524.5641 | 709321.9811 | 714631.8894
Scenario 3: Aggressive Fuel Sub | SCE | Com | FoodServ | Com ¦ ENERGY STAR Combination Oven - Electric | Com - Grocery | Energy Efficiency | 1923222.8576 | 2015507.1896 | 2104398.816 | 2193277.0796 | 2298282.8229 | 2402543.7471 | 2469653.9374 | 2503343.6211 | 2530171.4757 | 2547757.8362 | 2579295.7707 | 2597432.1746 | 2613607.0363
Scenario 3: Aggressive Fuel Sub | SCE | Com | FoodServ | Com ¦ ENERGY STAR Steamer - Electric | Com - Grocery | Energy Efficiency | 761353.1539 | 797886.0845 | 833075.9326 | 868260.4907 | 909829.4922 | 951103.6394 | 977670.792 | 991007.6483 | 1001628.0877 | 1008590.0635 | 1021075.0991 | 1028254.8226 | 1034658.0233
Scenario 3: Aggressive Fuel Sub | SCE | Com | FoodServ | Com ¦ ENERGY STAR Conveyor Broiler - Gas | Com - Grocery | Energy Efficiency | 141165.3333 | 147939.0405 | 154463.7217 | 160987.4221 | 168694.886 | 176347.6799 | 181273.5949 | 183746.4313 | 185715.6067 | 187006.4526 | 189321.3497 | 190652.5691 | 191839.8105
Scenario 3: Aggressive Fuel Sub | SCE | Com | FoodServ | Com ¦ High Performance Conveyor Toaster | Com - Grocery | Energy Efficiency | 1520315.9349 | 1593267.096 | 1663536.3088 | 1733794.9581 | 1816802.4495 | 1899221.1582 | 1952272.0521 | 1978903.8918 | 2000111.4262 | 2014013.5198 | 2038944.3925 | 2053281.2977 | 2066067.5955
Scenario 3: Aggressive Fuel Sub | SCE | Com | FoodServ | Com ¦ Electric Deck Oven (60% cooking efficiency) | Com - Grocery | Energy Efficiency | 202517.0201 | 212234.6396 | 221595.0043 | 230953.9618 | 242011.1569 | 252989.9218 | 260056.6825 | 263604.2352 | 266429.2313 | 268281.0902 | 271602.0618 | 273511.8407 | 275215.0676
Scenario 3: Aggressive Fuel Sub | SCE | Com | FoodServ | Com ¦ Demand Controlled Ventilation (DCV) Exhaust Hood | Com - Grocery | Energy Efficiency | 134751.9016 | 143186.1156 | 149925.2812 | 157864.0493 | 168935.6361 | 179972.7226 | 187418.6156 | 194279.1669 | 200277.5543 | 205049.9385 | 211039.943 | 215131.8128 | 219436.6874
Scenario 3: Aggressive Fuel Sub | SCE | Com | FoodServ | Com ¦ ENERGY STAR Ice Machine | Com - Grocery | Energy Efficiency | 174291.4748 | 183597.6161 | 192574.7229 | 201443.5428 | 212110.1211 | 223064.0921 | 230350.548 | 234309.4678 | 237731.9752 | 239988.4395 | 243157.7108 | 244588.6956 | 245797.1881
Scenario 3: Aggressive Fuel Sub | SCE | Com | FoodServ | Com ¦ ENERGY STAR Fryer - Electric | Com - Grocery | Energy Efficiency | 609479.7938 | 638725.2011 | 666895.4414 | 695061.447 | 728338.3387 | 761379.1932 | 782646.7779 | 793323.222 | 801825.1152 | 807398.3286 | 817392.8717 | 823140.3969 | 828266.2986
Scenario 3: Aggressive Fuel Sub | SCE | Com | FoodServ | Com ¦ Efficient Food Holding Cabinet | Com - Grocery | Energy Efficiency | 466867.0327 | 489269.2791 | 510847.9379 | 532423.3529 | 557913.7528 | 583223.3461 | 599514.5082 | 607692.761 | 614205.288 | 618474.4199 | 626130.3303 | 630532.9865 | 634459.4736
Scenario 3: Aggressive Fuel Sub | SCE | Com | FoodServ | Com ¦ ENERGY STAR Griddle - Electric | Com - Grocery | Energy Efficiency | 395776.1193 | 414767.1242 | 433059.9512 | 451350.0282 | 472958.9465 | 494414.59 | 508225.0596 | 515157.991 | 520678.8406 | 524297.902 | 530788.0294 | 534520.283 | 537848.8749
Scenario 3: Aggressive Fuel Sub | SCE | Com | FoodServ | Com ¦ Demand Controlled Ventilation (DCV) Exhaust Hood - Retrofit | Com - Grocery | Energy Efficiency | 676547.2602 | 721216.2895 | 732201.6723 | 695071.4099 | 733320.0351 | 884507.4925 | 983822.7622 | 998444.5467 | 1006217.3185 | 1018438.5244 | 1065549.3043 | 1069367.0958 | 1071417.0152
Scenario 3: Aggressive Fuel Sub | SCE | Com | Lighting | Com ¦ LED High and Low Bay - 155 lpw | Com - Grocery | Energy Efficiency | 29681710.6726 | 31234562.4781 | 32832282.6543 | 34407071.7044 | 36305240.5281 | 38238991.0377 | 39536727.6788 | 40241632.3892 | 40873910.5363 | 41313907.6612 | 41932670.5043 | 42188712.2192 | 42354533.1654
Scenario 3: Aggressive Fuel Sub | SCE | Com | Lighting | Com ¦ LED Fixtures and Retrofit Kits - 140 lpw - RET | Com - Grocery | Energy Efficiency | 1358410.2626 | 1420345.5255 | 1479994.4925 | 1537235.0098 | 1601465.7776 | 1662135.1011 | 1700120.0096 | 1721135.7865 | 1740952.6073 | 1756294.2255 | 1781743.7378 | 1800447.9965 | 1817271.061
Scenario 3: Aggressive Fuel Sub | SCE | Com | Lighting | Com ¦ LED Fixtures and Retrofit Kits - 140 lpw | Com - Grocery | Energy Efficiency | 3266705.6923 | 3417002.7128 | 3561377.0439 | 3700583.473 | 3857450.466 | 4005530.3321 | 4098555.9347 | 4151374.287 | 4201008.9395 | 4239446.0097 | 4302574.8795 | 4349159.5459 | 4391279.5676
Scenario 3: Aggressive Fuel Sub | SCG | Com | BldgEnv | Com ¦ Com Wall Insulation (R14) - Marine | Com - Grocery | Energy Efficiency | 1188768.6846 | 1240093.5878 | 1293747.0069 | 1350085.8806 | 1409294.5757 | 1471540.3415 | 1537005.4302 | 1605982.7702 | 1678631.1736 | 1755192.7577 | 1835944.0308 | 1921118.6756 | 2011043.7552
Scenario 3: Aggressive Fuel Sub | SCG | Com | BldgEnv | Com ¦ Com Wall Insulation (R14) - Hot-Dry | Com - Grocery | Energy Efficiency | 645329.4982 | 673191.499 | 702317.5472 | 732901.409 | 765043.1687 | 798833.6187 | 834371.6956 | 871816.417 | 911253.995 | 952815.8642 | 996652.1288 | 1042889.6445 | 1091705.9595
Scenario 3: Aggressive Fuel Sub | SCG | Com | BldgEnv | Com ¦ Com Wall Insulation (R14) - Cold | Com - Grocery | Energy Efficiency | 6745.7571 | 7037.0041 | 7341.4645 | 7661.1637 | 7997.1478 | 8350.3661 | 8721.8527 | 9113.2698 | 9525.5186 | 9959.973 | 10418.2022 | 10901.5321 | 11411.8187
Scenario 3: Aggressive Fuel Sub | SCG | Com | HVAC | Com ¦ HVAC Energy Management System (Elec SC and Gas SH) - Marine | Com - Grocery | Energy Efficiency | 1506608.9166 | 1572972.4554 | 1641759.751 | 1714458.3609 | 1791212.0902 | 1872107.7135 | 1956819.4676 | 2046620.9239 | 2140723.8345 | 2239527.3649 | 2344129.5305 | 2454163.3206 | 2570523.8938
Scenario 3: Aggressive Fuel Sub | SCG | Com | HVAC | Com ¦ HVAC Energy Management System (Elec SC and Gas SH) - Hot-Dry | Com - Grocery | Energy Efficiency | 7634235.2229 | 7970510.191 | 8319066.7334 | 8687442.5493 | 9076366.322 | 9486277.7525 | 9915526.146 | 10370564.8976 | 10847399.8262 | 11348053.5682 | 11878089.9488 | 12435649.2639 | 13025267.4302
Scenario 3: Aggressive Fuel Sub | SCG | Com | HVAC | Com ¦ HVAC Energy Management System (Elec SC and Gas SH) - Cold | Com - Grocery | Energy Efficiency | 27827.9567 | 29053.7304 | 30324.2724 | 31667.0587 | 33084.7454 | 34578.9354 | 36143.6115 | 37802.2974 | 39540.4338 | 41365.3934 | 43297.4572 | 45329.8463 | 47479.0948
Scenario 3: Aggressive Fuel Sub | SCG | Com | HVAC | Com ¦ Com High Eff. Furnace (95 AFUE) - ZEAS 2030 - Marine | Com - Grocery | Energy Efficiency | 19333.7234 | 20212.634 | 21134.5135 | 22108.2387 | 23136.5761 | 0 | 0 | 0 | 0 | 0 | 0 | 0 | 0
Scenario 3: Aggressive Fuel Sub | SCG | Com | HVAC | Com ¦ Com High Eff. Furnace (95 AFUE) - ZEAS 2030 - Hot-Dry | Com - Grocery | Energy Efficiency | 99608.7683 | 104136.9805 | 108886.5721 | 113903.276 | 119201.3463 | 0 | 0 | 0 | 0 | 0 | 0 | 0 | 0
Scenario 3: Aggressive Fuel Sub | SCG | Com | HVAC | Com ¦ Com High Eff. Furnace (95 AFUE) - ZEAS 2030 - Cold | Com - Grocery | Energy Efficiency | 1235.3505 | 1291.5095 | 1350.414 | 1412.6313 | 1478.3381 | 0 | 0 | 0 | 0 | 0 | 0 | 0 | 0
Scenario 3: Aggressive Fuel Sub | SCG | Com | WaterHeat | Com ¦ Com Hot Water Tank Insulation - Marine | Com - Grocery | Energy Efficiency | 10660.6848 | 11118.0115 | 11593.0563 | 12090.4236 | 12611.8153 | 13158.7643 | 13733.5191 | 14338.2396 | 14974.5799 | 15644.2611 | 16348.9449 | 17091.8084 | 17876.2439
Scenario 3: Aggressive Fuel Sub | SCG | Com | WaterHeat | Com ¦ Com Hot Water Tank Insulation - Hot-Dry | Com - Grocery | Energy Efficiency | 57825.1101 | 60305.7167 | 62882.4293 | 65580.2219 | 68408.3266 | 71375.058 | 74492.612 | 77772.7043 | 81224.3065 | 84856.7553 | 88679.0632 | 92708.4633 | 96963.3559
Scenario 3: Aggressive Fuel Sub | SCG | Com | WaterHeat | Com ¦ Com Hot Water Tank Insulation - Cold | Com - Grocery | Energy Efficiency | 144.7518 | 150.9614 | 157.4116 | 164.1649 | 171.2444 | 178.6709 | 186.475 | 194.686 | 203.3263 | 212.4193 | 221.9875 | 232.0742 | 242.7253
Scenario 3: Aggressive Fuel Sub | SCG | Com | WaterHeat | Com ¦ Faucet Aerators (Gas WH) - Marine | Com - Grocery | Energy Efficiency | 58988.4819 | 61519.3435 | 64147.2759 | 66898.5728 | 69782.6821 | 72807.752 | 75986.528 | 79330.8868 | 82850.2089 | 86553.9807 | 90450.7896 | 94558.4059 | 98895.9663
Scenario 3: Aggressive Fuel Sub | SCG | Com | WaterHeat | Com ¦ Faucet Aerators (Gas WH) - Hot-Dry | Com - Grocery | Energy Efficiency | 314565.5803 | 328061.8075 | 342075.68 | 356747.4143 | 372127.3912 | 388259.0638 | 405210.3986 | 423044.7308 | 441812.0826 | 461563.0425 | 482343.4037 | 504247.929 | 527378.6683
Scenario 3: Aggressive Fuel Sub | SCG | Com | WaterHeat | Com ¦ Faucet Aerators (Gas WH) - Cold | Com - Grocery | Energy Efficiency | 939.261 | 979.5594 | 1021.4034 | 1065.2117 | 1111.1348 | 1159.3023 | 1209.9173 | 1263.1688 | 1319.2062 | 1378.1806 | 1440.2286 | 1505.6333 | 1574.6994
Scenario 3: Aggressive Fuel Sub | SCG | Com | WaterHeat | Com ¦ Com Water Heating Controls (Gas WH) - Marine | Com - Grocery | Energy Efficiency | 1068906.1823 | 1114815.0877 | 1162742.9494 | 1213001.4014 | 1265765.5984 | 1321212.664 | 1379518.8778 | 1440867.3397 | 1505456.9533 | 1573519.0092 | 1645270.7908 | 1720961.4777 | 1800854.6785
Scenario 3: Aggressive Fuel Sub | SCG | Com | WaterHeat | Com ¦ Com Water Heating Controls (Gas WH) - Hot-Dry | Com - Grocery | Energy Efficiency | 5780204.2146 | 6028460.659 | 6287634.7877 | 6559411.7878 | 6844738.825 | 7144573.7101 | 7459869.6902 | 7791616.8949 | 8140890.9129 | 8508942.4677 | 8896946.5389 | 9306250.5866 | 9738280.0982
Scenario 3: Aggressive Fuel Sub | SCG | Com | WaterHeat | Com ¦ Com Water Heating Controls (Gas WH) - Cold | Com - Grocery | Energy Efficiency | 14440.9619 | 15061.1929 | 15708.7 | 16387.6936 | 17100.5398 | 17849.6317 | 18637.3508 | 19466.1708 | 20338.7788 | 21258.2997 | 22227.6689 | 23250.2529 | 24329.613
Scenario 3: Aggressive Fuel Sub | SCG | Com | WaterHeat | Com ¦ Low-flow Pre-Rinse Spray Valve - Marine | Com - Grocery | Energy Efficiency | 18412.0708 | 19210.1295 | 20040.91 | 20914.6296 | 21833.818 | 22800.7672 | 23815.8748 | 24886.9274 | 26012.4617 | 27196.8034 | 28447.29 | 29764.9436 | 31156.684
Scenario 3: Aggressive Fuel Sub | SCG | Com | WaterHeat | Com ¦ Low-flow Pre-Rinse Spray Valve - Hot-Dry | Com - Grocery | Energy Efficiency | 99342.1052 | 103648.0211 | 108130.4873 | 112844.631 | 117804.1007 | 123021.2632 | 128498.2639 | 134277.1155 | 140349.9225 | 146740.0233 | 153487.0086 | 160596.3927 | 168105.5111
Scenario 3: Aggressive Fuel Sub | SCG | Com | WaterHeat | Com ¦ Low-flow Pre-Rinse Spray Valve - Cold | Com - Grocery | Energy Efficiency | 264.4316 | 275.8932 | 287.8248 | 300.373 | 313.5743 | 327.4615 | 342.0403 | 357.4226 | 373.5874 | 390.5967 | 408.556 | 427.48 | 447.468
Scenario 3: Aggressive Fuel Sub | SCG | Com | WaterHeat | Com ¦ Com Hot Water Pipe Insulation - Marine | Com - Grocery | Energy Efficiency | 2362126.5428 | 2463420.3143 | 2568989.2317 | 2679578.8444 | 2795603.0601 | 2917443.8698 | 3045543.8766 | 3180340.9391 | 3322161.7169 | 3471483.4437 | 3628815.9627 | 3794771.9276 | 3969972.8101
Scenario 3: Aggressive Fuel Sub | SCG | Com | WaterHeat | Com ¦ Com Hot Water Pipe Insulation - Hot-Dry | Com - Grocery | Energy Efficiency | 10657828.6716 | 11114862.4687 | 11591185.5674 | 12090161.8598 | 12613658.8828 | 13163400.1655 | 13741382.7166 | 14349582.1382 | 14989472.3068 | 15663206.4837 | 16373085.062 | 17121872.3128 | 17912372.2947
Scenario 3: Aggressive Fuel Sub | SCG | Com | WaterHeat | Com ¦ Com Hot Water Pipe Insulation - Cold | Com - Grocery | Energy Efficiency | 29304.8296 | 30561.4925 | 31871.1933 | 33243.1815 | 34682.5921 | 36194.164 | 37783.3883 | 39455.697 | 41215.1429 | 43067.6464 | 45019.5328 | 47078.4027 | 49251.9662
Scenario 3: Aggressive Fuel Sub | SCG | Com | WaterHeat | Com ¦ Efficient Gas Water Heating Boiler (0.92 UEF) - ZEAS 2030 - Marine | Com - Grocery | Energy Efficiency | 257227.9691 | 268921.5464 | 281186.8099 | 294141.8597 | 307823.5052 | 0 | 0 | 0 | 0 | 0 | 0 | 0 | 0
Scenario 3: Aggressive Fuel Sub | SCG | Com | WaterHeat | Com ¦ Efficient Gas Water Heating Boiler (0.92 UEF) - ZEAS 2030 - Hot-Dry | Com - Grocery | Energy Efficiency | 1404098.5018 | 1467928.7856 | 1534879.663 | 1605595.7907 | 1680278.0973 | 0 | 0 | 0 | 0 | 0 | 0 | 0 | 0
Scenario 3: Aggressive Fuel Sub | SCG | Com | WaterHeat | Com ¦ Efficient Gas Water Heating Boiler (0.92 UEF) - ZEAS 2030 - Cold | Com - Grocery | Energy Efficiency | 3561.0077 | 3722.891 | 3892.6886 | 4072.0355 | 4261.4412 | 0 | 0 | 0 | 0 | 0 | 0 | 0 | 0
Scenario 3: Aggressive Fuel Sub | SCG | Com | ComRefrig | Com ¦ Add Doors to Open Display Cases - Marine | Com - Grocery | Energy Efficiency | 3260140.7956 | 3399974.0324 | 3545787.5853 | 3698556.5693 | 3858881.7803 | 4027265.4858 | 4204329.8995 | 4390639.9197 | 4586656.1764 | 4793095.8173 | 5010660.6642 | 5240165.3293 | 5482438.5869
Scenario 3: Aggressive Fuel Sub | SCG | Com | ComRefrig | Com ¦ Add Doors to Open Display Cases - Hot-Dry | Com - Grocery | Energy Efficiency | 16204106.9855 | 16899129.9523 | 17623877.3051 | 18383195.7263 | 19180071.3931 | 20017000.762 | 20897076.4654 | 21823106.2566 | 22797379.637 | 23823461.0971 | 24904838.9504 | 26045562.1218 | 27249749.9255
Scenario 3: Aggressive Fuel Sub | SCG | Com | ComRefrig | Com ¦ Add Doors to Open Display Cases - Cold | Com - Grocery | Energy Efficiency | 38032.901 | 39664.1998 | 41365.2651 | 43147.4727 | 45017.8314 | 46982.2008 | 49047.8396 | 51221.3379 | 53508.0695 | 55916.4006 | 58454.5187 | 61131.927 | 63958.2942
Scenario 3: Aggressive Fuel Sub | SCG | Com | FoodServ | Com ¦ ENERGY STAR Dishwasher - Tier 2 | Com - Grocery | Energy Efficiency | 2641431.0603 | 2759382.6507 | 2882921.228 | 3013270.2212 | 3150795.1326 | 3295829.8473 | 3448471.0056 | 3609898.692 | 3779916.1927 | 3959133.1694 | 4148651.8691 | 4348639.1682 | 4560053.5864
Scenario 3: Aggressive Fuel Sub | SCG | Com | FoodServ | Com ¦ ENERGY STAR Conveyor Broiler - Gas | Com - Grocery | Energy Efficiency | 963882.8236 | 1006469.3851 | 1051024.465 | 1098005.9453 | 1147544.5319 | 1199756.5369 | 1254673.6023 | 1312722.4881 | 1373825.9 | 1438199.9858 | 1506240.5311 | 1578006.4308 | 1653871.8699
Scenario 3: Aggressive Fuel Sub | SCG | Com | FoodServ | Com ¦ ENERGY STAR Conveyor Oven - Gas | Com - Grocery | Energy Efficiency | 2185408.9438 | 2281965.3407 | 2382984.954 | 2489505.9384 | 2601824.6432 | 2720204.7822 | 2844718.0974 | 2976332.1808 | 3114871.7828 | 3260826.9752 | 3415095.1213 | 3577809.7534 | 3749819.2602
Scenario 3: Aggressive Fuel Sub | SCG | Com | FoodServ | Com ¦ ENERGY STAR Rack Oven - Gas | Com - Grocery | Energy Efficiency | 931561.5183 | 972720.0501 | 1015781.0912 | 1061187.1697 | 1109064.6085 | 1159525.8197 | 1212601.384 | 1268703.7513 | 1327758.2191 | 1389973.6872 | 1455732.6697 | 1525092.0864 | 1598413.5752
Scenario 3: Aggressive Fuel Sub | SCG | Com | FoodServ | Com ¦ Demand Controlled Ventilation (DCV) Exhaust Hood | Com - Grocery | Energy Efficiency | 98996.614 | 106006.7595 | 112500.909 | 120254.5084 | 129112.0501 | 138818.5681 | 148433.6759 | 159666.2348 | 170754.2842 | 181841.1439 | 194266.0753 | 206855.528 | 220506.2899
Scenario 3: Aggressive Fuel Sub | SCG | Com | FoodServ | Com ¦ Demand Controlled Ventilation (DCV) Exhaust Hood - Retrofit | Com - Grocery | Energy Efficiency | 499597.9335 | 521083.2688 | 543321.8149 | 566591.8627 | 590984.4022 | 616558.3314 | 643415.9995 | 671674.4494 | 701404.7881 | 732702.204 | 765619.2515 | 800290.887 | 836903.0051
Scenario 3: Aggressive Fuel Sub | SCG | Com | FoodServ | Com ¦ ENERGY STAR Fryer - Tier 2 Gas | Com - Grocery | Energy Efficiency | 181965.6957 | 194735.8917 | 206533.9737 | 220623.337 | 236715.2476 | 254338.374 | 271767.7796 | 292130.3723 | 312198.1547 | 332233.6797 | 354681.9136 | 377397.6291 | 402023.4035
Scenario 3: Aggressive Fuel Sub | SCG | Com | FoodServ | Com ¦ ENERGY STAR Steamer - Gas | Com - Grocery | Energy Efficiency | 35582.2821 | 38084.7137 | 40398.4384 | 43161.4947 | 46317.4516 | 49774.2127 | 53194.3028 | 57189.9204 | 61129.3298 | 65063.8595 | 69472.4796 | 73935.1612 | 78773.7269
Scenario 3: Aggressive Fuel Sub | SCG | Com | FoodServ | Com ¦ ENERGY STAR Convection Oven - Gas | Com - Grocery | Energy Efficiency | 49770.3701 | 53270.6219 | 56506.9217 | 60371.7198 | 64786.0837 | 69621.1947 | 74405.0124 | 79993.8434 | 85504.054 | 91007.4391 | 97173.9534 | 103416.0857 | 110183.9824
Scenario 3: Aggressive Fuel Sub | SCG | Com | FoodServ | Com ¦ ENERGY STAR Griddle - Gas | Com - Grocery | Energy Efficiency | 58930.6823 | 63075.1608 | 66907.1065 | 71483.2265 | 76710.0608 | 82435.0813 | 88099.3679 | 94716.8318 | 101241.205 | 107757.4964 | 115058.9671 | 122449.9733 | 130463.5116
Scenario 3: Aggressive Fuel Sub | SCG | Com | FoodServ | Com ¦ ENERGY STAR Combination Oven - Gas | Com - Grocery | Energy Efficiency | 1299.065 | 1390.4257 | 1474.8969 | 1575.7727 | 1690.9927 | 1817.1948 | 1942.058 | 2087.9331 | 2231.756 | 2375.4008 | 2536.3541 | 2699.2811 | 2875.9311
Scenario 3: Aggressive Fuel Sub | SCG | Com | FoodServ | Com ¦ ENERGY STAR Fryer - Tier 2 Gas - Panel Upgrade | Com - Grocery | Energy Efficiency | 299425.0337 | 320438.4249 | 339852.2001 | 363036.2846 | 389515.5662 | 418514.4674 | 447194.6003 | 480701.3004 | 513722.8894 | 546691.3989 | 583630.0271 | 621008.7972 | 661530.574
Scenario 3: Aggressive Fuel Sub | SCG | Com | FoodServ | Com ¦ ENERGY STAR Steamer - Gas - Panel Upgrade | Com - Grocery | Energy Efficiency | 58550.7393 | 62668.4972 | 66475.7372 | 71022.3537 | 76215.4891 | 81903.5987 | 87531.3661 | 94106.1653 | 100588.474 | 107062.753 | 114317.149 | 121660.5033 | 129622.3761
Scenario 3: Aggressive Fuel Sub | SCG | Com | FoodServ | Com ¦ ENERGY STAR Convection Oven - Gas - Panel Upgrade | Com - Grocery | Energy Efficiency | 81897.2756 | 87656.9493 | 92982.2892 | 99341.8247 | 106605.6721 | 114561.86 | 122433.6447 | 131630.081 | 140697.147 | 149752.9817 | 159899.9974 | 170171.4426 | 181308.0345
Scenario 3: Aggressive Fuel Sub | SCG | Com | FoodServ | Com ¦ ENERGY STAR Griddle - Gas - Panel Upgrade | Com - Grocery | Energy Efficiency | 96970.5936 | 103790.3439 | 110095.8207 | 117625.8384 | 126226.608 | 135647.1443 | 144967.7429 | 155856.7973 | 166592.6706 | 177315.2454 | 189329.8347 | 201491.755 | 214678.0536
Scenario 3: Aggressive Fuel Sub | SCG | Com | FoodServ | Com ¦ ENERGY STAR Combination Oven - Gas - Panel Upgrade | Com - Grocery | Energy Efficiency | 2137.6149 | 2287.9491 | 2426.9468 | 2592.9381 | 2782.533 | 2990.1988 | 3195.6617 | 3435.6994 | 3672.3605 | 3908.7284 | 4173.5774 | 4441.6741 | 4732.3523
Scenario 3: Aggressive Fuel Sub | SDG&E | Com | BldgEnv | Com ¦ Com Wall Insulation (R14) - Marine | Com - Grocery | Energy Efficiency | 66114.9087 | 68862.1783 | 71723.1019 | 74724.0718 | 77887.6007 | 81262.836 | 84810.8967 | 88535.3822 | 92450.5336 | 96579.9567 | 100925.8455 | 105492.7709 | 110318.1714
Scenario 3: Aggressive Fuel Sub | SDG&E | Com | BldgEnv | Com ¦ Com Wall Insulation (R14) - Hot-Dry | Com - Grocery | Energy Efficiency | 71484.8844 | 74223.7304 | 77033.0163 | 79955.5795 | 83121.8763 | 86672.0311 | 90391.5237 | 94255.1613 | 98307.4016 | 102570.1972 | 107035.65 | 111646.0145 | 116521.2713
Scenario 3: Aggressive Fuel Sub | SDG&E | Com | HVAC | Com ¦ Small Unitary AC (SEER 18) - Marine | Com - Grocery | Energy Efficiency | 980681.4388 | 987261.5096 | 986667.3502 | 979723.3458 | 977812.6205 | 993332.4345 | 1001397.5299 | 1003127.5264 | 1004117.836 | 1003966.7923 | 1006862.3125 | 1001276.1284 | 996080.7174
Scenario 3: Aggressive Fuel Sub | SDG&E | Com | HVAC | Com ¦ Small Unitary AC (SEER 18) - Hot-Dry | Com - Grocery | Energy Efficiency | 5028906.7521 | 5050691.5641 | 5032648.2837 | 4979132.2847 | 4952353.0937 | 5019680.3793 | 5045386.0403 | 5035546.0993 | 5020681.886 | 4998400.4012 | 4991576.8858 | 4937178.198 | 4883514.2196
Scenario 3: Aggressive Fuel Sub | SDG&E | Com | HVAC | Com ¦ Large Unitary Heat Pump (EER 10.0, COP 3.3) - Marine | Com - Grocery | Energy Efficiency | 16753.2815 | 16877.4188 | 16881.977 | 16780.9138 | 16764.9272 | 17042.0794 | 17195.2092 | 17243.1151 | 17279.5923 | 17298.1059 | 17368.8263 | 17298.6541 | 17236.4023
Scenario 3: Aggressive Fuel Sub | SDG&E | Com | HVAC | Com ¦ Large Unitary Heat Pump (EER 10.0, COP 3.3) - Hot-Dry | Com - Grocery | Energy Efficiency | 79916.0336 | 80508.1898 | 80529.9332 | 80047.8445 | 79971.5855 | 81293.6491 | 82024.1045 | 82252.6242 | 82426.6267 | 82514.9394 | 82852.2881 | 82517.5544 | 82220.6028
Scenario 3: Aggressive Fuel Sub | SDG&E | Com | HVAC | Com ¦ Large Unitary AC (EER 11.5) - Marine | Com - Grocery | Energy Efficiency | 258108.6718 | 260021.1874 | 260091.413 | 258534.3878 | 258288.0906 | 262558.023 | 264917.2101 | 265655.2712 | 266217.2557 | 266502.4833 | 267592.0348 | 266510.9292 | 265551.8501
Scenario 3: Aggressive Fuel Sub | SDG&E | Com | HVAC | Com ¦ Large Unitary AC (EER 11.5) - Hot-Dry | Com - Grocery | Energy Efficiency | 1168803.4632 | 1177463.9814 | 1177781.9867 | 1170731.2495 | 1169615.9322 | 1188951.6321 | 1199634.8298 | 1202977.0208 | 1205521.8767 | 1206813.4838 | 1211747.342 | 1206851.7296 | 1202508.6948
Scenario 3: Aggressive Fuel Sub | SDG&E | Com | HVAC | Com ¦ Variable Refrigerant Flow (VRF) Heat Pump - Hot-Dry | Com - Grocery | Energy Efficiency | 184741.696 | 186530.75 | 187064.5884 | 186533.1538 | 186994.9798 | 190341.9119 | 192205.6332 | 192928.8724 | 193502.4142 | 193816.6955 | 194780.1663 | 194153.912 | 193602.353
Scenario 3: Aggressive Fuel Sub | SDG&E | Com | HVAC | Com ¦ Variable Refrigerant Flow (VRF) Heat Pump - Marine | Com - Grocery | Energy Efficiency | 34031.9311 | 34361.4992 | 34459.8395 | 34361.942 | 34447.0166 | 35063.567 | 35406.8898 | 35540.1203 | 35645.7745 | 35703.6694 | 35881.1538 | 35765.7892 | 35664.1846
Scenario 3: Aggressive Fuel Sub | SDG&E | Com | HVAC | Com ¦ HVAC Energy Management System (Elec SC and Gas SH) - Marine | Com - Grocery | Energy Efficiency | 400397.6539 | 413450.7726 | 426613.3273 | 439607.183 | 454569.1964 | 474055.1056 | 494283.389 | 514038.5524 | 534324.2145 | 555426.4677 | 578147.3872 | 600055.0426 | 623194.44
Scenario 3: Aggressive Fuel Sub | SDG&E | Com | HVAC | Com ¦ HVAC Energy Management System (Elec SC and Gas SH) - Hot-Dry | Com - Grocery | Energy Efficiency | 2644438.5362 | 2737237.0787 | 2831654.498 | 2926869.4745 | 3033003.2378 | 3164185.8703 | 3300857.2632 | 3436848.6297 | 3577077.9764 | 3723804.4739 | 3880726.7604 | 4035985.4327 | 4200199.5677
Scenario 3: Aggressive Fuel Sub | SDG&E | Com | HVAC | Com ¦ HVAC Fan Variable Frequency Drive (VFD) - Marine | Com - Grocery | Energy Efficiency | 169.1612 | 131.1019 | 87.3952 | 31.0181 | 0 | 0 | 0 | 0 | 0 | 0 | 0 | 0 | 0
Scenario 3: Aggressive Fuel Sub | SDG&E | Com | HVAC | Com ¦ HVAC Fan Variable Frequency Drive (VFD) - Hot-Dry | Com - Grocery | Energy Efficiency | 732.4616 | 527.4547 | 292.6907 | 0 | 0 | 0 | 0 | 0 | 0 | 0 | 0 | 0 | 0
Scenario 3: Aggressive Fuel Sub | SDG&E | Com | HVAC | Com ¦ Economizer - Hot-Dry | Com - Grocery | Energy Efficiency | 13860.3327 | 14809.9154 | 15513.5084 | 14606.5512 | 12207.3303 | 13333.7253 | 14329.3897 | 14512.0118 | 14794.1558 | 14503.0465 | 15744.03 | 15738.7168 | 15697.9014
Scenario 3: Aggressive Fuel Sub | SDG&E | Com | HVAC | Com ¦ Large Packaged Heat Pump (IEER 14.0) - Fuel Sub - ZEAS 2030 - Marine | Com - Grocery | Fuel Substitution | 806776.0928 | 856328.0356 | 911173.8887 | 971239.197 | 1032218.8323 | -32488.2451 | -32847.6782 | -33250.6948 | -33662.3525 | -34088.4766 | -34496.3814 | -34964.1122 | -35434.5601
Scenario 3: Aggressive Fuel Sub | SDG&E | Com | HVAC | Com ¦ Large Packaged Heat Pump (IEER 14.0) - Fuel Sub - ZEAS 2030 - Hot-Dry | Com - Grocery | Fuel Substitution | 4278377.8852 | 4542292.5258 | 4834574.2807 | 5154808.3093 | 5479789.7801 | -178289.5845 | -180252.1003 | -182413.1116 | -184616.6012 | -186888.6283 | -189083.2549 | -191549.0869 | -194031.1097
Scenario 3: Aggressive Fuel Sub | SDG&E | Com | HVAC | Com ¦ Large Packaged Heat Pump (IEER 14.0) - Fuel Sub - Panel Upgrade - ZEAS 2030 - Marine | Com - Grocery | Fuel Substitution | 184349.3283 | 195672.0081 | 208204.3529 | 221929.3497 | 235863.2713 | -7423.6039 | -7505.7348 | -7597.8246 | -7691.8889 | -7789.2588 | -7882.4655 | -7989.3426 | -8096.8405
Scenario 3: Aggressive Fuel Sub | SDG&E | Com | HVAC | Com ¦ Large Packaged Heat Pump (IEER 14.0) - Fuel Sub - Panel Upgrade - ZEAS 2030 - Hot-Dry | Com - Grocery | Fuel Substitution | 977614.6028 | 1037919.4224 | 1104706.1624 | 1177880.0314 | 1252138.6967 | -40739.3891 | -41187.8264 | -41681.6201 | -42185.1202 | -42704.2811 | -43205.756 | -43769.2017 | -44336.3469
Scenario 3: Aggressive Fuel Sub | SDG&E | Com | HVAC | Com ¦ Small Packaged Heat Pump (SEER 18) - Fuel Sub - ZEAS 2030 - Marine | Com - Grocery | Fuel Substitution | 260735.5892 | 271524.9096 | 282698.1365 | 294320.711 | 306687.6738 | 61602.2532 | 62163.0771 | 62314.8362 | 62423.2485 | 62427.9317 | 62671.0284 | 62337.3273 | 62024.2514
Scenario 3: Aggressive Fuel Sub | SDG&E | Com | HVAC | Com ¦ Small Packaged Heat Pump (SEER 18) - Fuel Sub - ZEAS 2030 - Hot-Dry | Com - Grocery | Fuel Substitution | 1360579.2155 | 1416867.0989 | 1475150.5455 | 1535771.7966 | 1600282.2376 | 315166.7774 | 318034.5054 | 318800.8444 | 319344.4127 | 319355.0401 | 320590.2435 | 318862.4533 | 317240.5083
Scenario 3: Aggressive Fuel Sub | SDG&E | Com | HVAC | Com ¦ Small Packaged Heat Pump (SEER 18) - Fuel Sub - Panel Upgrade - ZEAS 2030 - Marine | Com - Grocery | Fuel Substitution | 59578.4025 | 62043.7754 | 64596.8715 | 67252.644 | 70078.5102 | 14076.1905 | 14204.3395 | 14239.0166 | 14263.789 | 14264.8591 | 14320.407 | 14244.1559 | 14172.6176
Scenario 3: Aggressive Fuel Sub | SDG&E | Com | HVAC | Com ¦ Small Packaged Heat Pump (SEER 18) - Fuel Sub - Panel Upgrade - ZEAS 2030 - Hot-Dry | Com - Grocery | Fuel Substitution | 310894.0222 | 323755.8727 | 337073.7119 | 350925.7422 | 365666.4572 | 72015.9958 | 72671.2752 | 72846.3846 | 72970.5906 | 72973.019 | 73255.2645 | 72860.4623 | 72489.8459
Scenario 3: Aggressive Fuel Sub | SDG&E | Com | HVAC | Com ¦ Com High Eff. Furnace (95 AFUE) - ZEAS 2030 - Hot-Dry | Com - Grocery | Energy Efficiency | 26149.5388 | 27317.6262 | 28543.9352 | 29839.9698 | 31197.8477 | 0 | 0 | 0 | 0 | 0 | 0 | 0 | 0
Scenario 3: Aggressive Fuel Sub | SDG&E | Com | WaterHeat | Com ¦ Com Heat Pump Water Heater (3.3 UEF - 50 Gal) - Marine | Com - Grocery | Energy Efficiency | 467793.1744 | 483085.4336 | 497306.9507 | 510414.5838 | 525869.3809 | 543833.3088 | 555543.0756 | 562965.0094 | 569066.7293 | 573221.1153 | 581763.3613 | 587495.5726 | 592416.2845
Scenario 3: Aggressive Fuel Sub | SDG&E | Com | WaterHeat | Com ¦ Com Heat Pump Water Heater (3.3 UEF - 50 Gal) - Hot-Dry | Com - Grocery | Energy Efficiency | 2474685.8011 | 2555591.0731 | 2630831.1971 | 2700177.8368 | 2781943.018 | 2876983.4757 | 2938934.0638 | 2978198.3524 | 3010477.6046 | 3032453.7143 | 3077645.31 | 3107969.3775 | 3133999.8469
Scenario 3: Aggressive Fuel Sub | SDG&E | Com | WaterHeat | Com ¦ Com Hot Water Tank Insulation - Hot-Dry | Com - Grocery | Energy Efficiency | 15180.8245 | 15817.583 | 16478.8926 | 17171.101 | 17896.5597 | 18657.3878 | 19456.6898 | 20297.4492 | 21181.9535 | 22112.5832 | 23091.6371 | 24123.5015 | 25212.8599
Scenario 3: Aggressive Fuel Sub | SDG&E | Com | WaterHeat | Com ¦ Faucet Aerators (Gas WH) - Hot-Dry | Com - Grocery | Energy Efficiency | 83860.1617 | 87378.0153 | 91030.1531 | 94852.7618 | 98858.8718 | 103059.7292 | 107472.9016 | 112114.7671 | 116998.2735 | 122136.5193 | 127541.3688 | 133237.3124 | 139250.7248
Scenario 3: Aggressive Fuel Sub | SDG&E | Com | WaterHeat | Com ¦ Faucet Aerators (Elec WH) - Marine | Com - Grocery | Energy Efficiency | 1672.1718 | 1758.9737 | 1773.4423 | 1736.803 | 1824.9686 | 2006.0295 | 2104.6706 | 2164.0397 | 2163.4421 | 2166.3163 | 2260.3626 | 2317.9476 | 2375.5104
Scenario 3: Aggressive Fuel Sub | SDG&E | Com | WaterHeat | Com ¦ Faucet Aerators (Elec WH) - Hot-Dry | Com - Grocery | Energy Efficiency | 8828.9739 | 9287.2832 | 9363.6766 | 9170.2233 | 9635.7325 | 10591.7244 | 11112.5436 | 11426.0091 | 11422.854 | 11438.0296 | 11934.5888 | 12238.6347 | 12542.563
Scenario 3: Aggressive Fuel Sub | SDG&E | Com | WaterHeat | Com ¦ Com Water Heating Controls (Gas WH) - Hot-Dry | Com - Grocery | Energy Efficiency | 1514675.8796 | 1578339.3484 | 1644787.8432 | 1714449.687 | 1787565.9618 | 1864380.4767 | 1945135.9652 | 2030084.5742 | 2119500.126 | 2213700.9508 | 2312986.2278 | 2417698.9977 | 2528202.1809
Scenario 3: Aggressive Fuel Sub | SDG&E | Com | WaterHeat | Com ¦ Low-flow Pre-Rinse Spray Valve - Hot-Dry | Com - Grocery | Energy Efficiency | 25522.1554 | 26605.2446 | 27733.8321 | 28921.4747 | 30160.4113 | 31472.2865 | 32852.2265 | 34302.3231 | 35823.198 | 37430.7443 | 39122.7281 | 40909.0922 | 42798.2275
Scenario 3: Aggressive Fuel Sub | SDG&E | Com | WaterHeat | Com ¦ Com Hot Water Pipe Insulation - Hot-Dry | Com - Grocery | Energy Efficiency | 2918600.4352 | 3041030.3896 | 3168600.7702 | 3302204.4392 | 3442337.7214 | 3589458.8606 | 3744098.681 | 3906782.4702 | 4077902.6491 | 4258031.7326 | 4447781.2982 | 4647886.0369 | 4859091.3756
Scenario 3: Aggressive Fuel Sub | SDG&E | Com | WaterHeat | Com ¦ Com Heat Pump Water Heater (100+ Gal, 200+ kBtuh - 4.3 COP) - Fuel Sub - ZEAS 2030 - Marine | Com - Grocery | Fuel Substitution | 93212.3419 | 97811.6725 | 102787.4806 | 108179.7756 | 113707.7681 | 0 | 0 | 0 | 0 | 0 | 0 | 0 | 0
Scenario 3: Aggressive Fuel Sub | SDG&E | Com | WaterHeat | Com ¦ Com Heat Pump Water Heater (100+ Gal, 200+ kBtuh - 4.3 COP) - Fuel Sub - ZEAS 2030 - Hot-Dry | Com - Grocery | Fuel Substitution | 494388.5103 | 518789.7489 | 545189.8851 | 573801.3776 | 603131.4654 | 0 | 0 | 0 | 0 | 0 | 0 | 0 | 0
Scenario 3: Aggressive Fuel Sub | SDG&E | Com | WaterHeat | Com ¦ Com Heat Pump Water Heater (100+ Gal, 200+ kBtuh - 4.3 COP) - Fuel Sub - Panel Upgrade - ZEAS 2030 - Marine | Com - Grocery | Fuel Substitution | 77335.5144 | 81151.4426 | 85279.7229 | 89753.55 | 94339.9614 | 0 | 0 | 0 | 0 | 0 | 0 | 0 | 0
Scenario 3: Aggressive Fuel Sub | SDG&E | Com | WaterHeat | Com ¦ Com Heat Pump Water Heater (100+ Gal, 200+ kBtuh - 4.3 COP) - Fuel Sub - Panel Upgrade - ZEAS 2030 - Hot-Dry | Com - Grocery | Fuel Substitution | 410179.4783 | 430424.462 | 452327.8717 | 476065.9781 | 500400.2817 | 0 | 0 | 0 | 0 | 0 | 0 | 0 | 0
Scenario 3: Aggressive Fuel Sub | SDG&E | Com | WaterHeat | Com ¦ Efficient Gas Water Heating Boiler (0.92 UEF) - ZEAS 2030 - Hot-Dry | Com - Grocery | Energy Efficiency | 365979.4015 | 382321.1532 | 399476.26 | 417605.7706 | 436601.2907 | 0 | 0 | 0 | 0 | 0 | 0 | 0 | 0
Scenario 3: Aggressive Fuel Sub | SDG&E | Com | ComRefrig | Com ¦ Efficient Refrigerated Display Case - Marine | Com - Grocery | Energy Efficiency | 1529792.9983 | 1578276.0218 | 1621689.3091 | 1662214.727 | 1713185.2855 | 1774167.9473 | 1812790.0779 | 1836030.8121 | 1852018.0387 | 1857803.8602 | 1879208.671 | 1889755.0065 | 1896732.3248
Scenario 3: Aggressive Fuel Sub | SDG&E | Com | ComRefrig | Com ¦ Efficient Refrigerated Display Case - Hot-Dry | Com - Grocery | Energy Efficiency | 8103800.728 | 8361114.046 | 8591793.7739 | 8807357.6303 | 9078060.3663 | 9401654.9592 | 9607524.0227 | 9732453.056 | 9819278.5816 | 9852490.2153 | 9968163.0276 | 10026772.3295 | 10066749.1239
Scenario 3: Aggressive Fuel Sub | SDG&E | Com | ComRefrig | Com ¦ Refrigerated Display Case LED Lighting | Com - Grocery | Energy Efficiency | 7441149.2588 | 7660099.635 | 7850024.9977 | 8010533.5 | 8194467.8756 | 8409668.7756 | 8553964.952 | 8657347.026 | 8753553.9492 | 8823570.0044 | 8952252.7752 | 9043248.0752 | 9122874.9899
Scenario 3: Aggressive Fuel Sub | SDG&E | Com | ComRefrig | Com ¦ Efficient EC or PMS Motor Retrofit - Marine | Com - Grocery | Energy Efficiency | 446060.6063 | 448109.2004 | 446916.828 | 442871.1704 | 441279.4833 | 447456.4051 | 450615.3899 | 451164.3992 | 451545.8913 | 451527.7552 | 452695.0254 | 449767.0189 | 447105.0283
Scenario 3: Aggressive Fuel Sub | SDG&E | Com | ComRefrig | Com ¦ Efficient EC or PMS Motor Retrofit - Hot-Dry | Com - Grocery | Energy Efficiency | 2374314.8992 | 2385219.2638 | 2378872.4416 | 2357338.0018 | 2348865.6862 | 2381744.5306 | 2398559.3417 | 2401481.637 | 2403512.2635 | 2403415.7276 | 2409628.9352 | 2394043.5877 | 2379874.2039
Scenario 3: Aggressive Fuel Sub | SDG&E | Com | ComRefrig | Com ¦ Walk-in Anti Sweat Heat Controls - Marine | Com - Grocery | Energy Efficiency | 142904.3318 | 153499.0025 | 157410.8599 | 137425.327 | 106636.7031 | 117895.1249 | 126244.4554 | 125252.7651 | 123807.2755 | 120152.7879 | 132322.9919 | 127465.6368 | 121809.6242
Scenario 3: Aggressive Fuel Sub | SDG&E | Com | ComRefrig | Com ¦ Walk-in Anti Sweat Heat Controls - Hot-Dry | Com - Grocery | Energy Efficiency | 867172.478 | 929306.2567 | 954129.5579 | 845337.5082 | 676229.6504 | 742605.129 | 792865.0651 | 791028.838 | 786844.1909 | 770502.1193 | 842939.3202 | 820303.2314 | 793450.4777
Scenario 3: Aggressive Fuel Sub | SDG&E | Com | ComRefrig | Com ¦ Efficient Refrigeration Compressor - Marine | Com - Grocery | Energy Efficiency | 109570.4208 | 110034.0335 | 109691.9078 | 108639.9623 | 108193.8437 | 109671.0262 | 110397.0579 | 110472.8917 | 110503.8858 | 110432.2823 | 110650.8357 | 109850.0818 | 109111.0711
Scenario 3: Aggressive Fuel Sub | SDG&E | Com | ComRefrig | Com ¦ Efficient Refrigeration Compressor - Hot-Dry | Com - Grocery | Energy Efficiency | 582442.2469 | 584906.6677 | 583088.034 | 577496.2189 | 575124.7915 | 582977.0337 | 586836.3921 | 587239.5011 | 587404.2561 | 587023.6344 | 588185.3961 | 583928.8378 | 580000.4866
Scenario 3: Aggressive Fuel Sub | SDG&E | Com | ComRefrig | Com ¦ Floating Head Pressure Controls - Marine | Com - Grocery | Energy Efficiency | 56340.6614 | 59806.213 | 60525.3511 | 54753.477 | 49288.4006 | 53157.7511 | 55819.9981 | 56489.8157 | 56732.1355 | 57741.7243 | 61257.3313 | 60992.6707 | 60576.6637
Scenario 3: Aggressive Fuel Sub | SDG&E | Com | ComRefrig | Com ¦ Floating Head Pressure Controls - Hot-Dry | Com - Grocery | Energy Efficiency | 257956.9502 | 273816.1772 | 277121.2026 | 250754.4038 | 225790.9649 | 243499.3122 | 255690.5868 | 258774.8869 | 259906.1057 | 264546.006 | 280643.046 | 279460.5701 | 277587.7636
Scenario 3: Aggressive Fuel Sub | SDG&E | Com | ComRefrig | Com ¦ Add Doors to Open Display Cases - Marine | Com - Grocery | Energy Efficiency | 1118882.4156 | 1135040.4727 | 1150045.3959 | 1165449.1414 | 1191231.6924 | 1243074.0243 | 1286684.651 | 1333734.3734 | 1381628.1046 | 1429501.2536 | 1481557.8395 | 1524279.616 | 1567797.1575
Scenario 3: Aggressive Fuel Sub | SDG&E | Com | ComRefrig | Com ¦ Add Doors to Open Display Cases - Hot-Dry | Com - Grocery | Energy Efficiency | 5900585.3781 | 5985366.2358 | 6064021.7834 | 6144753.663 | 6280329.6077 | 6553662.5884 | 6783428.7542 | 7031336.4351 | 7283661.6005 | 7535829.2629 | 7810065.4777 | 8034886.8598 | 8263856.3497
Scenario 3: Aggressive Fuel Sub | SDG&E | Com | FoodServ | Com ¦ ENERGY STAR Dishwasher - Tier 2 | Com - Grocery | Energy Efficiency | 635974.8837 | 661269.5394 | 687036.298 | 713543.3962 | 741674.1802 | 772267.6881 | 803032.3012 | 834508.2269 | 867352.2422 | 901618.5309 | 938618.259 | 976771.9838 | 1016948.0648
Scenario 3: Aggressive Fuel Sub | SDG&E | Com | FoodServ | Com ¦ ENERGY STAR Combination Oven - Electric | Com - Grocery | Energy Efficiency | 488807.6573 | 501696.3534 | 512657.0028 | 522489.6181 | 535396.8797 | 552893.5139 | 564779.835 | 572219.5015 | 577633.7152 | 580514.897 | 587290.161 | 590407.0026 | 592943.0604
Scenario 3: Aggressive Fuel Sub | SDG&E | Com | FoodServ | Com ¦ ENERGY STAR Steamer - Electric | Com - Grocery | Energy Efficiency | 193506.0464 | 198608.3409 | 202947.3727 | 206839.8454 | 211949.4895 | 218875.9451 | 223581.4258 | 226526.5933 | 228669.9376 | 229810.5214 | 232492.6696 | 233726.5449 | 234730.5032
Scenario 3: Aggressive Fuel Sub | SDG&E | Com | FoodServ | Com ¦ ENERGY STAR Conveyor Broiler - Gas | Com - Grocery | Energy Efficiency | 222522.1859 | 231556.9675 | 240831.9609 | 250490.7424 | 260784.4879 | 271982.5327 | 283302.6524 | 294848.8599 | 306803.3984 | 319244.1189 | 332627.91 | 346474.9387 | 361074.8623
Scenario 3: Aggressive Fuel Sub | SDG&E | Com | FoodServ | Com ¦ ENERGY STAR Conveyor Oven - Gas | Com - Grocery | Energy Efficiency | 475479.0143 | 496085.2981 | 517664.0515 | 540431.445 | 564241.4991 | 589497.1145 | 616112.7878 | 644135.9024 | 673577.9885 | 704732.2857 | 737560.9268 | 772253.7636 | 808973.2191
Scenario 3: Aggressive Fuel Sub | SDG&E | Com | FoodServ | Com ¦ ENERGY STAR Convection Oven - Electric | Com - Grocery | Energy Efficiency | 1532960.5723 | 1599395.9345 | 1668966.572 | 1742369.4259 | 1819133.8529 | 1900558.8191 | 1986368.6583 | 2076716.1362 | 2171638.4269 | 2272080.9447 | 2377921.6039 | 2489772.4942 | 2608157.2721
Scenario 3: Aggressive Fuel Sub | SDG&E | Com | FoodServ | Com ¦ High Performance Conveyor Toaster | Com - Grocery | Energy Efficiency | 386404.554 | 396593.1236 | 405257.5641 | 413030.2887 | 423233.5345 | 437064.6991 | 446460.887 | 452341.9753 | 456621.9346 | 458899.5211 | 464255.3964 | 466719.2732 | 468724.0377
Scenario 3: Aggressive Fuel Sub | SDG&E | Com | FoodServ | Com ¦ ENERGY STAR Rack Oven - Gas | Com - Grocery | Energy Efficiency | 202679.6649 | 211463.3853 | 220661.6346 | 230366.5586 | 240515.9314 | 251281.4952 | 262626.8029 | 274572.0525 | 287122.1587 | 300402.1192 | 314395.7925 | 329184.1056 | 344836.2936
Scenario 3: Aggressive Fuel Sub | SDG&E | Com | FoodServ | Com ¦ Electric Deck Oven (60% cooking efficiency) | Com - Grocery | Energy Efficiency | 51471.8665 | 52829.0573 | 53983.2231 | 55018.6059 | 56377.7517 | 58220.1623 | 59471.8021 | 60255.2054 | 60825.3267 | 61128.7177 | 61842.1588 | 62170.3649 | 62437.414
Scenario 3: Aggressive Fuel Sub | SDG&E | Com | FoodServ | Com ¦ Demand Controlled Ventilation (DCV) Exhaust Hood | Com - Grocery | Energy Efficiency | 52962.4005 | 55275.917 | 57168.9973 | 59382.049 | 61024.109 | 64400.3718 | 67625.3098 | 70527.9172 | 72930.9225 | 75862.3344 | 78810.3744 | 81654.9505 | 84968.7969
Scenario 3: Aggressive Fuel Sub | SDG&E | Com | FoodServ | Com ¦ ENERGY STAR Ice Machine | Com - Grocery | Energy Efficiency | 45036.6635 | 46278.7471 | 47323.6918 | 48218.5468 | 49467.1116 | 51308.7901 | 52638.4713 | 53564.6433 | 54331.5454 | 54776.704 | 55476.2254 | 55697.1164 | 55852.288
Scenario 3: Aggressive Fuel Sub | SDG&E | Com | FoodServ | Com ¦ ENERGY STAR Fryer - Electric | Com - Grocery | Energy Efficiency | 154905.8077 | 158990.3057 | 162463.7952 | 165579.8045 | 169670.1859 | 175214.9646 | 178981.8044 | 181339.4752 | 183055.2691 | 183968.3313 | 186115.4493 | 187103.1934 | 187906.8839
Scenario 3: Aggressive Fuel Sub | SDG&E | Com | FoodServ | Com ¦ Efficient Food Holding Cabinet | Com - Grocery | Energy Efficiency | 118659.2493 | 121788.0117 | 124448.736 | 126835.6273 | 129968.8965 | 134216.2471 | 137101.6805 | 138907.6776 | 140221.9912 | 140921.4051 | 142566.1169 | 143322.7378 | 143938.372
Scenario 3: Aggressive Fuel Sub | SDG&E | Com | FoodServ | Com ¦ ENERGY STAR Griddle - Electric | Com - Grocery | Energy Efficiency | 100590.7334 | 103243.0719 | 105498.6417 | 107522.0756 | 110178.2347 | 113778.8314 | 116224.8933 | 117755.8871 | 118870.0671 | 119462.9797 | 120857.2475 | 121498.656 | 122020.5461
Scenario 3: Aggressive Fuel Sub | SDG&E | Com | FoodServ | Com ¦ Demand Controlled Ventilation (DCV) Exhaust Hood - Retrofit | Com - Grocery | Energy Efficiency | 265378.6303 | 280465.1232 | 286367.9554 | 271592.1265 | 260208.6475 | 279513.7062 | 293518.351 | 300993.5785 | 306696.6596 | 313552.715 | 330403.5473 | 335444.7942 | 340268.2525
Scenario 3: Aggressive Fuel Sub | SDG&E | Com | FoodServ | Com ¦ ENERGY STAR Fryer - Tier 2 Gas | Com - Grocery | Energy Efficiency | 41051.2459 | 43769.5258 | 46441.5913 | 49665.572 | 52348.9586 | 56130.4389 | 60184.0914 | 64316.6569 | 68162.196 | 72712.8927 | 77297.3325 | 82315.0706 | 87990.9119
Scenario 3: Aggressive Fuel Sub | SDG&E | Com | FoodServ | Com ¦ ENERGY STAR Fryer - Fuel Sub | Com - Grocery | Fuel Substitution | 9145108.2708 | 9620095.9527 | 10143307.5451 | 10710814.9961 | 11280984.8302 | 11844131.0402 | 12502194.2774 | 13245768.1328 | 14052741.6034 | 14932628.2891 | 15823533.0514 | 16804115.0003 | 17847681.5443
Scenario 3: Aggressive Fuel Sub | SDG&E | Com | FoodServ | Com ¦ ENERGY STAR Steamer - Gas | Com - Grocery | Energy Efficiency | 8023.4866 | 8556.0301 | 9079.8559 | 9711.855 | 10238.3767 | 10979.9027 | 11774.9568 | 12585.7645 | 13340.7157 | 14233.9924 | 15134.2284 | 16119.6682 | 17234.3786
Scenario 3: Aggressive Fuel Sub | SDG&E | Com | FoodServ | Com ¦ ENERGY STAR Steamer - Fuel Sub | Com - Grocery | Fuel Substitution | 785183.5906 | 822602.128 | 862976.5157 | 906206.6242 | 950476.4251 | 995408.537 | 1045657.7661 | 1100869.4105 | 1160115.7964 | 1223900.2094 | 1289513.0335 | 1360583.8624 | 1436004.2964
Scenario 3: Aggressive Fuel Sub | SDG&E | Com | FoodServ | Com ¦ ENERGY STAR Convection Oven - Gas | Com - Grocery | Energy Efficiency | 11222.7736 | 11967.6636 | 12700.3599 | 13584.3625 | 14320.8295 | 15358.0319 | 16470.106 | 17604.2154 | 18660.1959 | 19909.6581 | 21168.8544 | 22547.2287 | 24106.419
Scenario 3: Aggressive Fuel Sub | SDG&E | Com | FoodServ | Com ¦ ENERGY STAR Convection Oven - Fuel Sub | Com - Grocery | Fuel Substitution | 1513118.1217 | 1592859.7088 | 1680985.9384 | 1776765.68 | 1872708.1517 | 1967055.1757 | 2078076.8203 | 2204061.6233 | 2341018.7255 | 2490629.591 | 2641761.2683 | 2808498.2789 | 2986018.8866
Scenario 3: Aggressive Fuel Sub | SDG&E | Com | FoodServ | Com ¦ ENERGY STAR Griddle - Gas | Com - Grocery | Energy Efficiency | 13288.3421 | 14170.3303 | 15037.8805 | 16084.5851 | 16956.6 | 18184.701 | 19501.454 | 20844.298 | 22094.6333 | 23574.0609 | 25065.0142 | 26697.0804 | 28543.2421
Scenario 3: Aggressive Fuel Sub | SDG&E | Com | FoodServ | Com ¦ ENERGY STAR Griddle - Fuel Sub | Com - Grocery | Fuel Substitution | 2126589.6285 | 2242208.3904 | 2370860.6134 | 2511268.6396 | 2651049.8876 | 2787254.2548 | 2949880.9932 | 3136047.055 | 3339119.6914 | 3561792.7826 | 3785672.5767 | 4033848.8317 | 4298296.7782
Scenario 3: Aggressive Fuel Sub | SDG&E | Com | FoodServ | Com ¦ ENERGY STAR Combination Oven - Gas | Com - Grocery | Energy Efficiency | 292.9275 | 312.3701 | 331.4943 | 354.5678 | 373.7904 | 400.8626 | 429.8891 | 459.4907 | 487.053 | 519.6654 | 552.5319 | 588.5091 | 629.2058
Scenario 3: Aggressive Fuel Sub | SDG&E | Com | FoodServ | Com ¦ ENERGY STAR Combination Oven - Fuel Sub | Com - Grocery | Fuel Substitution | 32889.3113 | 34885.5079 | 37156.5629 | 39668.046 | 42119.6548 | 44437.6612 | 47339.5354 | 50752.6683 | 54514.4227 | 58685.859 | 62821.3653 | 67471.3113 | 72438.3757
Scenario 3: Aggressive Fuel Sub | SDG&E | Com | FoodServ | Com ¦ ENERGY STAR Fryer - Tier 2 Gas - Panel Upgrade | Com - Grocery | Energy Efficiency | 67549.9338 | 72022.8705 | 76419.7613 | 81724.8301 | 86140.3499 | 92362.7857 | 99033.0816 | 105833.229 | 112161.0739 | 119649.2574 | 127192.9651 | 135449.6664 | 144789.2784
Scenario 3: Aggressive Fuel Sub | SDG&E | Com | FoodServ | Com ¦ ENERGY STAR Fryer - Fuel Sub - Panel Upgrade | Com - Grocery | Fuel Substitution | 15048299.8531 | 15829893.3401 | 16690839.3995 | 17624674.4116 | 18562890.382 | 19489548.9603 | 20572393.758 | 21795946.5042 | 23123823.4849 | 24571679.354 | 26037665.4972 | 27651215.6883 | 29368407.1972
Scenario 3: Aggressive Fuel Sub | SDG&E | Com | FoodServ | Com ¦ ENERGY STAR Steamer - Gas - Panel Upgrade | Com - Grocery | Energy Efficiency | 13202.6684 | 14078.9701 | 14940.9269 | 15980.8831 | 16847.2759 | 18067.459 | 19375.7226 | 20709.9088 | 21952.1829 | 23422.0722 | 24903.4129 | 26524.9567 | 28359.2156
Scenario 3: Aggressive Fuel Sub | SDG&E | Com | FoodServ | Com ¦ ENERGY STAR Steamer - Fuel Sub - Panel Upgrade | Com - Grocery | Fuel Substitution | 1292021.6755 | 1353593.9778 | 1420030.1395 | 1491165.3975 | 1564011.4719 | 1637947.381 | 1720632.6204 | 1811483.5274 | 1908973.6121 | 2013931.0324 | 2121897.108 | 2238844.345 | 2362948.8687
Scenario 3: Aggressive Fuel Sub | SDG&E | Com | FoodServ | Com ¦ ENERGY STAR Convection Oven - Gas - Panel Upgrade | Com - Grocery | Energy Efficiency | 18467.1036 | 19692.8222 | 20898.4759 | 22353.1044 | 23564.9629 | 25271.6821 | 27101.603 | 28967.783 | 30705.4018 | 32761.395 | 34833.4059 | 37101.5246 | 39667.1763
Scenario 3: Aggressive Fuel Sub | SDG&E | Com | FoodServ | Com ¦ ENERGY STAR Convection Oven - Fuel Sub - Panel Upgrade | Com - Grocery | Fuel Substitution | 2489839.8722 | 2621054.8648 | 2766066.8088 | 2923672.6269 | 3081546.2179 | 3236794.4955 | 3419480.9054 | 3626789.232 | 3852152.506 | 4098337.5809 | 4347025.1558 | 4621391.3479 | 4913501.9775
Scenario 3: Aggressive Fuel Sub | SDG&E | Com | FoodServ | Com ¦ ENERGY STAR Griddle - Gas - Panel Upgrade | Com - Grocery | Energy Efficiency | 21866.0021 | 23317.316 | 24744.8721 | 26467.2273 | 27902.1301 | 29922.9735 | 32089.6942 | 34299.3475 | 36356.7776 | 38791.1795 | 41244.5471 | 43930.1165 | 46967.9803
Scenario 3: Aggressive Fuel Sub | SDG&E | Com | FoodServ | Com ¦ ENERGY STAR Griddle - Fuel Sub - Panel Upgrade | Com - Grocery | Fuel Substitution | 3499308.8596 | 3689559.8382 | 3901257.4114 | 4132299.1901 | 4362309.6033 | 4586434.25 | 4854036.9782 | 5160373.7254 | 5494530.2858 | 5860939.4465 | 6229334.2399 | 6637708.9241 | 7072858.7197
Scenario 3: Aggressive Fuel Sub | SDG&E | Com | FoodServ | Com ¦ ENERGY STAR Combination Oven - Gas - Panel Upgrade | Com - Grocery | Energy Efficiency | 482.0131 | 514.0057 | 545.4747 | 583.4422 | 615.0732 | 659.6205 | 707.3836 | 756.0931 | 801.447 | 855.1108 | 909.1927 | 968.3933 | 1035.3598
Scenario 3: Aggressive Fuel Sub | SDG&E | Com | FoodServ | Com ¦ ENERGY STAR Combination Oven - Fuel Sub - Panel Upgrade | Com - Grocery | Fuel Substitution | 54119.4488 | 57404.1956 | 61141.2226 | 65273.8746 | 69308.0034 | 73122.2891 | 77897.3307 | 83513.65 | 89703.6268 | 96567.7362 | 103372.7227 | 111024.2212 | 119197.5388
Scenario 3: Aggressive Fuel Sub | SDG&E | Com | Lighting | Com ¦ LED High and Low Bay - 155 lpw | Com - Grocery | Energy Efficiency | 4134005.2777 | 4195499.171 | 4246619.7055 | 4270792.9323 | 4344118.4058 | 4492580.5574 | 4567757.6447 | 4584333.1117 | 4577733.2494 | 4520212.6444 | 4496640.8636 | 4384654.9523 | 4243215.043
Scenario 3: Aggressive Fuel Sub | SDG&E | Com | Lighting | Com ¦ LED Fixtures and Retrofit Kits - 140 lpw - RET | Com - Grocery | Energy Efficiency | 291192.6967 | 299517.6573 | 306531.1009 | 312120.7475 | 318892.635 | 326807.7994 | 330490.9793 | 331794.9428 | 332532.4334 | 331732.8775 | 333658.0001 | 333484.2531 | 332471.013
Scenario 3: Aggressive Fuel Sub | SDG&E | Com | Lighting | Com ¦ LED Fixtures and Retrofit Kits - 140 lpw | Com - Grocery | Energy Efficiency | 587679.7329 | 603028.8111 | 614927.9628 | 623219.6227 | 633914.6845 | 647273.7042 | 650099.7214 | 646789.9526 | 641629.2069 | 632437.9255 | 629366.0211 | 620788.0506 | 609747.2145
Scenario 3: Aggressive Fuel Sub | PG&E | Com | AppPlug | Com ¦ Ozone Laundry System Retrofit | Com - Health | Energy Efficiency | 100813155.8423 | 105633659.0166 | 110946908.3341 | 116205523.3581 | 121885976.5709 | 119472213.803 | 145720125.3174 | 137599392.9287 | 144410281.9878 | 151504742.4627 | 158891534.4372 | 167093888.2053 | 175790480.9714
Scenario 3: Aggressive Fuel Sub | PG&E | Com | AppPlug | Com ¦ Com Modulating Dryer Valve | Com - Health | Energy Efficiency | 43986114.0354 | 46083632.0352 | 48280475.6403 | 50592527.9551 | 53028773.3962 | 54234763.1566 | 56881626.0141 | 59679312.6608 | 62636014.8336 | 65762209.3555 | 69070025.134 | 72574156.9624 | 76289731.7893
Scenario 3: Aggressive Fuel Sub | PG&E | Com | BldgEnv | Com ¦ Com Wall Insulation (R13) - Marine | Com - Health | Energy Efficiency | 1487001.5969 | 1555961.6398 | 1627907.5873 | 1703467.6022 | 1784289.5596 | 1871557.8562 | 1963323.8853 | 2060113.0009 | 2162355.8498 | 2270577.4781 | 2385082.9842 | 2505441.3327 | 2633054.3232
Scenario 3: Aggressive Fuel Sub | PG&E | Com | BldgEnv | Com ¦ Com Wall Insulation (R14) - Marine | Com - Health | Energy Efficiency | 3696.1866 | 3865.7229 | 4318.3982 | 4454.733 | 4752.4387 | 5076.8553 | 5401.8436 | 5733.126 | 6013.7392 | 6197.8372 | 6279.5731 | 6697.486 | 7160.7103
Scenario 3: Aggressive Fuel Sub | PG&E | Com | BldgEnv | Com ¦ Com Wall Insulation (R14) - Hot-Dry | Com - Health | Energy Efficiency | 1480425.6671 | 1542805.5259 | 1606683.3495 | 1672593.7425 | 1746270.3769 | 1831139.2091 | 1919144.6386 | 2011211.3708 | 2107898.8432 | 2210035.0757 | 2317682.2706 | 2428511.764 | 2546028.9676
Scenario 3: Aggressive Fuel Sub | PG&E | Com | BldgEnv | Com ¦ Com Wall Insulation (R14) - Cold | Com - Health | Energy Efficiency | 6873.7852 | 7191.3092 | 7523.4793 | 7870.6376 | 8243.2517 | 8436.5024 | 8850.1627 | 9285.0239 | 9745.1893 | 10231.752 | 10745.9501 | 11287.6182 | 11861.9321
Scenario 3: Aggressive Fuel Sub | PG&E | Com | HVAC | Com ¦ Small Unitary AC (SEER 18) - Marine | Com - Health | Energy Efficiency | 11378728.0391 | 11718895.2193 | 12036398.2603 | 12314706.1258 | 12658496.1084 | 13141086.9163 | 13585667.7131 | 14025836.296 | 14470471.0109 | 14927955.2001 | 15440793.2473 | 15935074.9146 | 16450750.6972
Scenario 3: Aggressive Fuel Sub | PG&E | Com | HVAC | Com ¦ Small Unitary AC (SEER 18) - Hot-Dry | Com - Health | Energy Efficiency | 10523435.0649 | 10828687.2933 | 11110171.7035 | 11352929.5673 | 11657216.9758 | 12094121.6479 | 12492525.0202 | 12884800.1807 | 13279522.7063 | 13684756.3864 | 14141491.741 | 14577230.2847 | 15031027.2034
Scenario 3: Aggressive Fuel Sub | PG&E | Com | HVAC | Com ¦ Small Unitary AC (SEER 18) - Cold | Com - Health | Energy Efficiency | 39761.5865 | 41195.8436 | 42624.6698 | 43981.635 | 45541.9451 | 47475.6127 | 49364.4436 | 51291.6626 | 53278.7139 | 55346.7308 | 57600.0674 | 59889.3397 | 62298.7682
Scenario 3: Aggressive Fuel Sub | PG&E | Com | HVAC | Com ¦ Large Unitary Heat Pump (EER 10.0, COP 3.3) - Marine | Com - Health | Energy Efficiency | 67832.2341 | 69117.7017 | 70045.0728 | 70541.9926 | 71506.2788 | 73635.5544 | 75272.2709 | 76720.0341 | 78060.7303 | 79369.0064 | 81031.7731 | 82279.2746 | 83517.0824
Scenario 3: Aggressive Fuel Sub | PG&E | Com | HVAC | Com ¦ Large Unitary Heat Pump (EER 10.0, COP 3.3) - Hot-Dry | Com - Health | Energy Efficiency | 158368.0111 | 161369.1941 | 163534.3287 | 164694.488 | 166945.8083 | 171917.031 | 175738.2753 | 179118.37 | 182248.4954 | 185302.9295 | 189184.993 | 192097.5367 | 194987.4482
Scenario 3: Aggressive Fuel Sub | PG&E | Com | HVAC | Com ¦ Large Unitary Heat Pump (EER 10.0, COP 3.3) - Cold | Com - Health | Energy Efficiency | 208.9462 | 212.9059 | 215.7625 | 217.2932 | 220.2635 | 226.8224 | 231.8641 | 236.3237 | 240.4535 | 244.4834 | 249.6053 | 253.448 | 257.2609
Scenario 3: Aggressive Fuel Sub | PG&E | Com | HVAC | Com ¦ Variable Refrigerant Flow (VRF) Heat Pump - Hot-Dry | Com - Health | Energy Efficiency | 1180033.0948 | 1210486.3319 | 1236587.7424 | 1257190.6923 | 1285943.6742 | 1327576.5091 | 1359519.966 | 1387817.2813 | 1414026.8485 | 1438659.1231 | 1471186.7894 | 1496686.8537 | 1521699.6067
Scenario 3: Aggressive Fuel Sub | PG&E | Com | HVAC | Com ¦ Variable Refrigerant Flow (VRF) Heat Pump - Marine | Com - Health | Energy Efficiency | 1564076.7308 | 1604441.0221 | 1639037.1779 | 1666345.3904 | 1704456.0758 | 1759638.3825 | 1801977.888 | 1839484.6093 | 1874224.1215 | 1906873.0089 | 1949986.8556 | 1983785.9561 | 2016939.1491
Scenario 3: Aggressive Fuel Sub | PG&E | Com | HVAC | Com ¦ Variable Refrigerant Flow (VRF) Heat Pump - Cold | Com - Health | Energy Efficiency | 2695.9019 | 2765.4754 | 2825.1066 | 2872.1761 | 2937.8651 | 3032.9794 | 3105.9574 | 3170.6054 | 3230.4837 | 3286.7586 | 3361.0713 | 3419.3287 | 3476.4728
Scenario 3: Aggressive Fuel Sub | PG&E | Com | HVAC | Com ¦ Efficient Chiller - Marine | Com - Health | Energy Efficiency | 1640787.6521 | 1662424.8575 | 1675824.3877 | 1679746.5712 | 1694784.485 | 1739086.7444 | 1773879.1975 | 1805133.4849 | 1835072.0051 | 1864889.4017 | 1900460.8591 | 1925884.4075 | 1951222.7804
Scenario 3: Aggressive Fuel Sub | PG&E | Com | HVAC | Com ¦ Efficient Chiller - Hot-Dry | Com - Health | Energy Efficiency | 2244067.9078 | 2273660.6208 | 2291986.8531 | 2297351.1342 | 2317918.1465 | 2378509.3378 | 2426094.1836 | 2468839.9608 | 2509786.1931 | 2550566.7674 | 2599217.0397 | 2633988.248 | 2668642.9635
Scenario 3: Aggressive Fuel Sub | PG&E | Com | HVAC | Com ¦ Efficient Chiller - Cold | Com - Health | Energy Efficiency | 4545.3038 | 4605.2431 | 4642.3624 | 4653.2277 | 4694.8856 | 4817.6116 | 4913.9935 | 5000.574 | 5083.5096 | 5166.1096 | 5264.6495 | 5335.0778 | 5405.27
Scenario 3: Aggressive Fuel Sub | PG&E | Com | HVAC | Com ¦ HVAC Energy Management System (Elec SC and Gas SH) - Marine | Com - Health | Energy Efficiency | 8378499.24 | 8720456.2745 | 9087660.8471 | 9433295.1248 | 9836199.9563 | 10310152.524 | 10799023.8398 | 11303025.1592 | 11823069.4379 | 12361157.3742 | 12940417.2558 | 13552585.217 | 14199903.6339
Scenario 3: Aggressive Fuel Sub | PG&E | Com | HVAC | Com ¦ HVAC Energy Management System (Elec SC and Gas SH) - Hot-Dry | Com - Health | Energy Efficiency | 6181825.4928 | 6432302.1154 | 6700816.5091 | 6952930.1839 | 7247926.9424 | 7596730.4342 | 7956168.9613 | 8326332.6762 | 8708020.352 | 9102827.8427 | 9528496.3424 | 9977371.6959 | 10451904.9212
Scenario 3: Aggressive Fuel Sub | PG&E | Com | HVAC | Com ¦ HVAC Energy Management System (Elec SC and Gas SH) - Cold | Com - Health | Energy Efficiency | 20316.5244 | 21166.7813 | 22077.2777 | 22946.7723 | 23944.6262 | 24562.7328 | 25735.0522 | 26897.0976 | 28148.1208 | 29445.9631 | 30837.0375 | 32321.0028 | 33887.2317
Scenario 3: Aggressive Fuel Sub | PG&E | Com | HVAC | Com ¦ HVAC Pump Variable Frequency Drive (VFD) - Marine | Com - Health | Energy Efficiency | 581634.4463 | 582648.5786 | 576510.7027 | 563879.2448 | 560961.8074 | 582068.3055 | 600964.6704 | 616369.1785 | 630367.4591 | 644169.806 | 664406.9925 | 673831.6086 | 682883.79
Scenario 3: Aggressive Fuel Sub | PG&E | Com | HVAC | Com ¦ HVAC Pump Variable Frequency Drive (VFD) - Hot-Dry | Com - Health | Energy Efficiency | 545584.9177 | 546536.1943 | 540778.7421 | 528930.1782 | 526193.5627 | 545991.8864 | 563717.0602 | 578166.8015 | 591297.4729 | 604244.3545 | 623227.2462 | 632067.7274 | 640558.8574
Scenario 3: Aggressive Fuel Sub | PG&E | Com | HVAC | Com ¦ HVAC Pump Variable Frequency Drive (VFD) - Cold | Com - Health | Energy Efficiency | 901.2305 | 902.8019 | 893.2914 | 873.7192 | 869.1987 | 901.9028 | 931.1823 | 955.0513 | 976.7413 | 998.1278 | 1029.4849 | 1044.0881 | 1058.1143
Scenario 3: Aggressive Fuel Sub | PG&E | Com | HVAC | Com ¦ HVAC Fan Variable Frequency Drive (VFD) - Marine | Com - Health | Energy Efficiency | 951029.8662 | 954760.8354 | 947800.3386 | 931685.7118 | 933276.2931 | 969846.694 | 1001253.1497 | 1026016.5917 | 1047037.7101 | 1067112.1456 | 1102041.3401 | 1117971.6412 | 1132500.5927
Scenario 3: Aggressive Fuel Sub | PG&E | Com | HVAC | Com ¦ HVAC Fan Variable Frequency Drive (VFD) - Hot-Dry | Com - Health | Energy Efficiency | 729682.1111 | 730838.407 | 723262.4179 | 708183.9942 | 707301.7878 | 734568.2514 | 757532.647 | 774990.9665 | 789277.9653 | 802642.1128 | 827842.9123 | 837509.3529 | 845850.2851
Scenario 3: Aggressive Fuel Sub | PG&E | Com | HVAC | Com ¦ HVAC Fan Variable Frequency Drive (VFD) - Cold | Com - Health | Energy Efficiency | 1501.2242 | 1484.6718 | 1444.2823 | 1383.1444 | 1358.0013 | 1405.3074 | 1439.9902 | 1458.8051 | 1467.7668 | 1472.6497 | 1506.7585 | 1498.2856 | 1484.3084
Scenario 3: Aggressive Fuel Sub | PG&E | Com | HVAC | Com ¦ Economizer - Marine | Com - Health | Energy Efficiency | 122842.045 | 132925.5949 | 140530.6227 | 133269.8219 | 113754.1504 | 126397.0164 | 133091.1577 | 137783.0132 | 140964.7255 | 137271.0581 | 149090.2246 | 152205.9357 | 155062.3822
Scenario 3: Aggressive Fuel Sub | PG&E | Com | HVAC | Com ¦ Economizer - Hot-Dry | Com - Health | Energy Efficiency | 66509.3832 | 71968.8387 | 76086.3679 | 72155.2108 | 61588.9973 | 68434.1228 | 72058.478 | 74598.7518 | 76321.4007 | 74321.568 | 80720.7246 | 82407.639 | 83954.1819
Scenario 3: Aggressive Fuel Sub | PG&E | Com | HVAC | Com ¦ Economizer - Cold | Com - Health | Energy Efficiency | 138.5385 | 149.9105 | 158.4873 | 150.2987 | 128.2894 | 142.5477 | 150.0973 | 155.3886 | 158.9769 | 154.8112 | 168.1406 | 171.6545 | 174.8759
Scenario 3: Aggressive Fuel Sub | PG&E | Com | HVAC | Com ¦ Large Packaged Heat Pump (IEER 14.0) - Fuel Sub - ZEAS 2030 - Marine | Com - Health | Fuel Substitution | 3029396.4837 | 3224429.2773 | 3439813.3324 | 3674712.0748 | 3915241.5802 | -304528.6525 | -309304.5 | -314275.4588 | -319393.1715 | -324640.7409 | -329753.6127 | -335196.6541 | -340757.1406
Scenario 3: Aggressive Fuel Sub | PG&E | Com | HVAC | Com ¦ Large Packaged Heat Pump (IEER 14.0) - Fuel Sub - ZEAS 2030 - Hot-Dry | Com - Health | Fuel Substitution | 2688944.0624 | 2860381.8682 | 3049609.2299 | 3255904.0087 | 3467186.4464 | -185906.2752 | -188389.0392 | -191167.9714 | -194134.5063 | -197249.2382 | -199928.0079 | -203190.9643 | -206567.8708
Scenario 3: Aggressive Fuel Sub | PG&E | Com | HVAC | Com ¦ Large Packaged Heat Pump (IEER 14.0) - Fuel Sub - ZEAS 2030 - Cold | Com - Health | Fuel Substitution | 17105.1065 | 18197.2888 | 19410.2319 | 20737.7269 | 22090.1803 | -615.7882 | -625.2414 | -635.1726 | -645.4468 | -656.0161 | -666.1462 | -677.1244 | -688.3599
Scenario 3: Aggressive Fuel Sub | PG&E | Com | HVAC | Com ¦ Large Packaged Heat Pump (IEER 14.0) - Fuel Sub - Panel Upgrade - ZEAS 2030 - Marine | Com - Health | Fuel Substitution | 692220.8181 | 736786.0511 | 786001.5723 | 839676.2235 | 894637.511 | -69585.1712 | -70676.4582 | -71812.3284 | -72981.7321 | -74180.8081 | -75349.1056 | -76592.8472 | -77863.4252
Scenario 3: Aggressive Fuel Sub | PG&E | Com | HVAC | Com ¦ Large Packaged Heat Pump (IEER 14.0) - Fuel Sub - Panel Upgrade - ZEAS 2030 - Hot-Dry | Com - Health | Fuel Substitution | 614427.0216 | 653600.7709 | 696839.4555 | 743978.0659 | 792256.3624 | -42479.8123 | -43047.1269 | -43682.1163 | -44359.9732 | -45071.6933 | -45683.7954 | -46429.385 | -47201.0123
Scenario 3: Aggressive Fuel Sub | PG&E | Com | HVAC | Com ¦ Large Packaged Heat Pump (IEER 14.0) - Fuel Sub - Panel Upgrade - ZEAS 2030 - Cold | Com - Health | Fuel Substitution | 3908.5379 | 4158.1029 | 4435.2618 | 4738.5961 | 5047.6333 | 0 | 0 | 0 | 0 | 0 | 0 | 0 | 0
Scenario 3: Aggressive Fuel Sub | PG&E | Com | HVAC | Com ¦ Small Packaged Heat Pump (SEER 18) - Fuel Sub - ZEAS 2030 - Marine | Com - Health | Fuel Substitution | 1567896.0985 | 1640609.1529 | 1715705.964 | 1793864.7506 | 1878025.369 | 520911.8618 | 533804.3589 | 545098.1739 | 555573.2884 | 565518.2958 | 579093.5747 | 589057.5919 | 598761.3501
Scenario 3: Aggressive Fuel Sub | PG&E | Com | HVAC | Com ¦ Small Packaged Heat Pump (SEER 18) - Fuel Sub - ZEAS 2030 - Hot-Dry | Com - Health | Fuel Substitution | 1390114.9107 | 1454050.524 | 1519977.3616 | 1588510.8469 | 1662394.7346 | 540022.008 | 553271.4621 | 564911.0517 | 575728.1821 | 586014.2353 | 599968.9091 | 610282.4157 | 620337.4428
Scenario 3: Aggressive Fuel Sub | PG&E | Com | HVAC | Com ¦ Small Packaged Heat Pump (SEER 18) - Fuel Sub - ZEAS 2030 - Cold | Com - Health | Fuel Substitution | 6830.1853 | 7179.7026 | 7551.0429 | 7945.4399 | 8360.5672 | 1553.1588 | 1591.1962 | 1624.6318 | 1655.7177 | 1685.2872 | 1725.3513 | 1755.0044 | 1783.9209
Scenario 3: Aggressive Fuel Sub | PG&E | Com | HVAC | Com ¦ Small Packaged Heat Pump (SEER 18) - Fuel Sub - Panel Upgrade - ZEAS 2030 - Marine | Com - Health | Fuel Substitution | 358266.1847 | 374881.2069 | 392040.9205 | 409900.2993 | 429131.104 | 119029.0004 | 121974.9518 | 124555.6024 | 126949.1789 | 129221.6253 | 132323.5932 | 134600.3834 | 136817.7041
Scenario 3: Aggressive Fuel Sub | PG&E | Com | HVAC | Com ¦ Small Packaged Heat Pump (SEER 18) - Fuel Sub - Panel Upgrade - ZEAS 2030 - Hot-Dry | Com - Health | Fuel Substitution | 317642.9649 | 332252.331 | 347316.6944 | 362976.68 | 379859.2391 | 123395.6922 | 126423.2088 | 129082.8693 | 131554.5969 | 133904.9727 | 137093.6328 | 139450.2817 | 141747.8678
Scenario 3: Aggressive Fuel Sub | PG&E | Com | HVAC | Com ¦ Small Packaged Heat Pump (SEER 18) - Fuel Sub - Panel Upgrade - ZEAS 2030 - Cold | Com - Health | Fuel Substitution | 1560.7057 | 1640.5709 | 1725.4226 | 1815.5428 | 1910.3999 | 354.8987 | 363.5903 | 371.2304 | 378.3335 | 385.0902 | 394.2449 | 401.0207 | 407.6281
Scenario 3: Aggressive Fuel Sub | PG&E | Com | HVAC | Com ¦ Efficient Hot Water Boilers (94% eff.) - ZEAS 2030 - Marine | Com - Health | Energy Efficiency | 1588836.9753 | 1668472.6829 | 1754146.3444 | 1842863.5588 | 1937601.3465 | 0 | 0 | 0 | 0 | 0 | 0 | 0 | 0
Scenario 3: Aggressive Fuel Sub | PG&E | Com | HVAC | Com ¦ Efficient Hot Water Boilers (94% eff.) - ZEAS 2030 - Hot-Dry | Com - Health | Energy Efficiency | 1069137.5141 | 1122724.8385 | 1180375.1368 | 1240073.4593 | 1303823.06 | 0 | 0 | 0 | 0 | 0 | 0 | 0 | 0
Scenario 3: Aggressive Fuel Sub | PG&E | Com | HVAC | Com ¦ Efficient Hot Water Boilers (94% eff.) - ZEAS 2030 - Cold | Com - Health | Energy Efficiency | 2547.1729 | 2674.8423 | 2812.1916 | 2954.4202 | 3106.3008 | 0 | 0 | 0 | 0 | 0 | 0 | 0 | 0
Scenario 3: Aggressive Fuel Sub | PG&E | Com | HVAC | Com ¦ Com High Eff. Furnace (95 AFUE) - ZEAS 2030 - Marine | Com - Health | Energy Efficiency | 462677.5925 | 485867.9248 | 510816.5407 | 536651.4551 | 564239.5917 | 0 | 0 | 0 | 0 | 0 | 0 | 0 | 0
Scenario 3: Aggressive Fuel Sub | PG&E | Com | HVAC | Com ¦ Com High Eff. Furnace (95 AFUE) - ZEAS 2030 - Hot-Dry | Com - Health | Energy Efficiency | 372979.5377 | 391674.023 | 411785.9182 | 432612.2875 | 454851.9866 | 0 | 0 | 0 | 0 | 0 | 0 | 0 | 0
Scenario 3: Aggressive Fuel Sub | PG&E | Com | HVAC | Com ¦ Com High Eff. Furnace (95 AFUE) - ZEAS 2030 - Cold | Com - Health | Energy Efficiency | 1789.2286 | 1878.9084 | 1975.3876 | 2075.2943 | 2181.9808 | 0 | 0 | 0 | 0 | 0 | 0 | 0 | 0
Scenario 3: Aggressive Fuel Sub | PG&E | Com | WaterHeat | Com ¦ Com Heat Pump Water Heater (3.3 UEF - 50 Gal) - Marine | Com - Health | Energy Efficiency | 9230747.8323 | 9610873.1379 | 9985772.3782 | 10337187.8688 | 10758176.3136 | 11227002.5641 | 11577603.4851 | 11869463.3269 | 12125316.2651 | 12358015.8612 | 12694122.6852 | 12988345.7118 | 13266798.4195
Scenario 3: Aggressive Fuel Sub | PG&E | Com | WaterHeat | Com ¦ Com Heat Pump Water Heater (3.3 UEF - 50 Gal) - Hot-Dry | Com - Health | Energy Efficiency | 6806244.9599 | 7086746.798 | 7363378.7719 | 7622681.053 | 7933342.1386 | 8279319.3417 | 8538008.1757 | 8753325.9264 | 8942058.8302 | 9113697.723 | 9361682.6902 | 9578733.7239 | 9784138.15
Scenario 3: Aggressive Fuel Sub | PG&E | Com | WaterHeat | Com ¦ Com Heat Pump Water Heater (3.3 UEF - 50 Gal) - Cold | Com - Health | Energy Efficiency | 20617.6426 | 21466.6449 | 22303.9774 | 23088.8595 | 24029.1279 | 25076.2382 | 25859.3032 | 26511.1756 | 27082.6299 | 27602.3732 | 28353.0674 | 29010.2198 | 29632.1511
Scenario 3: Aggressive Fuel Sub | PG&E | Com | WaterHeat | Com ¦ Com Hot Water Tank Insulation - Marine | Com - Health | Energy Efficiency | 51958.3516 | 54436.4448 | 57025.5623 | 59749.4479 | 62618.3582 | 64031.8149 | 67145.1205 | 70435.1615 | 73912.6137 | 77588.683 | 81474.5116 | 85588.8913 | 89952.0548
Scenario 3: Aggressive Fuel Sub | PG&E | Com | WaterHeat | Com ¦ Com Hot Water Tank Insulation - Hot-Dry | Com - Health | Energy Efficiency | 36611.9317 | 38358.0952 | 40182.4909 | 42101.8496 | 44123.3985 | 45119.3766 | 47313.1362 | 49631.4306 | 52081.7825 | 54672.0878 | 57410.198 | 60309.3544 | 63383.8138
Scenario 3: Aggressive Fuel Sub | PG&E | Com | WaterHeat | Com ¦ Com Hot Water Tank Insulation - Cold | Com - Health | Energy Efficiency | 74.7105 | 78.2737 | 81.9965 | 85.9132 | 90.0384 | 92.0708 | 96.5474 | 101.2781 | 106.2783 | 111.5641 | 117.1515 | 123.0675 | 129.3413
Scenario 3: Aggressive Fuel Sub | PG&E | Com | WaterHeat | Com ¦ Faucet Aerators (Gas WH) - Marine | Com - Health | Energy Efficiency | 367568.845 | 385101.0321 | 403412.7032 | 422676.743 | 442965.8721 | 452956.3379 | 474970.5986 | 498233.5841 | 522822.1991 | 548815.4754 | 576288.4403 | 605375.1515 | 636220.995
Scenario 3: Aggressive Fuel Sub | PG&E | Com | WaterHeat | Com ¦ Faucet Aerators (Gas WH) - Hot-Dry | Com - Health | Energy Efficiency | 247789.1844 | 259608.1576 | 271952.6044 | 284939.0715 | 298616.5821 | 305351.4548 | 320191.9283 | 335874.2046 | 352450.1276 | 369972.9749 | 388493.3246 | 408101.5491 | 428895.6575
Scenario 3: Aggressive Fuel Sub | PG&E | Com | WaterHeat | Com ¦ Faucet Aerators (Gas WH) - Cold | Com - Health | Energy Efficiency | 569.9164 | 597.1001 | 625.4924 | 655.3614 | 686.8197 | 702.3099 | 736.4431 | 772.5124 | 810.6371 | 850.9398 | 893.5367 | 938.6357 | 986.4623
Scenario 3: Aggressive Fuel Sub | PG&E | Com | WaterHeat | Com ¦ Faucet Aerators (Elec WH) - Marine | Com - Health | Energy Efficiency | 34225.3989 | 36305.6628 | 36855.131 | 36578.4078 | 39035.1636 | 43121.3163 | 45622.5008 | 47338.4936 | 47226.6738 | 47513.0548 | 50094.2924 | 51982.6124 | 53898.997
Scenario 3: Aggressive Fuel Sub | PG&E | Com | WaterHeat | Com ¦ Faucet Aerators (Elec WH) - Hot-Dry | Com - Health | Energy Efficiency | 24357.5218 | 25838.0034 | 26229.0488 | 26032.1105 | 27780.5337 | 30688.5657 | 32468.608 | 33689.8452 | 33610.2653 | 33814.0769 | 35651.0913 | 36994.9703 | 38358.8223
Scenario 3: Aggressive Fuel Sub | PG&E | Com | WaterHeat | Com ¦ Faucet Aerators (Elec WH) - Cold | Com - Health | Energy Efficiency | 86.0458 | 91.2758 | 92.6572 | 91.9615 | 98.138 | 108.411 | 114.6992 | 119.0134 | 118.7323 | 119.4522 | 125.9417 | 130.6891 | 135.5071
Scenario 3: Aggressive Fuel Sub | PG&E | Com | WaterHeat | Com ¦ Com Water Heating Controls (Gas WH) - Marine | Com - Health | Energy Efficiency | 39889283.0183 | 41795503.5777 | 43795964.9972 | 45903545.3226 | 48126355.7626 | 49234706.9343 | 51652373.4463 | 54207558.9245 | 56909723.5587 | 59769717.7336 | 62798087.1481 | 66006780.1224 | 69408528.1182
Scenario 3: Aggressive Fuel Sub | PG&E | Com | WaterHeat | Com ¦ Com Water Heating Controls (Gas WH) - Hot-Dry | Com - Health | Energy Efficiency | 28239803.2742 | 29589320.9773 | 31005556.9352 | 32497628.2202 | 34071277.2004 | 34855939.5628 | 36567537.8046 | 38376493.2376 | 40289503.2471 | 42314249.4133 | 44458197.6128 | 46729806.7145 | 49138090.0156
Scenario 3: Aggressive Fuel Sub | PG&E | Com | WaterHeat | Com ¦ Com Water Heating Controls (Gas WH) - Cold | Com - Health | Energy Efficiency | 58223.6473 | 61006.0265 | 63925.9627 | 67002.2529 | 70246.7367 | 71864.5208 | 75393.4226 | 79123.0514 | 83067.2155 | 87241.7526 | 91662.0555 | 96345.5643 | 101310.8623
Scenario 3: Aggressive Fuel Sub | PG&E | Com | WaterHeat | Com ¦ Low-flow Pre-Rinse Spray Valve - Marine | Com - Health | Energy Efficiency | 9502.9187 | 9957.3964 | 10443.4056 | 10943.9334 | 11476.5992 | 11562.6978 | 12830.6845 | 12940.7148 | 13585.301 | 14263.8624 | 14978.2718 | 15748.1006 | 16564.2093
Scenario 3: Aggressive Fuel Sub | PG&E | Com | WaterHeat | Com ¦ Low-flow Pre-Rinse Spray Valve - Hot-Dry | Com - Health | Energy Efficiency | 6567.6311 | 6881.7285 | 7217.6178 | 7563.5412 | 7931.6758 | 7991.18 | 8867.5075 | 8943.5513 | 9389.036 | 9858.0015 | 10351.7421 | 10883.7841 | 11447.8109
Scenario 3: Aggressive Fuel Sub | PG&E | Com | WaterHeat | Com ¦ Low-flow Pre-Rinse Spray Valve - Cold | Com - Health | Energy Efficiency | 14.2493 | 14.9308 | 15.6596 | 16.4101 | 17.2088 | 17.3379 | 19.2392 | 19.4042 | 20.3708 | 21.3882 | 22.4595 | 23.6138 | 24.8375
Scenario 3: Aggressive Fuel Sub | PG&E | Com | WaterHeat | Com ¦ Com Hot Water Pipe Insulation - Marine | Com - Health | Energy Efficiency | 10011034.5806 | 10488567.9453 | 10988956.2983 | 11515653.4691 | 12070797.7031 | 12345987.6158 | 12949296.0135 | 13586953.3768 | 14260854.927 | 14973568.4952 | 15727852.9473 | 16526959.5629 | 17374242.2467
Scenario 3: Aggressive Fuel Sub | PG&E | Com | WaterHeat | Com ¦ Com Hot Water Pipe Insulation - Hot-Dry | Com - Health | Energy Efficiency | 5983684.524 | 6269110.4689 | 6568197.0438 | 6883008.6334 | 7214823.286 | 7379306.7476 | 7739909.5498 | 8121043.0346 | 8523839.9927 | 8949835.2396 | 9400677.7741 | 9878310.9148 | 10384739.3206
Scenario 3: Aggressive Fuel Sub | PG&E | Com | WaterHeat | Com ¦ Com Hot Water Pipe Insulation - Cold | Com - Health | Energy Efficiency | 12578.3631 | 13178.3599 | 13807.0728 | 14468.8414 | 15166.3523 | 15512.1146 | 16270.1413 | 17071.3259 | 17918.0494 | 18813.5383 | 19761.2589 | 20765.2963 | 21829.8645
Scenario 3: Aggressive Fuel Sub | PG&E | Com | WaterHeat | Com ¦ Com Efficient Tankless Gas Water Heater (0.87 UEF - High Draw) - ZEAS 2030 - Marine | Com - Health | Energy Efficiency | 139047.8584 | 145577.2216 | 162810.3925 | 168148.3747 | 179560.2079 | 0 | 0 | 0 | 0 | 0 | 0 | 0 | 0
Scenario 3: Aggressive Fuel Sub | PG&E | Com | WaterHeat | Com ¦ Com Efficient Tankless Gas Water Heater (0.87 UEF - High Draw) - ZEAS 2030 - Hot-Dry | Com - Health | Energy Efficiency | 103865.97 | 108743.2318 | 121616.0046 | 125603.3023 | 134127.6438 | 0 | 0 | 0 | 0 | 0 | 0 | 0 | 0
Scenario 3: Aggressive Fuel Sub | PG&E | Com | WaterHeat | Com ¦ Com Efficient Tankless Gas Water Heater (0.87 UEF - High Draw) - ZEAS 2030 - Cold | Com - Health | Energy Efficiency | 614.089 | 646.5094 | 722.205 | 749.6122 | 800.5385 | 0 | 0 | 0 | 0 | 0 | 0 | 0 | 0
Scenario 3: Aggressive Fuel Sub | PG&E | Com | WaterHeat | Com ¦ Com Heat Pump Water Heater (3.75 UEF - 50 Gal) - Fuel Sub - ZEAS 2030 - Marine | Com - Health | Fuel Substitution | 31061017.9017 | 32737835.6767 | 34574748.4723 | 36577404.0725 | 38611516.2937 | 25380770.7937 | 26167883.9217 | 26823346.1097 | 27402682.4849 | 27937779.2996 | 28714158.9361 | 29373850.0827 | 29996671.1963
Scenario 3: Aggressive Fuel Sub | PG&E | Com | WaterHeat | Com ¦ Com Heat Pump Water Heater (3.75 UEF - 50 Gal) - Fuel Sub - ZEAS 2030 - Hot-Dry | Com - Health | Fuel Substitution | 23008312.0087 | 24253248.588 | 25618017.4838 | 27106774.9097 | 28617832.3789 | 18714709.0762 | 19295382.8703 | 19778873.1672 | 20206165.6802 | 20600797.1145 | 21173525.3729 | 21660114.2733 | 22119481.6144
Scenario 3: Aggressive Fuel Sub | PG&E | Com | WaterHeat | Com ¦ Com Heat Pump Water Heater (3.75 UEF - 50 Gal) - Fuel Sub - ZEAS 2030 - Cold | Com - Health | Fuel Substitution | 137058.2806 | 144511.0884 | 152710.8459 | 161681.1603 | 170750.7221 | 109364.0696 | 112742.0126 | 115557.8548 | 118048.7821 | 120351.0045 | 123684.1657 | 126519.1576 | 129196.9379
Scenario 3: Aggressive Fuel Sub | PG&E | Com | WaterHeat | Com ¦ Com Efficient Tankless Gas Water Heater (0.87 UEF - High Draw) - Panel Upgrade - ZEAS 2030 - Marine | Com - Health | Energy Efficiency | 115363.8825 | 120781.1014 | 135078.9521 | 139507.7175 | 148975.7769 | 0 | 0 | 0 | 0 | 0 | 0 | 0 | 0
Scenario 3: Aggressive Fuel Sub | PG&E | Com | WaterHeat | Com ¦ Com Efficient Tankless Gas Water Heater (0.87 UEF - High Draw) - Panel Upgrade - ZEAS 2030 - Hot-Dry | Com - Health | Energy Efficiency | 86174.5135 | 90221.033 | 100901.1907 | 104209.3332 | 111281.7265 | 0 | 0 | 0 | 0 | 0 | 0 | 0 | 0
Scenario 3: Aggressive Fuel Sub | PG&E | Com | WaterHeat | Com ¦ Com Efficient Tankless Gas Water Heater (0.87 UEF - High Draw) - Panel Upgrade - ZEAS 2030 - Cold | Com - Health | Energy Efficiency | 509.4914 | 536.3897 | 599.1921 | 621.931 | 664.183 | 0 | 0 | 0 | 0 | 0 | 0 | 0 | 0
Scenario 3: Aggressive Fuel Sub | PG&E | Com | WaterHeat | Com ¦ Com Heat Pump Water Heater (3.75 UEF - 50 Gal) - Fuel Sub - Panel Upgrade - ZEAS 2030 - Marine | Com - Health | Fuel Substitution | 25770404.9624 | 27161610.9186 | 28685642.9633 | 30347186.8954 | 32034829.4525 | 21057672.4717 | 21710716.8801 | 22254534.4097 | 22735192.6111 | 23179146.5618 | 23823285.7108 | 24370611.8818 | 24887348.0804
Scenario 3: Aggressive Fuel Sub | PG&E | Com | WaterHeat | Com ¦ Com Heat Pump Water Heater (3.75 UEF - 50 Gal) - Fuel Sub - Panel Upgrade - ZEAS 2030 - Hot-Dry | Com - Health | Fuel Substitution | 19089313.8094 | 20122200.7516 | 21254509.0113 | 22489686.8756 | 23743366.4243 | 15527038.8489 | 16008806.6671 | 16409944.2211 | 16764456.1413 | 17091870.1335 | 17567045.7764 | 17970754.1498 | 18351877.6031
Scenario 3: Aggressive Fuel Sub | PG&E | Com | WaterHeat | Com ¦ Com Heat Pump Water Heater (3.75 UEF - 50 Gal) - Fuel Sub - Panel Upgrade - ZEAS 2030 - Cold | Com - Health | Fuel Substitution | 113713.1889 | 119896.5624 | 126699.6578 | 134142.0615 | 141666.8079 | 90736.1237 | 93538.7028 | 95874.9235 | 97941.572 | 99851.6575 | 102617.0825 | 104969.1912 | 107190.8661
Scenario 3: Aggressive Fuel Sub | PG&E | Com | WaterHeat | Com ¦ Com Heat Pump Water Heater (100+ Gal, 200+ kBtuh - 4.3 COP) - Fuel Sub - ZEAS 2030 - Marine | Com - Health | Fuel Substitution | 11446702.6904 | 12060782.7359 | 12728230.8404 | 13451350.0007 | 14192198.0784 | 0 | 0 | 0 | 0 | 0 | 0 | 0 | 0
Scenario 3: Aggressive Fuel Sub | PG&E | Com | WaterHeat | Com ¦ Com Heat Pump Water Heater (100+ Gal, 200+ kBtuh - 4.3 COP) - Fuel Sub - ZEAS 2030 - Hot-Dry | Com - Health | Fuel Substitution | 8459042.7029 | 8914113.2247 | 9409029.7161 | 9945488.7748 | 10494781.1781 | 0 | 0 | 0 | 0 | 0 | 0 | 0 | 0
Scenario 3: Aggressive Fuel Sub | PG&E | Com | WaterHeat | Com ¦ Com Heat Pump Water Heater (100+ Gal, 200+ kBtuh - 4.3 COP) - Fuel Sub - ZEAS 2030 - Cold | Com - Health | Fuel Substitution | 25435.3843 | 26809.978 | 28308.7783 | 29936.7488 | 31599.0923 | 0 | 0 | 0 | 0 | 0 | 0 | 0 | 0
Scenario 3: Aggressive Fuel Sub | PG&E | Com | WaterHeat | Com ¦ Com Heat Pump Water Heater (100+ Gal, 200+ kBtuh - 4.3 COP) - Fuel Sub - Panel Upgrade - ZEAS 2030 - Marine | Com - Health | Fuel Substitution | 9496989.5948 | 10006473.5885 | 10560235.4775 | 11160185.9896 | 11774845.6584 | 0 | 0 | 0 | 0 | 0 | 0 | 0 | 0
Scenario 3: Aggressive Fuel Sub | PG&E | Com | WaterHeat | Com ¦ Com Heat Pump Water Heater (100+ Gal, 200+ kBtuh - 4.3 COP) - Fuel Sub - Panel Upgrade - ZEAS 2030 - Hot-Dry | Com - Health | Fuel Substitution | 7018216.748 | 7395775.2579 | 7806392.7864 | 8251476.9505 | 8707208.5599 | 0 | 0 | 0 | 0 | 0 | 0 | 0 | 0
Scenario 3: Aggressive Fuel Sub | PG&E | Com | WaterHeat | Com ¦ Com Heat Pump Water Heater (100+ Gal, 200+ kBtuh - 4.3 COP) - Fuel Sub - Panel Upgrade - ZEAS 2030 - Cold | Com - Health | Fuel Substitution | 21102.9837 | 22243.4433 | 23486.9534 | 24837.6323 | 26216.8293 | 0 | 0 | 0 | 0 | 0 | 0 | 0 | 0
Scenario 3: Aggressive Fuel Sub | PG&E | Com | WaterHeat | Com ¦ Efficient Gas Water Heating Boiler (0.92 UEF) - ZEAS 2030 - Marine | Com - Health | Energy Efficiency | 11395084.715 | 11966065.7994 | 12580299.2164 | 13216314.6211 | 13895524.5786 | 0 | 0 | 0 | 0 | 0 | 0 | 0 | 0
Scenario 3: Aggressive Fuel Sub | PG&E | Com | WaterHeat | Com ¦ Efficient Gas Water Heating Boiler (0.92 UEF) - ZEAS 2030 - Hot-Dry | Com - Health | Energy Efficiency | 8059673.8298 | 8463525.0656 | 8897968.3496 | 9347817.8442 | 9828218.6008 | 0 | 0 | 0 | 0 | 0 | 0 | 0 | 0
Scenario 3: Aggressive Fuel Sub | PG&E | Com | WaterHeat | Com ¦ Efficient Gas Water Heating Boiler (0.92 UEF) - ZEAS 2030 - Cold | Com - Health | Energy Efficiency | 16635.0486 | 17468.5925 | 18365.2782 | 19293.7623 | 20285.3038 | 0 | 0 | 0 | 0 | 0 | 0 | 0 | 0
Scenario 3: Aggressive Fuel Sub | PG&E | Com | WholeBlg | Com ¦ Com Title 24 2022 Code | Com - Health | Energy Efficiency | 3356309.4463 | 3478306.9974 | 3845978.7711 | 3925904.1189 | 4151743.5935 | 4412960.1356 | 4669124.8875 | 4926801.1367 | 5137706.3247 | 5265347.6927 | 5305303.831 | 5620036.4892 | 5970023.0009
Scenario 3: Aggressive Fuel Sub | PG&E | Com | ComRefrig | Com ¦ ENERGY STAR ULT Freezer - Marine | Com - Health | Energy Efficiency | 88499.6938 | 89232.0059 | 88008.2418 | 85323.9602 | 85253.7995 | 86842.1943 | 81210.8415 | 71304.5518 | 57523.0876 | 40670.6506 | 27708.7598 | 10178.9422 | 0
Scenario 3: Aggressive Fuel Sub | PG&E | Com | ComRefrig | Com ¦ ENERGY STAR ULT Freezer - Hot-Dry | Com - Health | Energy Efficiency | 263225.6032 | 272267.6683 | 279879.4079 | 286222.8948 | 295947.6369 | 307990.2072 | 313012.917 | 314165.213 | 311872.071 | 306996.3692 | 306921.4016 | 303076.3712 | 297116.2979
Scenario 3: Aggressive Fuel Sub | PG&E | Com | ComRefrig | Com ¦ ENERGY STAR ULT Freezer - Cold | Com - Health | Energy Efficiency | 382.8213 | 392.7358 | 398.5016 | 400.973 | 410.4333 | 424.4974 | 421.5383 | 408.7807 | 387.2029 | 358.7807 | 340.5323 | 312.1733 | 277.714
Scenario 3: Aggressive Fuel Sub | PG&E | Com | FoodServ | Com ¦ ENERGY STAR Dishwasher - Tier 2 | Com - Health | Energy Efficiency | 629910.9874 | 659043.3567 | 689781.8476 | 720836.4961 | 754540.8217 | 790742.8098 | 827439.2388 | 865521.255 | 905146.568 | 946500.117 | 991105.1874 | 1038175.2634 | 1087781.9979
Scenario 3: Aggressive Fuel Sub | PG&E | Com | FoodServ | Com ¦ ENERGY STAR Combination Oven - Electric | Com - Health | Energy Efficiency | 326937.2373 | 338808.4714 | 349995.0136 | 360412.1541 | 373629.6019 | 389749.0948 | 402185.9199 | 412712.3182 | 421541.9858 | 429489.0506 | 440755.118 | 450073.6244 | 458956.1561
Scenario 3: Aggressive Fuel Sub | PG&E | Com | FoodServ | Com ¦ ENERGY STAR Steamer - Electric | Com - Health | Energy Efficiency | 458585.3562 | 475236.791 | 490927.8284 | 505539.6485 | 524079.3782 | 546689.7222 | 564134.4951 | 578899.568 | 591284.686 | 602431.8026 | 618234.3878 | 631305.1857 | 643764.4547
Scenario 3: Aggressive Fuel Sub | PG&E | Com | FoodServ | Com ¦ ENERGY STAR Conveyor Broiler - Gas | Com - Health | Energy Efficiency | 147923.6446 | 154810.6721 | 162100.8884 | 169527.6194 | 177622.1441 | 186351.8687 | 195223.97 | 204407.8196 | 213922.4799 | 223841.7284 | 234522.1453 | 245806.8479 | 257713.7133
Scenario 3: Aggressive Fuel Sub | PG&E | Com | FoodServ | Com ¦ ENERGY STAR Conveyor Oven - Gas | Com - Health | Energy Efficiency | 562972.7406 | 590418.9606 | 619890.3028 | 650335.3532 | 682800.5846 | 688770.5459 | 765272.8554 | 772844.9351 | 812422.4891 | 854143.5999 | 898126.1162 | 945548.7782 | 995871.4761
Scenario 3: Aggressive Fuel Sub | PG&E | Com | FoodServ | Com ¦ ENERGY STAR Convection Oven - Electric | Com - Health | Energy Efficiency | 1703637.2905 | 1786550.4078 | 1875798.0428 | 1967767.3323 | 2066006.4384 | 2169953.499 | 2279829.8343 | 2396086.0234 | 2518757.5022 | 2647995.3128 | 2784243.1849 | 2930973.7303 | 3086813.1684
Scenario 3: Aggressive Fuel Sub | PG&E | Com | FoodServ | Com ¦ High Performance Conveyor Toaster | Com - Health | Energy Efficiency | 377843.9931 | 391563.6737 | 404492.0504 | 416531.2235 | 431806.7342 | 450436.1616 | 464809.5004 | 476974.9435 | 487179.4614 | 496363.948 | 509384.2327 | 520153.7054 | 530419.3187
Scenario 3: Aggressive Fuel Sub | PG&E | Com | FoodServ | Com ¦ ENERGY STAR Rack Oven - Gas | Com - Health | Energy Efficiency | 239975.1051 | 251674.4452 | 264237.0222 | 277214.6562 | 291053.4209 | 293598.2015 | 326208.3946 | 329436.1008 | 346306.5938 | 364090.8082 | 382838.9788 | 403053.5602 | 424504.323
Scenario 3: Aggressive Fuel Sub | PG&E | Com | FoodServ | Com ¦ Electric Deck Oven (60% cooking efficiency) | Com - Health | Energy Efficiency | 28990.966 | 30043.6407 | 31035.6007 | 31959.3344 | 33131.3838 | 34560.7703 | 35663.5984 | 36597.0205 | 37379.9861 | 38084.6873 | 39083.6992 | 39910.0122 | 40697.6655
Scenario 3: Aggressive Fuel Sub | PG&E | Com | FoodServ | Com ¦ Demand Controlled Ventilation (DCV) Exhaust Hood | Com - Health | Energy Efficiency | 164840.3586 | 170692.3132 | 188376.7101 | 191687.9952 | 202181.474 | 214284.9155 | 225450.3954 | 236304.4864 | 244641.1672 | 248748.9671 | 249188.1126 | 262239.325 | 276622.9481
Scenario 3: Aggressive Fuel Sub | PG&E | Com | FoodServ | Com ¦ ENERGY STAR Ice Machine | Com - Health | Energy Efficiency | 43865.3519 | 45483.6593 | 46990.8752 | 48354.1941 | 50161.4961 | 52489.2524 | 54308.972 | 55913.2722 | 57317.2548 | 58540.3331 | 60169.7671 | 61448.0143 | 62652.4954
Scenario 3: Aggressive Fuel Sub | PG&E | Com | FoodServ | Com ¦ ENERGY STAR Fryer - Electric | Com - Health | Energy Efficiency | 15580.179 | 16145.9021 | 16678.9963 | 17175.4246 | 17805.3015 | 18573.4752 | 19166.1515 | 19667.7865 | 20088.5639 | 20467.2809 | 21004.1649 | 21448.2379 | 21871.5345
Scenario 3: Aggressive Fuel Sub | PG&E | Com | FoodServ | Com ¦ Efficient Food Holding Cabinet | Com - Health | Energy Efficiency | 116030.4249 | 120243.5404 | 124213.6578 | 127910.7137 | 132601.6021 | 138322.4298 | 142736.2742 | 146472.1059 | 149605.7657 | 152426.1887 | 156424.5298 | 159731.6791 | 162884.1004
Scenario 3: Aggressive Fuel Sub | PG&E | Com | FoodServ | Com ¦ ENERGY STAR Griddle - Electric | Com - Health | Energy Efficiency | 56656.6307 | 58713.8577 | 60652.431 | 62457.6707 | 64748.19 | 67541.6196 | 69696.8608 | 71521.0344 | 73051.1728 | 74428.3604 | 76380.715 | 77995.5668 | 79534.8662
Scenario 3: Aggressive Fuel Sub | PG&E | Com | FoodServ | Com ¦ Demand Controlled Ventilation (DCV) Exhaust Hood - Retrofit | Com - Health | Energy Efficiency | 906255.8936 | 959907.9408 | 992230.0245 | 986656.6632 | 999430.9337 | 1070280.4755 | 1123434.9004 | 1172022.7702 | 1208427.0962 | 1243006.6502 | 1314102.2277 | 1365002.7378 | 1417413.597
Scenario 3: Aggressive Fuel Sub | PG&E | Com | FoodServ | Com ¦ ENERGY STAR Fryer - Tier 2 Gas | Com - Health | Energy Efficiency | 21522.4167 | 22498.6243 | 25121.2247 | 25901.6175 | 27613.1266 | 29465.4611 | 31318.2136 | 33203.9642 | 34792.5782 | 35819.0286 | 36252.1061 | 38629.1375 | 41263.6638
Scenario 3: Aggressive Fuel Sub | PG&E | Com | FoodServ | Com ¦ ENERGY STAR Fryer - Fuel Sub | Com - Health | Fuel Substitution | 5502137.2888 | 5810374.6952 | 6151951.4726 | 6522344.9109 | 6893797.4515 | 7265435.5233 | 7704402.3743 | 8195282.3097 | 8737481.18 | 9324857.3814 | 9918185.9739 | 10577196.0418 | 11286675.0756
Scenario 3: Aggressive Fuel Sub | PG&E | Com | FoodServ | Com ¦ ENERGY STAR Steamer - Gas | Com - Health | Energy Efficiency | 14935.446 | 15615.2236 | 17438.3707 | 17983.2558 | 19174.9733 | 20464.9572 | 21755.7241 | 23069.9377 | 24178.1966 | 24896.1524 | 25201.9141 | 26859.4831 | 28696.7606
Scenario 3: Aggressive Fuel Sub | PG&E | Com | FoodServ | Com ¦ ENERGY STAR Steamer - Fuel Sub | Com - Health | Fuel Substitution | 1707268.4608 | 1796860.3346 | 1893964.7855 | 1998065.3044 | 2104897.2593 | 2214494.3377 | 2337772.2859 | 2472472.0567 | 2618704.5881 | 2775714.6233 | 2937472.6645 | 3113785.5592 | 3302507.7022
Scenario 3: Aggressive Fuel Sub | PG&E | Com | FoodServ | Com ¦ ENERGY STAR Convection Oven - Gas | Com - Health | Energy Efficiency | 10494.8635 | 10972.5307 | 12253.6227 | 12636.5034 | 13473.9014 | 14380.3494 | 15287.3475 | 16210.8213 | 16989.5745 | 17494.0689 | 17708.922 | 18873.6652 | 20164.6863
Scenario 3: Aggressive Fuel Sub | PG&E | Com | FoodServ | Com ¦ ENERGY STAR Convection Oven - Fuel Sub | Com - Health | Fuel Substitution | 1617077.4207 | 1708709.5196 | 1810627.3499 | 1921349.109 | 2031968.7461 | 2142177.0881 | 2273413.9188 | 2420714.27 | 2583852.7165 | 2760826.3149 | 2939050.2114 | 3137580.1489 | 3351502.2052
Scenario 3: Aggressive Fuel Sub | PG&E | Com | FoodServ | Com ¦ ENERGY STAR Griddle - Gas | Com - Health | Energy Efficiency | 9892.3097 | 10342.552 | 11550.0912 | 11910.9891 | 12700.3086 | 13554.7137 | 14409.6373 | 15280.0906 | 16014.1323 | 16489.6615 | 16692.1791 | 17790.0495 | 19006.9478
Scenario 3: Aggressive Fuel Sub | PG&E | Com | FoodServ | Com ¦ ENERGY STAR Griddle - Fuel Sub | Com - Health | Fuel Substitution | 1796000.3422 | 1900332.2727 | 2017286.6836 | 2144842.4947 | 2271267.9995 | 2396090.8436 | 2547320.5152 | 2718374.3824 | 2908877.1059 | 3116117.2528 | 3323518.3015 | 3555937.5974 | 3806827.875
Scenario 3: Aggressive Fuel Sub | PG&E | Com | FoodServ | Com ¦ ENERGY STAR Combination Oven - Gas | Com - Health | Energy Efficiency | 212.6139 | 222.2909 | 248.2444 | 256.0011 | 272.9658 | 291.3294 | 309.7042 | 328.4127 | 344.1894 | 354.4098 | 358.7625 | 382.3589 | 408.5135
Scenario 3: Aggressive Fuel Sub | PG&E | Com | FoodServ | Com ¦ ENERGY STAR Combination Oven - Fuel Sub | Com - Health | Fuel Substitution | 26325.8959 | 28002.7521 | 29933.6876 | 32067.4544 | 34126.0682 | 36095.1747 | 38627.1649 | 41564.0024 | 44892.9856 | 48546.3204 | 52131.2811 | 56224.9996 | 60668.7291
Scenario 3: Aggressive Fuel Sub | PG&E | Com | FoodServ | Com ¦ ENERGY STAR Fryer - Tier 2 Gas - Panel Upgrade | Com - Health | Energy Efficiency | 35415.1936 | 37021.5458 | 41337.0418 | 42621.18 | 45437.4729 | 48485.4942 | 51534.2033 | 54637.2109 | 57251.2795 | 58940.3063 | 59652.9364 | 63564.348 | 67899.4679
Scenario 3: Aggressive Fuel Sub | PG&E | Com | FoodServ | Com ¦ ENERGY STAR Fryer - Fuel Sub - Panel Upgrade | Com - Health | Fuel Substitution | 9053781.4646 | 9560986.9323 | 10123052.4232 | 10732535.8058 | 11343761.944 | 11955293.3742 | 12677614.4889 | 13485358.7213 | 14377548.3967 | 15344077.49 | 16320401.2586 | 17404804.0687 | 18572253.6958
Scenario 3: Aggressive Fuel Sub | PG&E | Com | FoodServ | Com ¦ ENERGY STAR Steamer - Gas - Panel Upgrade | Com - Health | Energy Efficiency | 24576.3159 | 25694.8918 | 28694.8852 | 29591.4949 | 31552.4693 | 33675.1412 | 35799.1015 | 37961.6435 | 39785.2864 | 40966.6847 | 41469.8164 | 44197.3504 | 47220.5954
Scenario 3: Aggressive Fuel Sub | PG&E | Com | FoodServ | Com ¦ ENERGY STAR Steamer - Fuel Sub - Panel Upgrade | Com - Health | Fuel Substitution | 2809314.7688 | 2956738.4342 | 3116524.065 | 3287821.7443 | 3463614.0088 | 3643956.2912 | 3846810.481 | 4068459.3103 | 4309085.3275 | 4567445.7559 | 4833619.0405 | 5123742.3752 | 5434285.1608
Scenario 3: Aggressive Fuel Sub | PG&E | Com | FoodServ | Com ¦ ENERGY STAR Convection Oven - Gas - Panel Upgrade | Com - Health | Energy Efficiency | 17269.3256 | 18055.3283 | 20163.3685 | 20793.3997 | 22171.3404 | 23662.903 | 25155.3708 | 26674.9493 | 27956.3897 | 28786.5366 | 29140.078 | 31056.666 | 33181.0447
Scenario 3: Aggressive Fuel Sub | PG&E | Com | FoodServ | Com ¦ ENERGY STAR Convection Oven - Fuel Sub - Panel Upgrade | Com - Health | Fuel Substitution | 2660905.1738 | 2811686.0349 | 2979392.0943 | 3161585.0418 | 3343609.9474 | 3524958.0656 | 3740908.6178 | 3983291.7353 | 4251736.4806 | 4542947.005 | 4836214.898 | 5162896.4356 | 5514905.7451
Scenario 3: Aggressive Fuel Sub | PG&E | Com | FoodServ | Com ¦ ENERGY STAR Griddle - Gas - Panel Upgrade | Com - Health | Energy Efficiency | 16277.8217 | 17018.6967 | 19005.7056 | 19599.5641 | 20898.3915 | 22304.3172 | 23711.0963 | 25143.4295 | 26351.297 | 27133.7817 | 27467.0248 | 29273.5735 | 31275.9828
Scenario 3: Aggressive Fuel Sub | PG&E | Com | FoodServ | Com ¦ ENERGY STAR Griddle - Fuel Sub - Panel Upgrade | Com - Health | Fuel Substitution | 2955323.3145 | 3127001.782 | 3319450.5745 | 3529343.9993 | 3737377.5019 | 3942773.822 | 4191622.6467 | 4473092.2378 | 4786564.9732 | 5127579.1831 | 5468858.1576 | 5851304.7237 | 6264145.3393
Scenario 3: Aggressive Fuel Sub | PG&E | Com | FoodServ | Com ¦ ENERGY STAR Combination Oven - Gas - Panel Upgrade | Com - Health | Energy Efficiency | 349.8568 | 365.7803 | 408.4868 | 421.2505 | 449.166 | 479.3834 | 509.6191 | 540.404 | 566.3645 | 583.1823 | 590.3447 | 629.1726 | 672.21
Scenario 3: Aggressive Fuel Sub | PG&E | Com | FoodServ | Com ¦ ENERGY STAR Combination Oven - Fuel Sub - Panel Upgrade | Com - Health | Fuel Substitution | 43319.3314 | 46078.6026 | 49255.9622 | 52767.0811 | 56154.5354 | 59394.7054 | 63561.102 | 68393.6759 | 73871.5266 | 79883.0986 | 85782.161 | 92518.3855 | 99830.5542
Scenario 3: Aggressive Fuel Sub | PG&E | Com | Lighting | Com ¦ LED High and Low Bay - 155 lpw | Com - Health | Energy Efficiency | 11874670.2784 | 12247889.8318 | 12544659.9063 | 12791054.492 | 13187351.0217 | 13764918.7385 | 14123223.8682 | 14373238.9202 | 14523857.0495 | 14584276.551 | 14791129.0548 | 14818036.4035 | 14786221.5902
Scenario 3: Aggressive Fuel Sub | PG&E | Com | Lighting | Com ¦ LED Fixtures and Retrofit Kits - 140 lpw - RET | Com - Health | Energy Efficiency | 1375583.0213 | 1428868.7831 | 1477444.8028 | 1521698.1175 | 1573586.6881 | 1630757.201 | 1668719.0178 | 1698738.7483 | 1723497.1961 | 1744075.0489 | 1780407.3446 | 1807319.7793 | 1830140.0919
Scenario 3: Aggressive Fuel Sub | PG&E | Com | Lighting | Com ¦ LED Fixtures and Retrofit Kits - 140 lpw | Com - Health | Energy Efficiency | 2796920.4724 | 2899818.8962 | 2992950.7693 | 3070634.1413 | 3166629.1326 | 3273700.8006 | 3332535.7706 | 3370156.1991 | 3392364.5491 | 3401296.7368 | 3444837.4886 | 3465841.2276 | 3474403.6933
Scenario 3: Aggressive Fuel Sub | SCE | Com | BldgEnv | Com ¦ Com Wall Insulation (R14) - Marine | Com - Health | Energy Efficiency | 14787.6806 | 15677.2609 | 16487.6204 | 17286.3525 | 18516.4466 | 19991.5921 | 20983.1452 | 21349.6307 | 21687.4377 | 21987.3914 | 22196.1398 | 22075.9131 | 21957.6716
Scenario 3: Aggressive Fuel Sub | SCE | Com | BldgEnv | Com ¦ Com Wall Insulation (R14) - Hot-Dry | Com - Health | Energy Efficiency | 60996.2894 | 64665.6342 | 68008.2086 | 71302.8223 | 76376.7196 | 82461.4061 | 86551.3689 | 88063.0498 | 89456.4376 | 90693.6876 | 91554.7341 | 91058.8227 | 90571.0997
Scenario 3: Aggressive Fuel Sub | SCE | Com | BldgEnv | Com ¦ Com Wall Insulation (R14) - Cold | Com - Health | Energy Efficiency | 1827.0451 | 1936.9543 | 2037.0757 | 2135.7606 | 2287.7409 | 2469.9979 | 2592.5061 | 2637.786 | 2679.5227 | 2716.5825 | 2742.3738 | 2727.5195 | 2712.9106
Scenario 3: Aggressive Fuel Sub | SCE | Com | HVAC | Com ¦ Small Unitary AC (SEER 18) - Marine | Com - Health | Energy Efficiency | 3732332.7513 | 3878348.4011 | 4011605.4179 | 4130628.2485 | 4278978.9836 | 4451735.5389 | 4565121.0936 | 4618322.161 | 4670885.6041 | 4719279.9665 | 4778537.7815 | 4814431.874 | 4853336.5309
Scenario 3: Aggressive Fuel Sub | SCE | Com | HVAC | Com ¦ Small Unitary AC (SEER 18) - Hot-Dry | Com - Health | Energy Efficiency | 16820523.7291 | 17478573.2295 | 18079123.331 | 18615524.1506 | 19284097.1924 | 20062660.0728 | 20573655.3512 | 20813416.8824 | 21050304.8293 | 21268403.9578 | 21535461.4658 | 21697225.5623 | 21872557.3848
Scenario 3: Aggressive Fuel Sub | SCE | Com | HVAC | Com ¦ Small Unitary AC (SEER 18) - Cold | Com - Health | Energy Efficiency | 212079.3491 | 220376.2792 | 227948.2357 | 234711.3745 | 243140.9893 | 252957.3964 | 259400.2128 | 262423.2144 | 265409.9847 | 268159.8588 | 271527.018 | 273566.5993 | 275777.2474
Scenario 3: Aggressive Fuel Sub | SCE | Com | HVAC | Com ¦ Large Unitary Heat Pump (EER 10.0, COP 3.3) - Marine | Com - Health | Energy Efficiency | 92396.4003 | 96011.1156 | 99309.9824 | 102256.4724 | 105928.9943 | 110205.6987 | 113012.6342 | 114329.6623 | 115630.9056 | 116828.9405 | 118295.9074 | 119184.4897 | 120147.6006
Scenario 3: Aggressive Fuel Sub | SCE | Com | HVAC | Com ¦ Large Unitary Heat Pump (EER 10.0, COP 3.3) - Hot-Dry | Com - Health | Energy Efficiency | 438804.6474 | 455971.4838 | 471638.3072 | 485631.6392 | 503073.008 | 523383.7317 | 536714.2978 | 542969.0659 | 549148.8694 | 554838.5205 | 561805.3711 | 566025.3846 | 570599.3455
Scenario 3: Aggressive Fuel Sub | SCE | Com | HVAC | Com ¦ Large Unitary Heat Pump (EER 10.0, COP 3.3) - Cold | Com - Health | Energy Efficiency | 2570.5792 | 2671.1449 | 2762.9234 | 2844.8983 | 2947.0723 | 3066.0554 | 3144.1477 | 3180.789 | 3216.9911 | 3250.3219 | 3291.1347 | 3315.8561 | 3342.651
Scenario 3: Aggressive Fuel Sub | SCE | Com | HVAC | Com ¦ Variable Refrigerant Flow (VRF) Heat Pump - Hot-Dry | Com - Health | Energy Efficiency | 2444372.2873 | 2545943.1434 | 2640506.0067 | 2727259.1004 | 2833705.4426 | 2950510.8752 | 3027338.7346 | 3065353.5371 | 3102856.3678 | 3137179.2698 | 3179331.9215 | 3206078.9382 | 3234623.4495
Scenario 3: Aggressive Fuel Sub | SCE | Com | HVAC | Com ¦ Variable Refrigerant Flow (VRF) Heat Pump - Marine | Com - Health | Energy Efficiency | 585327.5886 | 609649.671 | 632293.6246 | 653067.4566 | 678557.0193 | 706527.1622 | 724924.3049 | 734027.3015 | 743007.7018 | 751226.6386 | 761320.4815 | 767725.3025 | 774560.5501
Scenario 3: Aggressive Fuel Sub | SCE | Com | HVAC | Com ¦ Variable Refrigerant Flow (VRF) Heat Pump - Cold | Com - Health | Energy Efficiency | 27247.2903 | 28379.4954 | 29433.5827 | 30400.6149 | 31587.1667 | 32889.1908 | 33745.5869 | 34169.3359 | 34587.378 | 34969.9736 | 35439.847 | 35737.9946 | 36056.1788
Scenario 3: Aggressive Fuel Sub | SCE | Com | HVAC | Com ¦ Efficient Chiller - Marine | Com - Health | Energy Efficiency | 1829075.532 | 1886628.7294 | 1939734.787 | 1988285.8239 | 2051115.8093 | 2126387.369 | 2178627.9771 | 2205495.2522 | 2232621.7341 | 2258832.6809 | 2288255.2593 | 2304588.9055 | 2321847.4336
Scenario 3: Aggressive Fuel Sub | SCE | Com | HVAC | Com ¦ Efficient Chiller - Hot-Dry | Com - Health | Energy Efficiency | 6699669.2905 | 6910479.2775 | 7104999.9612 | 7282836.188 | 7512974.373 | 7788684.451 | 7980035.1039 | 8078446.4897 | 8177807.3169 | 8273814.6565 | 8381585.7908 | 8441413.8438 | 8504629.6206
Scenario 3: Aggressive Fuel Sub | SCE | Com | HVAC | Com ¦ Efficient Chiller - Cold | Com - Health | Energy Efficiency | 62036.4394 | 63988.4612 | 65789.6502 | 67436.3474 | 69567.3411 | 72120.3136 | 73892.1493 | 74803.4021 | 75723.4463 | 76612.4384 | 77610.359 | 78164.3444 | 78749.6989
Scenario 3: Aggressive Fuel Sub | SCE | Com | HVAC | Com ¦ HVAC Energy Management System (Elec SC and Gas SH) - Marine | Com - Health | Energy Efficiency | 531049.1972 | 556714.0675 | 593634.2137 | 626499.8298 | 672874.3886 | 727691.9438 | 767907.7162 | 784774.0441 | 800599.96 | 813761.4785 | 830760.2937 | 836607.7799 | 842057.5963
Scenario 3: Aggressive Fuel Sub | SCE | Com | HVAC | Com ¦ HVAC Energy Management System (Elec SC and Gas SH) - Hot-Dry | Com - Health | Energy Efficiency | 2178625.5818 | 2283915.5311 | 2435380.1701 | 2570211.1282 | 2760462.4281 | 2985351.0613 | 3150335.9836 | 3219529.9746 | 3284455.683 | 3338450.7197 | 3408188.2391 | 3432177.51 | 3454535.3432
Scenario 3: Aggressive Fuel Sub | SCE | Com | HVAC | Com ¦ HVAC Energy Management System (Elec SC and Gas SH) - Cold | Com - Health | Energy Efficiency | 33207.9601 | 34812.8547 | 37121.5725 | 39176.7494 | 42076.6776 | 45504.5694 | 48019.3717 | 49074.0693 | 50063.7072 | 50886.733 | 51949.7154 | 52315.3748 | 52656.1667
Scenario 3: Aggressive Fuel Sub | SCE | Com | HVAC | Com ¦ HVAC Pump Variable Frequency Drive (VFD) - Marine | Com - Health | Energy Efficiency | 329853.4168 | 345047.3124 | 367562.1507 | 387963.583 | 416482.0624 | 451204.7277 | 476774.5899 | 487286.4025 | 497199.3472 | 506020.1309 | 516352.8668 | 518106.0576 | 519537.8129
Scenario 3: Aggressive Fuel Sub | SCE | Com | HVAC | Com ¦ HVAC Pump Variable Frequency Drive (VFD) - Hot-Dry | Com - Health | Energy Efficiency | 1274483.1897 | 1333189.1588 | 1420181.6879 | 1499008.4669 | 1609197.7836 | 1743358.7502 | 1842155.2395 | 1882770.6395 | 1921072.1415 | 1955153.7667 | 1995077.2527 | 2001851.2076 | 2007383.2046
Scenario 3: Aggressive Fuel Sub | SCE | Com | HVAC | Com ¦ HVAC Pump Variable Frequency Drive (VFD) - Cold | Com - Health | Energy Efficiency | 8345.7581 | 8730.1852 | 9299.8425 | 9816.0276 | 10537.5854 | 11416.118 | 12063.0717 | 12329.0354 | 12579.847 | 12803.0253 | 13064.4581 | 13108.8163 | 13145.0417
Scenario 3: Aggressive Fuel Sub | SCE | Com | HVAC | Com ¦ HVAC Fan Variable Frequency Drive (VFD) - Marine | Com - Health | Energy Efficiency | 428621.3496 | 449233.9166 | 479046.1018 | 506232.6311 | 544138.5462 | 589251.2347 | 621984.8392 | 635885.6115 | 648940.6963 | 660250.2617 | 674833.2305 | 679117.2434 | 682753.9175
Scenario 3: Aggressive Fuel Sub | SCE | Com | HVAC | Com ¦ HVAC Fan Variable Frequency Drive (VFD) - Hot-Dry | Com - Health | Energy Efficiency | 1683284.8272 | 1764234.6477 | 1881313.2744 | 1988080.4067 | 2136944.7873 | 2314111.6599 | 2442663.3054 | 2497254.5179 | 2548524.5401 | 2592939.5461 | 2650209.8856 | 2667034.0916 | 2681316.0641
Scenario 3: Aggressive Fuel Sub | SCE | Com | HVAC | Com ¦ HVAC Fan Variable Frequency Drive (VFD) - Cold | Com - Health | Energy Efficiency | 21746.2382 | 22792.0232 | 24304.5537 | 25683.8708 | 27607.0393 | 29895.8456 | 31556.5953 | 32261.8553 | 32924.2091 | 33498.0035 | 34237.8749 | 34455.2257 | 34639.7335
Scenario 3: Aggressive Fuel Sub | SCE | Com | HVAC | Com ¦ Economizer - Marine | Com - Health | Energy Efficiency | 40992.3641 | 44213.5492 | 46890.3227 | 44400.6415 | 42614.2623 | 52251.6036 | 61305.5141 | 62387.5337 | 63785.0309 | 63376.0775 | 67811.1706 | 68451.0457 | 69008.9082
Scenario 3: Aggressive Fuel Sub | SCE | Com | HVAC | Com ¦ Economizer - Hot-Dry | Com - Health | Energy Efficiency | 166063.0578 | 179112.3135 | 189956.1183 | 179870.2381 | 172633.4857 | 211675.0584 | 248353.1101 | 252736.4507 | 258397.8137 | 256741.1135 | 274707.9995 | 277300.1801 | 279560.1219
Scenario 3: Aggressive Fuel Sub | SCE | Com | HVAC | Com ¦ Economizer - Cold | Com - Health | Energy Efficiency | 1464.7959 | 1579.8997 | 1675.5499 | 1586.5852 | 1522.7518 | 1867.1266 | 2190.6535 | 2229.3177 | 2279.255 | 2264.6417 | 2423.1226 | 2445.9875 | 2465.9218
Scenario 3: Aggressive Fuel Sub | SCE | Com | WaterHeat | Com ¦ Com Heat Pump Water Heater (3.3 UEF - 50 Gal) - Marine | Com - Health | Energy Efficiency | 3280880.2787 | 3461656.4161 | 3643644.5735 | 3823316.0195 | 4028917.4646 | 4228372.5574 | 4365906.3204 | 4448727.8028 | 4524460.8859 | 4586407.5615 | 4677726.8666 | 4753381.164 | 4825354.1313
Scenario 3: Aggressive Fuel Sub | SCE | Com | WaterHeat | Com ¦ Com Heat Pump Water Heater (3.3 UEF - 50 Gal) - Hot-Dry | Com - Health | Energy Efficiency | 12956074.8562 | 13670452.5488 | 14389614.2655 | 15099622.2209 | 15912120.9466 | 16700322.2248 | 17243744.5385 | 17570893.7212 | 17870019.2087 | 18114648.6974 | 18475383.3463 | 18774180.4327 | 19058418.0425
Scenario 3: Aggressive Fuel Sub | SCE | Com | WaterHeat | Com ¦ Com Heat Pump Water Heater (3.3 UEF - 50 Gal) - Cold | Com - Health | Energy Efficiency | 220643.0614 | 232784.5241 | 245007.5668 | 257074.9725 | 270883.1947 | 284278.8889 | 293518.4082 | 299085.3701 | 304176.6462 | 308342.494 | 314480.0543 | 319566.5838 | 324406.2431
Scenario 3: Aggressive Fuel Sub | SCE | Com | WaterHeat | Com ¦ Faucet Aerators (Elec WH) - Marine | Com - Health | Energy Efficiency | 10228.8292 | 10823.1698 | 11028.8114 | 11355.154 | 12959.7527 | 15115.3343 | 16338.9274 | 16856.3356 | 17000.6417 | 17184.2998 | 17956.3332 | 18473.1948 | 18994.9278
Scenario 3: Aggressive Fuel Sub | SCE | Com | WaterHeat | Com ¦ Faucet Aerators (Elec WH) - Hot-Dry | Com - Health | Energy Efficiency | 40503.1616 | 42856.5759 | 43670.8565 | 44963.0771 | 51316.8172 | 59852.2878 | 64697.3572 | 66746.1419 | 67317.5516 | 68044.784 | 71101.8098 | 73148.4297 | 75214.3394
Scenario 3: Aggressive Fuel Sub | SCE | Com | WaterHeat | Com ¦ Faucet Aerators (Elec WH) - Cold | Com - Health | Energy Efficiency | 839.8235 | 888.6209 | 905.5049 | 932.2988 | 1064.042 | 1241.023 | 1341.4844 | 1383.9654 | 1395.8135 | 1410.8925 | 1474.2792 | 1516.7154 | 1559.5515
Scenario 3: Aggressive Fuel Sub | SCE | Com | WholeBlg | Com ¦ Com Title 24 2022 Code | Com - Health | Energy Efficiency | 1078953.9004 | 1128708.8258 | 1194925.6286 | 1217677.6567 | 1279927.4849 | 1335067.7161 | 1399256.6577 | 1414829.948 | 1429400.9277 | 1416963.2838 | 1397362.8727 | 1429598.4808 | 1481157.1286
Scenario 3: Aggressive Fuel Sub | SCE | Com | ComRefrig | Com ¦ ENERGY STAR ULT Freezer - Marine | Com - Health | Energy Efficiency | 206198.564 | 217769.6301 | 229311.6525 | 240881.811 | 254377.9958 | 267610.7352 | 276879.028 | 282639.7251 | 287690.1959 | 291534.0692 | 297303.1481 | 302026.5655 | 306497.552
Scenario 3: Aggressive Fuel Sub | SCE | Com | ComRefrig | Com ¦ ENERGY STAR ULT Freezer - Hot-Dry | Com - Health | Energy Efficiency | 1048239.3619 | 1107062.5018 | 1165737.9939 | 1224556.5195 | 1293166.2707 | 1360436.76 | 1407553.4282 | 1436838.741 | 1462513.5185 | 1482054.3885 | 1511382.3117 | 1535394.4675 | 1558123.355
Scenario 3: Aggressive Fuel Sub | SCE | Com | ComRefrig | Com ¦ ENERGY STAR ULT Freezer - Cold | Com - Health | Energy Efficiency | 12114.8449 | 12794.6832 | 13472.815 | 14152.6 | 14945.5453 | 15723.0123 | 16267.5551 | 16606.015 | 16902.7468 | 17128.587 | 17467.5394 | 17745.0557 | 18007.7409
Scenario 3: Aggressive Fuel Sub | SCE | Com | FoodServ | Com ¦ ENERGY STAR Dishwasher - Tier 2 | Com - Health | Energy Efficiency | 154349.0653 | 161832.9009 | 169105.5342 | 176060.9326 | 184006.5855 | 191780.063 | 197176.4252 | 200465.6656 | 203648.9295 | 206346.4864 | 210036.9945 | 212980.4923 | 215842.1435
Scenario 3: Aggressive Fuel Sub | SCE | Com | FoodServ | Com ¦ ENERGY STAR Combination Oven - Electric | Com - Health | Energy Efficiency | 372179.8992 | 392213.1635 | 411958.5226 | 431609.0128 | 454731.0899 | 477902.1971 | 494074.9011 | 503437.1359 | 511529.3977 | 517703.2048 | 526712.6844 | 533453.6928 | 539945.8974
Scenario 3: Aggressive Fuel Sub | SCE | Com | FoodServ | Com ¦ ENERGY STAR Steamer - Electric | Com - Health | Energy Efficiency | 522045.9224 | 550145.9997 | 577842.2408 | 605405.412 | 637838.0772 | 670339.5155 | 693024.4972 | 706156.6316 | 717507.4119 | 726167.2317 | 738804.5667 | 748259.9831 | 757366.4098
Scenario 3: Aggressive Fuel Sub | SCE | Com | FoodServ | Com ¦ ENERGY STAR Conveyor Broiler - Gas | Com - Health | Energy Efficiency | 28755.9523 | 30303.7941 | 31829.3913 | 33347.6585 | 35134.153 | 36924.4358 | 38173.9968 | 38897.3566 | 39522.5938 | 39999.6042 | 40695.7089 | 41216.5433 | 41718.1543
Scenario 3: Aggressive Fuel Sub | SCE | Com | FoodServ | Com ¦ High Performance Conveyor Toaster | Com - Health | Energy Efficiency | 430131.3011 | 453283.9056 | 476103.7759 | 498814.0054 | 525536.3757 | 552315.4105 | 571006.3346 | 581826.3446 | 591178.6366 | 598313.7551 | 608726.083 | 616516.7206 | 624019.8137
Scenario 3: Aggressive Fuel Sub | SCE | Com | FoodServ | Com ¦ Electric Deck Oven (60% cooking efficiency) | Com - Health | Energy Efficiency | 33002.8323 | 34779.2701 | 36530.1781 | 38272.6737 | 40323.0102 | 42377.6944 | 43811.7994 | 44641.99 | 45359.5666 | 45907.0252 | 46705.9355 | 47303.6904 | 47879.3828
Scenario 3: Aggressive Fuel Sub | SCE | Com | FoodServ | Com ¦ Demand Controlled Ventilation (DCV) Exhaust Hood | Com - Health | Energy Efficiency | 93024.2177 | 98273.5888 | 104970.1643 | 107682.7054 | 113749.5721 | 119048.4222 | 124820.0782 | 126429.3223 | 127881.1117 | 126731.6671 | 125366.1864 | 128794.1007 | 133852.0279
Scenario 3: Aggressive Fuel Sub | SCE | Com | FoodServ | Com ¦ ENERGY STAR Ice Machine | Com - Health | Energy Efficiency | 49310.9472 | 52233.4546 | 55114.8491 | 57955.4462 | 61355.9192 | 64869.6099 | 67373.6132 | 68890.3699 | 70267.1177 | 71294.6477 | 72594.6433 | 73440.0205 | 74238.7693
Scenario 3: Aggressive Fuel Sub | SCE | Com | FoodServ | Com ¦ ENERGY STAR Fryer - Electric | Com - Health | Energy Efficiency | 17736.216 | 18690.9003 | 19631.8644 | 20568.3077 | 21670.1892 | 22774.4072 | 23545.1167 | 23991.2736 | 24376.9099 | 24671.1224 | 25100.4687 | 25421.7112 | 25731.0969
Scenario 3: Aggressive Fuel Sub | SCE | Com | FoodServ | Com ¦ Efficient Food Holding Cabinet | Com - Health | Energy Efficiency | 132087.1008 | 139196.9308 | 146204.5829 | 153178.5659 | 161384.6193 | 169608.0735 | 175347.7859 | 178670.4545 | 181542.4081 | 183733.4998 | 186930.9751 | 189323.3672 | 191627.4585
Scenario 3: Aggressive Fuel Sub | SCE | Com | FoodServ | Com ¦ ENERGY STAR Griddle - Electric | Com - Health | Energy Efficiency | 64496.9636 | 67968.6307 | 71390.4053 | 74795.7395 | 78802.6829 | 82818.1229 | 85620.7737 | 87243.2034 | 88645.5529 | 89715.4436 | 91276.7425 | 92444.9265 | 93569.9939
Scenario 3: Aggressive Fuel Sub | SCE | Com | FoodServ | Com ¦ Demand Controlled Ventilation (DCV) Exhaust Hood - Retrofit | Com - Health | Energy Efficiency | 464235.2635 | 497733.2665 | 508221.4741 | 485224.6711 | 514870.6712 | 624593.2309 | 698720.9701 | 713184.6948 | 722871.3412 | 735859.9934 | 774328.2021 | 781572.9104 | 787575.8208
Scenario 3: Aggressive Fuel Sub | SCE | Com | Lighting | Com ¦ LED High and Low Bay - 155 lpw | Com - Health | Energy Efficiency | 17361664.4843 | 18375683.5013 | 19369997.0325 | 20360750.8731 | 21539670.6974 | 22756987.9028 | 23615733.6868 | 24138531.7181 | 24611152.9839 | 24969162.841 | 25428982.2056 | 25720712.7595 | 25991491.4485
Scenario 3: Aggressive Fuel Sub | SCE | Com | Lighting | Com ¦ LED Fixtures and Retrofit Kits - 140 lpw - RET | Com - Health | Energy Efficiency | 1426994.6003 | 1500640.0649 | 1572656.17 | 1642877.2083 | 1721367.7194 | 1796856.798 | 1848493.2918 | 1882108.2083 | 1914730.0661 | 1942714.7409 | 1982203.1284 | 2014534.2343 | 2045054.729
Scenario 3: Aggressive Fuel Sub | SCE | Com | Lighting | Com ¦ LED Fixtures and Retrofit Kits - 140 lpw | Com - Health | Energy Efficiency | 3431665.8354 | 3609564.5863 | 3784557.2383 | 3953109.9118 | 4143078.9992 | 4325132.608 | 4451016.8366 | 4531983.8313 | 4610477.7226 | 4676312.1806 | 4769498.8486 | 4848747.0625 | 4924619.9693
Scenario 3: Aggressive Fuel Sub | SCG | Com | AppPlug | Com ¦ Ozone Laundry System Retrofit | Com - Health | Energy Efficiency | 102773676.2436 | 107892517.9717 | 113309949.0667 | 118850411.721 | 124808180.852 | 131042319.9545 | 137763200.3594 | 144728487.0635 | 152084756.8949 | 159730087.7591 | 167781013.2009 | 176678493.1245 | 186183488.2682
Scenario 3: Aggressive Fuel Sub | SCG | Com | AppPlug | Com ¦ Com Modulating Dryer Valve | Com - Health | Energy Efficiency | 49810512.4952 | 52244860.6595 | 54795504.3994 | 57481063.7931 | 60312085.4917 | 63299511.6794 | 66455249.1719 | 69792166.1149 | 73320140.777 | 77051792.3596 | 81001715.176 | 85187592.0089 | 89627638.0391
Scenario 3: Aggressive Fuel Sub | SCG | Com | BldgEnv | Com ¦ Com Wall Insulation (R14) - Marine | Com - Health | Energy Efficiency | 801066.38 | 840459.8278 | 881919.163 | 925546.9986 | 971680.1994 | 1020376.168 | 1071941.3775 | 1126416.211 | 1184080.1637 | 1245070.9048 | 1309662.4724 | 1378364.9818 | 1451279.433
Scenario 3: Aggressive Fuel Sub | SCG | Com | BldgEnv | Com ¦ Com Wall Insulation (R14) - Hot-Dry | Com - Health | Energy Efficiency | 887318.8615 | 930953.8837 | 976877.2316 | 1025202.5669 | 1076303.0253 | 1130242.19 | 1187359.5327 | 1247699.7848 | 1311572.5351 | 1379130.276 | 1450676.5519 | 1526776.4032 | 1607541.7048
Scenario 3: Aggressive Fuel Sub | SCG | Com | BldgEnv | Com ¦ Com Wall Insulation (R14) - Cold | Com - Health | Energy Efficiency | 12690.9269 | 13315.0192 | 13971.8405 | 14663.0162 | 15393.8834 | 16165.3512 | 16982.2752 | 17845.295 | 18758.8385 | 19725.0868 | 20748.3814 | 21836.8037 | 22991.9539
Scenario 3: Aggressive Fuel Sub | SCG | Com | HVAC | Com ¦ HVAC Energy Management System (Elec SC and Gas SH) - Marine | Com - Health | Energy Efficiency | 2891756.9895 | 3036002.2941 | 3188918.7004 | 3345617.8154 | 3514167.7082 | 3690718.6186 | 3881009.1844 | 4078333.7134 | 4286878.2747 | 4503952.6119 | 4732743.138 | 4985326.8083 | 5255075.4221
Scenario 3: Aggressive Fuel Sub | SCG | Com | HVAC | Com ¦ HVAC Energy Management System (Elec SC and Gas SH) - Hot-Dry | Com - Health | Energy Efficiency | 17032040.3386 | 17881624.8143 | 18782280.8549 | 19705216.516 | 20697951.584 | 21737811.5167 | 22858596.0793 | 24020809.6922 | 25249107.7105 | 26527644.9045 | 27875188.7975 | 29362870.9493 | 30951652.1945
Scenario 3: Aggressive Fuel Sub | SCG | Com | HVAC | Com ¦ HVAC Energy Management System (Elec SC and Gas SH) - Cold | Com - Health | Energy Efficiency | 50875.7768 | 53413.5391 | 56103.8554 | 58860.7224 | 61826.0845 | 64932.2116 | 68280.0657 | 71751.6709 | 75420.6744 | 79239.7455 | 83264.944 | 87708.7442 | 92454.5338
Scenario 3: Aggressive Fuel Sub | SCG | Com | HVAC | Com ¦ Efficient Hot Water Boilers (94% eff.) - ZEAS 2030 - Marine | Com - Health | Energy Efficiency | 443467.2533 | 466265.8558 | 490448.2751 | 515784.2819 | 542803.8339 | 0 | 0 | 0 | 0 | 0 | 0 | 0 | 0
Scenario 3: Aggressive Fuel Sub | SCG | Com | HVAC | Com ¦ Efficient Hot Water Boilers (94% eff.) - ZEAS 2030 - Hot-Dry | Com - Health | Energy Efficiency | 2281068.5081 | 2398337.9884 | 2522725.4257 | 2653046.5865 | 2792027.4215 | 0 | 0 | 0 | 0 | 0 | 0 | 0 | 0
Scenario 3: Aggressive Fuel Sub | SCG | Com | HVAC | Com ¦ Efficient Hot Water Boilers (94% eff.) - ZEAS 2030 - Cold | Com - Health | Energy Efficiency | 6466.8085 | 6799.2664 | 7151.9036 | 7521.3629 | 7915.3723 | 0 | 0 | 0 | 0 | 0 | 0 | 0 | 0
Scenario 3: Aggressive Fuel Sub | SCG | Com | HVAC | Com ¦ Com High Eff. Furnace (95 AFUE) - ZEAS 2030 - Marine | Com - Health | Energy Efficiency | 73033.7132 | 76788.3684 | 80770.9214 | 84943.4565 | 89393.2511 | 0 | 0 | 0 | 0 | 0 | 0 | 0 | 0
Scenario 3: Aggressive Fuel Sub | SCG | Com | HVAC | Com ¦ Com High Eff. Furnace (95 AFUE) - ZEAS 2030 - Hot-Dry | Com - Health | Energy Efficiency | 376275.0758 | 395619.336 | 416137.7431 | 437634.9513 | 460560.6215 | 0 | 0 | 0 | 0 | 0 | 0 | 0 | 0
Scenario 3: Aggressive Fuel Sub | SCG | Com | HVAC | Com ¦ Com High Eff. Furnace (95 AFUE) - ZEAS 2030 - Cold | Com - Health | Energy Efficiency | 4666.573 | 4906.481 | 5160.9508 | 5427.5597 | 5711.8844 | 0 | 0 | 0 | 0 | 0 | 0 | 0 | 0
Scenario 3: Aggressive Fuel Sub | SCG | Com | WaterHeat | Com ¦ Com Hot Water Tank Insulation - Marine | Com - Health | Energy Efficiency | 14445.219 | 15151.5583 | 15889.8311 | 16666.8684 | 17485.6284 | 18348.8947 | 19260.5103 | 20224.274 | 21243.3452 | 22321.0423 | 23460.664 | 24667.7614 | 25948.3143
Scenario 3: Aggressive Fuel Sub | SCG | Com | WaterHeat | Com ¦ Com Hot Water Tank Insulation - Hot-Dry | Com - Health | Energy Efficiency | 78352.976 | 82184.2631 | 86188.763 | 90403.5265 | 94844.6004 | 99527.0823 | 104471.8186 | 109699.4137 | 115227.0047 | 121072.5908 | 127254.0652 | 133801.5378 | 140747.4433
Scenario 3: Aggressive Fuel Sub | SCG | Com | WaterHeat | Com ¦ Com Hot Water Tank Insulation - Cold | Com - Health | Energy Efficiency | 196.1385 | 205.7293 | 215.7536 | 226.3043 | 237.4215 | 249.143 | 261.521 | 274.6071 | 288.4441 | 303.0772 | 318.5511 | 334.9412 | 352.3287
Scenario 3: Aggressive Fuel Sub | SCG | Com | WaterHeat | Com ¦ Faucet Aerators (Gas WH) - Marine | Com - Health | Energy Efficiency | 93969.4702 | 98564.9272 | 103366.5651 | 108420.1176 | 113744.8736 | 119358.3897 | 125286.1558 | 131552.7546 | 138179.1125 | 145186.7526 | 152596.1097 | 160443.5991 | 168768.7313
Scenario 3: Aggressive Fuel Sub | SCG | Com | WaterHeat | Com ¦ Faucet Aerators (Gas WH) - Hot-Dry | Com - Health | Energy Efficiency | 501107.3345 | 525613.3488 | 551218.8567 | 578167.7391 | 606562.8579 | 636497.837 | 668108.6044 | 701526.2515 | 736862.3722 | 774231.742 | 813743.332 | 855591.3328 | 899986.4411
Scenario 3: Aggressive Fuel Sub | SCG | Com | WaterHeat | Com ¦ Faucet Aerators (Gas WH) - Cold | Com - Health | Energy Efficiency | 1496.2558 | 1569.4283 | 1645.8838 | 1726.3504 | 1811.1354 | 1900.5182 | 1994.9047 | 2094.6865 | 2200.1965 | 2311.7777 | 2429.7553 | 2554.7092 | 2687.2685
Scenario 3: Aggressive Fuel Sub | SCG | Com | WaterHeat | Com ¦ Com Water Heating Controls (Gas WH) - Marine | Com - Health | Energy Efficiency | 14770164.2625 | 15493150.0872 | 16252185.0673 | 17052203.2694 | 17896316.0339 | 18787726.7112 | 19729692.1272 | 20725633.3891 | 21779269.5743 | 22894866.549 | 24076572.6439 | 25329089.5677 | 26657428.5054
Scenario 3: Aggressive Fuel Sub | SCG | Com | WaterHeat | Com ¦ Com Water Heating Controls (Gas WH) - Hot-Dry | Com - Health | Energy Efficiency | 79896712.0958 | 83807581.9591 | 87913453.647 | 92241017.1619 | 96807102.7734 | 101629038.4658 | 106724441.49 | 112111817.7474 | 117811284.9605 | 123845918.6121 | 130238158.3985 | 137013437.4188 | 144198862.8335
Scenario 3: Aggressive Fuel Sub | SCG | Com | WaterHeat | Com ¦ Com Water Heating Controls (Gas WH) - Cold | Com - Health | Energy Efficiency | 199854.1809 | 209636.8575 | 219907.313 | 230732.3099 | 242153.9476 | 254215.5704 | 266961.2463 | 280437.2661 | 294693.9523 | 309789.0261 | 325778.6183 | 342726.3475 | 360700.0196
Scenario 3: Aggressive Fuel Sub | SCG | Com | WaterHeat | Com ¦ Low-flow Pre-Rinse Spray Valve - Marine | Com - Health | Energy Efficiency | 2600.654 | 2728.82 | 2863.8633 | 3004.6786 | 3154.3319 | 3311.8767 | 3479.5997 | 3655.6247 | 3841.7687 | 4037.6064 | 4244.665 | 4467.4847 | 4704.4045
Scenario 3: Aggressive Fuel Sub | SCG | Com | WaterHeat | Com ¦ Low-flow Pre-Rinse Spray Valve - Hot-Dry | Com - Health | Energy Efficiency | 14031.7974 | 14723.3152 | 15451.9398 | 16211.7072 | 17019.1598 | 17869.1909 | 18774.1382 | 19723.8789 | 20728.2167 | 21784.8564 | 22902.0385 | 24104.2597 | 25382.5577
Scenario 3: Aggressive Fuel Sub | SCG | Com | WaterHeat | Com ¦ Low-flow Pre-Rinse Spray Valve - Cold | Com - Health | Energy Efficiency | 37.3502 | 39.1909 | 41.1304 | 43.1528 | 45.3021 | 47.5647 | 49.9735 | 52.5016 | 55.1749 | 57.9875 | 60.9613 | 64.1614 | 67.564
Scenario 3: Aggressive Fuel Sub | SCG | Com | WaterHeat | Com ¦ Com Hot Water Pipe Insulation - Marine | Com - Health | Energy Efficiency | 2661265.4708 | 2791352.68 | 2927720.6191 | 3071319.8161 | 3222739.2078 | 3382542.9421 | 3551377.3809 | 3729896.642 | 3918637.0557 | 4118324.1258 | 4329737.0607 | 4553794.3394 | 4791444.0378
Scenario 3: Aggressive Fuel Sub | SCG | Com | WaterHeat | Com ¦ Com Hot Water Pipe Insulation - Hot-Dry | Com - Health | Energy Efficiency | 12007532.5871 | 12594481.3231 | 13209768.4826 | 13857682.8141 | 14540881.5778 | 15261910.1891 | 16023685.0094 | 16829157.3941 | 17680747.2461 | 18581728.0118 | 19535615.4512 | 20546553.7077 | 21618820.4655
Scenario 3: Aggressive Fuel Sub | SCG | Com | WaterHeat | Com ¦ Com Hot Water Pipe Insulation - Cold | Com - Health | Energy Efficiency | 33015.9836 | 34629.8613 | 36321.6586 | 38103.1677 | 39981.6951 | 41964.2397 | 44058.8203 | 46273.552 | 48615.0886 | 51092.4307 | 53715.2453 | 56494.9272 | 59443.2383
Scenario 3: Aggressive Fuel Sub | SCG | Com | WaterHeat | Com ¦ Com Efficient Tankless Gas Water Heater (0.87 UEF - High Draw) - ZEAS 2030 - Marine | Com - Health | Energy Efficiency | 112577.6912 | 121131.4572 | 131745.2822 | 138041.0689 | 148217.8957 | 0 | 0 | 0 | 0 | 0 | 0 | 0 | 0
Scenario 3: Aggressive Fuel Sub | SCG | Com | WaterHeat | Com ¦ Com Efficient Tankless Gas Water Heater (0.87 UEF - High Draw) - ZEAS 2030 - Hot-Dry | Com - Health | Energy Efficiency | 307279.4081 | 330626.8061 | 359597.1095 | 376781.3809 | 404558.9031 | 0 | 0 | 0 | 0 | 0 | 0 | 0 | 0
Scenario 3: Aggressive Fuel Sub | SCG | Com | WaterHeat | Com ¦ Com Efficient Tankless Gas Water Heater (0.87 UEF - High Draw) - ZEAS 2030 - Cold | Com - Health | Energy Efficiency | 1518.7116 | 1634.1048 | 1777.2889 | 1862.2212 | 1999.5101 | 0 | 0 | 0 | 0 | 0 | 0 | 0 | 0
Scenario 3: Aggressive Fuel Sub | SCG | Com | WaterHeat | Com ¦ Com Efficient Tankless Gas Water Heater (0.87 UEF - High Draw) - Panel Upgrade - ZEAS 2030 - Marine | Com - Health | Energy Efficiency | 93402.3702 | 100499.176 | 109305.1518 | 114528.5792 | 122971.9904 | 0 | 0 | 0 | 0 | 0 | 0 | 0 | 0
Scenario 3: Aggressive Fuel Sub | SCG | Com | WaterHeat | Com ¦ Com Efficient Tankless Gas Water Heater (0.87 UEF - High Draw) - Panel Upgrade - ZEAS 2030 - Hot-Dry | Com - Health | Energy Efficiency | 254940.6078 | 274311.2512 | 298347.0524 | 312604.3325 | 335650.5185 | 0 | 0 | 0 | 0 | 0 | 0 | 0 | 0
Scenario 3: Aggressive Fuel Sub | SCG | Com | WaterHeat | Com ¦ Com Efficient Tankless Gas Water Heater (0.87 UEF - High Draw) - Panel Upgrade - ZEAS 2030 - Cold | Com - Health | Energy Efficiency | 1260.0299 | 1355.7683 | 1474.5639 | 1545.0297 | 1658.9342 | 0 | 0 | 0 | 0 | 0 | 0 | 0 | 0
Scenario 3: Aggressive Fuel Sub | SCG | Com | WaterHeat | Com ¦ Efficient Gas Water Heating Boiler (0.92 UEF) - ZEAS 2030 - Marine | Com - Health | Energy Efficiency | 3140020.2871 | 3301448.3836 | 3472674.752 | 3652069.2275 | 3843384.2361 | 0 | 0 | 0 | 0 | 0 | 0 | 0 | 0
Scenario 3: Aggressive Fuel Sub | SCG | Com | WaterHeat | Com ¦ Efficient Gas Water Heating Boiler (0.92 UEF) - ZEAS 2030 - Hot-Dry | Com - Health | Energy Efficiency | 17085986.1371 | 17964374.7992 | 18896079.4026 | 19872229.6316 | 20913243.7926 | 0 | 0 | 0 | 0 | 0 | 0 | 0 | 0
Scenario 3: Aggressive Fuel Sub | SCG | Com | WaterHeat | Com ¦ Efficient Gas Water Heating Boiler (0.92 UEF) - ZEAS 2030 - Cold | Com - Health | Energy Efficiency | 43348.0791 | 45576.5991 | 47940.3845 | 50416.9309 | 53058.0406 | 0 | 0 | 0 | 0 | 0 | 0 | 0 | 0
Scenario 3: Aggressive Fuel Sub | SCG | Com | WholeBlg | Com ¦ Com Title 24 2022 Code | Com - Health | Energy Efficiency | 4097726.7329 | 4407704.369 | 4792373.3909 | 5019737.1223 | 5388005.5092 | 5719578.7561 | 6219026.9236 | 6592845.3777 | 6980112.4396 | 7240911.0527 | 7471248.4662 | 8119050.1093 | 8881613.3833
Scenario 3: Aggressive Fuel Sub | SCG | Com | FoodServ | Com ¦ ENERGY STAR Dishwasher - Tier 2 | Com - Health | Energy Efficiency | 812548.827 | 853663.5996 | 897217.763 | 942792.6092 | 991352.5165 | 1042604.8215 | 1097285.3187 | 1154823.4064 | 1215800.0999 | 1280078.099 | 1348154.7664 | 1421482.8557 | 1499524.6757
Scenario 3: Aggressive Fuel Sub | SCG | Com | FoodServ | Com ¦ ENERGY STAR Conveyor Broiler - Gas | Com - Health | Energy Efficiency | 213484.7833 | 224185.6961 | 235510.5728 | 247351.9154 | 259962.0732 | 273262.8339 | 287445.985 | 302361.1478 | 318158.9904 | 334802.0696 | 352419.2193 | 371389.4119 | 391577.7688
Scenario 3: Aggressive Fuel Sub | SCG | Com | FoodServ | Com ¦ ENERGY STAR Conveyor Oven - Gas | Com - Health | Energy Efficiency | 635293.9389 | 667138.012 | 700838.8944 | 736076.69 | 773602.3472 | 813183.1197 | 855389.7342 | 899774.6893 | 946786.3476 | 996313.284 | 1048738.8869 | 1105190.9119 | 1165267.9846
Scenario 3: Aggressive Fuel Sub | SCG | Com | FoodServ | Com ¦ ENERGY STAR Rack Oven - Gas | Com - Health | Energy Efficiency | 270803.0403 | 284377.0275 | 298742.506 | 313763.1155 | 329758.9584 | 346630.8234 | 364621.9906 | 383541.7064 | 403581.0917 | 424692.6499 | 447039.8058 | 471103.2811 | 496711.9842
Scenario 3: Aggressive Fuel Sub | SCG | Com | FoodServ | Com ¦ Demand Controlled Ventilation (DCV) Exhaust Hood | Com - Health | Energy Efficiency | 66485.3656 | 71481.8697 | 77682.9189 | 81328.3931 | 87251.2509 | 92573.5238 | 100605.457 | 106597.3979 | 112800.1407 | 116955.219 | 120615.2196 | 131009.1003 | 143243.3032
Scenario 3: Aggressive Fuel Sub | SCG | Com | FoodServ | Com ¦ Demand Controlled Ventilation (DCV) Exhaust Hood - Retrofit | Com - Health | Energy Efficiency | 373334.9899 | 391630.3534 | 410693.2003 | 430746.5986 | 451875.3973 | 474141.5362 | 497641.7881 | 522486.3727 | 548751.8787 | 576535.3564 | 605902.0853 | 636984.1523 | 669957.1668
Scenario 3: Aggressive Fuel Sub | SCG | Com | FoodServ | Com ¦ ENERGY STAR Fryer - Tier 2 Gas | Com - Health | Energy Efficiency | 34419.0008 | 36983.7857 | 40166.5029 | 42023.7969 | 45054.0808 | 47769.8791 | 51878.8186 | 54930.4614 | 58085.9879 | 60183.0404 | 62022.2053 | 67318.8233 | 73554.2373
Scenario 3: Aggressive Fuel Sub | SCG | Com | FoodServ | Com ¦ ENERGY STAR Steamer - Gas | Com - Health | Energy Efficiency | 23877.1464 | 25659.9581 | 27872.5681 | 29166.2238 | 31274.649 | 33165.4992 | 36024.4302 | 38150.1205 | 40348.7951 | 41812.8891 | 43098.3704 | 46787.3297 | 51130.2176
Scenario 3: Aggressive Fuel Sub | SCG | Com | FoodServ | Com ¦ ENERGY STAR Convection Oven - Gas | Com - Health | Energy Efficiency | 16778.032 | 18030.7811 | 19585.5414 | 20494.5695 | 21976.1212 | 23304.7868 | 25313.7051 | 26807.3887 | 28352.3569 | 29381.1489 | 30284.4329 | 32876.5969 | 35928.2644
Scenario 3: Aggressive Fuel Sub | SCG | Com | FoodServ | Com ¦ ENERGY STAR Griddle - Gas | Com - Health | Energy Efficiency | 15814.7354 | 16995.5589 | 18461.054 | 19317.891 | 20714.3806 | 21966.762 | 23860.34 | 25268.2649 | 26724.5301 | 27694.2548 | 28545.6776 | 30989.0146 | 33865.4732
Scenario 3: Aggressive Fuel Sub | SCG | Com | FoodServ | Com ¦ ENERGY STAR Combination Oven - Gas | Com - Health | Energy Efficiency | 339.9038 | 365.283 | 396.7807 | 415.1966 | 445.2111 | 472.1283 | 512.8267 | 543.0871 | 574.3863 | 595.2285 | 613.528 | 666.0423 | 727.8656
Scenario 3: Aggressive Fuel Sub | SCG | Com | FoodServ | Com ¦ ENERGY STAR Fryer - Tier 2 Gas - Panel Upgrade | Com - Health | Energy Efficiency | 56636.5569 | 60856.9172 | 66094.0867 | 69150.269 | 74136.6092 | 78605.4624 | 85366.7332 | 90388.2196 | 95580.6468 | 99031.3521 | 102057.7029 | 110773.3019 | 121033.6921
Scenario 3: Aggressive Fuel Sub | SCG | Com | FoodServ | Com ¦ ENERGY STAR Steamer - Gas - Panel Upgrade | Com - Health | Energy Efficiency | 39289.9075 | 42223.529 | 45864.3845 | 47993.0984 | 51462.5176 | 54573.9166 | 59278.2952 | 62776.1243 | 66394.0491 | 68803.2196 | 70918.4824 | 76988.6749 | 84134.9084
Scenario 3: Aggressive Fuel Sub | SCG | Com | FoodServ | Com ¦ ENERGY STAR Convection Oven - Gas - Panel Upgrade | Com - Health | Energy Efficiency | 27608.2961 | 29669.6979 | 32228.0602 | 33723.8683 | 36161.7655 | 38348.0884 | 41653.7688 | 44111.629 | 46653.8783 | 48346.7582 | 49833.1145 | 54098.5272 | 59120.0541
Scenario 3: Aggressive Fuel Sub | SCG | Com | FoodServ | Com ¦ ENERGY STAR Griddle - Gas - Panel Upgrade | Com - Health | Energy Efficiency | 26023.1889 | 27966.2371 | 30377.7132 | 31787.6407 | 34085.568 | 36146.365 | 39262.2525 | 41578.9968 | 43975.2849 | 45570.9696 | 46971.9879 | 50992.5055 | 55725.7258
Scenario 3: Aggressive Fuel Sub | SCG | Com | FoodServ | Com ¦ ENERGY STAR Combination Oven - Gas - Panel Upgrade | Com - Health | Energy Efficiency | 559.3125 | 601.0742 | 652.9037 | 683.207 | 732.596 | 776.8884 | 843.8577 | 893.6512 | 945.1543 | 979.4501 | 1009.5619 | 1095.9743 | 1197.7047
Scenario 3: Aggressive Fuel Sub | SDG&E | Com | AppPlug | Com ¦ Ozone Laundry System Retrofit | Com - Health | Energy Efficiency | 26303239.8157 | 27522932.7344 | 28805651.8345 | 30211797.2733 | 31621886.6403 | 33086010.2153 | 34443714.1797 | 36114152.2531 | 37952067.4882 | 40012834.679 | 42275792.0734 | 44160565.1806 | 46273992.3695
Scenario 3: Aggressive Fuel Sub | SDG&E | Com | AppPlug | Com ¦ Com Modulating Dryer Valve | Com - Health | Energy Efficiency | 12221414.4592 | 12807164.7948 | 13420722.3901 | 14066516.3619 | 14747059.4979 | 15464958.8665 | 16223051.2856 | 17024402.4653 | 17871369.0322 | 18766958.8953 | 19714649.2302 | 20718651.4456 | 21783304.4863
Scenario 3: Aggressive Fuel Sub | SDG&E | Com | BldgEnv | Com ¦ Com Wall Insulation (R14) - Marine | Com - Health | Energy Efficiency | 156716.244 | 164140.7296 | 171931.4481 | 180178.9955 | 188862.3653 | 198084.863 | 207677.7365 | 217992.2078 | 228960.9088 | 240662.7737 | 253112.9894 | 265864.825 | 279478.1685
Scenario 3: Aggressive Fuel Sub | SDG&E | Com | BldgEnv | Com ¦ Com Wall Insulation (R14) - Hot-Dry | Com - Health | Energy Efficiency | 111694.4136 | 116537.2438 | 121533.7054 | 126774.218 | 132452.9562 | 138818.776 | 145414.5956 | 152425.2658 | 159861.6195 | 167771.5779 | 176144.0679 | 184542.5574 | 193515.9987
Scenario 3: Aggressive Fuel Sub | SDG&E | Com | HVAC | Com ¦ Small Unitary AC (SEER 18) - Marine | Com - Health | Energy Efficiency | 1063750.3268 | 1083910.2878 | 1098585.5714 | 1108955.2853 | 1123700.9356 | 1154126.912 | 1176438.2221 | 1196909.4576 | 1218634.6153 | 1241505.0265 | 1269141.9077 | 1284579.1201 | 1302626.7682
Scenario 3: Aggressive Fuel Sub | SDG&E | Com | HVAC | Com ¦ Small Unitary AC (SEER 18) - Hot-Dry | Com - Health | Energy Efficiency | 5221617.3007 | 5316732.1785 | 5383904.6057 | 5428940.9004 | 5495707.1312 | 5640951.1434 | 5745267.9583 | 5839427.9793 | 5939234.7755 | 6044015.1971 | 6171995.7639 | 6238885.8886 | 6318034.7823
Scenario 3: Aggressive Fuel Sub | SDG&E | Com | HVAC | Com ¦ Large Unitary Heat Pump (EER 10.0, COP 3.3) - Marine | Com - Health | Energy Efficiency | 21499.6659 | 21762.687 | 21876.5353 | 21865.7351 | 21952.765 | 22413.3731 | 22668.8368 | 22844.8608 | 23027.128 | 23208.1919 | 23478.1911 | 23456.3033 | 23466.3204
Scenario 3: Aggressive Fuel Sub | SDG&E | Com | HVAC | Com ¦ Large Unitary Heat Pump (EER 10.0, COP 3.3) - Hot-Dry | Com - Health | Energy Efficiency | 97082.065 | 98269.741 | 98783.8247 | 98735.056 | 99128.0408 | 101207.9237 | 102361.474 | 103156.3132 | 103979.3434 | 104796.94 | 106016.1257 | 105917.2906 | 105962.5231
Scenario 3: Aggressive Fuel Sub | SDG&E | Com | HVAC | Com ¦ Variable Refrigerant Flow (VRF) Heat Pump - Hot-Dry | Com - Health | Energy Efficiency | 1047393.3338 | 1062600.4134 | 1070927.0185 | 1073785.5686 | 1081759.1021 | 1105941.408 | 1119440.3072 | 1129231.7228 | 1139215.082 | 1148806.7963 | 1163193.4535 | 1163071.6099 | 1164453.2582
Scenario 3: Aggressive Fuel Sub | SDG&E | Com | HVAC | Com ¦ Variable Refrigerant Flow (VRF) Heat Pump - Marine | Com - Health | Energy Efficiency | 187273.038 | 189992.0509 | 191480.8409 | 191991.9472 | 193417.6082 | 197741.3839 | 200154.9757 | 201905.6724 | 203690.6886 | 205405.6789 | 207978.001 | 207956.2155 | 208203.253
Scenario 3: Aggressive Fuel Sub | SDG&E | Com | HVAC | Com ¦ Efficient Chiller - Marine | Com - Health | Energy Efficiency | 541183.7392 | 544580.1608 | 544964.4255 | 543225.0273 | 544271.1059 | 554315.9707 | 560470.9883 | 565269.7366 | 570340.8918 | 575635.7295 | 582659.7134 | 581643.4795 | 581224.258
Scenario 3: Aggressive Fuel Sub | SDG&E | Com | HVAC | Com ¦ Efficient Chiller - Hot-Dry | Com - Health | Energy Efficiency | 2602201.0247 | 2618532.2099 | 2620379.8891 | 2612016.2531 | 2617046.1655 | 2665345.3947 | 2694940.8759 | 2718014.9389 | 2742398.8298 | 2767858.2644 | 2801632.0398 | 2796745.6312 | 2794729.8672
Scenario 3: Aggressive Fuel Sub | SDG&E | Com | HVAC | Com ¦ HVAC Energy Management System (Elec SC and Gas SH) - Marine | Com - Health | Energy Efficiency | 894434.7649 | 929049.629 | 964858.5627 | 1002678.3699 | 1042986.1275 | 1090512.7266 | 1134325.6909 | 1185530.3043 | 1241407.9643 | 1303334.6381 | 1372373.1687 | 1425928.8401 | 1486017.3477
Scenario 3: Aggressive Fuel Sub | SDG&E | Com | HVAC | Com ¦ HVAC Energy Management System (Elec SC and Gas SH) - Hot-Dry | Com - Health | Energy Efficiency | 5186398.8738 | 5390384.501 | 5601777.9179 | 5825854.0312 | 6063318.9923 | 6340173.5394 | 6595632.2871 | 6895382.474 | 7222710.3211 | 7585830.2695 | 7990093.4681 | 8305993.3288 | 8660332.263
Scenario 3: Aggressive Fuel Sub | SDG&E | Com | HVAC | Com ¦ HVAC Pump Variable Frequency Drive (VFD) - Marine | Com - Health | Energy Efficiency | 90577.4639 | 90295.5457 | 89521.5254 | 87680.051 | 87416.9053 | 90811.5814 | 94385.7835 | 96648.5827 | 98697.798 | 100366.3757 | 102570.2092 | 102354.6881 | 101984.5107
Scenario 3: Aggressive Fuel Sub | SDG&E | Com | HVAC | Com ¦ HVAC Pump Variable Frequency Drive (VFD) - Hot-Dry | Com - Health | Energy Efficiency | 537206.8949 | 535534.8636 | 530944.2179 | 520022.5966 | 518461.9029 | 538595.4252 | 559793.7004 | 573214.1617 | 585367.8758 | 595264.062 | 608334.8025 | 607056.566 | 604861.0765
Scenario 3: Aggressive Fuel Sub | SDG&E | Com | HVAC | Com ¦ HVAC Fan Variable Frequency Drive (VFD) - Marine | Com - Health | Energy Efficiency | 115290.3685 | 115163.8021 | 114495.0247 | 112411.0801 | 112423.4945 | 117088.2814 | 121649.9317 | 124402.2094 | 126867.7015 | 128780.1388 | 131589.3874 | 131476.0558 | 131120.3373
Scenario 3: Aggressive Fuel Sub | SDG&E | Com | HVAC | Com ¦ HVAC Fan Variable Frequency Drive (VFD) - Hot-Dry | Com - Health | Energy Efficiency | 605592.6421 | 605384.8507 | 602394.8482 | 592110.6666 | 592696.0404 | 617372.7888 | 641547.1219 | 656396.3759 | 669797.7427 | 680376.6713 | 695634.4986 | 695819.975 | 694798.2932
Scenario 3: Aggressive Fuel Sub | SDG&E | Com | HVAC | Com ¦ Economizer - Marine | Com - Health | Energy Efficiency | 10749.7165 | 11514.0906 | 12092.461 | 11444.7238 | 9611.5642 | 10515.3979 | 11259.7055 | 11444.8173 | 11736.9919 | 11602.7137 | 12731.7189 | 12710.1259 | 12691.0775
Scenario 3: Aggressive Fuel Sub | SDG&E | Com | HVAC | Com ¦ Economizer - Hot-Dry | Com - Health | Energy Efficiency | 80025.0391 | 85715.335 | 90020.9476 | 85198.9419 | 71552.1939 | 78280.6813 | 83821.5937 | 85199.6375 | 87374.6979 | 86375.0793 | 94779.8303 | 94619.0835 | 94477.2797
Scenario 3: Aggressive Fuel Sub | SDG&E | Com | HVAC | Com ¦ Large Packaged Heat Pump (IEER 14.0) - Fuel Sub - ZEAS 2030 - Marine | Com - Health | Fuel Substitution | 143463.3864 | 154006.548 | 165646.7266 | 178396.6275 | 191540.2896 | -29199.5192 | -29699.3333 | -30271.9664 | -30861.5772 | -31477.9397 | -32067.475 | -32759.2124 | -33459.4691
Scenario 3: Aggressive Fuel Sub | SDG&E | Com | HVAC | Com ¦ Large Packaged Heat Pump (IEER 14.0) - Fuel Sub - ZEAS 2030 - Hot-Dry | Com - Health | Fuel Substitution | 450012.2177 | 487279.6409 | 528614.768 | 574054.9979 | 620843.2959 | -163390.6713 | -166170.8363 | -169290.1662 | -172495.1989 | -175830.4652 | -179052.7831 | -182748.2829 | -186491.6566
Scenario 3: Aggressive Fuel Sub | SDG&E | Com | HVAC | Com ¦ Large Packaged Heat Pump (IEER 14.0) - Fuel Sub - Panel Upgrade - ZEAS 2030 - Marine | Com - Health | Fuel Substitution | 32781.56 | 35190.6854 | 37850.4805 | 40763.8485 | 43767.1915 | -6672.126 | -6786.3341 | -6917.1815 | -7051.9083 | -7192.7479 | -7327.4574 | -7485.5203 | -7645.5298
Scenario 3: Aggressive Fuel Sub | SDG&E | Com | HVAC | Com ¦ Large Packaged Heat Pump (IEER 14.0) - Fuel Sub - Panel Upgrade - ZEAS 2030 - Hot-Dry | Com - Health | Fuel Substitution | 102828.3446 | 111343.9966 | 120789.1239 | 131172.2723 | 141863.4558 | -37334.9691 | -37970.2402 | -38683.0109 | -39415.3649 | -40177.4773 | -40913.7809 | -41758.2071 | -42613.5726
Scenario 3: Aggressive Fuel Sub | SDG&E | Com | HVAC | Com ¦ Small Packaged Heat Pump (SEER 18) - Fuel Sub - ZEAS 2030 - Marine | Com - Health | Fuel Substitution | 107182.4206 | 111114.7135 | 114922.8468 | 118655.5212 | 122868.4402 | 54873.3813 | 55690.1191 | 56140.2639 | 56553.7799 | 56874.1448 | 57418.0302 | 57426.4812 | 57452.4352
Scenario 3: Aggressive Fuel Sub | SDG&E | Com | HVAC | Com ¦ Small Packaged Heat Pump (SEER 18) - Fuel Sub - ZEAS 2030 - Hot-Dry | Com - Health | Fuel Substitution | 470914.8059 | 487392.1773 | 503064.9658 | 518162.1419 | 535462.8867 | 259453.2116 | 263310.7262 | 265409.0511 | 267330.8271 | 268804.9462 | 271350.2921 | 271326.6008 | 271385.9864
Scenario 3: Aggressive Fuel Sub | SDG&E | Com | HVAC | Com ¦ Small Packaged Heat Pump (SEER 18) - Fuel Sub - Panel Upgrade - ZEAS 2030 - Marine | Com - Health | Fuel Substitution | 24491.3148 | 25389.8485 | 26260.0117 | 27112.9324 | 28075.5895 | 12538.635 | 12725.2606 | 12828.1193 | 12922.6082 | 12995.812 | 13120.0904 | 13122.0215 | 13127.952
Scenario 3: Aggressive Fuel Sub | SDG&E | Com | HVAC | Com ¦ Small Packaged Heat Pump (SEER 18) - Fuel Sub - Panel Upgrade - ZEAS 2030 - Hot-Dry | Com - Health | Fuel Substitution | 107604.6117 | 111369.7113 | 114950.9627 | 118400.686 | 122353.9274 | 59285.3776 | 60166.8244 | 60646.2942 | 61085.4224 | 61422.2604 | 62003.8751 | 61998.4616 | 62012.0313
Scenario 3: Aggressive Fuel Sub | SDG&E | Com | HVAC | Com ¦ Efficient Hot Water Boilers (94% eff.) - ZEAS 2030 - Hot-Dry | Com - Health | Energy Efficiency | 817601.8318 | 858213.7052 | 901187.3416 | 947311.5926 | 995309.5876 | 0 | 0 | 0 | 0 | 0 | 0 | 0 | 0
Scenario 3: Aggressive Fuel Sub | SDG&E | Com | HVAC | Com ¦ Com High Eff. Furnace (95 AFUE) - ZEAS 2030 - Hot-Dry | Com - Health | Energy Efficiency | 111949.2478 | 117509.9847 | 123394.1035 | 129709.6167 | 136281.6904 | 0 | 0 | 0 | 0 | 0 | 0 | 0 | 0
Scenario 3: Aggressive Fuel Sub | SDG&E | Com | WaterHeat | Com ¦ Com Heat Pump Water Heater (3.3 UEF - 50 Gal) - Marine | Com - Health | Energy Efficiency | 861204.0314 | 893537.7717 | 924337.4025 | 953886.158 | 987547.8502 | 1025665.5553 | 1050215.1147 | 1069521.4133 | 1087439.5016 | 1102825.6157 | 1127655.1467 | 1142325.0687 | 1156559.0892
Scenario 3: Aggressive Fuel Sub | SDG&E | Com | WaterHeat | Com ¦ Com Heat Pump Water Heater (3.3 UEF - 50 Gal) - Hot-Dry | Com - Health | Energy Efficiency | 4559142.6697 | 4730324.5541 | 4893384.0273 | 5049820.3595 | 5228032.6771 | 5429837.0931 | 5559806.6074 | 5662014.6266 | 5756872.3496 | 5838323.9831 | 5969772.7281 | 6047434.1744 | 6122787.1097
Scenario 3: Aggressive Fuel Sub | SDG&E | Com | WaterHeat | Com ¦ Com Hot Water Tank Insulation - Hot-Dry | Com - Health | Energy Efficiency | 23151.9739 | 24261.8515 | 25421.6067 | 26641.8433 | 27927.164 | 29281.9014 | 30712.0314 | 32223.4627 | 33821.1139 | 35510.152 | 37295.7143 | 39186.4304 | 41191.5965
Scenario 3: Aggressive Fuel Sub | SDG&E | Com | WaterHeat | Com ¦ Faucet Aerators (Gas WH) - Hot-Dry | Com - Health | Energy Efficiency | 150358.814 | 157567.4571 | 165097.6065 | 173020.1319 | 181364.9924 | 190159.4721 | 199443.1362 | 209254.1565 | 219625.0539 | 230589.2844 | 242178.6255 | 254449.5892 | 267463.491
Scenario 3: Aggressive Fuel Sub | SDG&E | Com | WaterHeat | Com ¦ Faucet Aerators (Elec WH) - Marine | Com - Health | Energy Efficiency | 2998.155 | 3171.9307 | 3216.4186 | 3168.0879 | 3348.0597 | 3701.4023 | 3905.7483 | 4039.0245 | 4061.1376 | 4089.926 | 4292.031 | 4426.6941 | 4562.7218
Scenario 3: Aggressive Fuel Sub | SDG&E | Com | WaterHeat | Com ¦ Faucet Aerators (Elec WH) - Hot-Dry | Com - Health | Energy Efficiency | 15830.0917 | 16747.6178 | 16982.5112 | 16727.3278 | 17677.5692 | 19543.1983 | 20622.1338 | 21325.8249 | 21442.5807 | 21594.5819 | 22661.6848 | 23372.6987 | 24090.9173
Scenario 3: Aggressive Fuel Sub | SDG&E | Com | WaterHeat | Com ¦ Com Water Heating Controls (Gas WH) - Hot-Dry | Com - Health | Energy Efficiency | 23549924.1777 | 24680919.8333 | 25867949.1824 | 27118646.5238 | 28437832.7788 | 29830471.6629 | 31301611.1303 | 32856554.0307 | 34501063.5098 | 36241748.4369 | 38085037.7838 | 40038216.9419 | 42109050.967
Scenario 3: Aggressive Fuel Sub | SDG&E | Com | WaterHeat | Com ¦ Low-flow Pre-Rinse Spray Valve - Hot-Dry | Com - Health | Energy Efficiency | 4085.5127 | 4279.2842 | 4482.9357 | 4700.7407 | 4926.3153 | 5163.0974 | 5402.3656 | 5668.8336 | 5954.8116 | 6264.2432 | 6596.6081 | 6919.337 | 7268.1109
Scenario 3: Aggressive Fuel Sub | SDG&E | Com | WaterHeat | Com ¦ Com Hot Water Pipe Insulation - Hot-Dry | Com - Health | Energy Efficiency | 3700950.8657 | 3878382.0726 | 4064325.7428 | 4260063.7235 | 4466391.2964 | 4684070.541 | 4913974.3741 | 5156986.388 | 5413831.8468 | 5685490.7386 | 5973015.4927 | 6277646.2861 | 6600663.4673
Scenario 3: Aggressive Fuel Sub | SDG&E | Com | WaterHeat | Com ¦ Com Efficient Tankless Gas Water Heater (0.87 UEF - High Draw) - ZEAS 2030 - Marine | Com - Health | Energy Efficiency | 43062.652 | 44093.3944 | 45316.7671 | 48127.4354 | 49146.9999 | 0 | 0 | 0 | 0 | 0 | 0 | 0 | 0
Scenario 3: Aggressive Fuel Sub | SDG&E | Com | WaterHeat | Com ¦ Com Efficient Tankless Gas Water Heater (0.87 UEF - High Draw) - ZEAS 2030 - Hot-Dry | Com - Health | Energy Efficiency | 114158.5698 | 116891.026 | 120134.1371 | 127585.1409 | 130287.9568 | 0 | 0 | 0 | 0 | 0 | 0 | 0 | 0
Scenario 3: Aggressive Fuel Sub | SDG&E | Com | WaterHeat | Com ¦ Com Heat Pump Water Heater (3.75 UEF - 50 Gal) - Fuel Sub - ZEAS 2030 - Marine | Com - Health | Fuel Substitution | 6393273.3009 | 6746794.9563 | 7132484.2467 | 7553932.7555 | 7987280.8271 | 4657413.6564 | 4781874.9266 | 4871291.9255 | 4951046.2118 | 5014117.5278 | 5116086.853 | 5194387.7099 | 5265875.7383
Scenario 3: Aggressive Fuel Sub | SDG&E | Com | WaterHeat | Com ¦ Com Heat Pump Water Heater (3.75 UEF - 50 Gal) - Fuel Sub - ZEAS 2030 - Hot-Dry | Com - Health | Fuel Substitution | 16826885.3197 | 17761719.3112 | 18781773.4173 | 19896566.1838 | 21042838.8988 | 12205854.2507 | 12533325.2171 | 12767962.1911 | 12976976.2662 | 13141776.8498 | 13409544.6367 | 13614599.766 | 13801576.2209
Scenario 3: Aggressive Fuel Sub | SDG&E | Com | WaterHeat | Com ¦ Com Efficient Tankless Gas Water Heater (0.87 UEF - High Draw) - Panel Upgrade - ZEAS 2030 - Marine | Com - Health | Energy Efficiency | 35727.8047 | 36582.9811 | 37597.9771 | 39929.9052 | 40775.8076 | 0 | 0 | 0 | 0 | 0 | 0 | 0 | 0
Scenario 3: Aggressive Fuel Sub | SDG&E | Com | WaterHeat | Com ¦ Com Efficient Tankless Gas Water Heater (0.87 UEF - High Draw) - Panel Upgrade - ZEAS 2030 - Hot-Dry | Com - Health | Energy Efficiency | 94713.9782 | 96981.0161 | 99671.7292 | 105853.6059 | 108096.052 | 0 | 0 | 0 | 0 | 0 | 0 | 0 | 0
Scenario 3: Aggressive Fuel Sub | SDG&E | Com | WaterHeat | Com ¦ Com Heat Pump Water Heater (3.75 UEF - 50 Gal) - Fuel Sub - Panel Upgrade - ZEAS 2030 - Marine | Com - Health | Fuel Substitution | 5304309.1673 | 5597615.5956 | 5917610.5563 | 6267273.8795 | 6626809.917 | 3864117.9237 | 3967379.7468 | 4041566.3778 | 4107736.1428 | 4160064.5423 | 4244665.466 | 4309629.3637 | 4368940.8598
Scenario 3: Aggressive Fuel Sub | SDG&E | Com | WaterHeat | Com ¦ Com Heat Pump Water Heater (3.75 UEF - 50 Gal) - Fuel Sub - Panel Upgrade - ZEAS 2030 - Hot-Dry | Com - Health | Fuel Substitution | 13960767.4905 | 14736371.5165 | 15582680.143 | 16507590.6251 | 17458619.0864 | 10126835.1201 | 10398528.0647 | 10593199.4003 | 10766612.1769 | 10903342.3314 | 11125501.3194 | 11295629.4762 | 11450758.2932
Scenario 3: Aggressive Fuel Sub | SDG&E | Com | WaterHeat | Com ¦ Com Heat Pump Water Heater (100+ Gal, 200+ kBtuh - 4.3 COP) - Fuel Sub - ZEAS 2030 - Marine | Com - Health | Fuel Substitution | 1155631.6772 | 1219233.5323 | 1288173.4856 | 1363033.1695 | 1440454.7726 | 0 | 0 | 0 | 0 | 0 | 0 | 0 | 0
Scenario 3: Aggressive Fuel Sub | SDG&E | Com | WaterHeat | Com ¦ Com Heat Pump Water Heater (100+ Gal, 200+ kBtuh - 4.3 COP) - Fuel Sub - ZEAS 2030 - Hot-Dry | Com - Health | Fuel Substitution | 6128797.1087 | 6466083.1169 | 6831665.6826 | 7228627.5572 | 7639186.089 | 0 | 0 | 0 | 0 | 0 | 0 | 0 | 0
Scenario 3: Aggressive Fuel Sub | SDG&E | Com | WaterHeat | Com ¦ Com Heat Pump Water Heater (100+ Gal, 200+ kBtuh - 4.3 COP) - Fuel Sub - Panel Upgrade - ZEAS 2030 - Marine | Com - Health | Fuel Substitution | 958793.3146 | 1011561.8867 | 1068759.3205 | 1130868.1791 | 1195102.5861 | 0 | 0 | 0 | 0 | 0 | 0 | 0 | 0
Scenario 3: Aggressive Fuel Sub | SDG&E | Com | WaterHeat | Com ¦ Com Heat Pump Water Heater (100+ Gal, 200+ kBtuh - 4.3 COP) - Fuel Sub - Panel Upgrade - ZEAS 2030 - Hot-Dry | Com - Health | Fuel Substitution | 5084881.1177 | 5364717.3113 | 5668030.3191 | 5997377.8085 | 6338006.0409 | 0 | 0 | 0 | 0 | 0 | 0 | 0 | 0
Scenario 3: Aggressive Fuel Sub | SDG&E | Com | WaterHeat | Com ¦ Efficient Gas Water Heating Boiler (0.92 UEF) - ZEAS 2030 - Hot-Dry | Com - Health | Energy Efficiency | 5058765.1433 | 5309955.4651 | 5575737.1002 | 5860991.012 | 6157843.8627 | 0 | 0 | 0 | 0 | 0 | 0 | 0 | 0
Scenario 3: Aggressive Fuel Sub | SDG&E | Com | WholeBlg | Com ¦ Com Title 24 2022 Code | Com - Health | Energy Efficiency | 1924552.2431 | 1946299.3232 | 1973289.7449 | 2066347.7357 | 2084505.6509 | 2087423.9771 | 1876744.8204 | 1922805.2789 | 2053645.2463 | 2323314.5574 | 2698168.9488 | 2519724.5422 | 2461650.0901
Scenario 3: Aggressive Fuel Sub | SDG&E | Com | ComRefrig | Com ¦ ENERGY STAR ULT Freezer - Marine | Com - Health | Energy Efficiency | 27557.2176 | 28301.0156 | 28841.1615 | 29248.5368 | 29941.559 | 30890.0303 | 30961.7679 | 30522.2258 | 29786.2015 | 28631.5641 | 27936.1431 | 26638.8539 | 25129.3419
Scenario 3: Aggressive Fuel Sub | SDG&E | Com | ComRefrig | Com ¦ ENERGY STAR ULT Freezer - Hot-Dry | Com - Health | Energy Efficiency | 118094.8736 | 120955.2546 | 122788.3625 | 123922.4453 | 126407.3237 | 130083.9002 | 129503.309 | 126341.3388 | 121666.8447 | 114873.6397 | 110213.5438 | 102672.7815 | 94002.3125
Scenario 3: Aggressive Fuel Sub | SDG&E | Com | FoodServ | Com ¦ ENERGY STAR Dishwasher - Tier 2 | Com - Health | Energy Efficiency | 221717.2159 | 231639.5084 | 241859.1644 | 252578.5661 | 263832.5309 | 275918.0603 | 287595.718 | 300352.3533 | 313999.8324 | 328619.4112 | 344675.7965 | 359805.7308 | 376118.5697
Scenario 3: Aggressive Fuel Sub | SDG&E | Com | FoodServ | Com ¦ ENERGY STAR Combination Oven - Electric | Com - Health | Energy Efficiency | 116561.0777 | 120207.3886 | 123442.8276 | 126505.6345 | 130270.8122 | 135116.9586 | 138351.7589 | 140870.2135 | 143035.0745 | 144723.7658 | 147513.109 | 148758.7373 | 150001.3245
Scenario 3: Aggressive Fuel Sub | SDG&E | Com | FoodServ | Com ¦ ENERGY STAR Steamer - Electric | Com - Health | Energy Efficiency | 163496.8343 | 168611.4087 | 173149.6649 | 177445.775 | 182727.0803 | 189524.629 | 194061.9892 | 197594.5523 | 200631.1399 | 202999.8181 | 206912.3486 | 208659.5553 | 210402.4962
Scenario 3: Aggressive Fuel Sub | SDG&E | Com | FoodServ | Com ¦ ENERGY STAR Conveyor Broiler - Gas | Com - Health | Energy Efficiency | 55855.4128 | 58401.5625 | 61042.1025 | 63841.0878 | 66792.7669 | 69965.7951 | 73052.0719 | 76406.8624 | 79969.9037 | 83777.1893 | 87945.3685 | 91892.3176 | 96151.431
Scenario 3: Aggressive Fuel Sub | SDG&E | Com | FoodServ | Com ¦ ENERGY STAR Conveyor Oven - Gas | Com - Health | Energy Efficiency | 156647.1919 | 164218.5759 | 172211.7107 | 180779.2254 | 189675.8402 | 199033.3058 | 208516.9829 | 219083.5307 | 230437.7393 | 242731.6235 | 255947.858 | 268823.186 | 282743.0606
Scenario 3: Aggressive Fuel Sub | SDG&E | Com | FoodServ | Com ¦ ENERGY STAR Convection Oven - Electric | Com - Health | Energy Efficiency | 650679.7911 | 682129.7423 | 715331.5585 | 750919.2291 | 787873.9131 | 826742.8748 | 866136.0933 | 910027.3309 | 957190.3472 | 1008256.5804 | 1063154.0642 | 1116635.4936 | 1174455.7519
Scenario 3: Aggressive Fuel Sub | SDG&E | Com | FoodServ | Com ¦ High Performance Conveyor Toaster | Com - Health | Energy Efficiency | 134710.5744 | 138924.6453 | 142663.8681 | 146203.5787 | 150555.0248 | 156155.7552 | 159894.2398 | 162804.8381 | 165306.7853 | 167258.4195 | 170482.0858 | 171921.6685 | 173357.7365
Scenario 3: Aggressive Fuel Sub | SDG&E | Com | FoodServ | Com ¦ ENERGY STAR Rack Oven - Gas | Com - Health | Energy Efficiency | 66773.0844 | 70000.4941 | 73407.681 | 77059.7055 | 80852.0136 | 84840.7659 | 88883.3176 | 93387.4582 | 98227.3505 | 103467.7928 | 109101.3999 | 114589.6909 | 120523.2346
Scenario 3: Aggressive Fuel Sub | SDG&E | Com | FoodServ | Com ¦ Electric Deck Oven (60% cooking efficiency) | Com - Health | Energy Efficiency | 10335.9846 | 10659.319 | 10946.2197 | 11217.8123 | 11551.6872 | 11981.4163 | 12268.2603 | 12491.5828 | 12683.5506 | 12833.2943 | 13080.6376 | 13191.093 | 13301.2787
Scenario 3: Aggressive Fuel Sub | SDG&E | Com | FoodServ | Com ¦ Demand Controlled Ventilation (DCV) Exhaust Hood | Com - Health | Energy Efficiency | 58424.9237 | 58470.5442 | 58481.2827 | 60225.6647 | 59863.1832 | 59346.067 | 52548.1998 | 52861.2752 | 55408.0511 | 61457.2952 | 70129.3446 | 64154.9189 | 61394.661
Scenario 3: Aggressive Fuel Sub | SDG&E | Com | FoodServ | Com ¦ ENERGY STAR Ice Machine | Com - Health | Energy Efficiency | 15700.9402 | 16211.2204 | 16659.4816 | 17068.2981 | 17596.7205 | 18331.7547 | 18851.7933 | 19278.7394 | 19669.1671 | 19964.8605 | 20371.7667 | 20516.704 | 20656.9867
Scenario 3: Aggressive Fuel Sub | SDG&E | Com | FoodServ | Com ¦ ENERGY STAR Fryer - Electric | Com - Health | Energy Efficiency | 5554.7128 | 5728.4776 | 5882.6623 | 6028.6202 | 6208.0496 | 6438.9924 | 6593.1467 | 6713.1635 | 6816.3299 | 6896.8044 | 7029.7304 | 7089.0908 | 7148.3062
Scenario 3: Aggressive Fuel Sub | SDG&E | Com | FoodServ | Com ¦ Efficient Food Holding Cabinet | Com - Health | Energy Efficiency | 41367.6689 | 42661.7491 | 43810.0103 | 44897.0042 | 46233.2704 | 47953.1737 | 49101.2082 | 49995.0109 | 50763.3227 | 51362.6413 | 52352.5826 | 52794.6576 | 53235.6533
Scenario 3: Aggressive Fuel Sub | SDG&E | Com | FoodServ | Com ¦ ENERGY STAR Griddle - Electric | Com - Health | Energy Efficiency | 20199.467 | 20831.3549 | 21392.0407 | 21922.8102 | 22575.2972 | 23415.1108 | 23975.6859 | 24412.1218 | 24787.2817 | 25079.9237 | 25563.3032 | 25779.1646 | 25994.4989
Scenario 3: Aggressive Fuel Sub | SDG&E | Com | FoodServ | Com ¦ Demand Controlled Ventilation (DCV) Exhaust Hood - Retrofit | Com - Health | Energy Efficiency | 223201.7765 | 237247.5388 | 243634.2973 | 232392.6222 | 223932.97 | 241930.4747 | 255513.5182 | 263528.1464 | 270066.0403 | 277691.541 | 294298.4267 | 300507.5927 | 306582.2293
Scenario 3: Aggressive Fuel Sub | SDG&E | Com | FoodServ | Com ¦ ENERGY STAR Fryer - Tier 2 Gas | Com - Health | Energy Efficiency | 12754.3946 | 13039.9533 | 13380.3176 | 14186.8142 | 14463.3675 | 14568.1707 | 13171.4412 | 13576.9761 | 14585.0445 | 16590.5842 | 19372.4216 | 18215.0266 | 17906.5521
Scenario 3: Aggressive Fuel Sub | SDG&E | Com | FoodServ | Com ¦ ENERGY STAR Fryer - Fuel Sub | Com - Health | Fuel Substitution | 2166324.7728 | 2291950.7035 | 2430505.5442 | 2581253.7182 | 2734301.1547 | 2887311.8172 | 3065263.9814 | 3266253.8992 | 3485178.3495 | 3724700.4838 | 3969627.1142 | 4239875.0093 | 4529083.9542
Scenario 3: Aggressive Fuel Sub | SDG&E | Com | FoodServ | Com ¦ ENERGY STAR Steamer - Gas | Com - Health | Energy Efficiency | 8843.7514 | 9043.0803 | 9280.6453 | 9841.7316 | 10035.3464 | 10109.8559 | 9142.2017 | 9425.3846 | 10127.0557 | 11521.7082 | 13456.1115 | 12654.5423 | 12442.5579
Scenario 3: Aggressive Fuel Sub | SDG&E | Com | FoodServ | Com ¦ ENERGY STAR Steamer - Fuel Sub | Com - Health | Fuel Substitution | 659850.9047 | 695273.3521 | 733594.1968 | 774774.4605 | 817298.2467 | 860858.4226 | 909517.5701 | 963049.2209 | 1020716.5917 | 1083031.2726 | 1147656.3872 | 1217874.7086 | 1292778.7041
Scenario 3: Aggressive Fuel Sub | SDG&E | Com | FoodServ | Com ¦ ENERGY STAR Convection Oven - Gas | Com - Health | Energy Efficiency | 6214.3416 | 6354.4063 | 6521.3389 | 6915.604 | 7051.6535 | 7104.0099 | 6424.0572 | 6623.0446 | 7116.096 | 8096.0927 | 9455.3623 | 8892.1144 | 8743.1568
Scenario 3: Aggressive Fuel Sub | SDG&E | Com | FoodServ | Com ¦ ENERGY STAR Convection Oven - Fuel Sub | Com - Health | Fuel Substitution | 638805.9601 | 676339.5869 | 717864.5636 | 763132.142 | 808967.0709 | 854610.9225 | 908039.3083 | 968630.0495 | 1034737.6383 | 1107198.9284 | 1181139.6148 | 1262911.6902 | 1350462.4891
Scenario 3: Aggressive Fuel Sub | SDG&E | Com | FoodServ | Com ¦ ENERGY STAR Griddle - Gas | Com - Health | Energy Efficiency | 5857.5504 | 5989.5734 | 6146.9217 | 6518.5503 | 6646.7887 | 6696.1392 | 6055.2253 | 6242.788 | 6707.5313 | 7631.2623 | 8912.4906 | 8381.5811 | 8241.1758
Scenario 3: Aggressive Fuel Sub | SDG&E | Com | FoodServ | Com ¦ ENERGY STAR Griddle - Fuel Sub | Com - Health | Fuel Substitution | 714710.4457 | 757902.894 | 805999.4917 | 858643.8692 | 911651.7175 | 964003.9096 | 1026119.3038 | 1097152.7264 | 1174918.2695 | 1260478.5915 | 1347413.9128 | 1444005.1807 | 1547521.4757
Scenario 3: Aggressive Fuel Sub | SDG&E | Com | FoodServ | Com ¦ ENERGY STAR Combination Oven - Gas | Com - Health | Energy Efficiency | 125.8955 | 128.733 | 132.1149 | 140.1022 | 142.8584 | 143.9191 | 130.1441 | 134.1753 | 144.164 | 164.0176 | 191.5548 | 180.1441 | 177.1264
Scenario 3: Aggressive Fuel Sub | SDG&E | Com | FoodServ | Com ¦ ENERGY STAR Combination Oven - Fuel Sub | Com - Health | Fuel Substitution | 10777.1973 | 11497.0722 | 12315.9777 | 13224.0756 | 14122.1387 | 14985.0438 | 16055.431 | 17312.0306 | 18702.1572 | 20249.0618 | 21800.6762 | 23549.0233 | 25428.0821
Scenario 3: Aggressive Fuel Sub | SDG&E | Com | FoodServ | Com ¦ ENERGY STAR Fryer - Tier 2 Gas - Panel Upgrade | Com - Health | Energy Efficiency | 20987.3901 | 21457.2777 | 22017.348 | 23344.4403 | 23799.5095 | 23971.9635 | 21673.6414 | 22340.9502 | 23999.7292 | 27299.8502 | 31877.371 | 29972.8745 | 29465.2789
Scenario 3: Aggressive Fuel Sub | SDG&E | Com | FoodServ | Com ¦ ENERGY STAR Fryer - Fuel Sub - Panel Upgrade | Com - Health | Fuel Substitution | 3564693.1446 | 3771410.9459 | 3999403.3029 | 4247459.822 | 4499299.7837 | 4751079.2335 | 5043899.9906 | 5374629.432 | 5734870.1941 | 6129004.4997 | 6532031.9181 | 6976725.5445 | 7452619.6283
Scenario 3: Aggressive Fuel Sub | SDG&E | Com | FoodServ | Com ¦ ENERGY STAR Steamer - Gas - Panel Upgrade | Com - Health | Energy Efficiency | 14552.4163 | 14880.4125 | 15271.3264 | 16194.5954 | 16513.189 | 16635.7946 | 15043.5171 | 15509.4954 | 16664.0969 | 18959.0014 | 22142.067 | 20823.0829 | 20474.2619
Scenario 3: Aggressive Fuel Sub | SDG&E | Com | FoodServ | Com ¦ ENERGY STAR Steamer - Fuel Sub - Panel Upgrade | Com - Health | Fuel Substitution | 1085786.4093 | 1144074.1402 | 1207131.1915 | 1274893.4244 | 1344866.4271 | 1416544.8119 | 1496613.5677 | 1584700.0407 | 1679591.8519 | 1782130.8242 | 1888471.6213 | 2004016.0548 | 2127270.7777
Scenario 3: Aggressive Fuel Sub | SDG&E | Com | FoodServ | Com ¦ ENERGY STAR Convection Oven - Gas - Panel Upgrade | Com - Health | Energy Efficiency | 10225.7155 | 10456.1924 | 10730.8805 | 11379.6446 | 11603.5145 | 11689.6672 | 10570.8031 | 10898.2374 | 11709.5547 | 13322.1419 | 15558.8236 | 14631.9977 | 14386.8876
Scenario 3: Aggressive Fuel Sub | SDG&E | Com | FoodServ | Com ¦ ENERGY STAR Convection Oven - Fuel Sub - Panel Upgrade | Com - Health | Fuel Substitution | 1051156.8973 | 1112918.5795 | 1181248.0385 | 1255735.9586 | 1331157.4553 | 1406264.5338 | 1494181.084 | 1593883.309 | 1702663.5213 | 1821898.7658 | 1943568.3609 | 2078124.5272 | 2222189.5985
Scenario 3: Aggressive Fuel Sub | SDG&E | Com | FoodServ | Com ¦ ENERGY STAR Griddle - Gas - Panel Upgrade | Com - Health | Energy Efficiency | 9638.6146 | 9855.8589 | 10114.7759 | 10726.2918 | 10937.3084 | 11018.5147 | 9963.8893 | 10272.5242 | 11037.2604 | 12557.2623 | 14665.5268 | 13791.9138 | 13560.8765
Scenario 3: Aggressive Fuel Sub | SDG&E | Com | FoodServ | Com ¦ ENERGY STAR Griddle - Fuel Sub - Panel Upgrade | Com - Health | Fuel Substitution | 1176057.9291 | 1247131.2172 | 1326274.2959 | 1412900.7583 | 1500125.3129 | 1586270.9836 | 1688482.0289 | 1805367.7138 | 1933331.1206 | 2074120.8569 | 2217173.1581 | 2376114.3449 | 2546450.6823
Scenario 3: Aggressive Fuel Sub | SDG&E | Com | FoodServ | Com ¦ ENERGY STAR Combination Oven - Gas - Panel Upgrade | Com - Health | Energy Efficiency | 207.1613 | 211.8305 | 217.3954 | 230.5386 | 235.0739 | 236.8193 | 214.1524 | 220.7858 | 237.2222 | 269.8914 | 315.204 | 296.4276 | 291.4619
Scenario 3: Aggressive Fuel Sub | SDG&E | Com | FoodServ | Com ¦ ENERGY STAR Combination Oven - Fuel Sub - Panel Upgrade | Com - Health | Fuel Substitution | 17733.9067 | 18918.4627 | 20265.974 | 21760.2514 | 23238.0166 | 24657.9293 | 26419.2542 | 28486.9922 | 30774.4492 | 33319.8847 | 35873.0704 | 38749.9801 | 41841.9764
Scenario 3: Aggressive Fuel Sub | SDG&E | Com | Lighting | Com ¦ LED High and Low Bay - 155 lpw | Com - Health | Energy Efficiency | 4223374.1103 | 4351727.118 | 4458785.0147 | 4548082.484 | 4677435.6043 | 4868553.1422 | 5001656.7766 | 5088343.7218 | 5155987.9931 | 5184139.1262 | 5240942.9451 | 5242640.9706 | 5233209.1462
Scenario 3: Aggressive Fuel Sub | SDG&E | Com | Lighting | Com ¦ LED Fixtures and Retrofit Kits - 140 lpw - RET | Com - Health | Energy Efficiency | 718635.31 | 744506.0731 | 767863.6843 | 788423.0342 | 812065.2186 | 838764.6173 | 856233.8083 | 868606.8026 | 880021.6197 | 888207.4952 | 903143.8164 | 913558.7373 | 922386.0632
Scenario 3: Aggressive Fuel Sub | SDG&E | Com | Lighting | Com ¦ LED Fixtures and Retrofit Kits - 140 lpw | Com - Health | Energy Efficiency | 1623507.0299 | 1679418.792 | 1729013.1859 | 1772692.3437 | 1821928.3612 | 1877650.4812 | 1906783.8156 | 1927852.4561 | 1947500.1664 | 1960932.1643 | 1991462.1768 | 2001854.1665 | 2009738.0787
Scenario 3: Aggressive Fuel Sub | PG&E | Com | AppPlug | Com ¦ Ozone Laundry System Retrofit | Com - Lodging | Energy Efficiency | 92427276.2429 | 96497242.9615 | 100764882.7342 | 105165591.9145 | 109881327.9447 | 114755381.0907 | 119887226.7253 | 125277626.9265 | 130945830.9719 | 136945231.7504 | 143253992.6498 | 126727450.6445 | 193173616.321
Scenario 3: Aggressive Fuel Sub | PG&E | Com | AppPlug | Com ¦ Com Modulating Dryer Valve | Com - Lodging | Energy Efficiency | 19618723.9144 | 20455990.7668 | 21328681.9252 | 22243212.8126 | 23202852.3929 | 24210948.6722 | 25271133.4204 | 26387314.2775 | 27562217.4189 | 28799509.4458 | 30103498.3294 | 28479356.0786 | 29794281.2433
Scenario 3: Aggressive Fuel Sub | PG&E | Com | AppPlug | Com ¦ Pool Cover | Com - Lodging | Energy Efficiency | 678852.9281 | 708813.6443 | 740050.8776 | 772210.8756 | 806675.0681 | 842223.6516 | 879616.8678 | 918878.7884 | 960156.6286 | 1003853.297 | 1049730.6782 | 926688.3471 | 1423259.6572
Scenario 3: Aggressive Fuel Sub | PG&E | Com | BldgEnv | Com ¦ Com Wall Insulation (R13) - Marine | Com - Lodging | Energy Efficiency | 1996684.0754 | 2080130.4372 | 2166939.2847 | 2257815.9701 | 2354392.6117 | 2457819.9348 | 2566246.2781 | 2680223.145 | 2800194.9983 | 2926697.4572 | 3060048.9526 | 3199893.4838 | 3347599.0312
Scenario 3: Aggressive Fuel Sub | PG&E | Com | BldgEnv | Com ¦ Com Wall Insulation (R14) - Marine | Com - Lodging | Energy Efficiency | 6377.9704 | 6755.9324 | 7188.2807 | 7597.3981 | 8177.9488 | 8673.3183 | 9212.4806 | 9773.9518 | 10331.2461 | 10985.9123 | 11657.7712 | 12393.1204 | 13170.9857
Scenario 3: Aggressive Fuel Sub | PG&E | Com | BldgEnv | Com ¦ Com Wall Insulation (R14) - Hot-Dry | Com - Lodging | Energy Efficiency | 1943316.9228 | 2018104.5499 | 2094439.8465 | 2173513.1564 | 2260820.4153 | 2359625.1735 | 2461989.4213 | 2568847.6024 | 2680809.6965 | 2798864.9392 | 2923010.2897 | 3050614.0203 | 3185414.291
Scenario 3: Aggressive Fuel Sub | PG&E | Com | BldgEnv | Com ¦ Com Wall Insulation (R14) - Cold | Com - Lodging | Energy Efficiency | 8570.5502 | 8927.3716 | 9298.2347 | 9685.8401 | 10099.2719 | 10543.2999 | 11008.4362 | 11497.0855 | 12011.255 | 12553.5573 | 13125.0574 | 12428.709 | 13001.6366
Scenario 3: Aggressive Fuel Sub | PG&E | Com | HVAC | Com ¦ Small Unitary Heat Pump (SEER 18) - Marine | Com - Lodging | Energy Efficiency | 786429.288 | 797785.5454 | 804198.8379 | 806454.7824 | 813922.7465 | 834210.061 | 848816.3128 | 861159.7036 | 872259.6063 | 883257.291 | 898259.9918 | 907876.2399 | 917235.0204
Scenario 3: Aggressive Fuel Sub | PG&E | Com | HVAC | Com ¦ Small Unitary Heat Pump (SEER 18) - Hot-Dry | Com - Lodging | Energy Efficiency | 802666.754 | 814257.4849 | 820803.1932 | 823105.7164 | 830727.8721 | 851434.0603 | 866341.8885 | 878940.1343 | 890269.2175 | 901493.9722 | 916806.435 | 926621.2305 | 936173.2424
Scenario 3: Aggressive Fuel Sub | PG&E | Com | HVAC | Com ¦ Small Unitary Heat Pump (SEER 18) - Cold | Com - Lodging | Energy Efficiency | 2469.6897 | 2505.3527 | 2525.4929 | 2532.5774 | 2556.0297 | 2619.7397 | 2665.6089 | 2704.3719 | 2739.2298 | 2773.7668 | 2820.881 | 2851.0797 | 2880.4699
Scenario 3: Aggressive Fuel Sub | PG&E | Com | HVAC | Com ¦ Small Unitary AC (SEER 18) - Marine | Com - Lodging | Energy Efficiency | 5148523.6362 | 5288314.4868 | 5414603.8696 | 5530208.4921 | 5672346.4803 | 5868227.7428 | 6049266.9063 | 6228645.6449 | 6410441.8789 | 6600183.4476 | 6813284.3949 | 7015117.5182 | 7225416.5427
Scenario 3: Aggressive Fuel Sub | PG&E | Com | HVAC | Com ¦ Small Unitary AC (SEER 18) - Hot-Dry | Com - Lodging | Energy Efficiency | 5634730.6172 | 5790074.1429 | 5931318.7459 | 6061463.5443 | 6220374.7821 | 6437020.2236 | 6638224.9522 | 6838085.056 | 7040970.3008 | 7252860.7181 | 7490213.7176 | 7716096.9428 | 7951610.288
Scenario 3: Aggressive Fuel Sub | PG&E | Com | HVAC | Com ¦ Small Unitary AC (SEER 18) - Cold | Com - Lodging | Energy Efficiency | 18497.2616 | 19094.6784 | 19671.0169 | 20233.0131 | 20879.2999 | 21674.7748 | 22449.4332 | 23237.2577 | 24049.124 | 24902.0651 | 25834.77 | 26761.8931 | 27734.1967
Scenario 3: Aggressive Fuel Sub | PG&E | Com | HVAC | Com ¦ Large Unitary Heat Pump (EER 10.0, COP 3.3) - Marine | Com - Lodging | Energy Efficiency | 40654.2163 | 41241.2745 | 41572.8077 | 41689.428 | 42075.4821 | 43124.2285 | 43879.2941 | 44517.3818 | 45091.1878 | 45659.7097 | 46435.2696 | 46932.3786 | 47416.1778
Scenario 3: Aggressive Fuel Sub | PG&E | Com | HVAC | Com ¦ Large Unitary Heat Pump (EER 10.0, COP 3.3) - Hot-Dry | Com - Lodging | Energy Efficiency | 101100.3594 | 102560.2766 | 103384.7452 | 103674.7608 | 104634.8139 | 107242.8739 | 109120.5981 | 110707.4175 | 112134.3788 | 113548.1993 | 115476.8895 | 116713.1178 | 117916.247
Scenario 3: Aggressive Fuel Sub | PG&E | Com | HVAC | Com ¦ Large Unitary Heat Pump (EER 10.0, COP 3.3) - Cold | Com - Lodging | Energy Efficiency | 132.4177 | 134.3298 | 135.4097 | 135.7896 | 137.047 | 140.463 | 142.9223 | 145.0007 | 146.8697 | 148.7214 | 151.2476 | 152.8667 | 154.4426
Scenario 3: Aggressive Fuel Sub | PG&E | Com | HVAC | Com ¦ Large Unitary AC (EER 11.5) - Marine | Com - Lodging | Energy Efficiency | 82484.6073 | 83675.708 | 84348.3659 | 84584.9806 | 85368.2577 | 87496.0919 | 89028.0681 | 90322.7042 | 91486.9171 | 92640.4089 | 94213.9666 | 95222.5665 | 96204.1618
Scenario 3: Aggressive Fuel Sub | PG&E | Com | HVAC | Com ¦ Large Unitary AC (EER 11.5) - Hot-Dry | Com - Lodging | Energy Efficiency | 189369.5501 | 192104.099 | 193648.3984 | 194191.6224 | 195989.8832 | 200875.0009 | 204392.1376 | 207364.3849 | 210037.2045 | 212685.4103 | 216298.0106 | 218613.5711 | 220867.1342
Scenario 3: Aggressive Fuel Sub | PG&E | Com | HVAC | Com ¦ Large Unitary AC (EER 11.5) - Cold | Com - Lodging | Energy Efficiency | 246.8065 | 250.3705 | 252.3831 | 253.0911 | 255.4348 | 261.8016 | 266.3855 | 270.2593 | 273.7428 | 277.1942 | 281.9025 | 284.9204 | 287.8575
Scenario 3: Aggressive Fuel Sub | PG&E | Com | HVAC | Com ¦ Variable Refrigerant Flow (VRF) Heat Pump - Hot-Dry | Com - Lodging | Energy Efficiency | 670785.8788 | 685051.041 | 696108.5264 | 704692.4552 | 717673.8473 | 737417.7509 | 751675.6037 | 763788.9478 | 774706.0946 | 784983.1912 | 799614.5672 | 809717.0907 | 819408.3929
Scenario 3: Aggressive Fuel Sub | PG&E | Com | HVAC | Com ¦ Variable Refrigerant Flow (VRF) Heat Pump - Marine | Com - Lodging | Energy Efficiency | 889565.6547 | 908483.4626 | 923147.3957 | 934531.0108 | 951746.3413 | 977929.8062 | 996837.9206 | 1012902.0854 | 1027379.9078 | 1041008.9249 | 1060412.3887 | 1073809.8948 | 1086662.058
Scenario 3: Aggressive Fuel Sub | PG&E | Com | HVAC | Com ¦ Variable Refrigerant Flow (VRF) Heat Pump - Cold | Com - Lodging | Energy Efficiency | 1794.1579 | 1832.3131 | 1861.8886 | 1884.8482 | 1919.5696 | 1972.3789 | 2010.5145 | 2042.9142 | 2072.1144 | 2099.6026 | 2138.7373 | 2165.7586 | 2191.6801
Scenario 3: Aggressive Fuel Sub | PG&E | Com | HVAC | Com ¦ Efficient Chiller - Marine | Com - Lodging | Energy Efficiency | 1738274.4297 | 1753401.2162 | 1758153.3849 | 1754762.993 | 1762770.9807 | 1800327.4864 | 1827869.3244 | 1851512.4634 | 1873737.1421 | 1896407.9745 | 1925076.7517 | 1941819.3203 | 1958188.8623
Scenario 3: Aggressive Fuel Sub | PG&E | Com | HVAC | Com ¦ Efficient Chiller - Hot-Dry | Com - Lodging | Energy Efficiency | 1812091.6006 | 1827860.7578 | 1832814.731 | 1829280.3635 | 1837628.4166 | 1876779.7884 | 1905491.212 | 1930138.3752 | 1953306.842 | 1976940.4089 | 2006826.6279 | 2024280.1827 | 2041344.8701
Scenario 3: Aggressive Fuel Sub | PG&E | Com | HVAC | Com ¦ Efficient Chiller - Cold | Com - Lodging | Energy Efficiency | 4697.1432 | 4738.0186 | 4750.8598 | 4741.6984 | 4763.3374 | 4864.8222 | 4939.2454 | 5003.1335 | 5063.1888 | 5124.4496 | 5201.918 | 5247.1596 | 5291.3932
Scenario 3: Aggressive Fuel Sub | PG&E | Com | HVAC | Com ¦ HVAC Energy Management System (Elec SC and Gas SH) - Marine | Com - Lodging | Energy Efficiency | 5924696.4482 | 6117519.1959 | 6304005.9877 | 6484031.4057 | 6709320.5924 | 6994075.8276 | 7283031.5745 | 7574137.2749 | 7871409.9996 | 8184896.9435 | 8535127.2221 | 8874801.6386 | 9230275.1494
Scenario 3: Aggressive Fuel Sub | PG&E | Com | HVAC | Com ¦ HVAC Energy Management System (Elec SC and Gas SH) - Hot-Dry | Com - Lodging | Energy Efficiency | 4328014.4176 | 4465893.7818 | 4598249.3549 | 4725097.7172 | 4886048.3584 | 5092690.4743 | 5301808.5234 | 5511820.2625 | 5725857.0021 | 5951413.6204 | 6204549.7745 | 6448410.7736 | 6703425.411
Scenario 3: Aggressive Fuel Sub | PG&E | Com | HVAC | Com ¦ HVAC Energy Management System (Elec SC and Gas SH) - Cold | Com - Lodging | Energy Efficiency | 13310.7834 | 13762.5731 | 14203.3495 | 14628.7874 | 15147.6244 | 15792.7453 | 16448.7535 | 17111.6254 | 17793.3833 | 18509.6613 | 19305.4057 | 18470.8969 | 19227.6087
Scenario 3: Aggressive Fuel Sub | PG&E | Com | HVAC | Com ¦ HVAC Pump Variable Frequency Drive (VFD) - Marine | Com - Lodging | Energy Efficiency | 856553.4436 | 853944.6003 | 840909.0734 | 818552.2993 | 810423.9668 | 836896.1948 | 859934.24 | 877760.1757 | 893402.9949 | 908599.8096 | 932663.8215 | 941371.3449 | 949456.4688
Scenario 3: Aggressive Fuel Sub | PG&E | Com | HVAC | Com ¦ HVAC Pump Variable Frequency Drive (VFD) - Hot-Dry | Com - Lodging | Energy Efficiency | 537287.0495 | 535650.6102 | 527473.8644 | 513450.2149 | 508351.5865 | 524956.7211 | 539407.7089 | 550589.3164 | 560401.5286 | 569933.9773 | 585028.5193 | 590490.4547 | 595561.9799
Scenario 3: Aggressive Fuel Sub | PG&E | Com | HVAC | Com ¦ HVAC Pump Variable Frequency Drive (VFD) - Cold | Com - Lodging | Energy Efficiency | 1524.8119 | 1520.1677 | 1496.9623 | 1457.1634 | 1442.6936 | 1489.8187 | 1530.8303 | 1562.5636 | 1590.4105 | 1617.4634 | 1660.3015 | 1675.8023 | 1690.1952
Scenario 3: Aggressive Fuel Sub | PG&E | Com | HVAC | Com ¦ HVAC Fan Variable Frequency Drive (VFD) - Marine | Com - Lodging | Energy Efficiency | 182041.1819 | 180423.5089 | 176340.101 | 170159.0749 | 167873.1582 | 173240.7022 | 177308.9822 | 179765.0263 | 181256.2364 | 182393.9174 | 186586.4611 | 186505.0129 | 185963.9131
Scenario 3: Aggressive Fuel Sub | PG&E | Com | HVAC | Com ¦ HVAC Fan Variable Frequency Drive (VFD) - Hot-Dry | Com - Lodging | Energy Efficiency | 150743.7894 | 149458.2618 | 146147.0801 | 141113.2587 | 139284.9743 | 143753.0094 | 147155.438 | 149235.0751 | 150524.497 | 151526.6275 | 155044.5086 | 155051.6455 | 154684.9498
Scenario 3: Aggressive Fuel Sub | PG&E | Com | HVAC | Com ¦ HVAC Fan Variable Frequency Drive (VFD) - Cold | Com - Lodging | Energy Efficiency | 262.9573 | 255.9577 | 244.0016 | 227.7774 | 218.8978 | 224.6398 | 227.6176 | 227.2084 | 224.6512 | 221.1123 | 223.1862 | 216.6317 | 208.8268
Scenario 3: Aggressive Fuel Sub | PG&E | Com | HVAC | Com ¦ Economizer - Marine | Com - Lodging | Energy Efficiency | 10505 | 11312.7019 | 11863.2603 | 11213.4235 | 9567.6719 | 10572.3518 | 11080.4988 | 11415.7468 | 11633.0914 | 11310.9218 | 12242.9496 | 12443.8695 | 12621.404
Scenario 3: Aggressive Fuel Sub | PG&E | Com | HVAC | Com ¦ Economizer - Hot-Dry | Com - Lodging | Energy Efficiency | 5186.2656 | 5585.0239 | 5856.8319 | 5536.0107 | 4723.5114 | 5219.5169 | 5470.3864 | 5635.8967 | 5743.1987 | 5584.1451 | 6044.2826 | 6143.4757 | 6231.1236
Scenario 3: Aggressive Fuel Sub | PG&E | Com | HVAC | Com ¦ Economizer - Cold | Com - Lodging | Energy Efficiency | 11.6879 | 12.5866 | 13.1991 | 12.4761 | 10.6451 | 11.7629 | 12.3282 | 12.7012 | 12.9431 | 12.5846 | 13.6216 | 13.8451 | 14.0427
Scenario 3: Aggressive Fuel Sub | PG&E | Com | HVAC | Com ¦ Large Packaged Heat Pump (IEER 14.0) - Fuel Sub - ZEAS 2030 - Marine | Com - Lodging | Fuel Substitution | 3725619.5504 | 3932584.2136 | 4159736.8601 | 4405985.0358 | 4656736.9116 | -138137.6402 | -139612.6969 | -141166.5108 | -142772.4998 | -144420.9144 | -145974.1886 | -147672.5533 | -149404.8058
Scenario 3: Aggressive Fuel Sub | PG&E | Com | HVAC | Com ¦ Large Packaged Heat Pump (IEER 14.0) - Fuel Sub - ZEAS 2030 - Hot-Dry | Com - Lodging | Fuel Substitution | 2242472.4407 | 2370715.5962 | 2512023.6782 | 2665605.571 | 2821547.8794 | -74418.7141 | -74932.2338 | -75605.344 | -76371.2028 | -77205.0133 | -77762.6651 | -78643.8475 | -79570.3006
Scenario 3: Aggressive Fuel Sub | PG&E | Com | HVAC | Com ¦ Large Packaged Heat Pump (IEER 14.0) - Fuel Sub - ZEAS 2030 - Cold | Com - Lodging | Fuel Substitution | 15311.4311 | 16199.1579 | 17183.6623 | 18258.0493 | 19343.1441 | -265.0197 | -267.6842 | -270.5687 | -273.5914 | -276.722 | -279.5377 | 0 | 0
Scenario 3: Aggressive Fuel Sub | PG&E | Com | HVAC | Com ¦ Large Packaged Heat Pump (IEER 14.0) - Fuel Sub - Panel Upgrade - ZEAS 2030 - Marine | Com - Lodging | Fuel Substitution | 851308.6442 | 898600.324 | 950504.9828 | 1006772.9934 | 1064070.1051 | -31564.6205 | -31901.6728 | -32256.7211 | -32623.6916 | -33000.3564 | -33355.2814 | -33743.3598 | -34139.1817
Scenario 3: Aggressive Fuel Sub | PG&E | Com | HVAC | Com ¦ Large Packaged Heat Pump (IEER 14.0) - Fuel Sub - Panel Upgrade - ZEAS 2030 - Hot-Dry | Com - Lodging | Fuel Substitution | 512407.7076 | 541711.4262 | 574000.4965 | 609094.1477 | 644727.1567 | -17004.7676 | -17122.1075 | -17275.914 | -17450.9137 | -17641.4404 | -17768.8645 | -17970.2158 | -18181.9114
Scenario 3: Aggressive Fuel Sub | PG&E | Com | HVAC | Com ¦ Large Packaged Heat Pump (IEER 14.0) - Fuel Sub - Panel Upgrade - ZEAS 2030 - Cold | Com - Lodging | Fuel Substitution | 3498.6808 | 3701.5275 | 3926.488 | 4171.9867 | 4419.9322 | 0 | 0 | 0 | 0 | 0 | 0 | 0 | 0
Scenario 3: Aggressive Fuel Sub | PG&E | Com | HVAC | Com ¦ Small Packaged Heat Pump (SEER 18) - Fuel Sub - ZEAS 2030 - Marine | Com - Lodging | Fuel Substitution | 1214646.2115 | 1269845.7731 | 1328022.756 | 1389394.3319 | 1453917.5932 | 243248.3862 | 248074.6745 | 252110.7896 | 255726.3132 | 259059.025 | 264007.2386 | 267265.682 | 270369.6309
Scenario 3: Aggressive Fuel Sub | PG&E | Com | HVAC | Com ¦ Small Packaged Heat Pump (SEER 18) - Fuel Sub - ZEAS 2030 - Hot-Dry | Com - Lodging | Fuel Substitution | 932513.8107 | 973689.6566 | 1016778.5563 | 1062007.9589 | 1109840.3176 | 268858.111 | 274124.7091 | 278546.2032 | 282518.417 | 286188.9213 | 291590.7623 | 295184.1148 | 298613.2234
Scenario 3: Aggressive Fuel Sub | PG&E | Com | HVAC | Com ¦ Small Packaged Heat Pump (SEER 18) - Fuel Sub - ZEAS 2030 - Cold | Com - Lodging | Fuel Substitution | 4482.366 | 4702.9751 | 4940.1165 | 5193.6677 | 5455.9896 | 774.3521 | 789.4795 | 802.19 | 813.616 | 824.1796 | 839.6968 | 769.028 | 777.9622
Scenario 3: Aggressive Fuel Sub | PG&E | Com | HVAC | Com ¦ Small Packaged Heat Pump (SEER 18) - Fuel Sub - Panel Upgrade - ZEAS 2030 - Marine | Com - Lodging | Fuel Substitution | 277548.1515 | 290161.3192 | 303454.8312 | 317478.3117 | 332221.9562 | 55582.5551 | 56685.3679 | 57607.6251 | 58433.7767 | 59195.3055 | 60325.9784 | 61070.5367 | 61779.7928
Scenario 3: Aggressive Fuel Sub | PG&E | Com | HVAC | Com ¦ Small Packaged Heat Pump (SEER 18) - Fuel Sub - Panel Upgrade - ZEAS 2030 - Hot-Dry | Com - Lodging | Fuel Substitution | 213080.5513 | 222489.2827 | 232335.1492 | 242670.1233 | 253599.876 | 61434.4086 | 62637.8328 | 63648.1496 | 64555.8053 | 65394.5201 | 66628.8474 | 67449.9329 | 68233.4884
Scenario 3: Aggressive Fuel Sub | PG&E | Com | HVAC | Com ¦ Small Packaged Heat Pump (SEER 18) - Fuel Sub - Panel Upgrade - ZEAS 2030 - Cold | Com - Lodging | Fuel Substitution | 1024.2261 | 1074.6356 | 1128.8227 | 1186.7594 | 1246.7003 | 176.9404 | 180.397 | 183.3014 | 185.9123 | 188.3261 | 191.8718 | 175.7238 | 177.7653
Scenario 3: Aggressive Fuel Sub | PG&E | Com | HVAC | Com ¦ Efficient Hot Water Boilers (94% eff.) - ZEAS 2030 - Marine | Com - Lodging | Energy Efficiency | 542042.5198 | 566733.5311 | 592767.8723 | 620046.672 | 649025.6192 | 0 | 0 | 0 | 0 | 0 | 0 | 0 | 0
Scenario 3: Aggressive Fuel Sub | PG&E | Com | HVAC | Com ¦ Efficient Hot Water Boilers (94% eff.) - ZEAS 2030 - Hot-Dry | Com - Lodging | Energy Efficiency | 364743.5207 | 381358.2438 | 398876.9014 | 417232.9621 | 436733.0619 | 0 | 0 | 0 | 0 | 0 | 0 | 0 | 0
Scenario 3: Aggressive Fuel Sub | PG&E | Com | HVAC | Com ¦ Efficient Hot Water Boilers (94% eff.) - ZEAS 2030 - Cold | Com - Lodging | Energy Efficiency | 868.9853 | 908.5692 | 950.3066 | 994.0391 | 1040.4972 | 0 | 0 | 0 | 0 | 0 | 0 | 0 | 0
Scenario 3: Aggressive Fuel Sub | PG&E | Com | HVAC | Com ¦ Com High Eff. Furnace (95 AFUE) - ZEAS 2030 - Marine | Com - Lodging | Energy Efficiency | 181587.3349 | 189858.9645 | 198580.6173 | 207719.1707 | 217427.2832 | 0 | 0 | 0 | 0 | 0 | 0 | 0 | 0
Scenario 3: Aggressive Fuel Sub | PG&E | Com | HVAC | Com ¦ Com High Eff. Furnace (95 AFUE) - ZEAS 2030 - Hot-Dry | Com - Lodging | Energy Efficiency | 146383.4889 | 153051.52 | 160082.3295 | 167449.2163 | 175275.2433 | 0 | 0 | 0 | 0 | 0 | 0 | 0 | 0
Scenario 3: Aggressive Fuel Sub | PG&E | Com | HVAC | Com ¦ Com High Eff. Furnace (95 AFUE) - ZEAS 2030 - Cold | Com - Lodging | Energy Efficiency | 702.2196 | 734.2069 | 767.9346 | 803.2744 | 840.8169 | 0 | 0 | 0 | 0 | 0 | 0 | 0 | 0
Scenario 3: Aggressive Fuel Sub | PG&E | Com | WaterHeat | Com ¦ Com Heat Pump Water Heater (3.3 UEF - 50 Gal) - Marine | Com - Lodging | Energy Efficiency | 1616767.5378 | 1675754.105 | 1731756.8568 | 1784954.5699 | 1849425.3987 | 1920766.2891 | 1971518.478 | 2011862.1014 | 2045934.8242 | 2076666.2789 | 2124792.1146 | 2163957.7505 | 2200007.756
Scenario 3: Aggressive Fuel Sub | PG&E | Com | WaterHeat | Com ¦ Com Heat Pump Water Heater (3.3 UEF - 50 Gal) - Hot-Dry | Com - Lodging | Energy Efficiency | 1190032.6633 | 1233482.4775 | 1274733.2666 | 1313917.1046 | 1361407.0502 | 1413959.6551 | 1451340.7109 | 1481051.7947 | 1506141.9423 | 1528769.5795 | 1564214.576 | 1593056.746 | 1619602.8873
Scenario 3: Aggressive Fuel Sub | PG&E | Com | WaterHeat | Com ¦ Com Heat Pump Water Heater (3.3 UEF - 50 Gal) - Cold | Com - Lodging | Energy Efficiency | 3609.1806 | 3740.854 | 3865.867 | 3984.6186 | 4128.5343 | 4287.7855 | 4401.0781 | 4491.1366 | 4567.1971 | 4635.7991 | 4743.2293 | 4830.6584 | 4911.1327
Scenario 3: Aggressive Fuel Sub | PG&E | Com | WaterHeat | Com ¦ Com Hot Water Tank Insulation - Marine | Com - Lodging | Energy Efficiency | 71504.6046 | 74556.7654 | 77729.4402 | 81052.8927 | 84538.5818 | 88196.9073 | 92042.9779 | 96091.3682 | 100353.3978 | 104840.8566 | 109565.1923 | 103630.8481 | 108393.0405
Scenario 3: Aggressive Fuel Sub | PG&E | Com | WaterHeat | Com ¦ Com Hot Water Tank Insulation - Hot-Dry | Com - Lodging | Energy Efficiency | 50385.003 | 52535.6775 | 54771.271 | 57113.1085 | 59569.2643 | 62147.0667 | 64857.1618 | 67709.8195 | 70713.016 | 73875.0588 | 77204.0146 | 73022.4385 | 76378.0696
Scenario 3: Aggressive Fuel Sub | PG&E | Com | WaterHeat | Com ¦ Com Hot Water Tank Insulation - Cold | Com - Lodging | Energy Efficiency | 102.8158 | 107.2045 | 111.7665 | 116.5452 | 121.5573 | 126.8175 | 132.3478 | 138.1689 | 144.2973 | 150.7497 | 157.5428 | 149.0099 | 155.8574
Scenario 3: Aggressive Fuel Sub | PG&E | Com | WaterHeat | Com ¦ Faucet Aerators (Gas WH) - Marine | Com - Lodging | Energy Efficiency | 586551.4455 | 611590.5373 | 637608.8015 | 664862.357 | 693445.4761 | 723440.2299 | 754973.488 | 788164.0673 | 823107.0309 | 859898.715 | 898627.1136 | 849933.6281 | 888969.9434
Scenario 3: Aggressive Fuel Sub | PG&E | Com | WaterHeat | Com ¦ Faucet Aerators (Gas WH) - Hot-Dry | Com - Lodging | Energy Efficiency | 395411.9243 | 412291.5271 | 429831.2195 | 448203.6588 | 467472.3968 | 487692.7601 | 508950.2753 | 531325.0404 | 554881.1404 | 579683.5182 | 605791.4935 | 572965.7542 | 599281.3053
Scenario 3: Aggressive Fuel Sub | PG&E | Com | WaterHeat | Com ¦ Faucet Aerators (Gas WH) - Cold | Com - Lodging | Energy Efficiency | 909.4495 | 948.2727 | 988.6141 | 1030.8708 | 1075.189 | 1121.6959 | 1170.5883 | 1222.0504 | 1276.2295 | 1333.2751 | 1393.3236 | 1317.8242 | 1378.3502
Scenario 3: Aggressive Fuel Sub | PG&E | Com | WaterHeat | Com ¦ Faucet Aerators (Elec WH) - Marine | Com - Lodging | Energy Efficiency | 57103.5772 | 60284.8002 | 60904.597 | 60158.3021 | 63891.846 | 70242.5228 | 73961.5218 | 76376.5159 | 75831.811 | 75926.9022 | 79669.049 | 82276.943 | 84902.2867
Scenario 3: Aggressive Fuel Sub | PG&E | Com | WaterHeat | Com ¦ Faucet Aerators (Elec WH) - Hot-Dry | Com - Lodging | Energy Efficiency | 40639.457 | 42903.4688 | 43344.5657 | 42813.4428 | 45470.5301 | 49990.1779 | 52636.9141 | 54355.6163 | 53967.9609 | 54035.6354 | 56698.8454 | 58554.8306 | 60423.2344
Scenario 3: Aggressive Fuel Sub | PG&E | Com | WaterHeat | Com ¦ Faucet Aerators (Elec WH) - Cold | Com - Lodging | Energy Efficiency | 143.5637 | 151.5616 | 153.1198 | 151.2436 | 160.6301 | 176.5963 | 185.9462 | 192.0177 | 190.6482 | 190.8873 | 200.2954 | 206.8519 | 213.4523
Scenario 3: Aggressive Fuel Sub | PG&E | Com | WaterHeat | Com ¦ Com Water Heating Controls (Gas WH) - Marine | Com - Lodging | Energy Efficiency | 9062000.0878 | 9449657.1756 | 9854605.6466 | 10279453.7744 | 10725695.0437 | 11194845.0873 | 11688416.3304 | 12207982.5428 | 12755256.1349 | 13332223.0786 | 13940759.6949 | 13193176.9071 | 13806777.6791
Scenario 3: Aggressive Fuel Sub | PG&E | Com | WaterHeat | Com ¦ Com Water Heating Controls (Gas WH) - Hot-Dry | Com - Lodging | Energy Efficiency | 6411377.1294 | 6685645.0352 | 6972146.6177 | 7272727.2338 | 7588443.5261 | 7920367.8067 | 8269570.1185 | 8637163.9056 | 9024360.7008 | 9432565.5818 | 9863106.0481 | 9334190.2303 | 9768313.5936
Scenario 3: Aggressive Fuel Sub | PG&E | Com | WaterHeat | Com ¦ Com Water Heating Controls (Gas WH) - Cold | Com - Lodging | Energy Efficiency | 13194.2808 | 13758.7099 | 14348.3153 | 14966.8945 | 15616.6223 | 16299.7052 | 17018.3454 | 17774.8343 | 18571.6651 | 19411.7296 | 20297.7595 | 19209.2782 | 20102.6815
Scenario 3: Aggressive Fuel Sub | PG&E | Com | WaterHeat | Com ¦ Low Flow Showerheads (Gas WH) - Marine | Com - Lodging | Energy Efficiency | 1479167.9496 | 1542292.0967 | 1608083.4312 | 1677028.0679 | 1749371.1246 | 1825366.1496 | 1905286.4381 | 1989428.3924 | 2077997.1053 | 2171266.3499 | 2269561.0009 | 2147098.2355 | 2246217.2257
Scenario 3: Aggressive Fuel Sub | PG&E | Com | WaterHeat | Com ¦ Low Flow Showerheads (Gas WH) - Hot-Dry | Com - Lodging | Energy Efficiency | 1018621.4713 | 1062091.5935 | 1107398.4608 | 1154876.8335 | 1204695.5109 | 1257029.0976 | 1312065.7971 | 1370009.7252 | 1431002.118 | 1495231.508 | 1562921.6186 | 1478588.2592 | 1546846.0467
Scenario 3: Aggressive Fuel Sub | PG&E | Com | WaterHeat | Com ¦ Low Flow Showerheads (Gas WH) - Cold | Com - Lodging | Energy Efficiency | 2230.7109 | 2325.9074 | 2425.1264 | 2529.1007 | 2638.2002 | 2752.8071 | 2873.3337 | 3000.2269 | 3133.7961 | 3274.454 | 3422.6907 | 3238.0064 | 3387.4863
Scenario 3: Aggressive Fuel Sub | PG&E | Com | WaterHeat | Com ¦ Low Flow Showerheads (Elec WH) - Marine | Com - Lodging | Energy Efficiency | 6423.3016 | 6606.3517 | 6691.247 | 6899.6168 | 7321.8911 | 7908.4173 | 8224.9656 | 8315.7543 | 8426.307 | 8523.5016 | 8894.4438 | 9185.264 | 9487.6641
Scenario 3: Aggressive Fuel Sub | PG&E | Com | WaterHeat | Com ¦ Low Flow Showerheads (Elec WH) - Hot-Dry | Com - Lodging | Energy Efficiency | 4686.9103 | 4820.4769 | 4882.4228 | 5034.4646 | 5342.5868 | 5770.5592 | 6001.536 | 6067.782 | 6148.4494 | 6219.3696 | 6490.0362 | 6702.2398 | 6922.8931
Scenario 3: Aggressive Fuel Sub | PG&E | Com | WaterHeat | Com ¦ Low Flow Showerheads (Elec WH) - Cold | Com - Lodging | Energy Efficiency | 15.9758 | 16.4311 | 16.6422 | 17.1605 | 18.2108 | 19.6695 | 20.4569 | 20.6827 | 20.9576 | 21.1994 | 22.122 | 22.8453 | 23.5974
Scenario 3: Aggressive Fuel Sub | PG&E | Com | WaterHeat | Com ¦ Low-flow Pre-Rinse Spray Valve - Marine | Com - Lodging | Energy Efficiency | 6910.3542 | 7209.3296 | 7522.2932 | 7848.6311 | 8194.0745 | 8555.024 | 8934.904 | 9334.4302 | 9755.0783 | 10199.3507 | 10667.5222 | 9854.3472 | 11969.6785
Scenario 3: Aggressive Fuel Sub | PG&E | Com | WaterHeat | Com ¦ Low-flow Pre-Rinse Spray Valve - Hot-Dry | Com - Lodging | Energy Efficiency | 4775.865 | 4982.4921 | 5198.7866 | 5424.3244 | 5663.0663 | 5912.5247 | 6175.0664 | 6451.1858 | 6741.9029 | 7048.9473 | 7372.5086 | 6810.5094 | 8272.4514
Scenario 3: Aggressive Fuel Sub | PG&E | Com | WaterHeat | Com ¦ Low-flow Pre-Rinse Spray Valve - Cold | Com - Lodging | Energy Efficiency | 10.3619 | 10.8102 | 11.2795 | 11.7688 | 12.2868 | 12.828 | 13.3976 | 13.9967 | 14.6274 | 15.2936 | 15.9956 | 14.7763 | 17.9482
Scenario 3: Aggressive Fuel Sub | PG&E | Com | WaterHeat | Com ¦ Com Hot Water Pipe Insulation - Marine | Com - Lodging | Energy Efficiency | 8497878.9844 | 8860667.4123 | 9239008.0345 | 9635541.9169 | 10051761.7905 | 10489053.8943 | 10949021.2224 | 11433254.819 | 11942961.1258 | 12479880.5717 | 13045875.0494 | 12342909.687 | 12913653.1748
Scenario 3: Aggressive Fuel Sub | PG&E | Com | WaterHeat | Com ¦ Com Hot Water Pipe Insulation - Hot-Dry | Com - Lodging | Energy Efficiency | 5079257.9485 | 5296099.8227 | 5522237.382 | 5759249.2149 | 6008027.5401 | 6269400.9249 | 6544327.4933 | 6833758.2264 | 7138414.2253 | 7459335.7597 | 7797635.6996 | 7377467.0421 | 7718605.5077
Scenario 3: Aggressive Fuel Sub | PG&E | Com | WaterHeat | Com ¦ Com Hot Water Pipe Insulation - Cold | Com - Lodging | Energy Efficiency | 10677.159 | 11132.9845 | 11608.3505 | 12106.5754 | 12629.5348 | 13178.9704 | 13756.8963 | 14365.3116 | 15005.732 | 15680.3444 | 16391.4881 | 15508.2473 | 16225.3579
Scenario 3: Aggressive Fuel Sub | PG&E | Com | WaterHeat | Com ¦ Com Efficient Tankless Gas Water Heater (0.87 UEF - High Draw) - ZEAS 2030 - Marine | Com - Lodging | Energy Efficiency | 194934.1535 | 206648.0231 | 220062.4082 | 232794.4657 | 250767.848 | 0 | 0 | 0 | 0 | 0 | 0 | 0 | 0
Scenario 3: Aggressive Fuel Sub | PG&E | Com | WaterHeat | Com ¦ Com Efficient Tankless Gas Water Heater (0.87 UEF - High Draw) - ZEAS 2030 - Hot-Dry | Com - Lodging | Energy Efficiency | 146261.8735 | 155050.9889 | 165116.0365 | 174669.1336 | 188154.8722 | 0 | 0 | 0 | 0 | 0 | 0 | 0 | 0
Scenario 3: Aggressive Fuel Sub | PG&E | Com | WaterHeat | Com ¦ Com Efficient Tankless Gas Water Heater (0.87 UEF - High Draw) - ZEAS 2030 - Cold | Com - Lodging | Energy Efficiency | 801.0026 | 856.2126 | 917.9847 | 971.6945 | 1043.5993 | 0 | 0 | 0 | 0 | 0 | 0 | 0 | 0
Scenario 3: Aggressive Fuel Sub | PG&E | Com | WaterHeat | Com ¦ Com Heat Pump Water Heater (3.75 UEF - 50 Gal) - Fuel Sub - ZEAS 2030 - Marine | Com - Lodging | Fuel Substitution | 29278807.0691 | 30715188.7906 | 32289225.3966 | 34004003.5165 | 35728208.1659 | 23474887.2651 | 24086197.0117 | 24570891.7481 | 24981218.244 | 25347055.1004 | 25926087.0634 | 26394461.4082 | 26824904.1198
Scenario 3: Aggressive Fuel Sub | PG&E | Com | WaterHeat | Com ¦ Com Heat Pump Water Heater (3.75 UEF - 50 Gal) - Fuel Sub - ZEAS 2030 - Hot-Dry | Com - Lodging | Fuel Substitution | 21645396.9635 | 22709773.6441 | 23876988.4036 | 25149283.2041 | 26427622.2013 | 17298494.7949 | 17749188.0327 | 18106493.3775 | 18408945.7625 | 18678582.326 | 19105460.1667 | 19450719.495 | 19767999.8259
Scenario 3: Aggressive Fuel Sub | PG&E | Com | WaterHeat | Com ¦ Com Heat Pump Water Heater (3.75 UEF - 50 Gal) - Fuel Sub - ZEAS 2030 - Cold | Com - Lodging | Fuel Substitution | 123507.1455 | 129618.4367 | 136346.2508 | 143701.9574 | 151061.7619 | 99000.1614 | 101568.0454 | 103605.8893 | 105332.4517 | 106872.8356 | 109305.9695 | 100670.7252 | 102309.3047
Scenario 3: Aggressive Fuel Sub | PG&E | Com | WaterHeat | Com ¦ Com Efficient Tankless Gas Water Heater (0.87 UEF - High Draw) - Panel Upgrade - ZEAS 2030 - Marine | Com - Lodging | Energy Efficiency | 161731.0834 | 171449.7334 | 182579.2507 | 193142.6611 | 208054.6431 | 0 | 0 | 0 | 0 | 0 | 0 | 0 | 0
Scenario 3: Aggressive Fuel Sub | PG&E | Com | WaterHeat | Com ¦ Com Efficient Tankless Gas Water Heater (0.87 UEF - High Draw) - Panel Upgrade - ZEAS 2030 - Hot-Dry | Com - Lodging | Energy Efficiency | 121349.1368 | 128641.2051 | 136991.8764 | 144917.7977 | 156106.5149 | 0 | 0 | 0 | 0 | 0 | 0 | 0 | 0
Scenario 3: Aggressive Fuel Sub | PG&E | Com | WaterHeat | Com ¦ Com Efficient Tankless Gas Water Heater (0.87 UEF - High Draw) - Panel Upgrade - ZEAS 2030 - Cold | Com - Lodging | Energy Efficiency | 664.5681 | 710.3742 | 761.6246 | 806.1861 | 865.8433 | 0 | 0 | 0 | 0 | 0 | 0 | 0 | 0
Scenario 3: Aggressive Fuel Sub | PG&E | Com | WaterHeat | Com ¦ Com Heat Pump Water Heater (3.75 UEF - 50 Gal) - Fuel Sub - Panel Upgrade - ZEAS 2030 - Marine | Com - Lodging | Fuel Substitution | 24291757.5134 | 25483480.8098 | 26789412.2796 | 28212112.8076 | 29642634.2475 | 19476417.4562 | 19983603.0152 | 20385739.8569 | 20726175.5761 | 21029699.5613 | 21510105.2009 | 21898701.498 | 22255827.0444
Scenario 3: Aggressive Fuel Sub | PG&E | Com | WaterHeat | Com ¦ Com Heat Pump Water Heater (3.75 UEF - 50 Gal) - Fuel Sub - Panel Upgrade - ZEAS 2030 - Hot-Dry | Com - Lodging | Fuel Substitution | 17958543.6346 | 18841625.3861 | 19810028.8404 | 20865614.0869 | 21926214.0241 | 14352047.8793 | 14725974.6864 | 15022420.3297 | 15273356.0997 | 15497065.5562 | 15851233.435 | 16137684.8558 | 16400922.9325
Scenario 3: Aggressive Fuel Sub | PG&E | Com | WaterHeat | Com ¦ Com Heat Pump Water Heater (3.75 UEF - 50 Gal) - Fuel Sub - Panel Upgrade - ZEAS 2030 - Cold | Com - Lodging | Fuel Substitution | 102470.2141 | 107540.5711 | 113122.4389 | 119225.2504 | 125331.4618 | 82137.4966 | 84267.9937 | 85958.7323 | 87391.2099 | 88669.2207 | 90687.9198 | 83523.5138 | 84882.9945
Scenario 3: Aggressive Fuel Sub | PG&E | Com | WaterHeat | Com ¦ Com Heat Pump Water Heater (100+ Gal, 200+ kBtuh - 4.3 COP) - Fuel Sub - ZEAS 2030 - Marine | Com - Lodging | Fuel Substitution | 12589498.1124 | 13200229.885 | 13863416.9854 | 14580726.4627 | 15309236.3433 | 0 | 0 | 0 | 0 | 0 | 0 | 0 | 0
Scenario 3: Aggressive Fuel Sub | PG&E | Com | WaterHeat | Com ¦ Com Heat Pump Water Heater (100+ Gal, 200+ kBtuh - 4.3 COP) - Fuel Sub - ZEAS 2030 - Hot-Dry | Com - Lodging | Fuel Substitution | 9321448.4061 | 9774836.37 | 10267449.8512 | 10800511.7911 | 11341578.7828 | 0 | 0 | 0 | 0 | 0 | 0 | 0 | 0
Scenario 3: Aggressive Fuel Sub | PG&E | Com | WaterHeat | Com ¦ Com Heat Pump Water Heater (100+ Gal, 200+ kBtuh - 4.3 COP) - Fuel Sub - ZEAS 2030 - Cold | Com - Lodging | Fuel Substitution | 26774.0733 | 28083.5162 | 29510.2414 | 31057.554 | 32623.3389 | 0 | 0 | 0 | 0 | 0 | 0 | 0 | 0
Scenario 3: Aggressive Fuel Sub | PG&E | Com | WaterHeat | Com ¦ Com Heat Pump Water Heater (100+ Gal, 200+ kBtuh - 4.3 COP) - Fuel Sub - Panel Upgrade - ZEAS 2030 - Marine | Com - Lodging | Fuel Substitution | 10445133.0493 | 10951839.0804 | 11502065.7407 | 12097196.1312 | 12701619.1639 | 0 | 0 | 0 | 0 | 0 | 0 | 0 | 0
Scenario 3: Aggressive Fuel Sub | PG&E | Com | WaterHeat | Com ¦ Com Heat Pump Water Heater (100+ Gal, 200+ kBtuh - 4.3 COP) - Fuel Sub - Panel Upgrade - ZEAS 2030 - Hot-Dry | Com - Lodging | Fuel Substitution | 7733729.1721 | 8109891.7136 | 8518598.5029 | 8960864.1783 | 9409771.4077 | 0 | 0 | 0 | 0 | 0 | 0 | 0 | 0
Scenario 3: Aggressive Fuel Sub | PG&E | Com | WaterHeat | Com ¦ Com Heat Pump Water Heater (100+ Gal, 200+ kBtuh - 4.3 COP) - Fuel Sub - Panel Upgrade - ZEAS 2030 - Cold | Com - Lodging | Fuel Substitution | 22213.6542 | 23300.0601 | 24483.7717 | 25767.5311 | 27066.6163 | 0 | 0 | 0 | 0 | 0 | 0 | 0 | 0
Scenario 3: Aggressive Fuel Sub | PG&E | Com | WaterHeat | Com ¦ Efficient Gas Water Heating Boiler (0.92 UEF) - ZEAS 2030 - Marine | Com - Lodging | Energy Efficiency | 68614487.4729 | 71739019.9247 | 75033299.6279 | 78484844.5672 | 82151706.7489 | 0 | 0 | 0 | 0 | 0 | 0 | 0 | 0
Scenario 3: Aggressive Fuel Sub | PG&E | Com | WaterHeat | Com ¦ Efficient Gas Water Heating Boiler (0.92 UEF) - ZEAS 2030 - Hot-Dry | Com - Lodging | Energy Efficiency | 48563857.3481 | 50775338.1482 | 53106963.6109 | 55549899.0976 | 58145231.0716 | 0 | 0 | 0 | 0 | 0 | 0 | 0 | 0
Scenario 3: Aggressive Fuel Sub | PG&E | Com | WaterHeat | Com ¦ Efficient Gas Water Heating Boiler (0.92 UEF) - ZEAS 2030 - Cold | Com - Lodging | Energy Efficiency | 99997.9206 | 104551.5836 | 109352.6363 | 114382.8874 | 119726.9385 | 0 | 0 | 0 | 0 | 0 | 0 | 0 | 0
Scenario 3: Aggressive Fuel Sub | PG&E | Com | WholeBlg | Com ¦ Com Title 24 2022 Code | Com - Lodging | Energy Efficiency | 1106828.9963 | 1124238.1825 | 1139259.5723 | 1143044.9785 | 1176499.2609 | 1216017.0032 | 1253838.4151 | 1289027.9636 | 1318668.9189 | 1358041.0222 | 1395097.2045 | 1422718.55 | 1451264.8777
Scenario 3: Aggressive Fuel Sub | PG&E | Com | FoodServ | Com ¦ ENERGY STAR Dishwasher - Tier 2 | Com - Lodging | Energy Efficiency | 881319.8907 | 917997.9082 | 955715.0865 | 994488.7991 | 1036460.0788 | 1081070.3204 | 1126018.7999 | 1172420.7078 | 1220570.5593 | 1271123.6222 | 1325858.8582 | 1382412.6624 | 1441710.3332
Scenario 3: Aggressive Fuel Sub | PG&E | Com | FoodServ | Com ¦ ENERGY STAR Combination Oven - Electric | Com - Lodging | Energy Efficiency | 286606.4037 | 295698.4708 | 303840.4918 | 311551.3735 | 321572.0014 | 333865.0214 | 342928.4406 | 350283.9896 | 356165.5674 | 361398.4844 | 369438.3894 | 375506.7102 | 381131.1598
Scenario 3: Aggressive Fuel Sub | PG&E | Com | FoodServ | Com ¦ ENERGY STAR Steamer - Electric | Com - Lodging | Energy Efficiency | 229917.4608 | 237211.1743 | 243742.7547 | 249928.4726 | 257967.0833 | 267828.6214 | 275099.3533 | 281000.0209 | 285718.2597 | 289916.1387 | 296365.801 | 301233.8462 | 305745.8151
Scenario 3: Aggressive Fuel Sub | PG&E | Com | FoodServ | Com ¦ ENERGY STAR Conveyor Broiler - Gas | Com - Lodging | Energy Efficiency | 277182.1271 | 288803.0913 | 300798.2546 | 313239.7213 | 326768.4989 | 341213.0882 | 355808.1616 | 370831.3866 | 386343.5287 | 402607.077 | 420179.2872 | 438363.3532 | 457453.4517
Scenario 3: Aggressive Fuel Sub | PG&E | Com | FoodServ | Com ¦ ENERGY STAR Conveyor Oven - Gas | Com - Lodging | Energy Efficiency | 149336.0543 | 155934.9238 | 162875.9513 | 170134.289 | 177833.9132 | 185896.2527 | 194397.3707 | 203355.4996 | 212802.8494 | 222792.3558 | 233331.3982 | 215832.8898 | 262511.9511
Scenario 3: Aggressive Fuel Sub | PG&E | Com | FoodServ | Com ¦ ENERGY STAR Convection Oven - Electric | Com - Lodging | Energy Efficiency | 1022199.1543 | 1067202.8364 | 1114568.4627 | 1164235.5785 | 1217041.8165 | 1272251.9101 | 1330503.2921 | 1391913.1582 | 1456579.9578 | 1525064.8839 | 1597308.1297 | 1673720.5322 | 1754488.3134
Scenario 3: Aggressive Fuel Sub | PG&E | Com | FoodServ | Com ¦ High Performance Conveyor Toaster | Com - Lodging | Energy Efficiency | 1057296.7716 | 1090837.5898 | 1120873.6684 | 1149319.2658 | 1186285.5629 | 1231634.7605 | 1265069.8957 | 1292204.6632 | 1313901.922 | 1333206.2577 | 1362865.6285 | 1385251.7855 | 1406000.4931
Scenario 3: Aggressive Fuel Sub | PG&E | Com | FoodServ | Com ¦ ENERGY STAR Rack Oven - Gas | Com - Lodging | Energy Efficiency | 63656.6085 | 66469.4701 | 69428.1814 | 72522.1506 | 75804.2245 | 79240.9109 | 82864.6329 | 86683.1622 | 90710.2289 | 94968.3975 | 99460.8136 | 92001.8265 | 111899.4376
Scenario 3: Aggressive Fuel Sub | PG&E | Com | FoodServ | Com ¦ Electric Deck Oven (60% cooking efficiency) | Com - Lodging | Energy Efficiency | 12071.9603 | 12454.9213 | 12797.866 | 13122.651 | 13544.7233 | 14062.5095 | 14444.2638 | 14754.0821 | 15001.8162 | 15222.2284 | 15560.872 | 15816.4717 | 16053.3755
Scenario 3: Aggressive Fuel Sub | PG&E | Com | FoodServ | Com ¦ Demand Controlled Ventilation (DCV) Exhaust Hood | Com - Lodging | Energy Efficiency | 143578.9276 | 150540.9317 | 158195.051 | 164883 | 175429.771 | 184568.1619 | 193818.1053 | 203044.6932 | 211792.429 | 222159.7402 | 233054.4462 | 244417.4116 | 256236.077
Scenario 3: Aggressive Fuel Sub | PG&E | Com | FoodServ | Com ¦ ENERGY STAR Ice Machine | Com - Lodging | Energy Efficiency | 338441.2354 | 349373.8285 | 359035.5729 | 367878.6168 | 379968.4925 | 395727.6047 | 407557.0197 | 417664.8417 | 426222.7527 | 433540.3988 | 443877.5111 | 451213.5633 | 457911.7458
Scenario 3: Aggressive Fuel Sub | PG&E | Com | FoodServ | Com ¦ ENERGY STAR Fryer - Electric | Com - Lodging | Energy Efficiency | 25950.6085 | 26773.8443 | 27511.0589 | 28209.2361 | 29116.548 | 30229.6123 | 31050.2542 | 31716.2581 | 32248.8021 | 32722.6135 | 33450.582 | 34000.0345 | 34509.297
Scenario 3: Aggressive Fuel Sub | PG&E | Com | FoodServ | Com ¦ Efficient Food Holding Cabinet | Com - Lodging | Energy Efficiency | 895227.7522 | 923627.2253 | 949059.1872 | 973144.4666 | 1004444.3399 | 1042842.1307 | 1071152.1206 | 1094127.5024 | 1112498.8705 | 1128844.1177 | 1153957.1158 | 1172911.7836 | 1190480.0003
Scenario 3: Aggressive Fuel Sub | PG&E | Com | FoodServ | Com ¦ ENERGY STAR Griddle - Electric | Com - Lodging | Energy Efficiency | 23592.0595 | 24340.4747 | 25010.6867 | 25645.4093 | 26470.2592 | 27482.1614 | 28228.2185 | 28833.6918 | 29317.835 | 29748.5836 | 30410.3898 | 30909.9048 | 31372.8824
Scenario 3: Aggressive Fuel Sub | PG&E | Com | FoodServ | Com ¦ Demand Controlled Ventilation (DCV) Exhaust Hood - Retrofit | Com - Lodging | Energy Efficiency | 524737.3085 | 553145.4479 | 569037.3613 | 563135.7896 | 567699.5141 | 605037.0879 | 632049.3145 | 656232.5398 | 673380.9498 | 689338.4165 | 725281.9018 | 749773.1267 | 774839.2311
Scenario 3: Aggressive Fuel Sub | PG&E | Com | FoodServ | Com ¦ ENERGY STAR Fryer - Tier 2 Gas | Com - Lodging | Energy Efficiency | 32821.4074 | 34740.4636 | 36935.6294 | 39007.3871 | 41948.5094 | 44434.2075 | 47138.8881 | 49951.5102 | 52735.9184 | 56008.8797 | 59361.1525 | 63035.9561 | 66920.4523
Scenario 3: Aggressive Fuel Sub | PG&E | Com | FoodServ | Com ¦ ENERGY STAR Fryer - Fuel Sub | Com - Lodging | Fuel Substitution | 5577781.9459 | 5862095.7565 | 6177038.7893 | 6517632.1811 | 6855880.902 | 7190929.9379 | 7588938.2623 | 8033867.0598 | 8524435.6089 | 9053994.7528 | 9584047.2597 | 10171989.7051 | 10802394.6542
Scenario 3: Aggressive Fuel Sub | PG&E | Com | FoodServ | Com ¦ ENERGY STAR Steamer - Gas | Com - Lodging | Energy Efficiency | 11182.0659 | 11837.6513 | 12587.7552 | 13296.1524 | 14301.2304 | 15151.3987 | 16076.5769 | 17038.9487 | 17992.085 | 19112.3023 | 20260.04 | 21518.3353 | 22848.7078
Scenario 3: Aggressive Fuel Sub | PG&E | Com | FoodServ | Com ¦ ENERGY STAR Steamer - Fuel Sub | Com - Lodging | Fuel Substitution | 849707.819 | 890022.0739 | 933634.7654 | 980242.3295 | 1027716.5154 | 1076057.9642 | 1130529.6496 | 1189952.9827 | 1254306.226 | 1323154.4485 | 1393568.1778 | 1470150.3307 | 1551799.2723
Scenario 3: Aggressive Fuel Sub | PG&E | Com | FoodServ | Com ¦ ENERGY STAR Convection Oven - Gas | Com - Lodging | Energy Efficiency | 9403.4507 | 9954.7589 | 10585.5516 | 11181.2714 | 12026.4821 | 12741.4229 | 13519.4426 | 14328.7399 | 15130.2707 | 16072.3066 | 17037.4856 | 18095.6369 | 19214.4009
Scenario 3: Aggressive Fuel Sub | PG&E | Com | FoodServ | Com ¦ ENERGY STAR Convection Oven - Fuel Sub | Com - Lodging | Fuel Substitution | 963175.0364 | 1012887.7129 | 1068171.0393 | 1128071.5985 | 1187315.3007 | 1245727.5512 | 1315724.232 | 1394275.3456 | 1481124.0407 | 1575003.1306 | 1668660.5563 | 1772860.1661 | 1884680.8681
Scenario 3: Aggressive Fuel Sub | PG&E | Com | FoodServ | Com ¦ ENERGY STAR Griddle - Gas | Com - Lodging | Energy Efficiency | 18278.0638 | 19349.6753 | 20575.7858 | 21733.7229 | 23376.6107 | 24766.285 | 26278.5697 | 27851.6505 | 29409.635 | 31240.728 | 33116.8056 | 35173.5992 | 37348.2093
Scenario 3: Aggressive Fuel Sub | PG&E | Com | FoodServ | Com ¦ ENERGY STAR Griddle - Fuel Sub | Com - Lodging | Fuel Substitution | 2205986.4782 | 2322975.5237 | 2454151.5081 | 2596855.6738 | 2736777.2364 | 2873379.6081 | 3040128.7609 | 3228764.076 | 3438516.2115 | 3665879.2231 | 3891177.9765 | 4143389.9713 | 4414520.9199
Scenario 3: Aggressive Fuel Sub | PG&E | Com | FoodServ | Com ¦ ENERGY STAR Combination Oven - Gas | Com - Lodging | Energy Efficiency | 88.1389 | 93.3063 | 99.2188 | 104.8025 | 112.7247 | 119.4259 | 126.7183 | 134.3038 | 141.8166 | 150.6464 | 159.693 | 169.6111 | 180.0973
Scenario 3: Aggressive Fuel Sub | PG&E | Com | FoodServ | Com ¦ ENERGY STAR Combination Oven - Fuel Sub | Com - Lodging | Fuel Substitution | 7254.7598 | 7679.9652 | 8170.289 | 8710.8461 | 9225.7306 | 9711.4107 | 10342.9557 | 11076.1251 | 11906.0482 | 12813.3924 | 13693.8279 | 14698.5531 | 15784.4219
Scenario 3: Aggressive Fuel Sub | PG&E | Com | FoodServ | Com ¦ ENERGY STAR Fryer - Tier 2 Gas - Panel Upgrade | Com - Lodging | Energy Efficiency | 54007.7127 | 57165.5248 | 60777.6759 | 64186.7587 | 69026.3831 | 73116.606 | 77567.1651 | 82195.3422 | 86777.0932 | 92162.7598 | 97678.9335 | 103725.8325 | 110117.7813
Scenario 3: Aggressive Fuel Sub | PG&E | Com | FoodServ | Com ¦ ENERGY STAR Fryer - Fuel Sub - Panel Upgrade | Com - Lodging | Fuel Substitution | 9178254.948 | 9646094.0756 | 10164333.6692 | 10724780.9964 | 11281370.1614 | 11832694.2364 | 12487617.9871 | 13219749.5005 | 14026981.3459 | 14898372.3181 | 15770575.1204 | 16738035.9697 | 17775368.9813
Scenario 3: Aggressive Fuel Sub | PG&E | Com | FoodServ | Com ¦ ENERGY STAR Steamer - Gas - Panel Upgrade | Com - Lodging | Energy Efficiency | 18400.1191 | 19478.8865 | 20713.1845 | 21878.8539 | 23532.7125 | 24931.6666 | 26454.0498 | 28037.6352 | 29606.0234 | 31449.3439 | 33337.9493 | 35408.4776 | 37597.6091
Scenario 3: Aggressive Fuel Sub | PG&E | Com | FoodServ | Com ¦ ENERGY STAR Steamer - Fuel Sub - Panel Upgrade | Com - Lodging | Fuel Substitution | 1398196.4641 | 1464533.6772 | 1536298.4764 | 1612991.3465 | 1691110.2449 | 1770656.2268 | 1860289.5292 | 1958070.781 | 2063964.2132 | 2177254.1454 | 2293120.1233 | 2419136.2585 | 2553489.8079
Scenario 3: Aggressive Fuel Sub | PG&E | Com | FoodServ | Com ¦ ENERGY STAR Convection Oven - Gas - Panel Upgrade | Com - Lodging | Energy Efficiency | 15473.403 | 16380.5821 | 17418.5532 | 18398.8117 | 19789.6081 | 20966.0451 | 22246.2786 | 23577.9794 | 24896.9004 | 26447.0231 | 28035.2277 | 29776.4185 | 31617.3475
Scenario 3: Aggressive Fuel Sub | PG&E | Com | FoodServ | Com ¦ ENERGY STAR Convection Oven - Fuel Sub - Panel Upgrade | Com - Lodging | Fuel Substitution | 1584907.0705 | 1666709.4112 | 1757678.2711 | 1856244.7996 | 1953730.4683 | 2049847.9811 | 2165027.7046 | 2294283.7697 | 2437193.5272 | 2591671.818 | 2745785.3598 | 2917246.0935 | 3101247.3543
Scenario 3: Aggressive Fuel Sub | PG&E | Com | FoodServ | Com ¦ ENERGY STAR Griddle - Gas - Panel Upgrade | Com - Lodging | Energy Efficiency | 30076.6024 | 31839.9419 | 33857.5099 | 35762.8985 | 38466.2748 | 40752.9875 | 43241.4559 | 45829.9645 | 48393.6322 | 51406.7006 | 54493.7912 | 57878.2505 | 61456.5772
Scenario 3: Aggressive Fuel Sub | PG&E | Com | FoodServ | Com ¦ ENERGY STAR Griddle - Fuel Sub - Panel Upgrade | Com - Lodging | Fuel Substitution | 3629956.5858 | 3822462.3696 | 4038312.7991 | 4273132.8812 | 4503374.1827 | 4728153.7467 | 5002539.9187 | 5312939.8288 | 5658087.5226 | 6032213.9597 | 6402943.6545 | 6817959.1592 | 7264105.8522
Scenario 3: Aggressive Fuel Sub | PG&E | Com | FoodServ | Com ¦ ENERGY STAR Combination Oven - Gas - Panel Upgrade | Com - Lodging | Energy Efficiency | 145.0328 | 153.5358 | 163.2648 | 172.4528 | 185.4888 | 196.5156 | 208.5152 | 220.9973 | 233.3596 | 247.889 | 262.7753 | 279.0955 | 296.3506
Scenario 3: Aggressive Fuel Sub | PG&E | Com | FoodServ | Com ¦ ENERGY STAR Combination Oven - Fuel Sub - Panel Upgrade | Com - Lodging | Fuel Substitution | 11937.7264 | 12637.403 | 13444.2321 | 14333.7203 | 15180.964 | 15980.152 | 17019.3609 | 18225.7931 | 19591.4339 | 21084.471 | 22533.23 | 24186.5081 | 25973.3081
Scenario 3: Aggressive Fuel Sub | PG&E | Com | Lighting | Com ¦ LED High and Low Bay - 155 lpw | Com - Lodging | Energy Efficiency | 8804465.8076 | 9003664.2655 | 9174196.0973 | 9304497.8853 | 9550514.127 | 9933079.5117 | 10152557.652 | 10293755.7705 | 10369978.9217 | 10386335.4427 | 10517557.8445 | 10491086.3946 | 10412641.6299
Scenario 3: Aggressive Fuel Sub | PG&E | Com | Lighting | Com ¦ LED Fixtures and Retrofit Kits - 140 lpw - RET | Com - Lodging | Energy Efficiency | 339271.4308 | 350787.2788 | 361068.9315 | 370227.123 | 381123.6847 | 393176.9239 | 400598.9555 | 406099.2399 | 410331.9418 | 413567.3876 | 420430.0684 | 425076.992 | 428761.173
Scenario 3: Aggressive Fuel Sub | PG&E | Com | Lighting | Com ¦ LED Fixtures and Retrofit Kits - 140 lpw | Com - Lodging | Energy Efficiency | 707606.9745 | 730690.1792 | 750616.6534 | 767440.7434 | 788517.8466 | 811828.5269 | 823603.7663 | 830335.0343 | 833528.7673 | 834011.609 | 842826.9832 | 845836.4765 | 846005.9555
Scenario 3: Aggressive Fuel Sub | SCE | Com | BldgEnv | Com ¦ Com Wall Insulation (R14) - Marine | Com - Lodging | Energy Efficiency | 19466.2599 | 20538.3363 | 21495.8836 | 22430.6022 | 23911.9554 | 25694.175 | 26839.3105 | 27179.297 | 27478.6649 | 27728.0768 | 27860.695 | 27577.3821 | 27297.6913
Scenario 3: Aggressive Fuel Sub | SCE | Com | BldgEnv | Com ¦ Com Wall Insulation (R14) - Hot-Dry | Com - Lodging | Energy Efficiency | 80294.5136 | 84716.619 | 88666.3141 | 92521.8457 | 98632.1377 | 105983.4451 | 110706.9049 | 112109.2827 | 113344.1165 | 114372.892 | 114919.9161 | 113751.3059 | 112597.6359
Scenario 3: Aggressive Fuel Sub | SCE | Com | BldgEnv | Com ¦ Com Wall Insulation (R14) - Cold | Com - Lodging | Energy Efficiency | 2393.3479 | 2525.1581 | 2642.8871 | 2757.8094 | 2939.9396 | 3159.0609 | 3299.8536 | 3341.6544 | 3378.4613 | 3409.1261 | 3425.4313 | 3390.5984 | 3356.2108
Scenario 3: Aggressive Fuel Sub | SCE | Com | HVAC | Com ¦ Small Unitary Heat Pump (SEER 18) - Marine | Com - Lodging | Energy Efficiency | 327607.3239 | 338839.3409 | 348801.7906 | 357581.1176 | 368759.3943 | 381985.7004 | 389896.1835 | 392741.8171 | 395451.1564 | 397869.617 | 401218.1736 | 402290.086 | 403511.7389
Scenario 3: Aggressive Fuel Sub | SCE | Com | HVAC | Com ¦ Small Unitary Heat Pump (SEER 18) - Hot-Dry | Com - Lodging | Energy Efficiency | 1612198.746 | 1667472.9798 | 1716499.5053 | 1759703.7285 | 1814713.4991 | 1879801.8917 | 1918730.4197 | 1932734.1574 | 1946067.1727 | 1957968.7354 | 1974447.4227 | 1979722.4451 | 1985734.3594
Scenario 3: Aggressive Fuel Sub | SCE | Com | HVAC | Com ¦ Small Unitary Heat Pump (SEER 18) - Cold | Com - Lodging | Energy Efficiency | 29117.7362 | 30116.0378 | 31001.5002 | 31781.8067 | 32775.3319 | 33950.8858 | 34653.9695 | 34906.8894 | 35147.6954 | 35362.6482 | 35660.2679 | 35755.5395 | 35864.1199
Scenario 3: Aggressive Fuel Sub | SCE | Com | HVAC | Com ¦ Small Unitary AC (SEER 18) - Marine | Com - Lodging | Energy Efficiency | 1450659.6462 | 1500395.512 | 1544509.6774 | 1583384.9237 | 1632882.8249 | 1691449.4903 | 1726477.4575 | 1739078.0485 | 1751075.1223 | 1761784.1722 | 1776611.7278 | 1781358.2035 | 1786767.736
Scenario 3: Aggressive Fuel Sub | SCE | Com | HVAC | Com ¦ Small Unitary AC (SEER 18) - Hot-Dry | Com - Lodging | Energy Efficiency | 7242590.3349 | 7490902.5436 | 7711147.7463 | 7905237.0238 | 8152361.1662 | 8444762.1897 | 8619643.4699 | 8682553.4153 | 8742450.2288 | 8795916.4305 | 8869944.7606 | 8893642.1034 | 8920649.8358
Scenario 3: Aggressive Fuel Sub | SCE | Com | HVAC | Com ¦ Small Unitary AC (SEER 18) - Cold | Com - Lodging | Energy Efficiency | 88662.345 | 91702.1334 | 94398.3312 | 96774.3334 | 99799.5778 | 103379.0928 | 105519.9545 | 106290.0855 | 107023.3303 | 107677.8529 | 108584.0929 | 108874.1911 | 109204.8144
Scenario 3: Aggressive Fuel Sub | SCE | Com | HVAC | Com ¦ Large Unitary Heat Pump (EER 10.0, COP 3.3) - Marine | Com - Lodging | Energy Efficiency | 50819.9549 | 52562.317 | 54107.738 | 55469.6276 | 57203.6533 | 59255.3787 | 60482.4893 | 60923.917 | 61344.2022 | 61719.365 | 62238.8084 | 62405.0884 | 62594.5968
Scenario 3: Aggressive Fuel Sub | SCE | Com | HVAC | Com ¦ Large Unitary Heat Pump (EER 10.0, COP 3.3) - Hot-Dry | Com - Lodging | Energy Efficiency | 238303.6189 | 246473.8584 | 253720.6067 | 260106.7441 | 268237.8926 | 277858.7905 | 283612.9254 | 285682.8572 | 287653.6476 | 289412.8509 | 291848.6119 | 292628.3278 | 293516.9657
Scenario 3: Aggressive Fuel Sub | SCE | Com | HVAC | Com ¦ Large Unitary Heat Pump (EER 10.0, COP 3.3) - Cold | Com - Lodging | Energy Efficiency | 1561.2098 | 1614.7358 | 1662.2118 | 1704.0496 | 1757.3196 | 1820.3494 | 1858.0468 | 1871.6076 | 1884.5189 | 1896.0441 | 1912.0016 | 1917.1098 | 1922.9316
Scenario 3: Aggressive Fuel Sub | SCE | Com | HVAC | Com ¦ Large Unitary AC (EER 11.5) - Marine | Com - Lodging | Energy Efficiency | 95737.7193 | 99020.087 | 101931.445 | 104497.0553 | 107763.7183 | 111628.8834 | 113940.5887 | 114772.1772 | 115563.936 | 116270.6903 | 117249.2495 | 117562.4979 | 117919.5053
Scenario 3: Aggressive Fuel Sub | SCE | Com | HVAC | Com ¦ Large Unitary AC (EER 11.5) - Hot-Dry | Com - Lodging | Energy Efficiency | 469347.6017 | 485439.1842 | 499711.9171 | 512289.6459 | 528304.2371 | 547252.9437 | 558585.9207 | 562662.7262 | 566544.2692 | 570009.0839 | 574806.4033 | 576342.0819 | 578092.2864
Scenario 3: Aggressive Fuel Sub | SCE | Com | HVAC | Com ¦ Large Unitary AC (EER 11.5) - Cold | Com - Lodging | Energy Efficiency | 2909.8581 | 3009.6225 | 3098.1105 | 3176.0898 | 3275.377 | 3392.8551 | 3463.1172 | 3488.3925 | 3512.4573 | 3533.9384 | 3563.6808 | 3573.2017 | 3584.0526
Scenario 3: Aggressive Fuel Sub | SCE | Com | HVAC | Com ¦ Variable Refrigerant Flow (VRF) Heat Pump - Hot-Dry | Com - Lodging | Energy Efficiency | 1273937.396 | 1320697.0187 | 1363186.0871 | 1401820.3325 | 1449990.4187 | 1503219.6951 | 1535200.8013 | 1547786.2328 | 1559777.9623 | 1570405.6856 | 1584998.7777 | 1590654.9604 | 1596786.994
Scenario 3: Aggressive Fuel Sub | SCE | Com | HVAC | Com ¦ Variable Refrigerant Flow (VRF) Heat Pump - Marine | Com - Lodging | Energy Efficiency | 308274.0462 | 319589.1847 | 329870.9121 | 339219.8293 | 350876.2791 | 363756.9783 | 371495.934 | 374541.4226 | 377443.2442 | 380014.9963 | 383546.3093 | 384915.022 | 386398.8836
Scenario 3: Aggressive Fuel Sub | SCE | Com | HVAC | Com ¦ Variable Refrigerant Flow (VRF) Heat Pump - Cold | Com - Lodging | Energy Efficiency | 17191.429 | 17822.4371 | 18395.8152 | 18917.1735 | 19567.2153 | 20285.5295 | 20717.1056 | 20886.9425 | 21048.7676 | 21192.1857 | 21389.1154 | 21465.444 | 21548.1941
Scenario 3: Aggressive Fuel Sub | SCE | Com | HVAC | Com ¦ Efficient Chiller - Marine | Com - Lodging | Energy Efficiency | 1266573.5742 | 1300346.1851 | 1330541.3845 | 1357884.4622 | 1394500.4466 | 1439413.8225 | 1467929.8254 | 1479634.9591 | 1491194.5346 | 1502362.1458 | 1515708.1222 | 1519194.178 | 1522912.6099
Scenario 3: Aggressive Fuel Sub | SCE | Com | HVAC | Com ¦ Efficient Chiller - Hot-Dry | Com - Lodging | Energy Efficiency | 4424556.9573 | 4542535.7651 | 4648017.5013 | 4743535.8408 | 4871447.4853 | 5028344.6398 | 5127960.3918 | 5168850.2631 | 5209231.6523 | 5248243.7815 | 5294865.6546 | 5307043.591 | 5320033.2933
Scenario 3: Aggressive Fuel Sub | SCE | Com | HVAC | Com ¦ Efficient Chiller - Cold | Com - Lodging | Energy Efficiency | 60319.3812 | 61927.7701 | 63365.7883 | 64667.9767 | 66411.7787 | 68550.7362 | 69908.7842 | 70466.2302 | 71016.7442 | 71548.5912 | 72184.1809 | 72350.201 | 72527.2878
Scenario 3: Aggressive Fuel Sub | SCE | Com | HVAC | Com ¦ HVAC Energy Management System (Elec SC and Gas SH) - Marine | Com - Lodging | Energy Efficiency | 571246.2982 | 596075.93 | 632138.8291 | 664286.4815 | 709997.6426 | 764340.4976 | 802484.519 | 816876.535 | 829843.7721 | 840403.4454 | 854972.4852 | 856841.734 | 857918.5057
Scenario 3: Aggressive Fuel Sub | SCE | Com | HVAC | Com ¦ HVAC Energy Management System (Elec SC and Gas SH) - Hot-Dry | Com - Lodging | Energy Efficiency | 2343483.8363 | 2445345.0492 | 2593289.6774 | 2725172.3766 | 2912698.0856 | 3135634.5015 | 3292116.7371 | 3351158.6194 | 3404355.4815 | 3447675.5414 | 3507443.6473 | 3515112.0633 | 3519529.4171
Scenario 3: Aggressive Fuel Sub | SCE | Com | HVAC | Com ¦ HVAC Energy Management System (Elec SC and Gas SH) - Cold | Com - Lodging | Energy Efficiency | 35401.9136 | 36940.6833 | 39175.6136 | 41167.9038 | 44000.7669 | 47368.563 | 49732.4669 | 50624.385 | 51428.0051 | 52082.421 | 52985.3098 | 53101.153 | 53167.8839
Scenario 3: Aggressive Fuel Sub | SCE | Com | HVAC | Com ¦ HVAC Pump Variable Frequency Drive (VFD) - Marine | Com - Lodging | Energy Efficiency | 338367.3504 | 352261.1685 | 373452.6671 | 392296.4714 | 419120.0146 | 451891.7365 | 475217.602 | 483372.9786 | 490848.2928 | 497168.024 | 504894.5068 | 504186.6963 | 503162.8087
Scenario 3: Aggressive Fuel Sub | SCE | Com | HVAC | Com ¦ HVAC Pump Variable Frequency Drive (VFD) - Hot-Dry | Com - Lodging | Energy Efficiency | 1288337.6499 | 1341238.5254 | 1421925.4044 | 1493673.41 | 1595804.365 | 1720583.08 | 1809396.5859 | 1840448.2779 | 1868910.6243 | 1892973.0749 | 1922391.7485 | 1919696.7518 | 1915798.2879
Scenario 3: Aggressive Fuel Sub | SCE | Com | HVAC | Com ¦ HVAC Pump Variable Frequency Drive (VFD) - Cold | Com - Lodging | Energy Efficiency | 12834.4072 | 13361.4052 | 14165.2071 | 14879.9601 | 15897.3877 | 17140.432 | 18025.1913 | 18334.528 | 18618.0696 | 18857.7795 | 19150.848 | 19124.0005 | 19085.164
Scenario 3: Aggressive Fuel Sub | SCE | Com | HVAC | Com ¦ HVAC Fan Variable Frequency Drive (VFD) - Marine | Com - Lodging | Energy Efficiency | 87554.5527 | 91326.3563 | 96921.3741 | 101932.1177 | 109040.8082 | 117516.468 | 123451.5897 | 125607.203 | 127573.1315 | 129175.8854 | 131397.7668 | 131599.7125 | 131671.8818
Scenario 3: Aggressive Fuel Sub | SCE | Com | HVAC | Com ¦ HVAC Fan Variable Frequency Drive (VFD) - Hot-Dry | Com - Lodging | Energy Efficiency | 380355.262 | 396740.7646 | 421046.6903 | 442814.4069 | 473696.0434 | 510516.0796 | 536299.4878 | 545663.9221 | 554204.3262 | 561167.0235 | 570819.3403 | 571696.6348 | 572010.1534
Scenario 3: Aggressive Fuel Sub | SCE | Com | HVAC | Com ¦ HVAC Fan Variable Frequency Drive (VFD) - Cold | Com - Lodging | Energy Efficiency | 4104.8534 | 4281.6883 | 4544.0016 | 4778.9222 | 5112.2017 | 5509.5693 | 5787.8278 | 5888.8903 | 5981.0597 | 6056.2022 | 6160.3715 | 6169.8394 | 6173.2229
Scenario 3: Aggressive Fuel Sub | SCE | Com | HVAC | Com ¦ Economizer - Marine | Com - Lodging | Energy Efficiency | 3848.4828 | 4128.0625 | 4350.1708 | 4111.8472 | 3946.6294 | 4812.1161 | 5607.289 | 5685.4249 | 5791.3897 | 5740.9813 | 6117.7446 | 6145.1644 | 6161.9672
Scenario 3: Aggressive Fuel Sub | SCE | Com | HVAC | Com ¦ Economizer - Hot-Dry | Com - Lodging | Energy Efficiency | 15874.2386 | 17027.45 | 17943.6035 | 16960.5651 | 16279.0742 | 19849.0376 | 23128.9699 | 23451.2653 | 23888.3495 | 23680.4245 | 25234.4994 | 25347.6011 | 25416.9091
Scenario 3: Aggressive Fuel Sub | SCE | Com | HVAC | Com ¦ Economizer - Cold | Com - Lodging | Energy Efficiency | 118.6043 | 127.2205 | 134.0655 | 126.7207 | 121.629 | 148.3019 | 172.8079 | 175.216 | 178.4816 | 176.9281 | 188.5394 | 189.3844 | 189.9023
Scenario 3: Aggressive Fuel Sub | SCE | Com | WaterHeat | Com ¦ Com Heat Pump Water Heater (3.3 UEF - 50 Gal) - Marine | Com - Lodging | Energy Efficiency | 523056.8574 | 549230.1404 | 575260.3646 | 600920.3532 | 630312.118 | 658580.5261 | 676810.7949 | 686675.6035 | 695268.7064 | 701832.468 | 712871.1326 | 720922.3766 | 728180.8095
Scenario 3: Aggressive Fuel Sub | SCE | Com | WaterHeat | Com ¦ Com Heat Pump Water Heater (3.3 UEF - 50 Gal) - Hot-Dry | Com - Lodging | Energy Efficiency | 2064052.0607 | 2167401.8649 | 2270186.2106 | 2371508.3299 | 2487568.3141 | 2599191.3841 | 2671168.7843 | 2710106.6837 | 2744022.0027 | 2769922.3644 | 2813495.9001 | 2845270.4385 | 2873913.5194
Scenario 3: Aggressive Fuel Sub | SCE | Com | WaterHeat | Com ¦ Com Heat Pump Water Heater (3.3 UEF - 50 Gal) - Cold | Com - Lodging | Energy Efficiency | 35138.2424 | 36894.4638 | 38641.1035 | 40362.9093 | 42335.0454 | 44231.84 | 45455.3356 | 46117.7282 | 46694.8215 | 47135.8006 | 47876.9445 | 48417.715 | 48905.3161
Scenario 3: Aggressive Fuel Sub | SCE | Com | WaterHeat | Com ¦ Faucet Aerators (Elec WH) - Marine | Com - Lodging | Energy Efficiency | 15512.0913 | 16334.9405 | 16565.7253 | 16974.3609 | 19280.3883 | 22379.7628 | 24075.7554 | 24719.4161 | 24811.8423 | 24959.9781 | 25956.6519 | 26576.1266 | 27196.0594
Scenario 3: Aggressive Fuel Sub | SCE | Com | WaterHeat | Com ¦ Faucet Aerators (Elec WH) - Hot-Dry | Com - Lodging | Energy Efficiency | 61423.3292 | 64681.5703 | 65595.4106 | 67213.4874 | 76344.6794 | 88617.2926 | 95332.9257 | 97881.6332 | 98247.6137 | 98834.1878 | 102780.7239 | 105233.6618 | 107688.4138
Scenario 3: Aggressive Fuel Sub | SCE | Com | WaterHeat | Com ¦ Faucet Aerators (Elec WH) - Cold | Com - Lodging | Energy Efficiency | 1273.5982 | 1341.157 | 1360.1053 | 1393.6557 | 1582.9888 | 1837.4586 | 1976.7056 | 2029.5525 | 2037.141 | 2049.3035 | 2131.134 | 2181.995 | 2232.8937
Scenario 3: Aggressive Fuel Sub | SCE | Com | WaterHeat | Com ¦ Low Flow Showerheads (Elec WH) - Marine | Com - Lodging | Energy Efficiency | 1805.1587 | 1861.5594 | 1933.819 | 2089.6703 | 2353.8465 | 2620.038 | 2772.4989 | 2803.7521 | 2854.3236 | 2888.0643 | 2987.6992 | 3059.1174 | 3133.2888
Scenario 3: Aggressive Fuel Sub | SCE | Com | WaterHeat | Com ¦ Low Flow Showerheads (Elec WH) - Hot-Dry | Com - Lodging | Energy Efficiency | 7215.2076 | 7440.6407 | 7729.462 | 8352.3987 | 9408.3092 | 10472.2748 | 11081.6601 | 11206.5788 | 11408.7128 | 11543.5743 | 11941.8143 | 12227.2724 | 12523.7349
Scenario 3: Aggressive Fuel Sub | SCE | Com | WaterHeat | Com ¦ Low Flow Showerheads (Elec WH) - Cold | Com - Lodging | Energy Efficiency | 141.3528 | 145.7692 | 151.4275 | 163.6314 | 184.3177 | 205.1618 | 217.1002 | 219.5475 | 223.5075 | 226.1496 | 233.9515 | 239.5439 | 245.3519
Scenario 3: Aggressive Fuel Sub | SCE | Com | WholeBlg | Com ¦ Com Title 24 2022 Code | Com - Lodging | Energy Efficiency | 1411424.6425 | 1470110.2665 | 1532358.7129 | 1584670.6395 | 1667477.581 | 1759139.1884 | 1830163.609 | 1875538.328 | 1911453.9575 | 1942669.2548 | 1976173.0948 | 1994567.2128 | 2014931.6549
Scenario 3: Aggressive Fuel Sub | SCE | Com | FoodServ | Com ¦ ENERGY STAR Dishwasher - Tier 2 | Com - Lodging | Energy Efficiency | 196451.7875 | 205018.2686 | 213204.8362 | 221004.0331 | 229940.2718 | 238616.2083 | 244191.4228 | 247196.1231 | 250008.3333 | 252255.6176 | 255717.2953 | 258055.337 | 260214.0529
Scenario 3: Aggressive Fuel Sub | SCE | Com | FoodServ | Com ¦ ENERGY STAR Combination Oven - Electric | Com - Lodging | Energy Efficiency | 296805.5433 | 311325.7342 | 325431.6858 | 339464.8557 | 356043.806 | 372565.489 | 383385.1809 | 388968.1272 | 393468.5856 | 396544.321 | 401795.6191 | 404983.0601 | 407860.7001
Scenario 3: Aggressive Fuel Sub | SCE | Com | FoodServ | Com ¦ ENERGY STAR Steamer - Electric | Com - Lodging | Energy Efficiency | 238099.2747 | 249747.4633 | 261063.3465 | 272320.8437 | 285620.5819 | 298874.38 | 307554.0049 | 312032.6796 | 315642.9756 | 318110.35 | 322322.9743 | 324879.9596 | 327188.4205
Scenario 3: Aggressive Fuel Sub | SCE | Com | FoodServ | Com ¦ ENERGY STAR Conveyor Broiler - Gas | Com - Lodging | Energy Efficiency | 49017.7048 | 51415.7275 | 53745.3382 | 56062.9289 | 58800.9576 | 61529.5286 | 63316.4105 | 64238.4391 | 64981.6939 | 65489.6544 | 66356.9111 | 66883.3198 | 67358.5647
Scenario 3: Aggressive Fuel Sub | SCE | Com | FoodServ | Com ¦ High Performance Conveyor Toaster | Com - Lodging | Energy Efficiency | 1094921.6022 | 1148486.8779 | 1200524.0163 | 1252292.6615 | 1313452.7416 | 1374401.5616 | 1414315.6219 | 1434911.2229 | 1451513.5041 | 1462859.9538 | 1482232.0977 | 1493990.6317 | 1504606.3033
Scenario 3: Aggressive Fuel Sub | SCE | Com | FoodServ | Com ¦ Electric Deck Oven (60% cooking efficiency) | Com - Lodging | Energy Efficiency | 12501.5515 | 13113.147 | 13707.2945 | 14298.3764 | 14996.6875 | 15692.5865 | 16148.3156 | 16383.4713 | 16573.0321 | 16702.5831 | 16923.7696 | 17058.0257 | 17179.2329
Scenario 3: Aggressive Fuel Sub | SCE | Com | FoodServ | Com ¦ Demand Controlled Ventilation (DCV) Exhaust Hood | Com - Lodging | Energy Efficiency | 75445.1325 | 79356.9921 | 83457.5893 | 86882.6432 | 91876.5761 | 97252.5384 | 101217.9125 | 103908.2193 | 106022.1427 | 107722.3478 | 109919.967 | 111406.6105 | 112892.3554
Scenario 3: Aggressive Fuel Sub | SCE | Com | FoodServ | Com ¦ ENERGY STAR Ice Machine | Com - Lodging | Energy Efficiency | 346100.7912 | 364906.6337 | 383190.8411 | 401179.4893 | 422810.1524 | 445087.1289 | 460121.4943 | 468454.5244 | 475698.4749 | 480626.7759 | 487389.4775 | 490696.6287 | 493551.5629
Scenario 3: Aggressive Fuel Sub | SCE | Com | FoodServ | Com ¦ ENERGY STAR Fryer - Electric | Com - Lodging | Energy Efficiency | 26874.0836 | 28188.8057 | 29466.0208 | 30736.646 | 32237.7773 | 33733.7234 | 34713.386 | 35218.8906 | 35626.382 | 35904.8726 | 36380.3483 | 36668.9533 | 36929.5075
Scenario 3: Aggressive Fuel Sub | SCE | Com | FoodServ | Com ¦ Efficient Food Holding Cabinet | Com - Lodging | Energy Efficiency | 927085.2149 | 972439.6723 | 1016500.2348 | 1060333.4603 | 1112118.5432 | 1163724.7494 | 1197520.5344 | 1214959.1138 | 1229016.4941 | 1238623.6895 | 1255026.3508 | 1264982.4637 | 1273970.8992
Scenario 3: Aggressive Fuel Sub | SCE | Com | FoodServ | Com ¦ ENERGY STAR Griddle - Electric | Com - Lodging | Energy Efficiency | 24431.6036 | 25626.8358 | 26787.9698 | 27943.1128 | 29307.8122 | 30667.7976 | 31558.4226 | 32017.9838 | 32388.4399 | 32641.6196 | 33073.8812 | 33336.256 | 33573.1295
Scenario 3: Aggressive Fuel Sub | SCE | Com | FoodServ | Com ¦ Demand Controlled Ventilation (DCV) Exhaust Hood - Retrofit | Com - Lodging | Energy Efficiency | 244319.908 | 260697.014 | 264917.7507 | 251721.0767 | 265823.5901 | 320930.7253 | 357302.834 | 362955.4791 | 366126.3688 | 370923.0758 | 388447.5586 | 390207.3776 | 391324.4753
Scenario 3: Aggressive Fuel Sub | SCE | Com | Lighting | Com ¦ LED High and Low Bay - 155 lpw | Com - Lodging | Energy Efficiency | 16135077.0422 | 16997154.2778 | 17875783.9442 | 18743418.3361 | 19786627.4229 | 20852674.1669 | 21574590.6877 | 21975478.3949 | 22335772.4588 | 22591130.3328 | 22942420.6032 | 23102067.5989 | 23217512.0516
Scenario 3: Aggressive Fuel Sub | SCE | Com | Lighting | Com ¦ LED Fixtures and Retrofit Kits - 140 lpw - RET | Com - Lodging | Energy Efficiency | 333576.2618 | 349114.594 | 364119.4758 | 378559.2733 | 394749.0541 | 410090.3687 | 419858.2008 | 425449.4918 | 430754.3147 | 434960.4546 | 441679.8174 | 446737.8074 | 451337.7403
Scenario 3: Aggressive Fuel Sub | SCE | Com | Lighting | Com ¦ LED Fixtures and Retrofit Kits - 140 lpw | Com - Lodging | Energy Efficiency | 808804.2178 | 846772.9873 | 883569.5579 | 918887.8861 | 958718.9769 | 996511.5718 | 1020753.9968 | 1034847.7081 | 1048104.8166 | 1058604.4121 | 1075284.7603 | 1087900.0178 | 1099394.7509
Scenario 3: Aggressive Fuel Sub | SCG | Com | AppPlug | Com ¦ Ozone Laundry System Retrofit | Com - Lodging | Energy Efficiency | 90390779.7942 | 94421170.2856 | 98654966.8384 | 103060812.6726 | 107741576.2225 | 112680234.2382 | 117879926.6759 | 123349783.8778 | 129067094.604 | 135069350.1306 | 141421282.222 | 148116840.6038 | 155192770.1669
Scenario 3: Aggressive Fuel Sub | SCG | Com | AppPlug | Com ¦ Com Modulating Dryer Valve | Com - Lodging | Energy Efficiency | 21225453.1832 | 22156348.9094 | 23126941.8487 | 24144417.6701 | 25212443.8025 | 26334775.2284 | 27515487.1316 | 28758964.9659 | 30068275.6712 | 31447537.0683 | 32901580.9 | 34436384.8146 | 36058015.4575
Scenario 3: Aggressive Fuel Sub | SCG | Com | AppPlug | Com ¦ Pool Cover | Com - Lodging | Energy Efficiency | 580607.603 | 606562.581 | 633671.9209 | 661846.5875 | 691772.6634 | 723305.4065 | 756472.96 | 791351.5869 | 827793.4949 | 866047.4522 | 906474.7311 | 949031.6483 | 994010.5859
Scenario 3: Aggressive Fuel Sub | SCG | Com | BldgEnv | Com ¦ Com Wall Insulation (R14) - Marine | Com - Lodging | Energy Efficiency | 421044.1442 | 439628.7064 | 459093.9572 | 479528.1351 | 501030.5981 | 523656.0071 | 547478.9127 | 572584.0259 | 599040.449 | 626943.6703 | 656395.9308 | 687488.7621 | 720337.2315
Scenario 3: Aggressive Fuel Sub | SCG | Com | BldgEnv | Com ¦ Com Wall Insulation (R14) - Hot-Dry | Com - Lodging | Energy Efficiency | 513081.5912 | 535728.6149 | 559448.84 | 584349.7931 | 610552.5514 | 638123.7241 | 667154.1583 | 697747.0822 | 729986.7032 | 763989.3829 | 799879.7115 | 837769.2288 | 877798.1549
Scenario 3: Aggressive Fuel Sub | SCG | Com | BldgEnv | Com ¦ Com Wall Insulation (R14) - Cold | Com - Lodging | Energy Efficiency | 21285.7697 | 22225.3071 | 23209.3674 | 24242.4116 | 25329.4626 | 26473.2839 | 27677.6443 | 28946.8263 | 30284.3234 | 31694.963 | 33183.9138 | 34755.8033 | 36416.4485
Scenario 3: Aggressive Fuel Sub | SCG | Com | HVAC | Com ¦ HVAC Energy Management System (Elec SC and Gas SH) - Marine | Com - Lodging | Energy Efficiency | 1456454.8384 | 1521532.5637 | 1590029.2387 | 1661408.9823 | 1737289.6598 | 1817407.5508 | 1901794.1805 | 1990565.0117 | 2083438.4738 | 2181056.6682 | 2284430.7542 | 2393425.3728 | 2508591.6933
Scenario 3: Aggressive Fuel Sub | SCG | Com | HVAC | Com ¦ HVAC Energy Management System (Elec SC and Gas SH) - Hot-Dry | Com - Lodging | Energy Efficiency | 9400386.5562 | 9820417.2758 | 10262514.8994 | 10723220.6927 | 11212976.8332 | 11730081.1924 | 12274737.2426 | 12847690.2144 | 13447122.769 | 14077179.2167 | 14744385.8773 | 15447869.1027 | 16191186.3012
Scenario 3: Aggressive Fuel Sub | SCG | Com | HVAC | Com ¦ HVAC Energy Management System (Elec SC and Gas SH) - Cold | Com - Lodging | Energy Efficiency | 28848.926 | 30137.9618 | 31494.719 | 32908.5829 | 34411.5997 | 35998.5456 | 37670.0452 | 39428.3854 | 41267.9891 | 43201.5747 | 45249.1708 | 47408.0965 | 49689.2689
Scenario 3: Aggressive Fuel Sub | SCG | Com | HVAC | Com ¦ Efficient Hot Water Boilers (94% eff.) - ZEAS 2030 - Marine | Com - Lodging | Energy Efficiency | 149416.1526 | 156335.4353 | 163637.0726 | 171313.5346 | 179444.9228 | 0 | 0 | 0 | 0 | 0 | 0 | 0 | 0
Scenario 3: Aggressive Fuel Sub | SCG | Com | HVAC | Com ¦ Efficient Hot Water Boilers (94% eff.) - ZEAS 2030 - Hot-Dry | Com - Lodging | Energy Efficiency | 768553.8847 | 804144.693 | 841702.2235 | 881187.745 | 923013.2765 | 0 | 0 | 0 | 0 | 0 | 0 | 0 | 0
Scenario 3: Aggressive Fuel Sub | SCG | Com | HVAC | Com ¦ Efficient Hot Water Boilers (94% eff.) - ZEAS 2030 - Cold | Com - Lodging | Energy Efficiency | 2178.8433 | 2279.7429 | 2386.2181 | 2498.1592 | 2616.7342 | 0 | 0 | 0 | 0 | 0 | 0 | 0 | 0
Scenario 3: Aggressive Fuel Sub | SCG | Com | HVAC | Com ¦ Com High Eff. Furnace (95 AFUE) - ZEAS 2030 - Marine | Com - Lodging | Energy Efficiency | 27426.5576 | 28696.6485 | 30036.9238 | 31446.0012 | 32938.5841 | 0 | 0 | 0 | 0 | 0 | 0 | 0 | 0
Scenario 3: Aggressive Fuel Sub | SCG | Com | HVAC | Com ¦ Com High Eff. Furnace (95 AFUE) - ZEAS 2030 - Hot-Dry | Com - Lodging | Energy Efficiency | 141303.6469 | 147847.2493 | 154752.4464 | 162012.1171 | 169702.0141 | 0 | 0 | 0 | 0 | 0 | 0 | 0 | 0
Scenario 3: Aggressive Fuel Sub | SCG | Com | HVAC | Com ¦ Com High Eff. Furnace (95 AFUE) - ZEAS 2030 - Cold | Com - Lodging | Energy Efficiency | 1752.4514 | 1833.6053 | 1919.2437 | 2009.2784 | 2104.6487 | 0 | 0 | 0 | 0 | 0 | 0 | 0 | 0
Scenario 3: Aggressive Fuel Sub | SCG | Com | WaterHeat | Com ¦ Com Hot Water Tank Insulation - Marine | Com - Lodging | Energy Efficiency | 18992.5631 | 19826.0139 | 20692.6469 | 21600.7798 | 22553.5717 | 23553.8904 | 24605.8963 | 25713.6069 | 26880.1462 | 28108.7704 | 29402.6407 | 30767.6577 | 32210.1319
Scenario 3: Aggressive Fuel Sub | SCG | Com | WaterHeat | Com ¦ Com Hot Water Tank Insulation - Hot-Dry | Com - Lodging | Energy Efficiency | 103018.4339 | 107539.1926 | 112239.9365 | 117165.7821 | 122333.8642 | 127759.7386 | 133465.9726 | 139474.3565 | 145801.8355 | 152466.0727 | 159484.2138 | 166888.2653 | 174712.4562
Scenario 3: Aggressive Fuel Sub | SCG | Com | WaterHeat | Com ¦ Com Hot Water Tank Insulation - Cold | Com - Lodging | Energy Efficiency | 257.8828 | 269.1995 | 280.9667 | 293.2974 | 306.2345 | 319.8169 | 334.1012 | 349.1418 | 364.9812 | 381.6635 | 399.2318 | 417.7662 | 437.3522
Scenario 3: Aggressive Fuel Sub | SCG | Com | WaterHeat | Com ¦ Faucet Aerators (Gas WH) - Marine | Com - Lodging | Energy Efficiency | 143263.3149 | 149550.9863 | 156086.5999 | 162934.8812 | 170119.7303 | 177661.9659 | 185593.7107 | 193945.0842 | 202740.2081 | 212003.5531 | 221757.4755 | 232046.9484 | 242920.4687
Scenario 3: Aggressive Fuel Sub | SCG | Com | WaterHeat | Com ¦ Faucet Aerators (Gas WH) - Hot-Dry | Com - Lodging | Energy Efficiency | 763974.7004 | 797504.7211 | 832356.9331 | 868876.4961 | 907190.8612 | 947411.0469 | 989708.354 | 1034243.3982 | 1081144.8128 | 1130543.0921 | 1182557.454 | 1237427.7255 | 1295412.524
Scenario 3: Aggressive Fuel Sub | SCG | Com | WaterHeat | Com ¦ Faucet Aerators (Gas WH) - Cold | Com - Lodging | Energy Efficiency | 2281.1512 | 2381.2685 | 2485.3336 | 2594.3774 | 2708.7802 | 2828.8736 | 2955.1691 | 3088.1462 | 3228.1891 | 3375.6874 | 3530.997 | 3694.8341 | 3867.9708
Scenario 3: Aggressive Fuel Sub | SCG | Com | WaterHeat | Com ¦ Com Water Heating Controls (Gas WH) - Marine | Com - Lodging | Energy Efficiency | 2635001.1255 | 2750767.3877 | 2871736.293 | 2998692.6673 | 3132086.5611 | 3272374.5687 | 3420012.8822 | 3575476.3052 | 3739280.6483 | 3912024.1478 | 4094272.3984 | 4286672.5322 | 4489910.0495
Scenario 3: Aggressive Fuel Sub | SCG | Com | WaterHeat | Com ¦ Com Water Heating Controls (Gas WH) - Hot-Dry | Com - Lodging | Energy Efficiency | 14253321.6099 | 14879527.7056 | 15533876.0836 | 16220612.0457 | 16942170.0179 | 17701019.8228 | 18499629.1079 | 19340566.193 | 20226621.2163 | 21161030.1737 | 22146852.4961 | 23187588.6681 | 24286946.7172
Scenario 3: Aggressive Fuel Sub | SCG | Com | WaterHeat | Com ¦ Com Water Heating Controls (Gas WH) - Cold | Com - Lodging | Energy Efficiency | 35635.0185 | 37200.6091 | 38836.5588 | 40553.4813 | 42357.463 | 44254.6788 | 46251.2981 | 48353.7419 | 50568.9861 | 52905.1209 | 55369.7953 | 57971.7609 | 60720.2882
Scenario 3: Aggressive Fuel Sub | SCG | Com | WaterHeat | Com ¦ Low Flow Showerheads (Gas WH) - Marine | Com - Lodging | Energy Efficiency | 373018.8637 | 389378.1886 | 406434.2182 | 424313.8652 | 443081.233 | 462802.6042 | 483549.4618 | 505399.3403 | 528406.0229 | 552641.1845 | 578189.7581 | 605157.1604 | 633650.3496
Scenario 3: Aggressive Fuel Sub | SCG | Com | WaterHeat | Com ¦ Low Flow Showerheads (Gas WH) - Hot-Dry | Com - Lodging | Energy Efficiency | 1992912.7641 | 2080315.0667 | 2171439.6244 | 2266964.4899 | 2367232.145 | 2472596.7156 | 2583440.1107 | 2700176.5713 | 2823093.4421 | 2952573.6573 | 3089070.9862 | 3233148.6334 | 3385378.0406
Scenario 3: Aggressive Fuel Sub | SCG | Com | WaterHeat | Com ¦ Low Flow Showerheads (Gas WH) - Cold | Com - Lodging | Energy Efficiency | 5593.5664 | 5838.881 | 6094.6429 | 6362.7554 | 6644.1795 | 6939.9093 | 7251.0167 | 7578.6643 | 7923.6587 | 8287.0746 | 8670.1856 | 9074.5726 | 9501.8393
Scenario 3: Aggressive Fuel Sub | SCG | Com | WaterHeat | Com ¦ Low-flow Pre-Rinse Spray Valve - Marine | Com - Lodging | Energy Efficiency | 1809.5338 | 1889.4997 | 1973.2809 | 2060.9608 | 2153.4946 | 2250.9508 | 2353.5372 | 2461.5096 | 2574.9566 | 2694.436 | 2820.6619 | 2953.8476 | 3094.5449
Scenario 3: Aggressive Fuel Sub | SCG | Com | WaterHeat | Com ¦ Low-flow Pre-Rinse Spray Valve - Hot-Dry | Com - Lodging | Energy Efficiency | 9763.3179 | 10194.7729 | 10646.8131 | 11119.8891 | 11619.1542 | 12144.9778 | 12698.4816 | 13281.0455 | 13893.1472 | 14537.7968 | 15218.847 | 15937.4491 | 16696.5796
Scenario 3: Aggressive Fuel Sub | SCG | Com | WaterHeat | Com ¦ Low-flow Pre-Rinse Spray Valve - Cold | Com - Lodging | Energy Efficiency | 25.9883 | 27.1367 | 28.34 | 29.5992 | 30.9282 | 32.3278 | 33.8012 | 35.3519 | 36.9812 | 38.6971 | 40.51 | 42.4227 | 44.4434
Scenario 3: Aggressive Fuel Sub | SCG | Com | WaterHeat | Com ¦ Com Hot Water Pipe Insulation - Marine | Com - Lodging | Energy Efficiency | 2158244.1947 | 2252919.9103 | 2351685.988 | 2455236.8912 | 2563965.5218 | 2678236.9401 | 2798473.2525 | 2925093.7667 | 3058416.9712 | 3198901.2745 | 3347036.858 | 3503410.6331 | 3668619.8359
Scenario 3: Aggressive Fuel Sub | SCG | Com | WaterHeat | Com ¦ Com Hot Water Pipe Insulation - Hot-Dry | Com - Lodging | Energy Efficiency | 9737918.9651 | 10165092.3354 | 10610721.27 | 11077939.1626 | 11568518.7719 | 12084107.2367 | 12626609.0861 | 13197916.2206 | 13799465.6491 | 14433325.6938 | 15101708.0351 | 15807260.7957 | 16552678.6837
Scenario 3: Aggressive Fuel Sub | SCG | Com | WaterHeat | Com ¦ Com Hot Water Pipe Insulation - Cold | Com - Lodging | Energy Efficiency | 26775.4403 | 27949.9988 | 29175.3028 | 30459.9679 | 31808.8685 | 33226.5337 | 34718.2 | 36289.0695 | 37943.0935 | 39685.9588 | 41523.7469 | 43463.739 | 45513.3445
Scenario 3: Aggressive Fuel Sub | SCG | Com | WaterHeat | Com ¦ Com Efficient Tankless Gas Water Heater (0.87 UEF - High Draw) - ZEAS 2030 - Marine | Com - Lodging | Energy Efficiency | 154119.1048 | 163091.5209 | 173424.2965 | 183313.896 | 195401.5153 | 0 | 0 | 0 | 0 | 0 | 0 | 0 | 0
Scenario 3: Aggressive Fuel Sub | SCG | Com | WaterHeat | Com ¦ Com Efficient Tankless Gas Water Heater (0.87 UEF - High Draw) - ZEAS 2030 - Hot-Dry | Com - Lodging | Energy Efficiency | 418665.0058 | 443038.6008 | 471107.6162 | 497972.7427 | 530808.7964 | 0 | 0 | 0 | 0 | 0 | 0 | 0 | 0
Scenario 3: Aggressive Fuel Sub | SCG | Com | WaterHeat | Com ¦ Com Efficient Tankless Gas Water Heater (0.87 UEF - High Draw) - ZEAS 2030 - Cold | Com - Lodging | Energy Efficiency | 2076.8556 | 2197.7648 | 2337.0057 | 2470.2745 | 2633.163 | 0 | 0 | 0 | 0 | 0 | 0 | 0 | 0
Scenario 3: Aggressive Fuel Sub | SCG | Com | WaterHeat | Com ¦ Com Efficient Tankless Gas Water Heater (0.87 UEF - High Draw) - Panel Upgrade - ZEAS 2030 - Marine | Com - Lodging | Energy Efficiency | 127868.0485 | 135312.1959 | 143884.9932 | 152090.1005 | 162118.8396 | 0 | 0 | 0 | 0 | 0 | 0 | 0 | 0
Scenario 3: Aggressive Fuel Sub | SCG | Com | WaterHeat | Com ¦ Com Efficient Tankless Gas Water Heater (0.87 UEF - High Draw) - Panel Upgrade - ZEAS 2030 - Hot-Dry | Com - Lodging | Energy Efficiency | 347353.9334 | 367575.9819 | 390864.0113 | 413153.2096 | 440396.3091 | 0 | 0 | 0 | 0 | 0 | 0 | 0 | 0
Scenario 3: Aggressive Fuel Sub | SCG | Com | WaterHeat | Com ¦ Com Efficient Tankless Gas Water Heater (0.87 UEF - High Draw) - Panel Upgrade - ZEAS 2030 - Cold | Com - Lodging | Energy Efficiency | 1723.1055 | 1823.4202 | 1938.9443 | 2049.5134 | 2184.6573 | 0 | 0 | 0 | 0 | 0 | 0 | 0 | 0
Scenario 3: Aggressive Fuel Sub | SCG | Com | WaterHeat | Com ¦ Efficient Gas Water Heating Boiler (0.92 UEF) - ZEAS 2030 - Marine | Com - Lodging | Energy Efficiency | 18070648.9048 | 18907478.9755 | 19790551.6668 | 20718956.31 | 21702380.5175 | 0 | 0 | 0 | 0 | 0 | 0 | 0 | 0
Scenario 3: Aggressive Fuel Sub | SCG | Com | WaterHeat | Com ¦ Efficient Gas Water Heating Boiler (0.92 UEF) - ZEAS 2030 - Hot-Dry | Com - Lodging | Energy Efficiency | 98450412.6597 | 103009533.1551 | 107820587.3304 | 112878613.7867 | 118236391.449 | 0 | 0 | 0 | 0 | 0 | 0 | 0 | 0
Scenario 3: Aggressive Fuel Sub | SCG | Com | WaterHeat | Com ¦ Efficient Gas Water Heating Boiler (0.92 UEF) - ZEAS 2030 - Cold | Com - Lodging | Energy Efficiency | 249332.318 | 260878.5985 | 273062.918 | 285872.7116 | 299441.6453 | 0 | 0 | 0 | 0 | 0 | 0 | 0 | 0
Scenario 3: Aggressive Fuel Sub | SCG | Com | FoodServ | Com ¦ ENERGY STAR Dishwasher - Tier 2 | Com - Lodging | Energy Efficiency | 1039436.9262 | 1086734.0062 | 1136577.445 | 1188919.423 | 1244311.3487 | 1302795.0889 | 1364507.4178 | 1429618.1823 | 1498184.9154 | 1570525.1918 | 1647069.4398 | 1727950.0563 | 1813469.663
Scenario 3: Aggressive Fuel Sub | SCG | Com | FoodServ | Com ¦ ENERGY STAR Conveyor Broiler - Gas | Com - Lodging | Energy Efficiency | 365753.7898 | 382223.7154 | 399562.5862 | 417757.9918 | 437002.757 | 457309.4628 | 478724.678 | 501306.9284 | 525074.2027 | 550135.6765 | 576640.2841 | 604633.6507 | 634231.6955
Scenario 3: Aggressive Fuel Sub | SCG | Com | FoodServ | Com ¦ ENERGY STAR Conveyor Oven - Gas | Com - Lodging | Energy Efficiency | 161247.4476 | 168508.4345 | 176152.5075 | 184174.1953 | 192658.5073 | 201610.99 | 211052.1739 | 221007.8609 | 231485.9815 | 242534.6672 | 254219.5778 | 266560.8277 | 279609.5214
Scenario 3: Aggressive Fuel Sub | SCG | Com | FoodServ | Com ¦ ENERGY STAR Rack Oven - Gas | Com - Lodging | Energy Efficiency | 68734.0086 | 71829.1071 | 75087.5015 | 78506.8595 | 82123.4177 | 85939.5403 | 89963.9786 | 94207.7312 | 98674.1786 | 103383.8374 | 108364.696 | 113625.3286 | 119187.5191
Scenario 3: Aggressive Fuel Sub | SCG | Com | FoodServ | Com ¦ Demand Controlled Ventilation (DCV) Exhaust Hood | Com - Lodging | Energy Efficiency | 56077.107 | 59296.0472 | 63002.2129 | 66540.2862 | 70868.6802 | 75639.4411 | 80709.3753 | 85986.7274 | 91089.7495 | 96247.0082 | 101954.6479 | 107884.7406 | 114171.2634
Scenario 3: Aggressive Fuel Sub | SCG | Com | FoodServ | Com ¦ Demand Controlled Ventilation (DCV) Exhaust Hood - Retrofit | Com - Lodging | Energy Efficiency | 197525.5205 | 206214.6538 | 215218.3762 | 224647.895 | 234540.5031 | 244920.8834 | 255831.0867 | 267319.1679 | 279415.061 | 292158.4128 | 305572 | 319711.6016 | 334653.5719
Scenario 3: Aggressive Fuel Sub | SCG | Com | FoodServ | Com ¦ ENERGY STAR Fryer - Tier 2 Gas | Com - Lodging | Energy Efficiency | 50827.2728 | 53713.0995 | 57033.9302 | 60197.2667 | 64070.1627 | 68336.8046 | 72867.1084 | 77577.7313 | 82124.0307 | 86712.312 | 91789.1043 | 97058.6137 | 102642.9645
Scenario 3: Aggressive Fuel Sub | SCG | Com | FoodServ | Com ¦ ENERGY STAR Steamer - Gas | Com - Lodging | Energy Efficiency | 17310.8606 | 18296.2666 | 19430.4989 | 20511.5922 | 21834.931 | 23292.9638 | 24841.4113 | 26451.9339 | 28007.035 | 29577.0262 | 31314.2824 | 33117.9553 | 35029.7323
Scenario 3: Aggressive Fuel Sub | SCG | Com | FoodServ | Com ¦ ENERGY STAR Convection Oven - Gas | Com - Lodging | Energy Efficiency | 14557.4016 | 15386.0693 | 16339.891 | 17249.0261 | 18361.8751 | 19587.9937 | 20890.1458 | 22244.4993 | 23552.2466 | 24872.5155 | 26333.4444 | 27850.2257 | 29457.9163
Scenario 3: Aggressive Fuel Sub | SCG | Com | FoodServ | Com ¦ ENERGY STAR Griddle - Gas | Com - Lodging | Energy Efficiency | 28296.1142 | 29906.8465 | 31760.8482 | 33527.9898 | 35691.1027 | 38074.3846 | 40605.4574 | 43237.9973 | 45779.9459 | 48346.2337 | 51185.9307 | 54134.1916 | 57259.1583
Scenario 3: Aggressive Fuel Sub | SCG | Com | FoodServ | Com ¦ ENERGY STAR Combination Oven - Gas | Com - Lodging | Energy Efficiency | 136.4471 | 144.2142 | 153.1544 | 161.6758 | 172.1066 | 183.599 | 195.8041 | 208.4986 | 220.7561 | 233.1311 | 246.8244 | 261.0412 | 276.1102
Scenario 3: Aggressive Fuel Sub | SCG | Com | FoodServ | Com ¦ ENERGY STAR Fryer - Tier 2 Gas - Panel Upgrade | Com - Lodging | Energy Efficiency | 83636.4119 | 88385.0474 | 93849.483 | 99054.7616 | 105427.6223 | 112448.3928 | 119903.0196 | 127654.362 | 135135.3098 | 142685.3388 | 151039.2139 | 159710.2056 | 168899.2696
Scenario 3: Aggressive Fuel Sub | SCG | Com | FoodServ | Com ¦ ENERGY STAR Steamer - Gas - Panel Upgrade | Com - Lodging | Energy Efficiency | 28485.0669 | 30106.5552 | 31972.9373 | 33751.8793 | 35929.4368 | 38328.6335 | 40876.608 | 43526.7272 | 46085.6502 | 48669.0749 | 51527.7345 | 54495.683 | 57641.5172
Scenario 3: Aggressive Fuel Sub | SCG | Com | FoodServ | Com ¦ ENERGY STAR Convection Oven - Gas - Panel Upgrade | Com - Lodging | Energy Efficiency | 23954.2429 | 25317.8178 | 26887.3339 | 28383.3181 | 30214.5141 | 32232.0955 | 34374.7901 | 36603.3824 | 38755.284 | 40927.7901 | 43331.7524 | 45827.6201 | 48473.0792
Scenario 3: Aggressive Fuel Sub | SCG | Com | FoodServ | Com ¦ ENERGY STAR Griddle - Gas - Panel Upgrade | Com - Lodging | Energy Efficiency | 46561.3308 | 49211.795 | 52262.5597 | 55170.3959 | 58729.8039 | 62651.5006 | 66816.3875 | 71148.2389 | 75331.0221 | 79553.8555 | 84226.5845 | 89077.9555 | 94220.0965
Scenario 3: Aggressive Fuel Sub | SCG | Com | FoodServ | Com ¦ ENERGY STAR Combination Oven - Gas - Panel Upgrade | Com - Lodging | Energy Efficiency | 224.524 | 237.3049 | 252.016 | 266.0379 | 283.2018 | 302.1127 | 322.1962 | 343.0849 | 363.2548 | 383.6178 | 406.1502 | 429.5441 | 454.34
Scenario 3: Aggressive Fuel Sub | SDG&E | Com | AppPlug | Com ¦ Ozone Laundry System Retrofit | Com - Lodging | Energy Efficiency | 30737543.671 | 31978130.3647 | 33281739.162 | 34710326.1736 | 36129374.7572 | 37685839.3393 | 39298344.8395 | 40999593.3228 | 42816098.7161 | 44720477.3461 | 46703394.1307 | 48800846.9816 | 51040829.3021
Scenario 3: Aggressive Fuel Sub | SDG&E | Com | AppPlug | Com ¦ Com Modulating Dryer Valve | Com - Lodging | Energy Efficiency | 7128030.8622 | 7433952.0545 | 7752848.7236 | 8087059.3732 | 8437779.4085 | 8806232.8167 | 9193747.964 | 9601754.3184 | 10031253.2205 | 10483587.6958 | 10960332.843 | 11463436.5585 | 11994876.1635
Scenario 3: Aggressive Fuel Sub | SDG&E | Com | AppPlug | Com ¦ Pool Cover | Com - Lodging | Energy Efficiency | 179053.8145 | 186277.0173 | 193821.8032 | 202095.9445 | 210292.4843 | 219284.9287 | 228586.8696 | 238399.447 | 248881.7989 | 259870.1262 | 271289.397 | 283353.6892 | 296245.0379
Scenario 3: Aggressive Fuel Sub | SDG&E | Com | BldgEnv | Com ¦ Com Wall Insulation (R14) - Marine | Com - Lodging | Energy Efficiency | 83759.0342 | 87079.2022 | 90504.6385 | 94083.6916 | 97932.7772 | 102198.6666 | 106669.0409 | 111330.1499 | 116237.2745 | 121397.1917 | 126810.7698 | 132426.0106 | 138365.8304
Scenario 3: Aggressive Fuel Sub | SDG&E | Com | BldgEnv | Com ¦ Com Wall Insulation (R14) - Hot-Dry | Com - Lodging | Energy Efficiency | 202352.2798 | 209556.3578 | 216827.7707 | 224333.3771 | 232731.1078 | 242684.6501 | 253069.9823 | 263749.7787 | 274959.7957 | 286705.0181 | 298950.2644 | 311346.1744 | 324472.529
Scenario 3: Aggressive Fuel Sub | SDG&E | Com | HVAC | Com ¦ Small Unitary Heat Pump (SEER 18) - Marine | Com - Lodging | Energy Efficiency | 103346.3753 | 104073.7541 | 104087.7223 | 103507.0518 | 103394.2876 | 105126.1063 | 106069.3325 | 106374.883 | 106652.7087 | 106798.7556 | 107255.776 | 106844.5727 | 106493.4681
Scenario 3: Aggressive Fuel Sub | SDG&E | Com | HVAC | Com ¦ Small Unitary Heat Pump (SEER 18) - Hot-Dry | Com - Lodging | Energy Efficiency | 508934.3345 | 512516.3473 | 512585.1344 | 509725.5936 | 509170.281 | 517698.7076 | 522343.6714 | 523848.3703 | 525216.5365 | 525935.752 | 528186.3712 | 526161.3802 | 524432.3486
Scenario 3: Aggressive Fuel Sub | SDG&E | Com | HVAC | Com ¦ Small Unitary AC (SEER 18) - Marine | Com - Lodging | Energy Efficiency | 605710.7959 | 615365.5815 | 622207.6342 | 626885.8833 | 633879.9405 | 649565.0449 | 662152.6181 | 672387.7749 | 683040.6756 | 693623.1874 | 706100.1526 | 715336.8822 | 725514.7752
Scenario 3: Aggressive Fuel Sub | SDG&E | Com | HVAC | Com ¦ Small Unitary AC (SEER 18) - Hot-Dry | Com - Lodging | Energy Efficiency | 2912916.7392 | 2956300.7075 | 2985384.643 | 3003315.9703 | 3032625.2794 | 3104928.5954 | 3161474.1945 | 3205924.1764 | 3252055.2393 | 3297451.1246 | 3351917.0046 | 3389755.7945 | 3431787.9276
Scenario 3: Aggressive Fuel Sub | SDG&E | Com | HVAC | Com ¦ Large Unitary Heat Pump (EER 10.0, COP 3.3) - Marine | Com - Lodging | Energy Efficiency | 16031.5651 | 16144.3994 | 16146.5662 | 16056.4899 | 16038.9974 | 16307.6451 | 16453.9627 | 16501.3611 | 16544.4587 | 16567.1142 | 16638.0093 | 16574.2215 | 16519.7566
Scenario 3: Aggressive Fuel Sub | SDG&E | Com | HVAC | Com ¦ Large Unitary Heat Pump (EER 10.0, COP 3.3) - Hot-Dry | Com - Lodging | Energy Efficiency | 71405.1366 | 71907.7046 | 71917.3557 | 71516.1529 | 71438.2407 | 72634.8066 | 73286.5101 | 73497.6242 | 73689.5824 | 73790.4906 | 74106.2598 | 73822.147 | 73579.5582
Scenario 3: Aggressive Fuel Sub | SDG&E | Com | HVAC | Com ¦ Large Unitary AC (EER 11.5) - Marine | Com - Lodging | Energy Efficiency | 30201.2365 | 30413.8007 | 30417.8827 | 30248.1915 | 30215.2381 | 30721.3329 | 30996.9749 | 31086.2669 | 31167.4567 | 31210.1365 | 31343.693 | 31223.5257 | 31120.9214
Scenario 3: Aggressive Fuel Sub | SDG&E | Com | HVAC | Com ¦ Large Unitary AC (EER 11.5) - Hot-Dry | Com - Lodging | Energy Efficiency | 137380.449 | 138347.3685 | 138365.9368 | 137594.0395 | 137444.1398 | 139746.2818 | 141000.1316 | 141406.3062 | 141775.6255 | 141969.7687 | 142577.2952 | 142030.6743 | 141563.9438
Scenario 3: Aggressive Fuel Sub | SDG&E | Com | HVAC | Com ¦ Variable Refrigerant Flow (VRF) Heat Pump - Hot-Dry | Com - Lodging | Energy Efficiency | 570490.8592 | 575803.1425 | 577372.6197 | 575968.5442 | 577315.5052 | 587774.6123 | 593522.0878 | 595811.6552 | 597878.8441 | 599028.145 | 602120.4125 | 600308.7858 | 598791.1618
Scenario 3: Aggressive Fuel Sub | SDG&E | Com | HVAC | Com ¦ Variable Refrigerant Flow (VRF) Heat Pump - Marine | Com - Lodging | Energy Efficiency | 105358.9226 | 106340.0013 | 106629.8542 | 106370.5479 | 106619.3063 | 108550.9064 | 109612.357 | 110035.197 | 110416.9678 | 110629.2221 | 111200.3057 | 110865.7323 | 110585.4558
Scenario 3: Aggressive Fuel Sub | SDG&E | Com | HVAC | Com ¦ Efficient Chiller - Marine | Com - Lodging | Energy Efficiency | 399614.856 | 400058.8363 | 398311.1498 | 395019.8999 | 393782.076 | 399387.1591 | 402853.4469 | 404333.44 | 405788.7214 | 406917.1328 | 408888.0266 | 406989.4108 | 405186.5812
Scenario 3: Aggressive Fuel Sub | SDG&E | Com | HVAC | Com ¦ Efficient Chiller - Hot-Dry | Com - Lodging | Energy Efficiency | 2012939.5973 | 2015176.0147 | 2006372.5697 | 1989793.8884 | 1983558.723 | 2011792.6428 | 2029253.0245 | 2036708.0447 | 2044038.5868 | 2049722.6194 | 2059650.4039 | 2050086.6981 | 2041005.4864
Scenario 3: Aggressive Fuel Sub | SDG&E | Com | HVAC | Com ¦ HVAC Energy Management System (Elec SC and Gas SH) - Marine | Com - Lodging | Energy Efficiency | 681267.1246 | 699571.7206 | 718062.5442 | 736548.7619 | 757994.1411 | 789371.2925 | 821281.7433 | 851689.769 | 883561.7517 | 915950.1951 | 950929.2236 | 983200.0877 | 1017456.6658
Scenario 3: Aggressive Fuel Sub | SDG&E | Com | HVAC | Com ¦ HVAC Energy Management System (Elec SC and Gas SH) - Hot-Dry | Com - Lodging | Energy Efficiency | 4589676.2837 | 4726133.2347 | 4865638.9686 | 5009028.992 | 5168018.1726 | 5384226.5624 | 5605086.0655 | 5820723.964 | 6047805.472 | 6280481.2602 | 6529512.1532 | 6767733.3109 | 7020997.3725
Scenario 3: Aggressive Fuel Sub | SDG&E | Com | HVAC | Com ¦ HVAC Pump Variable Frequency Drive (VFD) - Marine | Com - Lodging | Energy Efficiency | 127850.8288 | 126843.5469 | 125154.9938 | 121994.4749 | 121046.8396 | 125146.2743 | 129449.9629 | 131919.651 | 134072.6294 | 135687.4135 | 138003.8563 | 137055.4719 | 135906.9028
Scenario 3: Aggressive Fuel Sub | SDG&E | Com | HVAC | Com ¦ HVAC Pump Variable Frequency Drive (VFD) - Hot-Dry | Com - Lodging | Energy Efficiency | 679615.2051 | 674260.8079 | 665284.9855 | 648484.6507 | 643447.3166 | 665238.6349 | 688115.704 | 701243.7973 | 712688.3598 | 721272.0496 | 733585.5384 | 728544.2219 | 722438.7862
Scenario 3: Aggressive Fuel Sub | SDG&E | Com | HVAC | Com ¦ HVAC Fan Variable Frequency Drive (VFD) - Marine | Com - Lodging | Energy Efficiency | 30422.1613 | 30146.5304 | 29717.2188 | 28893.9497 | 28650.2604 | 29678.9015 | 30662.462 | 31137.3258 | 31522.1139 | 31745.8675 | 32198.8007 | 31858.6211 | 31447.2839
Scenario 3: Aggressive Fuel Sub | SDG&E | Com | HVAC | Com ¦ HVAC Fan Variable Frequency Drive (VFD) - Hot-Dry | Com - Lodging | Energy Efficiency | 156528.5273 | 155288.2169 | 153281.0074 | 149298.5871 | 148241.2764 | 153596.2229 | 158733.5508 | 161320.5069 | 163464.6353 | 164809.5571 | 167319.9089 | 165851.3705 | 164038.3617
Scenario 3: Aggressive Fuel Sub | SDG&E | Com | HVAC | Com ¦ Economizer - Marine | Com - Lodging | Energy Efficiency | 1338.9693 | 1426.4665 | 1491.2066 | 1403.413 | 1169.8263 | 1276.518 | 1369.8605 | 1385.4865 | 1411.8747 | 1382.0407 | 1499.8662 | 1497.7884 | 1492.6748
Scenario 3: Aggressive Fuel Sub | SDG&E | Com | HVAC | Com ¦ Economizer - Hot-Dry | Com - Lodging | Energy Efficiency | 9165.5505 | 9764.3876 | 10207.523 | 9607.0076 | 8008.9449 | 8739.1539 | 9378.0317 | 9485.1694 | 9665.959 | 9462.0758 | 10268.519 | 10254.5738 | 10219.8756
Scenario 3: Aggressive Fuel Sub | SDG&E | Com | HVAC | Com ¦ Large Packaged Heat Pump (IEER 14.0) - Fuel Sub - ZEAS 2030 - Marine | Com - Lodging | Fuel Substitution | 208514.6134 | 221391.3834 | 235541.8061 | 250962.918 | 266734.1101 | -16767.1917 | -16974.5611 | -17228.7409 | -17490.7635 | -17767.1466 | -18021.2844 | -18340.6115 | -18661.1814
Scenario 3: Aggressive Fuel Sub | SDG&E | Com | HVAC | Com ¦ Large Packaged Heat Pump (IEER 14.0) - Fuel Sub - ZEAS 2030 - Hot-Dry | Com - Lodging | Fuel Substitution | 843816.4142 | 897905.9385 | 957482.9395 | 1022523.3617 | 1088960.4411 | -95347.6738 | -96513.6022 | -97891.5075 | -99307.2954 | -100790.1231 | -102176.451 | -103857.0156 | -105546.1059
Scenario 3: Aggressive Fuel Sub | SDG&E | Com | HVAC | Com ¦ Large Packaged Heat Pump (IEER 14.0) - Fuel Sub - Panel Upgrade - ZEAS 2030 - Marine | Com - Lodging | Fuel Substitution | 47645.8453 | 50588.2031 | 53821.5921 | 57345.3351 | 60949.0718 | -3831.3239 | -3878.7081 | -3936.7885 | -3996.6609 | -4059.8148 | -4117.8856 | -4190.8523 | -4264.1029
Scenario 3: Aggressive Fuel Sub | SDG&E | Com | HVAC | Com ¦ Large Packaged Heat Pump (IEER 14.0) - Fuel Sub - Panel Upgrade - ZEAS 2030 - Hot-Dry | Com - Lodging | Fuel Substitution | 192813.0873 | 205172.61 | 218786.0279 | 233647.8443 | 248828.7986 | -21787.0606 | -22053.4767 | -22368.3297 | -22691.839 | -23030.6669 | -23347.4446 | -23731.4557 | -24117.4149
Scenario 3: Aggressive Fuel Sub | SDG&E | Com | HVAC | Com ¦ Small Packaged Heat Pump (SEER 18) - Fuel Sub - ZEAS 2030 - Marine | Com - Lodging | Fuel Substitution | 91903.8995 | 95516.4118 | 99186.5293 | 102943.9648 | 107007.1289 | 31082.6148 | 31394.4286 | 31495.2066 | 31573.6558 | 31598.4288 | 31746.8107 | 31595.9831 | 31455.5099
Scenario 3: Aggressive Fuel Sub | SDG&E | Com | HVAC | Com ¦ Small Packaged Heat Pump (SEER 18) - Fuel Sub - ZEAS 2030 - Hot-Dry | Com - Lodging | Fuel Substitution | 409247.0113 | 424880.6255 | 440628.5573 | 456633.653 | 474059.7642 | 147011.7054 | 148480.5858 | 148935.0645 | 149281.7903 | 149370.1383 | 150051.8775 | 149295.5203 | 148588.3812
Scenario 3: Aggressive Fuel Sub | SDG&E | Com | HVAC | Com ¦ Small Packaged Heat Pump (SEER 18) - Fuel Sub - Panel Upgrade - ZEAS 2030 - Marine | Com - Lodging | Fuel Substitution | 21000.1539 | 21825.6174 | 22664.2438 | 23522.8224 | 24451.2604 | 7102.4157 | 7173.6655 | 7196.6934 | 7214.6191 | 7220.2798 | 7254.1852 | 7219.721 | 7187.6226
Scenario 3: Aggressive Fuel Sub | SDG&E | Com | HVAC | Com ¦ Small Packaged Heat Pump (SEER 18) - Fuel Sub - Panel Upgrade - ZEAS 2030 - Hot-Dry | Com - Lodging | Fuel Substitution | 93513.4448 | 97085.7449 | 100684.1667 | 104341.3507 | 108323.2385 | 33592.3553 | 33927.9963 | 34031.8452 | 34111.0725 | 34131.2601 | 34287.0383 | 34114.2098 | 33952.6276
Scenario 3: Aggressive Fuel Sub | SDG&E | Com | HVAC | Com ¦ Efficient Hot Water Boilers (94% eff.) - ZEAS 2030 - Hot-Dry | Com - Lodging | Energy Efficiency | 403155.3095 | 421008.7665 | 439848.4191 | 460008.332 | 480875.3267 | 0 | 0 | 0 | 0 | 0 | 0 | 0 | 0
Scenario 3: Aggressive Fuel Sub | SDG&E | Com | HVAC | Com ¦ Com High Eff. Furnace (95 AFUE) - ZEAS 2030 - Hot-Dry | Com - Lodging | Energy Efficiency | 56914.1096 | 59434.512 | 62094.1372 | 64940.1459 | 67885.9744 | 0 | 0 | 0 | 0 | 0 | 0 | 0 | 0
Scenario 3: Aggressive Fuel Sub | SDG&E | Com | WaterHeat | Com ¦ Com Heat Pump Water Heater (3.3 UEF - 50 Gal) - Marine | Com - Lodging | Energy Efficiency | 186865.7803 | 192869.6859 | 198491.6036 | 203782.6973 | 209893.0664 | 217072.2908 | 221726.4724 | 224706.3199 | 227254.6495 | 228988.4465 | 232438.5039 | 234779.6188 | 236825.3545
Scenario 3: Aggressive Fuel Sub | SDG&E | Com | WaterHeat | Com ¦ Com Heat Pump Water Heater (3.3 UEF - 50 Gal) - Hot-Dry | Com - Lodging | Energy Efficiency | 989959.2905 | 1021767.6314 | 1051552.1589 | 1079583.9034 | 1111956.2687 | 1149991.4397 | 1174648.7833 | 1190435.3883 | 1203935.758 | 1213120.6782 | 1231398.4569 | 1243800.9761 | 1254638.5334
Scenario 3: Aggressive Fuel Sub | SDG&E | Com | WaterHeat | Com ¦ Com Hot Water Tank Insulation - Hot-Dry | Com - Lodging | Energy Efficiency | 41663.8702 | 43452.4416 | 45311.8609 | 47259.7947 | 49302.9671 | 51447.4855 | 53702.2005 | 56075.6614 | 58574.5234 | 61205.725 | 63976.003 | 66897.9081 | 69984.8631
Scenario 3: Aggressive Fuel Sub | SDG&E | Com | WaterHeat | Com ¦ Faucet Aerators (Gas WH) - Hot-Dry | Com - Lodging | Energy Efficiency | 313753.982 | 327224.2946 | 341223.1204 | 355887.6935 | 371268.7988 | 387410.7014 | 404381.6159 | 422245.5302 | 441053.7387 | 460858.2933 | 481706.7751 | 503694.6727 | 526924.9601
Scenario 3: Aggressive Fuel Sub | SDG&E | Com | WaterHeat | Com ¦ Faucet Aerators (Elec WH) - Marine | Com - Lodging | Energy Efficiency | 6256.2549 | 6587.2282 | 6647.682 | 6516.4873 | 6853.7489 | 7540.8437 | 7919.1134 | 8150.1849 | 8155.6266 | 8174.1713 | 8537.0887 | 8762.8447 | 8988.9352
Scenario 3: Aggressive Fuel Sub | SDG&E | Com | WaterHeat | Com ¦ Faucet Aerators (Elec WH) - Hot-Dry | Com - Lodging | Energy Efficiency | 33032.678 | 34780.1983 | 35099.3911 | 34406.6904 | 36187.413 | 39815.2356 | 41812.4782 | 43032.5228 | 43061.2547 | 43159.17 | 45075.3534 | 46267.3328 | 47461.078
Scenario 3: Aggressive Fuel Sub | SDG&E | Com | WaterHeat | Com ¦ Com Water Heating Controls (Gas WH) - Hot-Dry | Com - Lodging | Energy Efficiency | 5750207.9254 | 5997552.1931 | 6255951.206 | 6527066.2818 | 6811851.4376 | 7111274.6266 | 7426303.28 | 7757944.377 | 8107291.5281 | 8475612.7937 | 8864107.536 | 9274147.7962 | 9707187.0195
Scenario 3: Aggressive Fuel Sub | SDG&E | Com | WaterHeat | Com ¦ Low Flow Showerheads (Gas WH) - Hot-Dry | Com - Lodging | Energy Efficiency | 815491.3019 | 850489.4642 | 886970.0936 | 925202.06 | 965321.3862 | 1007468.7193 | 1051795.7453 | 1098466.9828 | 1147596.745 | 1199337.2167 | 1253868.6372 | 1311414.6253 | 1372202.1192
Scenario 3: Aggressive Fuel Sub | SDG&E | Com | WaterHeat | Com ¦ Low Flow Showerheads (Elec WH) - Marine | Com - Lodging | Energy Efficiency | 728.5812 | 747.2281 | 753.0675 | 771.5328 | 814.6921 | 876.9092 | 913.3959 | 922.4568 | 938.6864 | 948.2218 | 984.5183 | 1010.5903 | 1037.733
Scenario 3: Aggressive Fuel Sub | SDG&E | Com | WaterHeat | Com ¦ Low Flow Showerheads (Elec WH) - Hot-Dry | Com - Lodging | Energy Efficiency | 3867.4559 | 3966.4376 | 3997.4344 | 4095.452 | 4324.5501 | 4654.8111 | 4848.4897 | 4896.5867 | 4982.7371 | 5033.3528 | 5226.0216 | 5364.417 | 5508.4964
Scenario 3: Aggressive Fuel Sub | SDG&E | Com | WaterHeat | Com ¦ Low-flow Pre-Rinse Spray Valve - Hot-Dry | Com - Lodging | Energy Efficiency | 3848.4118 | 4010.2484 | 4179.7942 | 4360.5733 | 4546.7487 | 4745.5343 | 4953.5437 | 5172.6813 | 5404.6998 | 5648.9135 | 5905.3844 | 6176.3062 | 6463.5476
Scenario 3: Aggressive Fuel Sub | SDG&E | Com | WaterHeat | Com ¦ Com Hot Water Pipe Insulation - Hot-Dry | Com - Lodging | Energy Efficiency | 4108070.038 | 4284437.0819 | 4468382.5359 | 4661187.7048 | 4863578.4359 | 5076229.4163 | 5299920.571 | 5535426.871 | 5783337.7227 | 6044500.3479 | 6319820.6069 | 6610382.8064 | 6917290.5564
Scenario 3: Aggressive Fuel Sub | SDG&E | Com | WaterHeat | Com ¦ Com Efficient Tankless Gas Water Heater (0.87 UEF - High Draw) - ZEAS 2030 - Marine | Com - Lodging | Energy Efficiency | 43839.0196 | 43676.2604 | 43788.6708 | 45593.7198 | 45319.533 | 0 | 0 | 0 | 0 | 0 | 0 | 0 | 0
Scenario 3: Aggressive Fuel Sub | SDG&E | Com | WaterHeat | Com ¦ Com Efficient Tankless Gas Water Heater (0.87 UEF - High Draw) - ZEAS 2030 - Hot-Dry | Com - Lodging | Energy Efficiency | 115413.4228 | 114984.9419 | 115280.8914 | 120032.9927 | 119311.1609 | 0 | 0 | 0 | 0 | 0 | 0 | 0 | 0
Scenario 3: Aggressive Fuel Sub | SDG&E | Com | WaterHeat | Com ¦ Com Heat Pump Water Heater (3.75 UEF - 50 Gal) - Fuel Sub - ZEAS 2030 - Marine | Com - Lodging | Fuel Substitution | 7528606.0181 | 7908334.3154 | 8322408.6335 | 8774564.1769 | 9235572.885 | 5380382.7647 | 5497658.8187 | 5573664.6211 | 5637836.3455 | 5682395.741 | 5770198.8486 | 5830513.7755 | 5882525.2456
Scenario 3: Aggressive Fuel Sub | SDG&E | Com | WaterHeat | Com ¦ Com Heat Pump Water Heater (3.75 UEF - 50 Gal) - Fuel Sub - ZEAS 2030 - Hot-Dry | Com - Lodging | Fuel Substitution | 19824351.8748 | 20828379.5335 | 21923291.897 | 23118973.7541 | 24338104.2406 | 14135131.6771 | 14444461.7348 | 14644417.8122 | 14812999.2277 | 14929595.0952 | 15160760.1725 | 15319069.9895 | 15455359.7231
Scenario 3: Aggressive Fuel Sub | SDG&E | Com | WaterHeat | Com ¦ Com Efficient Tankless Gas Water Heater (0.87 UEF - High Draw) - Panel Upgrade - ZEAS 2030 - Marine | Com - Lodging | Energy Efficiency | 36371.9338 | 36236.8974 | 36330.1609 | 37827.7566 | 37600.2719 | 0 | 0 | 0 | 0 | 0 | 0 | 0 | 0
Scenario 3: Aggressive Fuel Sub | SDG&E | Com | WaterHeat | Com ¦ Com Efficient Tankless Gas Water Heater (0.87 UEF - High Draw) - Panel Upgrade - ZEAS 2030 - Hot-Dry | Com - Lodging | Energy Efficiency | 95755.0926 | 95399.5946 | 95645.1352 | 99587.8126 | 98988.9302 | 0 | 0 | 0 | 0 | 0 | 0 | 0 | 0
Scenario 3: Aggressive Fuel Sub | SDG&E | Com | WaterHeat | Com ¦ Com Heat Pump Water Heater (3.75 UEF - 50 Gal) - Fuel Sub - Panel Upgrade - ZEAS 2030 - Marine | Com - Lodging | Fuel Substitution | 6246261.037 | 6561310.3386 | 6904855.5146 | 7279995.5534 | 7662480.8002 | 4463943.9422 | 4561244.4046 | 4624304.1637 | 4677545.5394 | 4714515.1477 | 4787362.7809 | 4837404.2863 | 4880556.6599
Scenario 3: Aggressive Fuel Sub | SDG&E | Com | WaterHeat | Com ¦ Com Heat Pump Water Heater (3.75 UEF - 50 Gal) - Fuel Sub - Panel Upgrade - ZEAS 2030 - Hot-Dry | Com - Lodging | Fuel Substitution | 16447676.5554 | 17280688.5141 | 18189104.8156 | 19181126.5762 | 20192602.9688 | 11727499.3584 | 11984141.3294 | 12150038.9541 | 12289905.9527 | 12386642.0845 | 12578432.8904 | 12709777.8484 | 12822853.3967
Scenario 3: Aggressive Fuel Sub | SDG&E | Com | WaterHeat | Com ¦ Com Heat Pump Water Heater (100+ Gal, 200+ kBtuh - 4.3 COP) - Fuel Sub - ZEAS 2030 - Marine | Com - Lodging | Fuel Substitution | 1590202.4833 | 1669569.2242 | 1755470.8088 | 1848605.0802 | 1944194.3478 | 0 | 0 | 0 | 0 | 0 | 0 | 0 | 0
Scenario 3: Aggressive Fuel Sub | SDG&E | Com | WaterHeat | Com ¦ Com Heat Pump Water Heater (100+ Gal, 200+ kBtuh - 4.3 COP) - Fuel Sub - ZEAS 2030 - Hot-Dry | Com - Lodging | Fuel Substitution | 8424220.1105 | 8844724.2678 | 9299858.3097 | 9793320.4335 | 10299784.61 | 0 | 0 | 0 | 0 | 0 | 0 | 0 | 0
Scenario 3: Aggressive Fuel Sub | SDG&E | Com | WaterHeat | Com ¦ Com Heat Pump Water Heater (100+ Gal, 200+ kBtuh - 4.3 COP) - Fuel Sub - Panel Upgrade - ZEAS 2030 - Marine | Com - Lodging | Fuel Substitution | 1319343.8186 | 1385192.0487 | 1456462.0447 | 1533732.7863 | 1613040.3655 | 0 | 0 | 0 | 0 | 0 | 0 | 0 | 0
Scenario 3: Aggressive Fuel Sub | SDG&E | Com | WaterHeat | Com ¦ Com Heat Pump Water Heater (100+ Gal, 200+ kBtuh - 4.3 COP) - Fuel Sub - Panel Upgrade - ZEAS 2030 - Hot-Dry | Com - Lodging | Fuel Substitution | 6989325.4763 | 7338205.2991 | 7715816.5097 | 8125227.3927 | 8545425.6929 | 0 | 0 | 0 | 0 | 0 | 0 | 0 | 0
Scenario 3: Aggressive Fuel Sub | SDG&E | Com | WaterHeat | Com ¦ Efficient Gas Water Heating Boiler (0.92 UEF) - ZEAS 2030 - Hot-Dry | Com - Lodging | Energy Efficiency | 39404811.6994 | 41149142.7762 | 42989705.6537 | 44959155.3671 | 46997767.8582 | 0 | 0 | 0 | 0 | 0 | 0 | 0 | 0
Scenario 3: Aggressive Fuel Sub | SDG&E | Com | WholeBlg | Com ¦ Com Title 24 2022 Code | Com - Lodging | Energy Efficiency | 415746.8574 | 390892.701 | 366627.049 | 354844.2885 | 329932.3051 | 326772.6881 | 319310.0949 | 311365.7978 | 308073.6437 | 303745.4589 | 295486.8111 | 284761.4624 | 278337.0883
Scenario 3: Aggressive Fuel Sub | SDG&E | Com | FoodServ | Com ¦ ENERGY STAR Dishwasher - Tier 2 | Com - Lodging | Energy Efficiency | 383971.4525 | 399095.9496 | 414590.6397 | 430762.9392 | 447684.0717 | 466250.6696 | 484818.2912 | 503868.953 | 523959.2503 | 544821.3028 | 567286.991 | 590468.8023 | 614948.4801
Scenario 3: Aggressive Fuel Sub | SDG&E | Com | FoodServ | Com ¦ ENERGY STAR Combination Oven - Electric | Com - Lodging | Energy Efficiency | 126479.5138 | 129766.6106 | 132583.6342 | 135181.9854 | 138502.4746 | 143059.372 | 146133.0264 | 148071.9671 | 149547.0172 | 150337.6769 | 152121.2081 | 152960.2119 | 153665.4257
Scenario 3: Aggressive Fuel Sub | SDG&E | Com | FoodServ | Com ¦ ENERGY STAR Steamer - Electric | Com - Lodging | Energy Efficiency | 101462.6619 | 104099.5917 | 106359.4257 | 108443.8394 | 111107.5568 | 114763.1286 | 117228.8335 | 118784.2639 | 119967.5584 | 120601.8305 | 122032.5905 | 122705.6446 | 123271.3716
Scenario 3: Aggressive Fuel Sub | SDG&E | Com | FoodServ | Com ¦ ENERGY STAR Conveyor Broiler - Gas | Com - Lodging | Energy Efficiency | 129550.1805 | 134760.4301 | 140139.21 | 145819.4155 | 151790.9819 | 158342.8111 | 164931.024 | 171669.1126 | 178717.8393 | 186020.1069 | 193855.553 | 201967.4217 | 210544.0367
Scenario 3: Aggressive Fuel Sub | SDG&E | Com | FoodServ | Com ¦ ENERGY STAR Conveyor Oven - Gas | Com - Lodging | Energy Efficiency | 53825.9369 | 56137.9347 | 58571.8699 | 61173.0062 | 63859.392 | 66732.0644 | 69744.1004 | 72923.2062 | 76294.1371 | 79846.6485 | 83582.0463 | 87531.6404 | 91722.3926
Scenario 3: Aggressive Fuel Sub | SDG&E | Com | FoodServ | Com ¦ ENERGY STAR Convection Oven - Electric | Com - Lodging | Energy Efficiency | 483248.8512 | 504005.9497 | 525857.8017 | 549210.783 | 573329.1344 | 599119.9653 | 626162.0017 | 654703.9894 | 684968.181 | 716862.6013 | 750398.9745 | 785858.4003 | 823482.9417
Scenario 3: Aggressive Fuel Sub | SDG&E | Com | FoodServ | Com ¦ High Performance Conveyor Toaster | Com - Lodging | Energy Efficiency | 466585.4632 | 478711.6292 | 489103.6857 | 498689.0555 | 510938.4068 | 527748.8927 | 539087.6655 | 546240.4566 | 551681.9461 | 554598.7053 | 561178.1879 | 564273.2895 | 566874.8376
Scenario 3: Aggressive Fuel Sub | SDG&E | Com | FoodServ | Com ¦ ENERGY STAR Rack Oven - Gas | Com - Lodging | Energy Efficiency | 22944.068 | 23929.5898 | 24967.0892 | 26075.8604 | 27220.9704 | 28445.4877 | 29729.4107 | 31084.5496 | 32521.4566 | 34035.7649 | 35628.0312 | 37311.6016 | 39097.9691
Scenario 3: Aggressive Fuel Sub | SDG&E | Com | FoodServ | Com ¦ Electric Deck Oven (60% cooking efficiency) | Com - Lodging | Energy Efficiency | 5327.3606 | 5465.8143 | 5584.4683 | 5693.9117 | 5833.7719 | 6025.7099 | 6155.1733 | 6236.8422 | 6298.9718 | 6332.2746 | 6407.3976 | 6442.7367 | 6472.4406
Scenario 3: Aggressive Fuel Sub | SDG&E | Com | FoodServ | Com ¦ Demand Controlled Ventilation (DCV) Exhaust Hood | Com - Lodging | Energy Efficiency | 36648.3116 | 35686.5028 | 34818.7955 | 35154.9839 | 34012.6401 | 34519.6953 | 34401.351 | 34249.9947 | 34593.7622 | 34780.2534 | 34636.7186 | 34449.4114 | 34718.2352
Scenario 3: Aggressive Fuel Sub | SDG&E | Com | FoodServ | Com ¦ ENERGY STAR Ice Machine | Com - Lodging | Energy Efficiency | 149945.1581 | 154023.7386 | 157480.1043 | 160523.7601 | 164657.7973 | 170824.691 | 175249.3906 | 178349.7314 | 180992.8133 | 182530.0674 | 184896.2044 | 185670.8558 | 186246.5313
Scenario 3: Aggressive Fuel Sub | SDG&E | Com | FoodServ | Com ¦ ENERGY STAR Fryer - Electric | Com - Lodging | Energy Efficiency | 11452.0133 | 11749.6415 | 12004.7073 | 12239.9735 | 12540.6252 | 12953.2268 | 13231.529 | 13407.0893 | 13540.6468 | 13612.2366 | 13773.7254 | 13849.6925 | 13913.5457
Scenario 3: Aggressive Fuel Sub | SDG&E | Com | FoodServ | Com ¦ Efficient Food Holding Cabinet | Com - Lodging | Energy Efficiency | 395064.3439 | 405331.7359 | 414130.8334 | 422246.8981 | 432618.5927 | 446852.2629 | 456452.9581 | 462509.325 | 467116.7091 | 469586.3694 | 475157.308 | 477777.9732 | 479980.7398
Scenario 3: Aggressive Fuel Sub | SDG&E | Com | FoodServ | Com ¦ ENERGY STAR Griddle - Electric | Com - Lodging | Energy Efficiency | 10411.1847 | 10681.7627 | 10913.6465 | 11127.5303 | 11400.857 | 11775.9589 | 12028.9673 | 12188.5716 | 12309.9906 | 12375.0739 | 12521.8856 | 12590.9483 | 12648.9981
Scenario 3: Aggressive Fuel Sub | SDG&E | Com | FoodServ | Com ¦ Demand Controlled Ventilation (DCV) Exhaust Hood - Retrofit | Com - Lodging | Energy Efficiency | 161634.5894 | 170984.614 | 174748.0753 | 165887.9998 | 159085.0371 | 171048.9962 | 179788.7418 | 184541.5982 | 188215.7255 | 192604.8588 | 203147.3622 | 206441.6662 | 209607.8498
Scenario 3: Aggressive Fuel Sub | SDG&E | Com | FoodServ | Com ¦ ENERGY STAR Fryer - Tier 2 Gas | Com - Lodging | Energy Efficiency | 14007.308 | 13934.1956 | 13947.69 | 14498.7043 | 14387.6204 | 14836.0758 | 15096.976 | 15401.568 | 15943.0603 | 16438.4168 | 16751.7384 | 17124.6091 | 17728.746
Scenario 3: Aggressive Fuel Sub | SDG&E | Com | FoodServ | Com ¦ ENERGY STAR Fryer - Fuel Sub | Com - Lodging | Fuel Substitution | 2746624.1466 | 2892008.7261 | 3052176.2013 | 3225984.9664 | 3400921.8269 | 3574066.6811 | 3776204.4832 | 4004573.0621 | 4252555.0747 | 4523087.1289 | 4797466.7195 | 5099574.8446 | 5421381.212
Scenario 3: Aggressive Fuel Sub | SDG&E | Com | FoodServ | Com ¦ ENERGY STAR Steamer - Gas | Com - Lodging | Energy Efficiency | 4768.36 | 4744.1667 | 4749.5419 | 4938.0276 | 4901.0553 | 5054.715 | 5144.5235 | 5249.2669 | 5434.8156 | 5604.7064 | 5712.5924 | 5840.8357 | 6048.0226
Scenario 3: Aggressive Fuel Sub | SDG&E | Com | FoodServ | Com ¦ ENERGY STAR Steamer - Fuel Sub | Com - Lodging | Fuel Substitution | 410732.5976 | 430712.6218 | 452279.1428 | 475384.0743 | 499078.1521 | 523164.6402 | 550093.3594 | 579685.5201 | 611459.647 | 645687.3575 | 680944.6671 | 719152.8659 | 759733.8069
Scenario 3: Aggressive Fuel Sub | SDG&E | Com | FoodServ | Com ¦ ENERGY STAR Convection Oven - Gas | Com - Lodging | Energy Efficiency | 4009.9065 | 3989.5613 | 3994.0816 | 4152.5868 | 4121.4953 | 4250.7139 | 4326.2375 | 4414.3205 | 4570.3559 | 4713.2239 | 4803.9496 | 4911.7945 | 5086.0264
Scenario 3: Aggressive Fuel Sub | SDG&E | Com | FoodServ | Com ¦ ENERGY STAR Convection Oven - Fuel Sub | Com - Lodging | Fuel Substitution | 475870.6529 | 501422.0521 | 529663.1957 | 560371.0437 | 591187.7723 | 621558.052 | 657259.0367 | 697763.9272 | 741821.6114 | 789975.3691 | 838702.212 | 892479.3883 | 949787.3831
Scenario 3: Aggressive Fuel Sub | SDG&E | Com | FoodServ | Com ¦ ENERGY STAR Griddle - Gas | Com - Lodging | Energy Efficiency | 7794.3011 | 7754.7549 | 7763.5413 | 8071.6376 | 8011.2031 | 8262.3733 | 8409.1731 | 8580.3854 | 8883.6811 | 9161.3824 | 9337.7314 | 9547.3562 | 9886.0213
Scenario 3: Aggressive Fuel Sub | SDG&E | Com | FoodServ | Com ¦ ENERGY STAR Griddle - Fuel Sub | Com - Lodging | Fuel Substitution | 1097923.5954 | 1158708.555 | 1226348.9822 | 1300202.6275 | 1373869.8074 | 1445819.5043 | 1531622.7223 | 1629820.1713 | 1736996.3975 | 1854579.2381 | 1973011.4522 | 2104340.3806 | 2244411.9961
Scenario 3: Aggressive Fuel Sub | SDG&E | Com | FoodServ | Com ¦ ENERGY STAR Combination Oven - Gas | Com - Lodging | Energy Efficiency | 37.585 | 37.3943 | 37.4367 | 38.9224 | 38.6309 | 39.8421 | 40.55 | 41.3756 | 42.8381 | 44.1772 | 45.0276 | 46.0384 | 47.6715
Scenario 3: Aggressive Fuel Sub | SDG&E | Com | FoodServ | Com ¦ ENERGY STAR Combination Oven - Fuel Sub | Com - Lodging | Fuel Substitution | 3714.4222 | 3943.5863 | 4204.2802 | 4492.6929 | 4774.8589 | 5042.3937 | 5376.744 | 5769.8438 | 6203.3518 | 6684.336 | 7162.1265 | 7699.5188 | 8274.1416
Scenario 3: Aggressive Fuel Sub | SDG&E | Com | FoodServ | Com ¦ ENERGY STAR Fryer - Tier 2 Gas - Panel Upgrade | Com - Lodging | Energy Efficiency | 23049.0624 | 22928.7557 | 22950.9608 | 23857.6563 | 23674.8674 | 24412.8019 | 24842.114 | 25343.3209 | 26234.3479 | 27049.4583 | 27565.0299 | 28178.5896 | 29172.6984
Scenario 3: Aggressive Fuel Sub | SDG&E | Com | FoodServ | Com ¦ ENERGY STAR Fryer - Fuel Sub - Panel Upgrade | Com - Lodging | Fuel Substitution | 4519577.2994 | 4758808.0095 | 5022364.0138 | 5308366.7966 | 5596225.8634 | 5881136.179 | 6213754.4671 | 6589535.5678 | 6997590.6256 | 7442751.8364 | 7894244.1786 | 8391363.8978 | 8920897.1266
Scenario 3: Aggressive Fuel Sub | SDG&E | Com | FoodServ | Com ¦ ENERGY STAR Steamer - Gas - Panel Upgrade | Com - Lodging | Energy Efficiency | 7846.3491 | 7806.5388 | 7815.3838 | 8125.5375 | 8064.6994 | 8317.5469 | 8465.327 | 8637.6825 | 8943.0035 | 9222.5593 | 9400.0858 | 9611.1105 | 9952.0371
Scenario 3: Aggressive Fuel Sub | SDG&E | Com | FoodServ | Com ¦ ENERGY STAR Steamer - Fuel Sub - Panel Upgrade | Com - Lodging | Fuel Substitution | 675861.5759 | 708738.7586 | 744226.5259 | 782245.7519 | 821234.4196 | 860868.7995 | 905180.0782 | 953874.0568 | 1006158.4668 | 1062480.255 | 1120496.2511 | 1183367.9434 | 1250143.9892
Scenario 3: Aggressive Fuel Sub | SDG&E | Com | FoodServ | Com ¦ ENERGY STAR Convection Oven - Gas - Panel Upgrade | Com - Lodging | Energy Efficiency | 6598.3117 | 6564.8337 | 6572.2718 | 6833.0926 | 6781.9314 | 6994.561 | 7118.8353 | 7263.776 | 7520.5327 | 7755.6225 | 7904.9117 | 8082.3709 | 8369.0698
Scenario 3: Aggressive Fuel Sub | SDG&E | Com | FoodServ | Com ¦ ENERGY STAR Convection Oven - Fuel Sub - Panel Upgrade | Com - Lodging | Fuel Substitution | 783046.4182 | 825091.3132 | 871562.1897 | 922092.0349 | 972801.0433 | 1022775.4189 | 1081521.4837 | 1148172.3881 | 1220669.4241 | 1299906.5597 | 1380086.7086 | 1468577.1945 | 1562877.6516
Scenario 3: Aggressive Fuel Sub | SDG&E | Com | FoodServ | Com ¦ ENERGY STAR Griddle - Gas - Panel Upgrade | Com - Lodging | Energy Efficiency | 12825.5432 | 12760.4698 | 12774.9277 | 13281.9011 | 13182.4559 | 13595.7571 | 13837.3167 | 14119.0468 | 14618.1207 | 15075.079 | 15365.2617 | 15710.1999 | 16267.4743
Scenario 3: Aggressive Fuel Sub | SDG&E | Com | FoodServ | Com ¦ ENERGY STAR Griddle - Fuel Sub - Panel Upgrade | Com - Lodging | Fuel Substitution | 1806636.1808 | 1906657.9926 | 2017960.4944 | 2139486.8633 | 2260706.4027 | 2379099.8193 | 2520289.2415 | 2681873.4035 | 2858232.1674 | 3051715.0426 | 3246595.5642 | 3462697.6633 | 3693185.8772
Scenario 3: Aggressive Fuel Sub | SDG&E | Com | FoodServ | Com ¦ ENERGY STAR Combination Oven - Gas - Panel Upgrade | Com - Lodging | Energy Efficiency | 61.8462 | 61.5324 | 61.6022 | 64.0468 | 63.5673 | 65.5603 | 66.7251 | 68.0837 | 70.4902 | 72.6937 | 74.093 | 75.7564 | 78.4436
Scenario 3: Aggressive Fuel Sub | SDG&E | Com | FoodServ | Com ¦ ENERGY STAR Combination Oven - Fuel Sub - Panel Upgrade | Com - Lodging | Fuel Substitution | 6112.0916 | 6489.1817 | 6918.1541 | 7392.7381 | 7857.043 | 8297.2721 | 8847.4465 | 9494.2933 | 10207.6318 | 10999.0925 | 11785.2982 | 12669.5785 | 13615.1219
Scenario 3: Aggressive Fuel Sub | SDG&E | Com | Lighting | Com ¦ LED High and Low Bay - 155 lpw | Com - Lodging | Energy Efficiency | 5659413.1419 | 5789208.4743 | 5907184.6102 | 6000109.6432 | 6147418.9958 | 6377345.3872 | 6533475.8551 | 6631424.8358 | 6708436.9184 | 6735902.5398 | 6802921.6178 | 6784107.2652 | 6741490.0531
Scenario 3: Aggressive Fuel Sub | SDG&E | Com | Lighting | Com ¦ LED Fixtures and Retrofit Kits - 140 lpw - RET | Com - Lodging | Energy Efficiency | 245885.6426 | 253595.9034 | 260410.4645 | 266249.0571 | 273054.3918 | 280805.0296 | 285498.4041 | 288515.1272 | 291211.1454 | 292865.5609 | 296673.5699 | 299032.5162 | 300890.2998
Scenario 3: Aggressive Fuel Sub | SDG&E | Com | Lighting | Com ¦ LED Fixtures and Retrofit Kits - 140 lpw | Com - Lodging | Energy Efficiency | 565555.2743 | 582381.5537 | 597041.7982 | 609677.888 | 624059.9566 | 641042.4256 | 650425.6668 | 655705.4364 | 660267.1663 | 662175.6723 | 669033.8352 | 672322.1939 | 674407.4818
Scenario 3: Aggressive Fuel Sub | PG&E | Com | BldgEnv | Com ¦ Com Wall Insulation (R13) - Marine | Com - Office (Large) | Energy Efficiency | 1187056.3363 | 1204485.1786 | 1221682.252 | 1239199.7212 | 1259040.0815 | 1282347.7876 | 1305948.4238 | 1330164.0472 | 1355167.6822 | 1381200.4702 | 1408209.4643 | 1435265.8078 | 1463547.6157
Scenario 3: Aggressive Fuel Sub | PG&E | Com | BldgEnv | Com ¦ Com Wall Insulation (R14) - Marine | Com - Office (Large) | Energy Efficiency | 11236.0385 | 11596.9056 | 12114.0336 | 12558.4835 | 13127.7793 | 13683.905 | 14355.484 | 14915.4949 | 15372.7375 | 16006.3849 | 16632.8819 | 17306.8206 | 18045.0873
Scenario 3: Aggressive Fuel Sub | PG&E | Com | BldgEnv | Com ¦ Com Wall Insulation (R14) - Hot-Dry | Com - Office (Large) | Energy Efficiency | 1290994.0599 | 1301555.7025 | 1310188.7698 | 1318112.2004 | 1332323.1597 | 1356531.3452 | 1379724.9151 | 1402585.7137 | 1425607.4951 | 1449803.0425 | 1474687.3155 | 1496950.8657 | 1520531.7882
Scenario 3: Aggressive Fuel Sub | PG&E | Com | BldgEnv | Com ¦ Com Wall Insulation (R14) - Cold | Com - Office (Large) | Energy Efficiency | 5975.8093 | 6065.5917 | 6155.0709 | 6245.9812 | 6348.588 | 6467.8809 | 6589.3661 | 6713.4581 | 6841.0937 | 6974.7072 | 7113.2126 | 7252.5533 | 7398.317
Scenario 3: Aggressive Fuel Sub | PG&E | Com | HVAC | Com ¦ Small Unitary Heat Pump (SEER 18) - Marine | Com - Office (Large) | Energy Efficiency | 1395552.4701 | 1381919.2492 | 1360433.4501 | 1332056.1643 | 1312635.8527 | 1313809.1468 | 1305875.6394 | 1293602.3295 | 1278916.9296 | 1264546.5731 | 1255669.7717 | 1239205.6524 | 1222628.1385
Scenario 3: Aggressive Fuel Sub | PG&E | Com | HVAC | Com ¦ Small Unitary Heat Pump (SEER 18) - Hot-Dry | Com - Office (Large) | Energy Efficiency | 1410171.7257 | 1396395.6886 | 1374684.8127 | 1346010.2577 | 1326386.5066 | 1327572.0917 | 1319555.476 | 1307153.5957 | 1292314.3575 | 1277793.4627 | 1268823.6715 | 1252187.0805 | 1235435.9072
Scenario 3: Aggressive Fuel Sub | PG&E | Com | HVAC | Com ¦ Small Unitary Heat Pump (SEER 18) - Cold | Com - Office (Large) | Energy Efficiency | 3643.0825 | 3607.493 | 3551.4045 | 3477.3257 | 3426.6291 | 3429.692 | 3408.9816 | 3376.9422 | 3338.606 | 3301.0923 | 3277.9194 | 3234.9399 | 3191.6644
Scenario 3: Aggressive Fuel Sub | PG&E | Com | HVAC | Com ¦ Small Unitary AC (SEER 18) - Marine | Com - Office (Large) | Energy Efficiency | 7370909.8325 | 7319779.7039 | 7232072.626 | 7111763.3019 | 7035084.4339 | 7057178.3211 | 7036744.8522 | 6995897.2561 | 6943887.2405 | 6894579.8907 | 6872180.3981 | 6814473.1621 | 6757183.6857
Scenario 3: Aggressive Fuel Sub | PG&E | Com | HVAC | Com ¦ Small Unitary AC (SEER 18) - Hot-Dry | Com - Office (Large) | Energy Efficiency | 7663365.1941 | 7613613.6865 | 7526633.3977 | 7406376.9562 | 7330881.8481 | 7356446.9075 | 7338706.6964 | 7300151.6355 | 7250248.7386 | 7203325.2683 | 7184033.3037 | 7128810.6072 | 7074188.1791
Scenario 3: Aggressive Fuel Sub | PG&E | Com | HVAC | Com ¦ Small Unitary AC (SEER 18) - Cold | Com - Office (Large) | Energy Efficiency | 23122.9573 | 23137.1233 | 23077.5019 | 22947.3515 | 22923.3204 | 23125.5549 | 23240.9714 | 23313.3144 | 23363.8312 | 23431.5117 | 23565.9811 | 23629.5425 | 23702.9155
Scenario 3: Aggressive Fuel Sub | PG&E | Com | HVAC | Com ¦ Large Unitary Heat Pump (EER 10.0, COP 3.3) - Marine | Com - Office (Large) | Energy Efficiency | 174018.4895 | 172318.4943 | 169639.3214 | 166100.8143 | 163679.1975 | 163825.5015 | 162836.2323 | 161305.8113 | 159474.6146 | 157682.7022 | 156575.809 | 154522.8148 | 152455.6808
Scenario 3: Aggressive Fuel Sub | PG&E | Com | HVAC | Com ¦ Large Unitary Heat Pump (EER 10.0, COP 3.3) - Hot-Dry | Com - Office (Large) | Energy Efficiency | 288021.8522 | 285208.1525 | 280773.7942 | 274917.1327 | 270909.0612 | 271151.2121 | 269513.8509 | 266980.8172 | 263949.963 | 260984.1292 | 259152.0857 | 255754.1295 | 252332.7703
Scenario 3: Aggressive Fuel Sub | PG&E | Com | HVAC | Com ¦ Large Unitary Heat Pump (EER 10.0, COP 3.3) - Cold | Com - Office (Large) | Energy Efficiency | 425.0778 | 420.9252 | 414.3807 | 405.7372 | 399.8219 | 400.1792 | 397.7627 | 394.0243 | 389.5513 | 385.1741 | 382.4703 | 377.4554 | 372.406
Scenario 3: Aggressive Fuel Sub | PG&E | Com | HVAC | Com ¦ Variable Refrigerant Flow (VRF) Heat Pump - Hot-Dry | Com - Office (Large) | Energy Efficiency | 253463.0201 | 252675.7927 | 250746.5794 | 247848.5257 | 246452.0302 | 247294.6089 | 246242.358 | 244306.2977 | 241867.6311 | 239305.2125 | 238011.6874 | 235339.1847 | 232572.5047
Scenario 3: Aggressive Fuel Sub | PG&E | Com | HVAC | Com ¦ Variable Refrigerant Flow (VRF) Heat Pump - Marine | Com - Office (Large) | Energy Efficiency | 332165.4167 | 331133.7486 | 328605.4983 | 324807.5747 | 322977.4556 | 324081.662 | 322702.6784 | 320165.4551 | 316969.562 | 313611.491 | 311916.3154 | 308413.9782 | 304788.2208
Scenario 3: Aggressive Fuel Sub | PG&E | Com | HVAC | Com ¦ Variable Refrigerant Flow (VRF) Heat Pump - Cold | Com - Office (Large) | Energy Efficiency | 728.696 | 726.4328 | 720.8864 | 712.5546 | 708.5397 | 710.9621 | 707.9369 | 702.3708 | 695.3598 | 687.9929 | 684.2741 | 676.5907 | 668.6366
Scenario 3: Aggressive Fuel Sub | PG&E | Com | HVAC | Com ¦ Efficient Chiller - Marine | Com - Office (Large) | Energy Efficiency | 5940403.247 | 5849098.0392 | 5727719.1659 | 5581771.7855 | 5474797.5365 | 5460337.2138 | 5415572.0964 | 5356175.8073 | 5290738.9712 | 5228660.7577 | 5182419.0398 | 5104305.3582 | 5026659.0562
Scenario 3: Aggressive Fuel Sub | PG&E | Com | HVAC | Com ¦ Efficient Chiller - Hot-Dry | Com - Office (Large) | Energy Efficiency | 6664763.2085 | 6562324.4405 | 6426144.8892 | 6262400.9999 | 6142382.5417 | 6126158.9585 | 6075935.2792 | 6009296.3347 | 5935880.2718 | 5866232.3749 | 5814352.0416 | 5726713.3461 | 5639599.0216
Scenario 3: Aggressive Fuel Sub | PG&E | Com | HVAC | Com ¦ Efficient Chiller - Cold | Com - Office (Large) | Energy Efficiency | 13457.0605 | 13250.2228 | 12975.258 | 12644.637 | 12402.3036 | 12369.5461 | 12268.1378 | 12133.5848 | 11985.348 | 11844.7196 | 11739.9663 | 11563.012 | 11387.1165
Scenario 3: Aggressive Fuel Sub | PG&E | Com | HVAC | Com ¦ HVAC Energy Management System (Elec SC and Gas SH) - Marine | Com - Office (Large) | Energy Efficiency | 5289065.7966 | 5289465.261 | 5274771.2363 | 5239348.1928 | 5252559.1321 | 5341331.4798 | 5422360.2059 | 5484289.1352 | 5534700.4263 | 5592603.2448 | 5678335.6716 | 5732912.9816 | 5790032.7871
Scenario 3: Aggressive Fuel Sub | PG&E | Com | HVAC | Com ¦ HVAC Energy Management System (Elec SC and Gas SH) - Hot-Dry | Com - Office (Large) | Energy Efficiency | 3890506.3656 | 3886888.0371 | 3871185.5527 | 3839487.8018 | 3845057.2203 | 3909026.5794 | 3966623.4644 | 4009533.6246 | 4043598.7263 | 4082929.8343 | 4143645.8649 | 4179962.2946 | 4217922.5751
Scenario 3: Aggressive Fuel Sub | PG&E | Com | HVAC | Com ¦ HVAC Energy Management System (Elec SC and Gas SH) - Cold | Com - Office (Large) | Energy Efficiency | 15543.7692 | 15633.9782 | 15696.3161 | 15717.7544 | 15844.4923 | 16134.8113 | 16416.2684 | 16657.0808 | 16875.2111 | 17117.6826 | 17422.5914 | 17670.1601 | 17929.1756
Scenario 3: Aggressive Fuel Sub | PG&E | Com | HVAC | Com ¦ HVAC Pump Variable Frequency Drive (VFD) - Marine | Com - Office (Large) | Energy Efficiency | 2205965.8309 | 2146037.798 | 2062149.101 | 1958758.1288 | 1892387.2334 | 1906920.9109 | 1912007.9071 | 1904424.1042 | 1891466.0705 | 1877098.8652 | 1880195.421 | 1851834.5771 | 1822550.7349
Scenario 3: Aggressive Fuel Sub | PG&E | Com | HVAC | Com ¦ HVAC Pump Variable Frequency Drive (VFD) - Hot-Dry | Com - Office (Large) | Energy Efficiency | 1729659.8382 | 1682671.2992 | 1616895.6157 | 1535828.5341 | 1483788.2574 | 1495183.8637 | 1499172.4898 | 1493226.1605 | 1483065.9894 | 1471800.911 | 1474228.8671 | 1451991.6175 | 1429030.6609
Scenario 3: Aggressive Fuel Sub | PG&E | Com | HVAC | Com ¦ HVAC Pump Variable Frequency Drive (VFD) - Cold | Com - Office (Large) | Energy Efficiency | 2454.3733 | 2387.6969 | 2294.3618 | 2179.3282 | 2105.4835 | 2121.6538 | 2127.3136 | 2118.8758 | 2104.4586 | 2088.4736 | 2091.9188 | 2060.3643 | 2027.7829
Scenario 3: Aggressive Fuel Sub | PG&E | Com | HVAC | Com ¦ HVAC Fan Variable Frequency Drive (VFD) - Marine | Com - Office (Large) | Energy Efficiency | 2649992.6754 | 2593000.9776 | 2511823.4363 | 2412294.9898 | 2357216.8212 | 2381088.6373 | 2391165.0805 | 2385486.1442 | 2371238.5192 | 2354655.2505 | 2366081.1274 | 2340457.1909 | 2312591.9727
Scenario 3: Aggressive Fuel Sub | PG&E | Com | HVAC | Com ¦ HVAC Fan Variable Frequency Drive (VFD) - Hot-Dry | Com - Office (Large) | Energy Efficiency | 2105983.2624 | 2059784.4714 | 1994144.1044 | 1913745.8628 | 1869047.4384 | 1887767.1873 | 1895385.5683 | 1890326.7763 | 1878364.0391 | 1864503.9977 | 1873126.9193 | 1851958.3105 | 1828964.6184
Scenario 3: Aggressive Fuel Sub | PG&E | Com | HVAC | Com ¦ HVAC Fan Variable Frequency Drive (VFD) - Cold | Com - Office (Large) | Energy Efficiency | 4846.4018 | 4713.5314 | 4529.4553 | 4306.3168 | 4176.3034 | 4212.0172 | 4218.1422 | 4190.5201 | 4144.2488 | 4092.4065 | 4098.8554 | 4026.5677 | 3948.7941
Scenario 3: Aggressive Fuel Sub | PG&E | Com | HVAC | Com ¦ Economizer - Marine | Com - Office (Large) | Energy Efficiency | 265954.3381 | 278812.0229 | 284104.746 | 262587.097 | 221230.8681 | 238330.5952 | 244172.1209 | 245431.7256 | 244273.2454 | 233079.8576 | 245738.8629 | 244091.0884 | 242092.6379
Scenario 3: Aggressive Fuel Sub | PG&E | Com | HVAC | Com ¦ Economizer - Hot-Dry | Com - Office (Large) | Energy Efficiency | 125118.1313 | 131167.0249 | 133656.9847 | 123534.0138 | 104077.9895 | 112122.5505 | 114870.6943 | 115463.275 | 114918.2683 | 109652.3427 | 115607.7676 | 114832.5726 | 113892.4022
Scenario 3: Aggressive Fuel Sub | PG&E | Com | HVAC | Com ¦ Economizer - Cold | Com - Office (Large) | Energy Efficiency | 279.7625 | 293.2878 | 298.8553 | 276.2205 | 232.7171 | 250.7046 | 256.8494 | 258.1744 | 256.9558 | 245.1812 | 258.4975 | 256.7642 | 254.662
Scenario 3: Aggressive Fuel Sub | PG&E | Com | HVAC | Com ¦ Large Packaged Heat Pump (IEER 14.0) - Fuel Sub - ZEAS 2030 - Marine | Com - Office (Large) | Fuel Substitution | -64824.7767 | -44382.1409 | -22508.5187 | 512.4697 | 22793.5211 | -423722.5857 | -417793.3491 | -412170.7085 | -406744.5736 | -401471.5366 | -395890.1405 | -390799.606 | -385818.9146
Scenario 3: Aggressive Fuel Sub | PG&E | Com | HVAC | Com ¦ Large Packaged Heat Pump (IEER 14.0) - Fuel Sub - ZEAS 2030 - Hot-Dry | Com - Office (Large) | Fuel Substitution | 1785.2395 | 19878.1937 | 39395.1038 | 60046.3979 | 79934.4369 | -268154.5153 | -263869.4897 | -260020.8929 | -256427.6368 | -253018.8525 | -249032.5963 | -245790.8973 | -242664.7603
Scenario 3: Aggressive Fuel Sub | PG&E | Com | HVAC | Com ¦ Large Packaged Heat Pump (IEER 14.0) - Fuel Sub - ZEAS 2030 - Cold | Com - Office (Large) | Fuel Substitution | 3974.9945 | 4154.5059 | 4354.3899 | 4570.4718 | 4775.8961 | -869.6445 | -857.2947 | -845.6564 | -834.4658 | -823.6191 | -812.0099 | -801.5553 | -791.3418
Scenario 3: Aggressive Fuel Sub | PG&E | Com | HVAC | Com ¦ Large Packaged Heat Pump (IEER 14.0) - Fuel Sub - Panel Upgrade - ZEAS 2030 - Marine | Com - Office (Large) | Fuel Substitution | -14812.5411 | -10141.3737 | -5143.2242 | 117.0999 | 5208.3476 | -96821.1314 | -95466.2935 | -94181.5133 | -92941.6348 | -91736.7393 | -90461.3835 | -89298.1901 | -88160.096
Scenario 3: Aggressive Fuel Sub | PG&E | Com | HVAC | Com ¦ Large Packaged Heat Pump (IEER 14.0) - Fuel Sub - Panel Upgrade - ZEAS 2030 - Hot-Dry | Com - Office (Large) | Fuel Substitution | 407.9294 | 4542.1917 | 9001.8296 | 13720.6757 | 18265.117 | -61273.6362 | -60294.5026 | -59415.0935 | -58594.03 | -57815.1186 | -56904.2542 | -56163.522 | -55449.1958
Scenario 3: Aggressive Fuel Sub | PG&E | Com | HVAC | Com ¦ Large Packaged Heat Pump (IEER 14.0) - Fuel Sub - Panel Upgrade - ZEAS 2030 - Cold | Com - Office (Large) | Fuel Substitution | 908.2911 | 949.3097 | 994.9834 | 1044.3584 | 1091.2981 | 0 | 0 | 0 | 0 | 0 | 0 | 0 | 0
Scenario 3: Aggressive Fuel Sub | PG&E | Com | HVAC | Com ¦ Small Packaged Heat Pump (SEER 18) - Fuel Sub - ZEAS 2030 - Marine | Com - Office (Large) | Fuel Substitution | 389091.7511 | 393200.0468 | 396004.998 | 397980.3544 | 401654.89 | 251280.7129 | 250502.3744 | 248659.9818 | 246260.9078 | 243502.4678 | 242526.2312 | 239610.87 | 236523.9765
Scenario 3: Aggressive Fuel Sub | PG&E | Com | HVAC | Com ¦ Small Packaged Heat Pump (SEER 18) - Fuel Sub - ZEAS 2030 - Hot-Dry | Com - Office (Large) | Fuel Substitution | 465240.3191 | 469048.8115 | 471322.8573 | 472613.5819 | 475875.0224 | 360896.0574 | 359354.9426 | 356478.2023 | 352906.0126 | 348887.2808 | 347124.4206 | 342921.3036 | 338508.4142
Scenario 3: Aggressive Fuel Sub | PG&E | Com | HVAC | Com ¦ Small Packaged Heat Pump (SEER 18) - Fuel Sub - ZEAS 2030 - Cold | Com - Office (Large) | Fuel Substitution | 2343.982 | 2388.8997 | 2433.905 | 2479.6367 | 2528.5832 | 779.3752 | 776.3134 | 770.2461 | 762.6114 | 753.9686 | 750.3887 | 741.3219 | 731.779
Scenario 3: Aggressive Fuel Sub | PG&E | Com | HVAC | Com ¦ Small Packaged Heat Pump (SEER 18) - Fuel Sub - Panel Upgrade - ZEAS 2030 - Marine | Com - Office (Large) | Fuel Substitution | 88907.9431 | 89846.6937 | 90487.6285 | 90938.9999 | 91778.6358 | 57417.9516 | 57240.1003 | 56819.1113 | 56270.92 | 55640.613 | 55417.5418 | 54751.3782 | 54046.0192
Scenario 3: Aggressive Fuel Sub | PG&E | Com | HVAC | Com ¦ Small Packaged Heat Pump (SEER 18) - Fuel Sub - Panel Upgrade - ZEAS 2030 - Hot-Dry | Com - Office (Large) | Fuel Substitution | 106307.9845 | 107178.2297 | 107697.8519 | 107992.7841 | 108738.0272 | 82465.1925 | 82113.0458 | 81455.7072 | 80639.4574 | 79721.1723 | 79318.3565 | 78357.9392 | 77349.5885
Scenario 3: Aggressive Fuel Sub | PG&E | Com | HVAC | Com ¦ Small Packaged Heat Pump (SEER 18) - Fuel Sub - Panel Upgrade - ZEAS 2030 - Cold | Com - Office (Large) | Fuel Substitution | 535.6028 | 545.8665 | 556.1503 | 566.6 | 577.7844 | 178.0882 | 177.3886 | 176.0022 | 174.2576 | 172.2828 | 171.4647 | 169.393 | 167.2124
Scenario 3: Aggressive Fuel Sub | PG&E | Com | HVAC | Com ¦ Efficient Hot Water Boilers (94% eff.) - ZEAS 2030 - Marine | Com - Office (Large) | Energy Efficiency | 6191705.2972 | 6318724.3995 | 6453121.7586 | 6590967.412 | 6736043.356 | 0 | 0 | 0 | 0 | 0 | 0 | 0 | 0
Scenario 3: Aggressive Fuel Sub | PG&E | Com | HVAC | Com ¦ Efficient Hot Water Boilers (94% eff.) - ZEAS 2030 - Hot-Dry | Com - Office (Large) | Energy Efficiency | 4166434.0096 | 4251905.8922 | 4342342.646 | 4435099.7768 | 4532722.2116 | 0 | 0 | 0 | 0 | 0 | 0 | 0 | 0
Scenario 3: Aggressive Fuel Sub | PG&E | Com | HVAC | Com ¦ Efficient Hot Water Boilers (94% eff.) - ZEAS 2030 - Cold | Com - Office (Large) | Energy Efficiency | 9926.345 | 10129.978 | 10345.4395 | 10566.4293 | 10799.0104 | 0 | 0 | 0 | 0 | 0 | 0 | 0 | 0
Scenario 3: Aggressive Fuel Sub | PG&E | Com | HVAC | Com ¦ Com High Eff. Furnace (95 AFUE) - ZEAS 2030 - Marine | Com - Office (Large) | Energy Efficiency | 119072.5062 | 121515.2069 | 124099.7987 | 126750.7045 | 129540.6558 | 0 | 0 | 0 | 0 | 0 | 0 | 0 | 0
Scenario 3: Aggressive Fuel Sub | PG&E | Com | HVAC | Com ¦ Com High Eff. Furnace (95 AFUE) - ZEAS 2030 - Hot-Dry | Com - Office (Large) | Energy Efficiency | 95988.2412 | 97957.3821 | 100040.906 | 102177.8879 | 104426.9588 | 0 | 0 | 0 | 0 | 0 | 0 | 0 | 0
Scenario 3: Aggressive Fuel Sub | PG&E | Com | HVAC | Com ¦ Com High Eff. Furnace (95 AFUE) - ZEAS 2030 - Cold | Com - Office (Large) | Energy Efficiency | 460.4674 | 469.9136 | 479.9085 | 490.1599 | 500.9489 | 0 | 0 | 0 | 0 | 0 | 0 | 0 | 0
Scenario 3: Aggressive Fuel Sub | PG&E | Com | WaterHeat | Com ¦ Com Heat Pump Water Heater (3.3 UEF - 50 Gal) - Marine | Com - Office (Large) | Energy Efficiency | 3298076.1906 | 3339035.9679 | 3371787.4898 | 3395008.7386 | 3436614.2983 | 3487782.6532 | 3498315.1938 | 3486371.7592 | 3460978.5411 | 3430483.9265 | 3428038.6718 | 3409466.8893 | 3385367.1774
Scenario 3: Aggressive Fuel Sub | PG&E | Com | WaterHeat | Com ¦ Com Heat Pump Water Heater (3.3 UEF - 50 Gal) - Hot-Dry | Com - Office (Large) | Energy Efficiency | 2415590.6442 | 2445774.0947 | 2469921.6997 | 2487069.0815 | 2517719.4342 | 2555395.7544 | 2563213.9064 | 2554521.6649 | 2535950.0021 | 2513625.7465 | 2511908.9527 | 2498342.639 | 2480713.3613
Scenario 3: Aggressive Fuel Sub | PG&E | Com | WaterHeat | Com ¦ Com Heat Pump Water Heater (3.3 UEF - 50 Gal) - Cold | Com - Office (Large) | Energy Efficiency | 7036.7267 | 7124.4434 | 7194.6047 | 7244.3967 | 7333.4805 | 7443.0062 | 7465.6625 | 7440.2784 | 7386.1476 | 7321.1038 | 7316.0182 | 7276.4578 | 7225.0779
Scenario 3: Aggressive Fuel Sub | PG&E | Com | WaterHeat | Com ¦ Com Hot Water Tank Insulation - Marine | Com - Office (Large) | Energy Efficiency | 26905.914 | 27375.6319 | 27850.0506 | 28338.204 | 28841.7837 | 29361.8806 | 29900.9184 | 30460.8206 | 31042.2118 | 31645.6842 | 32271.5548 | 32922.8587 | 33602.6276
Scenario 3: Aggressive Fuel Sub | PG&E | Com | WaterHeat | Com ¦ Com Hot Water Tank Insulation - Hot-Dry | Com - Office (Large) | Energy Efficiency | 18958.9826 | 19289.9646 | 19624.259 | 19968.2314 | 20323.0738 | 20689.5549 | 21069.3825 | 21463.9119 | 21873.5834 | 22298.8142 | 22739.8277 | 23198.7624 | 23677.7548
Scenario 3: Aggressive Fuel Sub | PG&E | Com | WaterHeat | Com ¦ Com Hot Water Tank Insulation - Cold | Com - Office (Large) | Energy Efficiency | 38.6878 | 39.3632 | 40.0453 | 40.7473 | 41.4713 | 42.2192 | 42.9943 | 43.7993 | 44.6353 | 45.503 | 46.403 | 47.3395 | 48.3169
Scenario 3: Aggressive Fuel Sub | PG&E | Com | WaterHeat | Com ¦ Faucet Aerators (Gas WH) - Marine | Com - Office (Large) | Energy Efficiency | 185841.7212 | 189086.804 | 192361.4853 | 195730.6858 | 199206.1979 | 202794.6706 | 206513.733 | 210376.4983 | 214387.8932 | 218551.9066 | 222869.2605 | 227361.4697 | 232050.3817
Scenario 3: Aggressive Fuel Sub | PG&E | Com | WaterHeat | Com ¦ Faucet Aerators (Gas WH) - Hot-Dry | Com - Office (Large) | Energy Efficiency | 125281.4789 | 127469.0866 | 129676.6476 | 131947.9266 | 134290.8736 | 136709.9707 | 139217.1022 | 141821.1082 | 144525.3098 | 147332.3961 | 150242.8539 | 153271.1869 | 156432.1231
Scenario 3: Aggressive Fuel Sub | PG&E | Com | WaterHeat | Com ¦ Faucet Aerators (Gas WH) - Cold | Com - Office (Large) | Energy Efficiency | 288.1481 | 293.1796 | 298.257 | 303.4809 | 308.8697 | 314.4337 | 320.2001 | 326.1893 | 332.409 | 338.8653 | 345.5594 | 352.5245 | 359.7947
Scenario 3: Aggressive Fuel Sub | PG&E | Com | WaterHeat | Com ¦ Faucet Aerators (Elec WH) - Marine | Com - Office (Large) | Energy Efficiency | 17741.6418 | 18276.8637 | 18018.0287 | 17366.653 | 17998.2113 | 19308.448 | 19838.8484 | 19990.9677 | 19368.1775 | 18923.2778 | 19375.5335 | 19525.6517 | 19661.2051
Scenario 3: Aggressive Fuel Sub | PG&E | Com | WaterHeat | Com ¦ Faucet Aerators (Elec WH) - Hot-Dry | Com - Office (Large) | Energy Efficiency | 12626.3664 | 13007.273 | 12823.0654 | 12359.4945 | 12808.9617 | 13741.4306 | 14118.9058 | 14227.166 | 13783.9388 | 13467.3127 | 13789.174 | 13896.0101 | 13992.4807
Scenario 3: Aggressive Fuel Sub | PG&E | Com | WaterHeat | Com ¦ Faucet Aerators (Elec WH) - Cold | Com - Office (Large) | Energy Efficiency | 44.6041 | 45.9497 | 45.299 | 43.6614 | 45.2492 | 48.5432 | 49.8767 | 50.2592 | 48.6934 | 47.5749 | 48.7119 | 49.0893 | 49.4301
Scenario 3: Aggressive Fuel Sub | PG&E | Com | WaterHeat | Com ¦ Com Water Heating Controls (Gas WH) - Marine | Com - Office (Large) | Energy Efficiency | 883529.3411 | 899034.4256 | 914877.3445 | 931230.1227 | 948147.2223 | 965676.7492 | 983858.6619 | 1002730.6618 | 1022334.3049 | 1042724.7361 | 1063939.4193 | 1086028.0593 | 1109040.3477
Scenario 3: Aggressive Fuel Sub | PG&E | Com | WaterHeat | Com ¦ Com Water Heating Controls (Gas WH) - Hot-Dry | Com - Office (Large) | Energy Efficiency | 627895.0747 | 638914.0254 | 650173.0637 | 661794.4422 | 673816.8653 | 686274.5202 | 699195.804 | 712607.5101 | 726539.1707 | 741029.9756 | 756106.5492 | 771804.2149 | 788158.287
Scenario 3: Aggressive Fuel Sub | PG&E | Com | WaterHeat | Com ¦ Com Water Heating Controls (Gas WH) - Cold | Com - Office (Large) | Energy Efficiency | 1280.2214 | 1302.688 | 1325.6442 | 1349.3391 | 1373.8518 | 1399.2518 | 1425.5971 | 1452.9424 | 1481.3478 | 1510.8932 | 1541.633 | 1573.6391 | 1606.9836
Scenario 3: Aggressive Fuel Sub | PG&E | Com | WaterHeat | Com ¦ Com Hot Water Pipe Insulation - Marine | Com - Office (Large) | Energy Efficiency | 23162805.6594 | 23567331.526 | 23979088.7391 | 24403202.8269 | 24841409.0957 | 25294943.3023 | 25765349.9435 | 26253909.5832 | 26760823.6062 | 27287342.4021 | 27834753.5378 | 28404877.3369 | 28999321.688
Scenario 3: Aggressive Fuel Sub | PG&E | Com | WaterHeat | Com ¦ Com Hot Water Pipe Insulation - Hot-Dry | Com - Office (Large) | Energy Efficiency | 13844615.2235 | 14086403.9366 | 14332514.8898 | 14586011.6571 | 14847931.4465 | 15119012.8808 | 15400179.1196 | 15692195.5672 | 15995182.5932 | 16309887.5665 | 16637080.0774 | 16977848.1494 | 17333152.832
Scenario 3: Aggressive Fuel Sub | PG&E | Com | WaterHeat | Com ¦ Com Hot Water Pipe Insulation - Cold | Com - Office (Large) | Energy Efficiency | 29102.9043 | 29611.1707 | 30128.523 | 30661.4011 | 31211.9853 | 31781.8283 | 32372.8707 | 32986.7214 | 33623.6335 | 34285.1779 | 34972.9726 | 35689.3046 | 36436.1941
Scenario 3: Aggressive Fuel Sub | PG&E | Com | WaterHeat | Com ¦ Com Efficient Tankless Gas Water Heater (0.87 UEF - High Draw) - ZEAS 2030 - Marine | Com - Office (Large) | Energy Efficiency | 104084.7901 | 107641.1178 | 112685.6904 | 117081.0549 | 122614.4659 | 0 | 0 | 0 | 0 | 0 | 0 | 0 | 0
Scenario 3: Aggressive Fuel Sub | PG&E | Com | WaterHeat | Com ¦ Com Efficient Tankless Gas Water Heater (0.87 UEF - High Draw) - ZEAS 2030 - Hot-Dry | Com - Office (Large) | Energy Efficiency | 77928.5345 | 80591.1351 | 84367.979 | 87658.7518 | 91801.5854 | 0 | 0 | 0 | 0 | 0 | 0 | 0 | 0
Scenario 3: Aggressive Fuel Sub | PG&E | Com | WaterHeat | Com ¦ Com Efficient Tankless Gas Water Heater (0.87 UEF - High Draw) - ZEAS 2030 - Cold | Com - Office (Large) | Energy Efficiency | 441.934 | 457.9501 | 479.0939 | 498.334 | 521.2289 | 0 | 0 | 0 | 0 | 0 | 0 | 0 | 0
Scenario 3: Aggressive Fuel Sub | PG&E | Com | WaterHeat | Com ¦ Com Heat Pump Water Heater (3.75 UEF - 50 Gal) - Fuel Sub - ZEAS 2030 - Marine | Com - Office (Large) | Fuel Substitution | 6347196.832 | 6499989.3342 | 6669990.3232 | 6856244.4964 | 7031906.1071 | 4311300.8929 | 4317925.0067 | 4299043.4583 | 4265554.3333 | 4223578.867 | 4216559.4288 | 4189448.1465 | 4155165.3545
Scenario 3: Aggressive Fuel Sub | PG&E | Com | WaterHeat | Com ¦ Com Heat Pump Water Heater (3.75 UEF - 50 Gal) - Fuel Sub - ZEAS 2030 - Hot-Dry | Com - Office (Large) | Fuel Substitution | 4710043.5549 | 4824126.9184 | 4951201.1615 | 5090531.78 | 5221751.3163 | 3170284.4646 | 3175263.93 | 3161441.8697 | 3136851.3066 | 3106004.235 | 3100922.1545 | 3081029.1496 | 3055848.8475
Scenario 3: Aggressive Fuel Sub | PG&E | Com | WaterHeat | Com ¦ Com Heat Pump Water Heater (3.75 UEF - 50 Gal) - Fuel Sub - ZEAS 2030 - Cold | Com - Office (Large) | Fuel Substitution | 26636.4655 | 27293.9465 | 28035.6194 | 28855.9772 | 29617.4977 | 17818.0348 | 17840.8955 | 17760.2647 | 17620.3836 | 17446.1015 | 17413.7766 | 17299.9356 | 17157.0293
Scenario 3: Aggressive Fuel Sub | PG&E | Com | WaterHeat | Com ¦ Com Efficient Tankless Gas Water Heater (0.87 UEF - High Draw) - Panel Upgrade - ZEAS 2030 - Marine | Com - Office (Large) | Energy Efficiency | 86356.0621 | 89306.6417 | 93491.9739 | 97138.6774 | 101729.5843 | 0 | 0 | 0 | 0 | 0 | 0 | 0 | 0
Scenario 3: Aggressive Fuel Sub | PG&E | Com | WaterHeat | Com ¦ Com Efficient Tankless Gas Water Heater (0.87 UEF - High Draw) - Panel Upgrade - ZEAS 2030 - Hot-Dry | Com - Office (Large) | Energy Efficiency | 64654.9929 | 66864.0737 | 69997.609 | 72727.8655 | 76165.0516 | 0 | 0 | 0 | 0 | 0 | 0 | 0 | 0
Scenario 3: Aggressive Fuel Sub | PG&E | Com | WaterHeat | Com ¦ Com Efficient Tankless Gas Water Heater (0.87 UEF - High Draw) - Panel Upgrade - ZEAS 2030 - Cold | Com - Office (Large) | Energy Efficiency | 366.6595 | 379.9476 | 397.49 | 413.4529 | 432.4482 | 0 | 0 | 0 | 0 | 0 | 0 | 0 | 0
Scenario 3: Aggressive Fuel Sub | PG&E | Com | WaterHeat | Com ¦ Com Heat Pump Water Heater (3.75 UEF - 50 Gal) - Fuel Sub - Panel Upgrade - ZEAS 2030 - Marine | Com - Office (Large) | Fuel Substitution | 5266080.8881 | 5392848.2938 | 5533893.0704 | 5688422.6317 | 5834163.8581 | 3576958.4331 | 3582454.2638 | 3566788.8033 | 3539003.87 | 3504178.071 | 3498354.2514 | 3475860.8249 | 3447417.4095
Scenario 3: Aggressive Fuel Sub | PG&E | Com | WaterHeat | Com ¦ Com Heat Pump Water Heater (3.75 UEF - 50 Gal) - Fuel Sub - Panel Upgrade - ZEAS 2030 - Hot-Dry | Com - Office (Large) | Fuel Substitution | 3907783.3889 | 4002434.9708 | 4107864.6999 | 4223463.1801 | 4332332.136 | 2630290.9569 | 2634422.2716 | 2622954.5182 | 2602552.4577 | 2576959.5576 | 2572743.1062 | 2556238.4703 | 2535347.1207
Scenario 3: Aggressive Fuel Sub | PG&E | Com | WaterHeat | Com ¦ Com Heat Pump Water Heater (3.75 UEF - 50 Gal) - Fuel Sub - Panel Upgrade - ZEAS 2030 - Cold | Com - Office (Large) | Fuel Substitution | 22099.4851 | 22644.9776 | 23260.3216 | 23940.9481 | 24572.7591 | 14783.0948 | 14802.0616 | 14735.1646 | 14619.1095 | 14474.5128 | 14447.6938 | 14353.2432 | 14234.6781
Scenario 3: Aggressive Fuel Sub | PG&E | Com | WaterHeat | Com ¦ Com Heat Pump Water Heater (100+ Gal, 200+ kBtuh - 4.3 COP) - Fuel Sub - ZEAS 2030 - Marine | Com - Office (Large) | Fuel Substitution | 574435.5787 | 588583.7923 | 604053.6557 | 620791.4757 | 636877.5157 | 0 | 0 | 0 | 0 | 0 | 0 | 0 | 0
Scenario 3: Aggressive Fuel Sub | PG&E | Com | WaterHeat | Com ¦ Com Heat Pump Water Heater (100+ Gal, 200+ kBtuh - 4.3 COP) - Fuel Sub - ZEAS 2030 - Hot-Dry | Com - Office (Large) | Fuel Substitution | 422909.915 | 433445.0842 | 444978.8704 | 457468.9719 | 469451.5898 | 0 | 0 | 0 | 0 | 0 | 0 | 0 | 0
Scenario 3: Aggressive Fuel Sub | PG&E | Com | WaterHeat | Com ¦ Com Heat Pump Water Heater (100+ Gal, 200+ kBtuh - 4.3 COP) - Fuel Sub - ZEAS 2030 - Cold | Com - Office (Large) | Fuel Substitution | 1193.1869 | 1223.7581 | 1257.5905 | 1294.5103 | 1329.4745 | 0 | 0 | 0 | 0 | 0 | 0 | 0 | 0
Scenario 3: Aggressive Fuel Sub | PG&E | Com | WaterHeat | Com ¦ Com Heat Pump Water Heater (100+ Gal, 200+ kBtuh - 4.3 COP) - Fuel Sub - Panel Upgrade - ZEAS 2030 - Marine | Com - Office (Large) | Fuel Substitution | 476592.156 | 488330.509 | 501165.3957 | 515052.2683 | 528398.3784 | 0 | 0 | 0 | 0 | 0 | 0 | 0 | 0
Scenario 3: Aggressive Fuel Sub | PG&E | Com | WaterHeat | Com ¦ Com Heat Pump Water Heater (100+ Gal, 200+ kBtuh - 4.3 COP) - Fuel Sub - Panel Upgrade - ZEAS 2030 - Hot-Dry | Com - Office (Large) | Fuel Substitution | 350875.8086 | 359616.5259 | 369185.7661 | 379548.4327 | 389490.0552 | 0 | 0 | 0 | 0 | 0 | 0 | 0 | 0
Scenario 3: Aggressive Fuel Sub | PG&E | Com | WaterHeat | Com ¦ Com Heat Pump Water Heater (100+ Gal, 200+ kBtuh - 4.3 COP) - Fuel Sub - Panel Upgrade - ZEAS 2030 - Cold | Com - Office (Large) | Fuel Substitution | 989.9517 | 1015.3158 | 1043.3855 | 1074.0168 | 1103.0255 | 0 | 0 | 0 | 0 | 0 | 0 | 0 | 0
Scenario 3: Aggressive Fuel Sub | PG&E | Com | WaterHeat | Com ¦ Efficient Gas Water Heating Boiler (0.92 UEF) - ZEAS 2030 - Marine | Com - Office (Large) | Energy Efficiency | 6954138.6042 | 7096702.192 | 7247528.51 | 7402208.6793 | 7565025.692 | 0 | 0 | 0 | 0 | 0 | 0 | 0 | 0
Scenario 3: Aggressive Fuel Sub | PG&E | Com | WaterHeat | Com ¦ Efficient Gas Water Heating Boiler (0.92 UEF) - ZEAS 2030 - Hot-Dry | Com - Office (Large) | Energy Efficiency | 4890386.3456 | 4990641.5051 | 5096707.1984 | 5205482.9727 | 5319980.9179 | 0 | 0 | 0 | 0 | 0 | 0 | 0 | 0
Scenario 3: Aggressive Fuel Sub | PG&E | Com | WaterHeat | Com ¦ Efficient Gas Water Heating Boiler (0.92 UEF) - ZEAS 2030 - Cold | Com - Office (Large) | Energy Efficiency | 10098.1293 | 10305.1456 | 10524.1601 | 10748.7706 | 10985.1968 | 0 | 0 | 0 | 0 | 0 | 0 | 0 | 0
Scenario 3: Aggressive Fuel Sub | PG&E | Com | WholeBlg | Com ¦ Com Title 24 2022 Code | Com - Office (Large) | Energy Efficiency | 37177092.4752 | 37010891.5508 | 37078685.6741 | 36770100.2672 | 37002792.9121 | 37738501.9465 | 38611807.0327 | 39070301.0434 | 39179663.141 | 39719199.7023 | 40176099.3278 | 40392450.347 | 40720170.6562
Scenario 3: Aggressive Fuel Sub | PG&E | Com | FoodServ | Com ¦ ENERGY STAR Ice Machine | Com - Office (Large) | Energy Efficiency | 55446.6916 | 55871.8108 | 56073.442 | 56098.7178 | 56573.694 | 57538.572 | 57887.175 | 57922.9781 | 57695.1198 | 57303.7503 | 57285.1955 | 56859.7252 | 56350.9727
Scenario 3: Aggressive Fuel Sub | PG&E | Com | Lighting | Com ¦ LED High and Low Bay - 155 lpw | Com - Office (Large) | Energy Efficiency | 20396637.0132 | 20513102.9931 | 20538534.5633 | 20520591.3184 | 20637191.9725 | 20891562.8511 | 20907045.1906 | 20798198.2267 | 20589585.1476 | 20332966.571 | 20239481.2424 | 20020302.3939 | 19771095.9677
Scenario 3: Aggressive Fuel Sub | PG&E | Com | Lighting | Com ¦ LED Fixtures and Retrofit Kits - 140 lpw - RET | Com - Office (Large) | Energy Efficiency | 2068109.7658 | 2088494.8586 | 2100599.1653 | 2105563.1712 | 2118225.0715 | 2135172.0842 | 2128452.9302 | 2112373.6506 | 2090598.7817 | 2064771.8888 | 2055237.1711 | 2036196.2737 | 2013524.0068
Scenario 3: Aggressive Fuel Sub | PG&E | Com | Lighting | Com ¦ LED Fixtures and Retrofit Kits - 140 lpw | Com - Office (Large) | Energy Efficiency | 4864812.1986 | 4913504.6419 | 4944345.4378 | 4955501.331 | 4987602.5315 | 5029382.1791 | 5013599.6146 | 4971607.346 | 4912841.0308 | 4846189.9604 | 4819419.8581 | 4768830.3919 | 4709219.3026
Scenario 3: Aggressive Fuel Sub | SCE | Com | BldgEnv | Com ¦ Com Wall Insulation (R14) - Marine | Com - Office (Large) | Energy Efficiency | 25569.9986 | 26322.6323 | 26880.2542 | 27369.5614 | 28469.831 | 29849.8803 | 30424.9527 | 30067.2497 | 29664.002 | 29210.0347 | 28642.3308 | 27667.8718 | 26728.3131
Scenario 3: Aggressive Fuel Sub | SCE | Com | BldgEnv | Com ¦ Com Wall Insulation (R14) - Hot-Dry | Com - Office (Large) | Energy Efficiency | 105471.2417 | 108575.7083 | 110875.7896 | 112894.086 | 117432.483 | 123124.9162 | 125496.9776 | 124021.5226 | 122358.2046 | 120485.6784 | 118144.0109 | 114124.5582 | 110249.0622
Scenario 3: Aggressive Fuel Sub | SCE | Com | BldgEnv | Com ¦ Com Wall Insulation (R14) - Cold | Com - Office (Large) | Energy Efficiency | 3182.8628 | 3276.5479 | 3345.9587 | 3406.866 | 3543.8236 | 3715.6073 | 3787.1902 | 3742.6646 | 3692.4698 | 3635.9616 | 3565.2958 | 3443.9986 | 3327.0456
Scenario 3: Aggressive Fuel Sub | SCE | Com | HVAC | Com ¦ Small Unitary Heat Pump (SEER 18) - Marine | Com - Office (Large) | Energy Efficiency | 799515.8375 | 806990.7185 | 810547.1672 | 811072.017 | 816606.1763 | 825899.7312 | 822879.4876 | 809229.4878 | 795290.8734 | 780943.0076 | 768787.5128 | 752392.1228 | 736746.5471
Scenario 3: Aggressive Fuel Sub | SCE | Com | HVAC | Com ¦ Small Unitary Heat Pump (SEER 18) - Hot-Dry | Com - Office (Large) | Energy Efficiency | 3635913.0026 | 3669906.097 | 3686079.5575 | 3688466.3877 | 3713633.7711 | 3755897.5456 | 3742162.5543 | 3680087.2215 | 3616699.3724 | 3551450.3939 | 3496171.5365 | 3421611.1478 | 3350460.6472
Scenario 3: Aggressive Fuel Sub | SCE | Com | HVAC | Com ¦ Small Unitary Heat Pump (SEER 18) - Cold | Com - Office (Large) | Energy Efficiency | 48386.9969 | 48839.3795 | 49054.6171 | 49086.3812 | 49421.3106 | 49983.76 | 49800.9738 | 48974.8707 | 48131.3005 | 47262.9623 | 46527.3073 | 45535.0521 | 44588.1761
Scenario 3: Aggressive Fuel Sub | SCE | Com | HVAC | Com ¦ Small Unitary AC (SEER 18) - Marine | Com - Office (Large) | Energy Efficiency | 3905072.5 | 3941582.0364 | 3958952.7864 | 3961516.3089 | 3988546.7842 | 4033939.2629 | 4019187.4973 | 3952516.8495 | 3884436.5224 | 3814357.2902 | 3754986.2476 | 3674906.2998 | 3598488.6674
Scenario 3: Aggressive Fuel Sub | SCE | Com | HVAC | Com ¦ Small Unitary AC (SEER 18) - Hot-Dry | Com - Office (Large) | Energy Efficiency | 17989491.2844 | 18157679.7075 | 18237701.514 | 18249510.8891 | 18374032.1371 | 18583141.5966 | 18515184.6611 | 18208053.094 | 17894427.5591 | 17571593.6714 | 17298089.1839 | 16929185.0155 | 16577152.0298
Scenario 3: Aggressive Fuel Sub | SCE | Com | HVAC | Com ¦ Small Unitary AC (SEER 18) - Cold | Com - Office (Large) | Energy Efficiency | 198567.0242 | 200423.4788 | 201306.7551 | 201437.1064 | 202811.5651 | 205119.704 | 204369.599 | 200979.4975 | 197517.7159 | 193954.2931 | 190935.3655 | 186863.4214 | 182977.7005
Scenario 3: Aggressive Fuel Sub | SCE | Com | HVAC | Com ¦ Large Unitary Heat Pump (EER 10.0, COP 3.3) - Marine | Com - Office (Large) | Energy Efficiency | 179824.3862 | 181505.611 | 182305.5154 | 182423.5628 | 183668.2871 | 185758.5619 | 185079.259 | 182009.1474 | 178874.1216 | 175647.0484 | 172913.0758 | 169225.4803 | 165706.5306
Scenario 3: Aggressive Fuel Sub | SCE | Com | HVAC | Com ¦ Large Unitary Heat Pump (EER 10.0, COP 3.3) - Hot-Dry | Com - Office (Large) | Energy Efficiency | 792850.3045 | 800262.8678 | 803789.6664 | 804310.1407 | 809798.1618 | 819014.2367 | 816019.1728 | 802482.9725 | 788660.5638 | 774432.3157 | 762378.1607 | 746119.4584 | 730604.3193
Scenario 3: Aggressive Fuel Sub | SCE | Com | HVAC | Com ¦ Large Unitary Heat Pump (EER 10.0, COP 3.3) - Cold | Com - Office (Large) | Energy Efficiency | 5645.834 | 5698.6184 | 5723.7325 | 5727.4387 | 5766.5186 | 5832.1456 | 5810.818 | 5714.4276 | 5615.9991 | 5514.6807 | 5428.8439 | 5313.0668 | 5202.5845
Scenario 3: Aggressive Fuel Sub | SCE | Com | HVAC | Com ¦ Variable Refrigerant Flow (VRF) Heat Pump - Hot-Dry | Com - Office (Large) | Energy Efficiency | 727110.3613 | 735625.3504 | 740855.5005 | 743628.4103 | 750954.2474 | 760118.7661 | 757759.2019 | 745854.8397 | 733625.987 | 720890.3332 | 710286.293 | 695760.3447 | 681848.2029
Scenario 3: Aggressive Fuel Sub | SCE | Com | HVAC | Com ¦ Variable Refrigerant Flow (VRF) Heat Pump - Marine | Com - Office (Large) | Energy Efficiency | 177726.6526 | 179807.9605 | 181086.3594 | 181764.1381 | 183554.7831 | 185794.8547 | 185218.1094 | 182308.3414 | 179319.2587 | 176206.2991 | 173614.3672 | 170063.8083 | 166663.2813
Scenario 3: Aggressive Fuel Sub | SCE | Com | HVAC | Com ¦ Variable Refrigerant Flow (VRF) Heat Pump - Cold | Com - Office (Large) | Energy Efficiency | 11226.5974 | 11358.069 | 11438.8226 | 11481.6364 | 11594.7474 | 11736.2478 | 11699.8161 | 11516.0125 | 11327.1988 | 11130.5601 | 10966.8335 | 10742.5526 | 10527.7488
Scenario 3: Aggressive Fuel Sub | SCE | Com | HVAC | Com ¦ Efficient Chiller - Marine | Com - Office (Large) | Energy Efficiency | 4638246.3348 | 4647117.118 | 4639571.7164 | 4621655.5864 | 4633809.1586 | 4669988.4525 | 4648817.1601 | 4574767.8134 | 4500050.3236 | 4424896.4885 | 4358040.0831 | 4263518.1474 | 4172408.6461
Scenario 3: Aggressive Fuel Sub | SCE | Com | HVAC | Com ¦ Efficient Chiller - Hot-Dry | Com - Office (Large) | Energy Efficiency | 17024650.0287 | 17057210.1753 | 17029514.8325 | 16963753.8054 | 17008363.4054 | 17141159.2451 | 17063450.1675 | 16791652.5697 | 16517402.5573 | 16241550.9425 | 15996154.9844 | 15649212.8945 | 15314796.121
Scenario 3: Aggressive Fuel Sub | SCE | Com | HVAC | Com ¦ Efficient Chiller - Cold | Com - Office (Large) | Energy Efficiency | 163291.4968 | 163603.7966 | 163338.1574 | 162707.4122 | 163135.2841 | 164408.992 | 163663.6473 | 161056.7076 | 158426.2456 | 155780.4219 | 153426.7128 | 150099.0266 | 146891.4766
Scenario 3: Aggressive Fuel Sub | SCE | Com | HVAC | Com ¦ HVAC Energy Management System (Elec SC and Gas SH) - Marine | Com - Office (Large) | Energy Efficiency | 1003537.1464 | 1021611.5436 | 1055479.8248 | 1081815.9247 | 1127784.5702 | 1184186.6869 | 1212543.9548 | 1205141.3828 | 1194790.1426 | 1180841.1296 | 1172821.5857 | 1147617.6653 | 1122406.3782
Scenario 3: Aggressive Fuel Sub | SCE | Com | HVAC | Com ¦ HVAC Energy Management System (Elec SC and Gas SH) - Hot-Dry | Com - Office (Large) | Energy Efficiency | 4133451.3383 | 4207897.6519 | 4347397.1141 | 4455872.4087 | 4645211.8466 | 4877525.5237 | 4994325.771 | 4963835.4489 | 4921199.9092 | 4863745.5671 | 4830714.0102 | 4726902.0298 | 4623059.7068
Scenario 3: Aggressive Fuel Sub | SCE | Com | HVAC | Com ¦ HVAC Energy Management System (Elec SC and Gas SH) - Cold | Com - Office (Large) | Energy Efficiency | 62534.3318 | 63660.6183 | 65771.0837 | 67412.1892 | 70276.6757 | 73791.3126 | 75558.365 | 75097.0818 | 74452.0554 | 73582.8378 | 73083.1086 | 71512.5535 | 69941.5394
Scenario 3: Aggressive Fuel Sub | SCE | Com | HVAC | Com ¦ HVAC Pump Variable Frequency Drive (VFD) - Marine | Com - Office (Large) | Energy Efficiency | 954466.2934 | 969617.1119 | 1003077.3404 | 1028197.6587 | 1071923.9237 | 1127777.2184 | 1157296.902 | 1148677.1857 | 1138220.1398 | 1124981.8715 | 1114824.0662 | 1086326.6309 | 1057891.0221
Scenario 3: Aggressive Fuel Sub | SCE | Com | HVAC | Com ¦ HVAC Pump Variable Frequency Drive (VFD) - Hot-Dry | Com - Office (Large) | Energy Efficiency | 3936986.7247 | 3999480.8867 | 4137497.7831 | 4241114.1815 | 4421476.47 | 4651860.3831 | 4773623.3027 | 4738068.6591 | 4694935.3908 | 4640330.1239 | 4598431.1645 | 4480884.8194 | 4363593.496
Scenario 3: Aggressive Fuel Sub | SCE | Com | HVAC | Com ¦ HVAC Pump Variable Frequency Drive (VFD) - Cold | Com - Office (Large) | Energy Efficiency | 23532.1342 | 23905.674 | 24730.6278 | 25349.9631 | 26428.0235 | 27805.0729 | 28532.8735 | 28320.3565 | 28062.5406 | 27736.1543 | 27485.7161 | 26783.1188 | 26082.0457
Scenario 3: Aggressive Fuel Sub | SCE | Com | HVAC | Com ¦ HVAC Fan Variable Frequency Drive (VFD) - Marine | Com - Office (Large) | Energy Efficiency | 1065525.3682 | 1084537.4307 | 1123133.3721 | 1152620.0516 | 1203171.5111 | 1265320.5537 | 1297065.3983 | 1287784.1824 | 1276295.1301 | 1261062.749 | 1251718.2628 | 1223311.0527 | 1194368.5416
Scenario 3: Aggressive Fuel Sub | SCE | Com | HVAC | Com ¦ HVAC Fan Variable Frequency Drive (VFD) - Hot-Dry | Com - Office (Large) | Energy Efficiency | 4395083.6804 | 4473504.7186 | 4632705.4255 | 4754332.2096 | 4962847.09 | 5219199.7316 | 5350141.0049 | 5311857.8051 | 5264467.7124 | 5201637.1205 | 5163092.943 | 5045918.7591 | 4926536.5631
Scenario 3: Aggressive Fuel Sub | SCE | Com | HVAC | Com ¦ HVAC Fan Variable Frequency Drive (VFD) - Cold | Com - Office (Large) | Energy Efficiency | 57222.3675 | 58243.3804 | 60316.1149 | 61899.6507 | 64614.4375 | 67952.0543 | 69656.8613 | 69158.4282 | 68541.4267 | 67723.3956 | 67221.5646 | 65696 | 64141.6879
Scenario 3: Aggressive Fuel Sub | SCE | Com | HVAC | Com ¦ Economizer - Marine | Com - Office (Large) | Energy Efficiency | 78924.4847 | 82433.5644 | 84462.1837 | 78275.4742 | 74025.7849 | 87824.0424 | 99450.877 | 98487.8117 | 97985.0428 | 94981.1623 | 98657.8829 | 96758.1227 | 94787.7974
Scenario 3: Aggressive Fuel Sub | SCE | Com | HVAC | Com ¦ Economizer - Hot-Dry | Com - Office (Large) | Energy Efficiency | 317409.3568 | 331521.7676 | 339680.2337 | 314799.2414 | 297708.3332 | 353200.5677 | 399960.0255 | 396086.8808 | 394064.9029 | 381984.2441 | 396770.8533 | 389130.6179 | 381206.5917
Scenario 3: Aggressive Fuel Sub | SCE | Com | HVAC | Com ¦ Economizer - Cold | Com - Office (Large) | Energy Efficiency | 3162.0289 | 3302.6166 | 3383.8912 | 3136.027 | 2965.7675 | 3518.5806 | 3984.3979 | 3945.8137 | 3925.6708 | 3805.3233 | 3952.6274 | 3876.5155 | 3797.5764
Scenario 3: Aggressive Fuel Sub | SCE | Com | WaterHeat | Com ¦ Com Heat Pump Water Heater (3.3 UEF - 50 Gal) - Marine | Com - Office (Large) | Energy Efficiency | 1203671.5206 | 1234816.9738 | 1263206.4412 | 1289149.3484 | 1321449.7219 | 1349210.1475 | 1353990.2155 | 1341229.9099 | 1325494.4011 | 1305798.597 | 1294916.0431 | 1278175.6721 | 1260309.3922
Scenario 3: Aggressive Fuel Sub | SCE | Com | WaterHeat | Com ¦ Com Heat Pump Water Heater (3.3 UEF - 50 Gal) - Hot-Dry | Com - Office (Large) | Energy Efficiency | 4697367.5164 | 4819407.7384 | 4930661.9105 | 5032337.3478 | 5158883.5006 | 5267661.4038 | 5286512.4863 | 5236719.744 | 5175287.1884 | 5098356.7669 | 5055909.9481 | 4990540.2684 | 4920761.0003
Scenario 3: Aggressive Fuel Sub | SCE | Com | WaterHeat | Com ¦ Com Heat Pump Water Heater (3.3 UEF - 50 Gal) - Cold | Com - Office (Large) | Energy Efficiency | 77522.1349 | 79521.8969 | 81344.5429 | 83010.0044 | 85084.1634 | 86866.5629 | 87171.9723 | 86350.089 | 85336.9494 | 84069.2796 | 83368.109 | 82290.446 | 81140.4646
Scenario 3: Aggressive Fuel Sub | SCE | Com | WaterHeat | Com ¦ Faucet Aerators (Elec WH) - Marine | Com - Office (Large) | Energy Efficiency | 5489.8694 | 5641.214 | 5582.5012 | 5581.8114 | 6186.7256 | 7007.513 | 7356.1692 | 7370.0995 | 7218.6753 | 7086.08 | 7190.7449 | 7184.2303 | 7173.9426
Scenario 3: Aggressive Fuel Sub | SCE | Com | WaterHeat | Com ¦ Faucet Aerators (Elec WH) - Hot-Dry | Com - Office (Large) | Energy Efficiency | 21738.2717 | 22337.5517 | 22105.0665 | 22102.3349 | 24497.6178 | 27747.6949 | 29128.2712 | 29183.4311 | 28583.8358 | 28058.7972 | 28473.2393 | 28447.4435 | 28406.7072
Scenario 3: Aggressive Fuel Sub | SCE | Com | WaterHeat | Com ¦ Faucet Aerators (Elec WH) - Cold | Com - Office (Large) | Energy Efficiency | 450.7379 | 463.1638 | 458.3433 | 458.2867 | 507.9523 | 575.3419 | 603.9678 | 605.1115 | 592.6791 | 581.7925 | 590.3859 | 589.851 | 589.0063
Scenario 3: Aggressive Fuel Sub | SCE | Com | WholeBlg | Com ¦ Com Title 24 2022 Code | Com - Office (Large) | Energy Efficiency | 40554178.7234 | 41033651.907 | 41300384.5992 | 41722145.7402 | 42918065.4359 | 44333646.0123 | 44952355.0015 | 45064713.6456 | 44796318.4085 | 44420362.5404 | 44263296.2906 | 43638154.8469 | 43222650.444
Scenario 3: Aggressive Fuel Sub | SCE | Com | FoodServ | Com ¦ ENERGY STAR Ice Machine | Com - Office (Large) | Energy Efficiency | 64190.3902 | 66046.5938 | 67671.9454 | 69154.0336 | 71155.5745 | 73133.9802 | 73799.5526 | 73354.3625 | 72704.0933 | 71693.6154 | 70973.4354 | 69744.817 | 68483.8901
Scenario 3: Aggressive Fuel Sub | SCE | Com | Lighting | Com ¦ LED High and Low Bay - 155 lpw | Com - Office (Large) | Energy Efficiency | 41430305.2263 | 42391011.4735 | 43219934.4792 | 43979535.7389 | 44986377.3377 | 45910393.3755 | 46077763.8642 | 45595655.0092 | 44992094.8015 | 44235648.0193 | 43723729.6511 | 42992418.4292 | 42239084.8053
Scenario 3: Aggressive Fuel Sub | SCE | Com | Lighting | Com ¦ LED Fixtures and Retrofit Kits - 140 lpw - RET | Com - Office (Large) | Energy Efficiency | 1435330.1009 | 1465844.8774 | 1491857.2628 | 1513493.6661 | 1540037.0564 | 1561180.0647 | 1559694.0744 | 1542226.4438 | 1523677.7546 | 1501331.5769 | 1487639.681 | 1468271.1396 | 1447499.9542
Scenario 3: Aggressive Fuel Sub | SCE | Com | Lighting | Com ¦ LED Fixtures and Retrofit Kits - 140 lpw | Com - Office (Large) | Energy Efficiency | 3547431.9266 | 3624423.1921 | 3690094.8135 | 3745799.7888 | 3815558.2258 | 3872217.6447 | 3871734.2075 | 3832111.9755 | 3788218.8391 | 3734302.1834 | 3702937.7293 | 3656714.7864 | 3607553.5679
Scenario 3: Aggressive Fuel Sub | SCG | Com | BldgEnv | Com ¦ Com Wall Insulation (R14) - Marine | Com - Office (Large) | Energy Efficiency | 1134228.967 | 1155707.1111 | 1177693.4748 | 1200453.5448 | 1224095.1134 | 1248607.6602 | 1273967.9155 | 1300325.2599 | 1327604.944 | 1355937.7911 | 1385461.8279 | 1416122.1819 | 1448074.105
Scenario 3: Aggressive Fuel Sub | SCG | Com | BldgEnv | Com ¦ Com Wall Insulation (R14) - Hot-Dry | Com - Office (Large) | Energy Efficiency | 1382163.8683 | 1408336.9917 | 1435129.4282 | 1462864.698 | 1491674.1562 | 1521544.9825 | 1552448.8208 | 1584567.7051 | 1617810.5466 | 1652336.7654 | 1688314.5601 | 1725677.0634 | 1764613.4642
Scenario 3: Aggressive Fuel Sub | SCG | Com | BldgEnv | Com ¦ Com Wall Insulation (R14) - Cold | Com - Office (Large) | Energy Efficiency | 14448.0328 | 14721.6256 | 15001.6923 | 15291.6146 | 15592.7655 | 15905.0112 | 16228.0551 | 16563.8002 | 16911.2942 | 17272.2036 | 17648.2866 | 18038.8443 | 18445.8542
Scenario 3: Aggressive Fuel Sub | SCG | Com | HVAC | Com ¦ HVAC Energy Management System (Elec SC and Gas SH) - Marine | Com - Office (Large) | Energy Efficiency | 1020038.5231 | 1040315.6825 | 1060753.0249 | 1082395.3688 | 1105726.9159 | 1130269.3669 | 1155186.2739 | 1181256.2025 | 1207320.2176 | 1234190.612 | 1262864.714 | 1292261.8055 | 1323293.1348
Scenario 3: Aggressive Fuel Sub | SCG | Com | HVAC | Com ¦ HVAC Energy Management System (Elec SC and Gas SH) - Hot-Dry | Com - Office (Large) | Energy Efficiency | 5819367.2516 | 5935049.3899 | 6051645.3796 | 6175115.9589 | 6308223.5213 | 6448239.3464 | 6590391.4603 | 6739121.6167 | 6887818.036 | 7041114.8869 | 7204701.9733 | 7372413.7485 | 7549448.9264
Scenario 3: Aggressive Fuel Sub | SCG | Com | HVAC | Com ¦ HVAC Energy Management System (Elec SC and Gas SH) - Cold | Com - Office (Large) | Energy Efficiency | 32436.5872 | 33081.3881 | 33731.2828 | 34419.4959 | 35161.4245 | 35941.8591 | 36734.2011 | 37563.2085 | 38392.0279 | 39246.4897 | 40158.3082 | 41093.1173 | 42079.8942
Scenario 3: Aggressive Fuel Sub | SCG | Com | HVAC | Com ¦ Efficient Hot Water Boilers (94% eff.) - ZEAS 2030 - Marine | Com - Office (Large) | Energy Efficiency | 1934158.2287 | 1975092.7947 | 2017218.7561 | 2061336.9767 | 2107859.6718 | 0 | 0 | 0 | 0 | 0 | 0 | 0 | 0
Scenario 3: Aggressive Fuel Sub | SCG | Com | HVAC | Com ¦ Efficient Hot Water Boilers (94% eff.) - ZEAS 2030 - Hot-Dry | Com - Office (Large) | Energy Efficiency | 9948755.8389 | 10159311.5195 | 10375995.3968 | 10602926.8845 | 10842226.3007 | 0 | 0 | 0 | 0 | 0 | 0 | 0 | 0
Scenario 3: Aggressive Fuel Sub | SCG | Com | HVAC | Com ¦ Efficient Hot Water Boilers (94% eff.) - ZEAS 2030 - Cold | Com - Office (Large) | Energy Efficiency | 28204.6322 | 28801.5557 | 29415.8525 | 30059.2012 | 30737.6128 | 0 | 0 | 0 | 0 | 0 | 0 | 0 | 0
Scenario 3: Aggressive Fuel Sub | SCG | Com | HVAC | Com ¦ Com High Eff. Furnace (95 AFUE) - ZEAS 2030 - Marine | Com - Office (Large) | Energy Efficiency | 22165.8913 | 22635.0107 | 23117.7838 | 23623.3886 | 24156.5492 | 0 | 0 | 0 | 0 | 0 | 0 | 0 | 0
Scenario 3: Aggressive Fuel Sub | SCG | Com | HVAC | Com ¦ Com High Eff. Furnace (95 AFUE) - ZEAS 2030 - Hot-Dry | Com - Office (Large) | Energy Efficiency | 114200.3065 | 116617.2442 | 119104.5266 | 121709.4398 | 124456.3227 | 0 | 0 | 0 | 0 | 0 | 0 | 0 | 0
Scenario 3: Aggressive Fuel Sub | SCG | Com | HVAC | Com ¦ Com High Eff. Furnace (95 AFUE) - ZEAS 2030 - Cold | Com - Office (Large) | Energy Efficiency | 1416.3151 | 1446.29 | 1477.1373 | 1509.4435 | 1543.5105 | 0 | 0 | 0 | 0 | 0 | 0 | 0 | 0
Scenario 3: Aggressive Fuel Sub | SCG | Com | WaterHeat | Com ¦ Com Hot Water Tank Insulation - Marine | Com - Office (Large) | Energy Efficiency | 8850.2997 | 9015.1542 | 9181.5743 | 9352.633 | 9528.9082 | 9710.7734 | 9899.0545 | 10094.4086 | 10297.0509 | 10507.1864 | 10724.9254 | 10951.3014 | 11187.3482
Scenario 3: Aggressive Fuel Sub | SCG | Com | WaterHeat | Com ¦ Com Hot Water Tank Insulation - Hot-Dry | Com - Office (Large) | Energy Efficiency | 48005.317 | 48899.5119 | 49802.199 | 50730.0461 | 51686.1889 | 52672.652 | 53693.9162 | 54753.5454 | 55852.7068 | 56992.5123 | 58173.5604 | 59401.457 | 60681.8092
Scenario 3: Aggressive Fuel Sub | SCG | Com | WaterHeat | Com ¦ Com Hot Water Tank Insulation - Cold | Com - Office (Large) | Energy Efficiency | 120.1702 | 122.4086 | 124.6683 | 126.9909 | 129.3844 | 131.8538 | 134.4103 | 137.0628 | 139.8143 | 142.6676 | 145.624 | 148.6978 | 151.9029
Scenario 3: Aggressive Fuel Sub | SCG | Com | WaterHeat | Com ¦ Faucet Aerators (Gas WH) - Marine | Com - Office (Large) | Energy Efficiency | 56212.4823 | 57259.8761 | 58316.3182 | 59402.1138 | 60520.9688 | 61674.978 | 62869.6655 | 64109.151 | 65394.9921 | 66728.4593 | 68109.7963 | 69545.7393 | 71043.1373
Scenario 3: Aggressive Fuel Sub | SCG | Com | WaterHeat | Com ¦ Faucet Aerators (Gas WH) - Hot-Dry | Com - Office (Large) | Energy Efficiency | 299762.1153 | 305347.5115 | 310981.1592 | 316771.3391 | 322737.8134 | 328891.7536 | 335262.6169 | 341872.3728 | 348729.3275 | 355840.2564 | 363206.4582 | 370863.8557 | 378848.9715
Scenario 3: Aggressive Fuel Sub | SCG | Com | WaterHeat | Com ¦ Faucet Aerators (Gas WH) - Cold | Com - Office (Large) | Energy Efficiency | 895.0594 | 911.7368 | 928.5583 | 945.8472 | 963.6625 | 982.0375 | 1001.0603 | 1020.7963 | 1041.2705 | 1062.503 | 1084.4978 | 1107.362 | 1131.2047
Scenario 3: Aggressive Fuel Sub | SCG | Com | WaterHeat | Com ¦ Com Water Heating Controls (Gas WH) - Marine | Com - Office (Large) | Energy Efficiency | 741801.3067 | 755655.7828 | 769800.2622 | 784384.1511 | 799454.8891 | 815054.3507 | 831217.4607 | 847977.198 | 865369.7032 | 883442.9427 | 902229.5912 | 921773.0276 | 942116.6576
Scenario 3: Aggressive Fuel Sub | SCG | Com | WaterHeat | Com ¦ Com Water Heating Controls (Gas WH) - Hot-Dry | Com - Office (Large) | Energy Efficiency | 4015323.1764 | 4090316.5723 | 4166879.7372 | 4245821.3983 | 4327398.342 | 4411837.2333 | 4499327.1168 | 4590046.5066 | 4684191.0283 | 4782020.3212 | 4883711.2514 | 4989498.6266 | 5099617.3991
Scenario 3: Aggressive Fuel Sub | SCG | Com | WaterHeat | Com ¦ Com Water Heating Controls (Gas WH) - Cold | Com - Office (Large) | Energy Efficiency | 10071.1645 | 10259.2616 | 10451.2961 | 10649.2962 | 10853.9061 | 11065.6942 | 11285.1349 | 11512.6757 | 11748.8073 | 11994.1811 | 12249.2405 | 12514.5746 | 12790.7726
Scenario 3: Aggressive Fuel Sub | SCG | Com | WaterHeat | Com ¦ Com Hot Water Pipe Insulation - Marine | Com - Office (Large) | Energy Efficiency | 7285206.4081 | 7420794.1927 | 7558703.6742 | 7700603.1707 | 7847058.2796 | 7998472.3445 | 8155349.2908 | 8318107.9638 | 8486816.4583 | 8661882.864 | 8843726.8175 | 9032942.0083 | 9230054.0174
Scenario 3: Aggressive Fuel Sub | SCG | Com | WaterHeat | Com ¦ Com Hot Water Pipe Insulation - Hot-Dry | Com - Office (Large) | Energy Efficiency | 32870585.1821 | 33482352.3134 | 34104594.8559 | 34744840.2005 | 35405640.3017 | 36088815.0315 | 36796638.0822 | 37530999.2693 | 38292205.8335 | 39082099.0608 | 39902572.3362 | 40756304.3648 | 41645666.5492
Scenario 3: Aggressive Fuel Sub | SCG | Com | WaterHeat | Com ¦ Com Hot Water Pipe Insulation - Cold | Com - Office (Large) | Energy Efficiency | 90381.158 | 92063.2766 | 93774.1984 | 95534.6208 | 97351.5608 | 99230.0221 | 101176.2566 | 103195.4605 | 105288.4787 | 107460.3738 | 109716.352 | 112063.7787 | 114509.1743
Scenario 3: Aggressive Fuel Sub | SCG | Com | WaterHeat | Com ¦ Com Efficient Tankless Gas Water Heater (0.87 UEF - High Draw) - ZEAS 2030 - Marine | Com - Office (Large) | Energy Efficiency | 94135.8432 | 97057.923 | 99812.1991 | 103163.5856 | 107492.6945 | 0 | 0 | 0 | 0 | 0 | 0 | 0 | 0
Scenario 3: Aggressive Fuel Sub | SCG | Com | WaterHeat | Com ¦ Com Efficient Tankless Gas Water Heater (0.87 UEF - High Draw) - ZEAS 2030 - Hot-Dry | Com - Office (Large) | Energy Efficiency | 256802.3462 | 264773.7728 | 272287.4311 | 281430.0051 | 293239.8035 | 0 | 0 | 0 | 0 | 0 | 0 | 0 | 0
Scenario 3: Aggressive Fuel Sub | SCG | Com | WaterHeat | Com ¦ Com Efficient Tankless Gas Water Heater (0.87 UEF - High Draw) - ZEAS 2030 - Cold | Com - Office (Large) | Energy Efficiency | 1246.7498 | 1285.4503 | 1321.9284 | 1366.3147 | 1423.6501 | 0 | 0 | 0 | 0 | 0 | 0 | 0 | 0
Scenario 3: Aggressive Fuel Sub | SCG | Com | WaterHeat | Com ¦ Com Efficient Tankless Gas Water Heater (0.87 UEF - High Draw) - Panel Upgrade - ZEAS 2030 - Marine | Com - Office (Large) | Energy Efficiency | 78101.716 | 80526.079 | 82811.2202 | 85591.7661 | 89183.4993 | 0 | 0 | 0 | 0 | 0 | 0 | 0 | 0
Scenario 3: Aggressive Fuel Sub | SCG | Com | WaterHeat | Com ¦ Com Efficient Tankless Gas Water Heater (0.87 UEF - High Draw) - Panel Upgrade - ZEAS 2030 - Hot-Dry | Com - Office (Large) | Energy Efficiency | 213061.2872 | 219674.9433 | 225908.8028 | 233494.1251 | 243292.3644 | 0 | 0 | 0 | 0 | 0 | 0 | 0 | 0
Scenario 3: Aggressive Fuel Sub | SCG | Com | WaterHeat | Com ¦ Com Efficient Tankless Gas Water Heater (0.87 UEF - High Draw) - Panel Upgrade - ZEAS 2030 - Cold | Com - Office (Large) | Energy Efficiency | 1034.3913 | 1066.5 | 1096.7647 | 1133.5907 | 1181.1602 | 0 | 0 | 0 | 0 | 0 | 0 | 0 | 0
Scenario 3: Aggressive Fuel Sub | SCG | Com | WaterHeat | Com ¦ Efficient Gas Water Heating Boiler (0.92 UEF) - ZEAS 2030 - Marine | Com - Office (Large) | Energy Efficiency | 2258924.328 | 2306732.2506 | 2355931.6168 | 2407457.7641 | 2461792.1233 | 0 | 0 | 0 | 0 | 0 | 0 | 0 | 0
Scenario 3: Aggressive Fuel Sub | SCG | Com | WaterHeat | Com ¦ Efficient Gas Water Heating Boiler (0.92 UEF) - ZEAS 2030 - Hot-Dry | Com - Office (Large) | Energy Efficiency | 12258341.7578 | 12517777.564 | 12784764.2168 | 13064377.4446 | 13359229.7933 | 0 | 0 | 0 | 0 | 0 | 0 | 0 | 0
Scenario 3: Aggressive Fuel Sub | SCG | Com | WaterHeat | Com ¦ Efficient Gas Water Heating Boiler (0.92 UEF) - ZEAS 2030 - Cold | Com - Office (Large) | Energy Efficiency | 31032.3762 | 31689.1461 | 32365.0312 | 33072.8808 | 33819.3088 | 0 | 0 | 0 | 0 | 0 | 0 | 0 | 0
Scenario 3: Aggressive Fuel Sub | SCG | Com | WholeBlg | Com ¦ Com Title 24 2022 Code | Com - Office (Large) | Energy Efficiency | 7092659.5634 | 7310548.3258 | 7515582.4381 | 7765376.7594 | 8088533.3435 | 8449606.8117 | 8789615.5946 | 9158071.9259 | 9474141.4054 | 9788229.7604 | 10164751.3174 | 10527430.1479 | 10934134.1427
Scenario 3: Aggressive Fuel Sub | SDG&E | Com | BldgEnv | Com ¦ Com Wall Insulation (R14) - Marine | Com - Office (Large) | Energy Efficiency | 97157.1771 | 98738.3624 | 100332.8622 | 101973.0718 | 103727.7085 | 105693.0595 | 107734.8049 | 109818.882 | 111955.4119 | 114186.0765 | 116493.0177 | 118853.329 | 121322.3978
Scenario 3: Aggressive Fuel Sub | SDG&E | Com | BldgEnv | Com ¦ Com Wall Insulation (R14) - Hot-Dry | Com - Office (Large) | Energy Efficiency | 124339.2749 | 125651.2966 | 126856.2276 | 128047.3666 | 129622.133 | 131931.1364 | 134300.8146 | 136613.9888 | 138968.0349 | 141408.4191 | 143890.1257 | 146236.1994 | 148721.1198
Scenario 3: Aggressive Fuel Sub | SDG&E | Com | HVAC | Com ¦ Small Unitary Heat Pump (SEER 18) - Marine | Com - Office (Large) | Energy Efficiency | 158957.2621 | 156409.9923 | 152817.8778 | 148368.3245 | 144769.2946 | 143801.1382 | 141819.6978 | 138961.6652 | 135986.0721 | 132967.0114 | 130404.3106 | 126869.4961 | 123489.2947
Scenario 3: Aggressive Fuel Sub | SDG&E | Com | HVAC | Com ¦ Small Unitary Heat Pump (SEER 18) - Hot-Dry | Com - Office (Large) | Energy Efficiency | 806006.2912 | 793090.1439 | 774876.0222 | 752314.1844 | 734064.998 | 729155.8787 | 719108.8169 | 704616.9199 | 689528.9223 | 674220.5189 | 661226.1271 | 643302.55 | 626162.9518
Scenario 3: Aggressive Fuel Sub | SDG&E | Com | HVAC | Com ¦ Small Unitary AC (SEER 18) - Marine | Com - Office (Large) | Energy Efficiency | 790825.6602 | 778666.163 | 761412.0615 | 739982.3505 | 722713.3371 | 718319.3421 | 708994.2035 | 695395.3956 | 681223.5677 | 666860.5371 | 654740.4706 | 637891.2534 | 621816.2903
Scenario 3: Aggressive Fuel Sub | SDG&E | Com | HVAC | Com ¦ Small Unitary AC (SEER 18) - Hot-Dry | Com - Office (Large) | Energy Efficiency | 3994503.6141 | 3932525.7438 | 3844701.8399 | 3735688.3652 | 3647767.8941 | 3625112.8827 | 3577430.4637 | 3508066.1876 | 3435794.6357 | 3362530.0021 | 3300624.639 | 3214715.2336 | 3132711.1331
Scenario 3: Aggressive Fuel Sub | SDG&E | Com | HVAC | Com ¦ Large Unitary Heat Pump (EER 10.0, COP 3.3) - Marine | Com - Office (Large) | Energy Efficiency | 35752.1274 | 35179.2041 | 34371.2779 | 33370.4995 | 32561.018 | 32343.2635 | 31897.6047 | 31254.7857 | 30585.5254 | 29906.4885 | 29330.0946 | 28535.0561 | 27774.7927
Scenario 3: Aggressive Fuel Sub | SDG&E | Com | HVAC | Com ¦ Large Unitary Heat Pump (EER 10.0, COP 3.3) - Hot-Dry | Com - Office (Large) | Energy Efficiency | 162199.01 | 159599.7917 | 155934.4201 | 151394.1234 | 147721.6955 | 146733.7947 | 144711.9451 | 141795.6262 | 138759.3494 | 135678.7185 | 133063.7544 | 129456.8515 | 126007.7148
Scenario 3: Aggressive Fuel Sub | SDG&E | Com | HVAC | Com ¦ Variable Refrigerant Flow (VRF) Heat Pump - Hot-Dry | Com - Office (Large) | Energy Efficiency | 171979.748 | 169605.8385 | 166140.0502 | 161813.0384 | 158429.7104 | 157581.8017 | 155534.6296 | 152548.6618 | 149409.8464 | 146173.4295 | 143482.2249 | 139708.5359 | 136089.6867
Scenario 3: Aggressive Fuel Sub | SDG&E | Com | HVAC | Com ¦ Variable Refrigerant Flow (VRF) Heat Pump - Marine | Com - Office (Large) | Energy Efficiency | 32414.184 | 31966.7572 | 31313.5367 | 30497.9956 | 29860.3169 | 29700.5058 | 29314.6615 | 28751.876 | 28160.2823 | 27550.2929 | 27043.0634 | 26331.8108 | 25649.7419
Scenario 3: Aggressive Fuel Sub | SDG&E | Com | HVAC | Com ¦ Efficient Chiller - Marine | Com - Office (Large) | Energy Efficiency | 1057348.0506 | 1034280.5576 | 1005977.6731 | 974050.4414 | 948477.5954 | 939803.5072 | 926584.4835 | 908629.4195 | 890048.6195 | 871515.0876 | 855198.383 | 831340.7665 | 808262.8406
Scenario 3: Aggressive Fuel Sub | SDG&E | Com | HVAC | Com ¦ Efficient Chiller - Hot-Dry | Com - Office (Large) | Energy Efficiency | 4886872.6994 | 4780258.8916 | 4649448.0449 | 4501886.1169 | 4383693.0176 | 4343602.9409 | 4282506.9885 | 4199521.9089 | 4113644.79 | 4027986.136 | 3952573.2591 | 3842307.6423 | 3735645.6156
Scenario 3: Aggressive Fuel Sub | SDG&E | Com | HVAC | Com ¦ HVAC Energy Management System (Elec SC and Gas SH) - Marine | Com - Office (Large) | Energy Efficiency | 404856.3493 | 401923.5763 | 398147.2205 | 392373.0255 | 390211.5255 | 396603.5506 | 402845.6715 | 405889.4923 | 407860.4082 | 409522.9489 | 412531.2644 | 411869.241 | 411380.7866
Scenario 3: Aggressive Fuel Sub | SDG&E | Com | HVAC | Com ¦ HVAC Energy Management System (Elec SC and Gas SH) - Hot-Dry | Com - Office (Large) | Energy Efficiency | 2229487.743 | 2215257.2 | 2196557.4287 | 2167284.1353 | 2157238.2112 | 2192967.2302 | 2228022.7356 | 2246033.4636 | 2258229.3253 | 2268932.8336 | 2286857.539 | 2285346.355 | 2284870.8488
Scenario 3: Aggressive Fuel Sub | SDG&E | Com | HVAC | Com ¦ HVAC Pump Variable Frequency Drive (VFD) - Marine | Com - Office (Large) | Energy Efficiency | 229745.9219 | 222421.1057 | 214150.531 | 203692.2422 | 197220.0825 | 198966.0419 | 200828.9513 | 199708.8167 | 198057.4693 | 195593.3195 | 194119.4401 | 188121.1138 | 182031.2838
Scenario 3: Aggressive Fuel Sub | SDG&E | Com | HVAC | Com ¦ HVAC Pump Variable Frequency Drive (VFD) - Hot-Dry | Com - Office (Large) | Energy Efficiency | 1465509.3591 | 1418785.628 | 1366029.067 | 1299317.4581 | 1258032.6751 | 1269169.8465 | 1281053.0224 | 1273907.8781 | 1263374.2201 | 1247655.8359 | 1238254.2153 | 1199991.9328 | 1161145.9642
Scenario 3: Aggressive Fuel Sub | SDG&E | Com | HVAC | Com ¦ HVAC Fan Variable Frequency Drive (VFD) - Marine | Com - Office (Large) | Energy Efficiency | 258654.0105 | 251267.776 | 242994.7813 | 232183.9691 | 225877.202 | 228518.224 | 230650.9094 | 229279.6586 | 227323.376 | 224386.3985 | 222911.8838 | 216745.9598 | 210404.6892
Scenario 3: Aggressive Fuel Sub | SDG&E | Com | HVAC | Com ¦ HVAC Fan Variable Frequency Drive (VFD) - Hot-Dry | Com - Office (Large) | Energy Efficiency | 1345518.7291 | 1307120.6992 | 1264111.8126 | 1207906.8401 | 1175122.8074 | 1188866.7744 | 1199967.8445 | 1192849.2188 | 1182688.9378 | 1167429.6267 | 1159775.4878 | 1127727.024 | 1094767.3467
Scenario 3: Aggressive Fuel Sub | SDG&E | Com | HVAC | Com ¦ Economizer - Marine | Com - Office (Large) | Energy Efficiency | 17455.9088 | 18161.4026 | 18460.5147 | 16978.3427 | 14009.9589 | 14932.8116 | 15664.1778 | 15500.9312 | 15433.201 | 14821.0272 | 15654.048 | 15286.1099 | 14898.046
Scenario 3: Aggressive Fuel Sub | SDG&E | Com | HVAC | Com ¦ Economizer - Hot-Dry | Com - Office (Large) | Energy Efficiency | 127586.4932 | 132742.9986 | 134929.2305 | 124095.9288 | 102399.7977 | 109144.9946 | 114490.6029 | 113297.4218 | 112802.3763 | 108327.9539 | 114416.5633 | 111727.277 | 108890.8901
Scenario 3: Aggressive Fuel Sub | SDG&E | Com | HVAC | Com ¦ Large Packaged Heat Pump (IEER 14.0) - Fuel Sub - ZEAS 2030 - Marine | Com - Office (Large) | Fuel Substitution | -41398.4804 | -40440.1752 | -39498.8761 | -38570.0895 | -37624.7199 | -40051.0978 | -39560.2592 | -39155.573 | -38762.2255 | -38390.7961 | -37978.2411 | -37671.2373 | -37359.8497
Scenario 3: Aggressive Fuel Sub | SDG&E | Com | HVAC | Com ¦ Large Packaged Heat Pump (IEER 14.0) - Fuel Sub - ZEAS 2030 - Hot-Dry | Com - Office (Large) | Fuel Substitution | -252042.9516 | -247683.4971 | -243460.3646 | -239348.5569 | -235155.1987 | -223722.3032 | -220959.3451 | -218594.3791 | -216287.6279 | -214087.0405 | -211706.2838 | -209811.2575 | -207902.7206
Scenario 3: Aggressive Fuel Sub | SDG&E | Com | HVAC | Com ¦ Large Packaged Heat Pump (IEER 14.0) - Fuel Sub - Panel Upgrade - ZEAS 2030 - Marine | Com - Office (Large) | Fuel Substitution | -9459.6036 | -9240.6297 | -9025.5417 | -8813.3128 | -8597.2947 | -9151.7251 | -9039.5678 | -8947.0965 | -8857.2162 | -8772.3441 | -8678.0748 | -8607.924 | -8536.7715
Scenario 3: Aggressive Fuel Sub | SDG&E | Com | HVAC | Com ¦ Large Packaged Heat Pump (IEER 14.0) - Fuel Sub - Panel Upgrade - ZEAS 2030 - Hot-Dry | Com - Office (Large) | Fuel Substitution | -57592.1241 | -56595.9834 | -55630.9924 | -54691.4393 | -53733.2518 | -51120.8211 | -50489.4818 | -49949.0842 | -49421.9887 | -48919.1518 | -48375.1459 | -47942.1301 | -47506.0271
Scenario 3: Aggressive Fuel Sub | SDG&E | Com | HVAC | Com ¦ Small Packaged Heat Pump (SEER 18) - Fuel Sub - ZEAS 2030 - Marine | Com - Office (Large) | Fuel Substitution | 34774.569 | 34415.2253 | 33800.0152 | 32978.4211 | 32395.914 | 34576.0357 | 34070.2237 | 33316.0763 | 32551.8598 | 31743.501 | 31091.7362 | 30128.4439 | 29203.9202
Scenario 3: Aggressive Fuel Sub | SDG&E | Com | HVAC | Com ¦ Small Packaged Heat Pump (SEER 18) - Fuel Sub - ZEAS 2030 - Hot-Dry | Com - Office (Large) | Fuel Substitution | 150943.463 | 149205.9169 | 146257.2039 | 142329.9469 | 139523.3831 | 155624.8875 | 153337.1425 | 149885.5251 | 146385.762 | 142678.3135 | 139703.1669 | 135268.2975 | 131014.0241
Scenario 3: Aggressive Fuel Sub | SDG&E | Com | HVAC | Com ¦ Small Packaged Heat Pump (SEER 18) - Fuel Sub - Panel Upgrade - ZEAS 2030 - Marine | Com - Office (Large) | Fuel Substitution | 7946.0317 | 7863.9213 | 7723.345 | 7535.6097 | 7402.5061 | 7900.6666 | 7785.088 | 7612.7644 | 7438.14 | 7253.429 | 7104.4999 | 6884.3864 | 6673.1316
Scenario 3: Aggressive Fuel Sub | SDG&E | Com | HVAC | Com ¦ Small Packaged Heat Pump (SEER 18) - Fuel Sub - Panel Upgrade - ZEAS 2030 - Hot-Dry | Com - Office (Large) | Fuel Substitution | 34490.7667 | 34093.7353 | 33419.9508 | 32522.5677 | 31881.2644 | 35560.478 | 35037.7254 | 34249.0266 | 33449.3265 | 32602.1699 | 31922.3453 | 30908.9721 | 29936.8655
Scenario 3: Aggressive Fuel Sub | SDG&E | Com | HVAC | Com ¦ Efficient Hot Water Boilers (94% eff.) - ZEAS 2030 - Hot-Dry | Com - Office (Large) | Energy Efficiency | 2038324.7549 | 2079841.7118 | 2122724.1696 | 2167468.6376 | 2213238.8145 | 0 | 0 | 0 | 0 | 0 | 0 | 0 | 0
Scenario 3: Aggressive Fuel Sub | SDG&E | Com | HVAC | Com ¦ Com High Eff. Furnace (95 AFUE) - ZEAS 2030 - Hot-Dry | Com - Office (Large) | Energy Efficiency | 26516.3286 | 27056.4179 | 27614.2708 | 28196.3463 | 28791.7652 | 0 | 0 | 0 | 0 | 0 | 0 | 0 | 0
Scenario 3: Aggressive Fuel Sub | SDG&E | Com | WaterHeat | Com ¦ Com Heat Pump Water Heater (3.3 UEF - 50 Gal) - Marine | Com - Office (Large) | Energy Efficiency | 274587.0299 | 277109.4202 | 278760.4746 | 279547.8722 | 281416.9703 | 284526.7243 | 284159.2832 | 281381.826 | 277752.2133 | 273252.4044 | 270894.5996 | 267220.5111 | 263210.2925
Scenario 3: Aggressive Fuel Sub | SDG&E | Com | WaterHeat | Com ¦ Com Heat Pump Water Heater (3.3 UEF - 50 Gal) - Hot-Dry | Com - Office (Large) | Energy Efficiency | 1446465.1757 | 1459767.2084 | 1468477.0072 | 1472634.9437 | 1482493.8278 | 1498890.6604 | 1496961.5123 | 1482331.1162 | 1463210.0376 | 1439502.4789 | 1427083.7908 | 1407727.7728 | 1386600.1068
Scenario 3: Aggressive Fuel Sub | SDG&E | Com | WaterHeat | Com ¦ Com Hot Water Tank Insulation - Hot-Dry | Com - Office (Large) | Energy Efficiency | 11155.782 | 11353.1911 | 11552.5809 | 11757.6981 | 11969.2485 | 12187.6882 | 12414.0251 | 12649.0613 | 12893.0602 | 13146.273 | 13408.8354 | 13682.0082 | 13967.053
Scenario 3: Aggressive Fuel Sub | SDG&E | Com | WaterHeat | Com ¦ Faucet Aerators (Gas WH) - Hot-Dry | Com - Office (Large) | Energy Efficiency | 70738.0406 | 71990.083 | 73253.5943 | 74553.29 | 75893.6867 | 77277.34 | 78710.9782 | 80199.6221 | 81745.1741 | 83349.1887 | 85011.9697 | 86741.7213 | 88546.7864
Scenario 3: Aggressive Fuel Sub | SDG&E | Com | WaterHeat | Com ¦ Faucet Aerators (Elec WH) - Marine | Com - Office (Large) | Energy Efficiency | 1410.5166 | 1449.2051 | 1427.1208 | 1365.1092 | 1401.0234 | 1504.1824 | 1541.4181 | 1548.0134 | 1511.5689 | 1478.3515 | 1506.6318 | 1509.0575 | 1510.5402
Scenario 3: Aggressive Fuel Sub | SDG&E | Com | WaterHeat | Com ¦ Faucet Aerators (Elec WH) - Hot-Dry | Com - Office (Large) | Energy Efficiency | 7447.4495 | 7651.7221 | 7535.1182 | 7207.7007 | 7397.3256 | 7941.9992 | 8138.6021 | 8173.4247 | 7980.9997 | 7805.6137 | 7954.9319 | 7967.7398 | 7975.5682
Scenario 3: Aggressive Fuel Sub | SDG&E | Com | WaterHeat | Com ¦ Com Water Heating Controls (Gas WH) - Hot-Dry | Com - Office (Large) | Energy Efficiency | 930302.7309 | 946843.3589 | 963742.05 | 981180.3299 | 999215.8913 | 1017899.6613 | 1037274.1496 | 1057379.5078 | 1078259.6966 | 1099973.0497 | 1122559.3392 | 1146071.3564 | 1170561.934
Scenario 3: Aggressive Fuel Sub | SDG&E | Com | WaterHeat | Com ¦ Com Hot Water Pipe Insulation - Hot-Dry | Com - Office (Large) | Energy Efficiency | 7967923.0379 | 8108946.1299 | 8252477.4443 | 8400283.5701 | 8552963.7886 | 8710945.669 | 8874763.3036 | 9044860.8537 | 9221311.2438 | 9404547.1513 | 9595013.4175 | 9793339.2768 | 10000082.0395
Scenario 3: Aggressive Fuel Sub | SDG&E | Com | WaterHeat | Com ¦ Com Efficient Tankless Gas Water Heater (0.87 UEF - High Draw) - ZEAS 2030 - Marine | Com - Office (Large) | Energy Efficiency | 17314.2151 | 17827.5758 | 18339.0591 | 18915.5081 | 19370.607 | 0 | 0 | 0 | 0 | 0 | 0 | 0 | 0
Scenario 3: Aggressive Fuel Sub | SDG&E | Com | WaterHeat | Com ¦ Com Efficient Tankless Gas Water Heater (0.87 UEF - High Draw) - ZEAS 2030 - Hot-Dry | Com - Office (Large) | Energy Efficiency | 45907.8477 | 47269.0004 | 48625.1753 | 50153.604 | 51360.2784 | 0 | 0 | 0 | 0 | 0 | 0 | 0 | 0
Scenario 3: Aggressive Fuel Sub | SDG&E | Com | WaterHeat | Com ¦ Com Heat Pump Water Heater (3.75 UEF - 50 Gal) - Fuel Sub - ZEAS 2030 - Marine | Com - Office (Large) | Fuel Substitution | 1204774.9205 | 1234957.1403 | 1268126.6622 | 1304541.7918 | 1339816.1582 | 724800.3941 | 722776.5677 | 715060.0331 | 705791.3471 | 694123.6417 | 687829.5443 | 678192.525 | 667662.9736
Scenario 3: Aggressive Fuel Sub | SDG&E | Com | WaterHeat | Com ¦ Com Heat Pump Water Heater (3.75 UEF - 50 Gal) - Fuel Sub - ZEAS 2030 - Hot-Dry | Com - Office (Large) | Fuel Substitution | 3145534.1414 | 3226026.2204 | 3314435.5186 | 3411446.8701 | 3505415.8432 | 1868451.8971 | 1863661.7369 | 1843853.0049 | 1819944.3831 | 1789702.78 | 1773624.5985 | 1748724.5494 | 1721464.3632
Scenario 3: Aggressive Fuel Sub | SDG&E | Com | WaterHeat | Com ¦ Com Efficient Tankless Gas Water Heater (0.87 UEF - High Draw) - Panel Upgrade - ZEAS 2030 - Marine | Com - Office (Large) | Energy Efficiency | 14365.0906 | 14791.0107 | 15215.3732 | 15693.6358 | 16071.2179 | 0 | 0 | 0 | 0 | 0 | 0 | 0 | 0
Scenario 3: Aggressive Fuel Sub | SDG&E | Com | WaterHeat | Com ¦ Com Efficient Tankless Gas Water Heater (0.87 UEF - High Draw) - Panel Upgrade - ZEAS 2030 - Hot-Dry | Com - Office (Large) | Energy Efficiency | 38088.3791 | 39217.6871 | 40342.8652 | 41610.9572 | 42612.0991 | 0 | 0 | 0 | 0 | 0 | 0 | 0 | 0
Scenario 3: Aggressive Fuel Sub | SDG&E | Com | WaterHeat | Com ¦ Com Heat Pump Water Heater (3.75 UEF - 50 Gal) - Fuel Sub - Panel Upgrade - ZEAS 2030 - Marine | Com - Office (Large) | Fuel Substitution | 999566.0055 | 1024607.2977 | 1052127.0659 | 1082339.6185 | 1111605.7137 | 601345.3819 | 599666.2732 | 593264.0934 | 585574.1397 | 575893.7906 | 570671.7648 | 562676.2158 | 553940.1594
Scenario 3: Aggressive Fuel Sub | SDG&E | Com | WaterHeat | Com ¦ Com Heat Pump Water Heater (3.75 UEF - 50 Gal) - Fuel Sub - Panel Upgrade - ZEAS 2030 - Hot-Dry | Com - Office (Large) | Fuel Substitution | 2609756.3481 | 2676538.2378 | 2749888.8094 | 2830376.2493 | 2908339.5183 | 1550199.1014 | 1546224.8477 | 1529790.1304 | 1509953.8563 | 1484863.2955 | 1471523.7053 | 1450864.8734 | 1428247.9057
Scenario 3: Aggressive Fuel Sub | SDG&E | Com | WaterHeat | Com ¦ Com Heat Pump Water Heater (100+ Gal, 200+ kBtuh - 4.3 COP) - Fuel Sub - ZEAS 2030 - Marine | Com - Office (Large) | Fuel Substitution | 52396.9244 | 53767.9458 | 55253.5879 | 56864.4151 | 58443.3134 | 0 | 0 | 0 | 0 | 0 | 0 | 0 | 0
Scenario 3: Aggressive Fuel Sub | SDG&E | Com | WaterHeat | Com ¦ Com Heat Pump Water Heater (100+ Gal, 200+ kBtuh - 4.3 COP) - Fuel Sub - ZEAS 2030 - Hot-Dry | Com - Office (Large) | Fuel Substitution | 278525.7383 | 285813.6615 | 293710.8722 | 302273.5284 | 310666.4601 | 0 | 0 | 0 | 0 | 0 | 0 | 0 | 0
Scenario 3: Aggressive Fuel Sub | SDG&E | Com | WaterHeat | Com ¦ Com Heat Pump Water Heater (100+ Gal, 200+ kBtuh - 4.3 COP) - Fuel Sub - Panel Upgrade - ZEAS 2030 - Marine | Com - Office (Large) | Fuel Substitution | 43472.1735 | 44609.6693 | 45842.2625 | 47178.718 | 48488.6831 | 0 | 0 | 0 | 0 | 0 | 0 | 0 | 0
Scenario 3: Aggressive Fuel Sub | SDG&E | Com | WaterHeat | Com ¦ Com Heat Pump Water Heater (100+ Gal, 200+ kBtuh - 4.3 COP) - Fuel Sub - Panel Upgrade - ZEAS 2030 - Hot-Dry | Com - Office (Large) | Fuel Substitution | 231084.5411 | 237131.1147 | 243683.1962 | 250787.3779 | 257750.7443 | 0 | 0 | 0 | 0 | 0 | 0 | 0 | 0
Scenario 3: Aggressive Fuel Sub | SDG&E | Com | WaterHeat | Com ¦ Efficient Gas Water Heating Boiler (0.92 UEF) - ZEAS 2030 - Hot-Dry | Com - Office (Large) | Energy Efficiency | 2836287.9475 | 2894009.8785 | 2953623.1142 | 3015819.5351 | 3079449.6109 | 0 | 0 | 0 | 0 | 0 | 0 | 0 | 0
Scenario 3: Aggressive Fuel Sub | SDG&E | Com | WholeBlg | Com ¦ Com Title 24 2022 Code | Com - Office (Large) | Energy Efficiency | 10460999.2666 | 10237537.7692 | 9937673.9797 | 9624233.3219 | 9309659.2714 | 9374804.3933 | 9500755.8905 | 9512922.0171 | 9370862.2616 | 9313273.7267 | 9230987.221 | 9091259.2093 | 8993164.5436
Scenario 3: Aggressive Fuel Sub | SDG&E | Com | FoodServ | Com ¦ ENERGY STAR Ice Machine | Com - Office (Large) | Energy Efficiency | 17795.9085 | 17861.3191 | 17840.3326 | 17754.6932 | 17789.5437 | 18030.3843 | 18080.3083 | 17977.5691 | 17806.8239 | 17535.3615 | 17346.1001 | 17011.8319 | 16664.6857
Scenario 3: Aggressive Fuel Sub | SDG&E | Com | Lighting | Com ¦ LED High and Low Bay - 155 lpw | Com - Office (Large) | Energy Efficiency | 8297807.2993 | 8314166.3468 | 8294258.9977 | 8251389.916 | 8255746.5635 | 8322179.9656 | 8297509.1293 | 8205372.2634 | 8085562.0801 | 7930709.2008 | 7831474.6175 | 7683986.9495 | 7530850.1472
Scenario 3: Aggressive Fuel Sub | SDG&E | Com | Lighting | Com ¦ LED Fixtures and Retrofit Kits - 140 lpw - RET | Com - Office (Large) | Energy Efficiency | 925840.873 | 932288.15 | 934899.3439 | 933667.6491 | 935200.2252 | 939223.2559 | 933109.01 | 921766.0519 | 909590.0356 | 894573.8395 | 885941.3296 | 873345.8516 | 859628.032
Scenario 3: Aggressive Fuel Sub | SDG&E | Com | Lighting | Com ¦ LED Fixtures and Retrofit Kits - 140 lpw | Com - Office (Large) | Energy Efficiency | 2264223.6268 | 2280589.4913 | 2287340.4815 | 2284796.6808 | 2288332.1581 | 2299894.8991 | 2286965.8927 | 2260119.18 | 2229374.0881 | 2192347.9123 | 2170935.0773 | 2139927.4123 | 2106304.1415
Scenario 3: Aggressive Fuel Sub | PG&E | Com | BldgEnv | Com ¦ Com Wall Insulation (R13) - Marine | Com - Office (Small) | Energy Efficiency | 424248.4956 | 440181.7847 | 456531.236 | 384922.5766 | 399901.7083 | 416486.7182 | 433713.5406 | 451714.2454 | 470579.76 | 490431.7198 | 511294.0265 | 532865.2815 | 555614.4971
Scenario 3: Aggressive Fuel Sub | PG&E | Com | BldgEnv | Com ¦ Com Wall Insulation (R14) - Marine | Com - Office (Small) | Energy Efficiency | 1888.4553 | 1997.2338 | 2124.5829 | 0 | 25886.0627 | 2305.858 | 2455.9081 | 2612.7292 | 2769.6504 | 2941.3667 | 3126.0242 | 3322.677 | 3534.8459
Scenario 3: Aggressive Fuel Sub | PG&E | Com | BldgEnv | Com ¦ Com Wall Insulation (R14) - Hot-Dry | Com - Office (Small) | Energy Efficiency | 458977.587 | 473120.7199 | 486900.064 | 405063.6113 | 447409.9511 | 438199.9294 | 455648.7861 | 473592.8761 | 492204.0352 | 511771.3552 | 532231.4673 | 552370.212 | 573629.3065
Scenario 3: Aggressive Fuel Sub | PG&E | Com | BldgEnv | Com ¦ Com Wall Insulation (R14) - Cold | Com - Office (Small) | Energy Efficiency | 2247.1636 | 2332.12 | 2419.4647 | 2030.5771 | 2231.7445 | 2210.1915 | 2301.989 | 2397.948 | 2498.5328 | 2604.3898 | 2715.6691 | 2830.8839 | 2952.4036
Scenario 3: Aggressive Fuel Sub | PG&E | Com | HVAC | Com ¦ Small Unitary Heat Pump (SEER 18) - Marine | Com - Office (Small) | Energy Efficiency | 651860.8761 | 659821.4183 | 663677.355 | 528897.0471 | 682322.5643 | 557256.4116 | 565842.5894 | 572888.4917 | 579081.5606 | 585120.1347 | 593820.383 | 598907.1365 | 603819.7021
Scenario 3: Aggressive Fuel Sub | PG&E | Com | HVAC | Com ¦ Small Unitary Heat Pump (SEER 18) - Hot-Dry | Com - Office (Small) | Energy Efficiency | 658632.3121 | 666675.5472 | 670571.5389 | 534391.1528 | 689410.4319 | 563045.1101 | 571720.48 | 578839.574 | 585096.9756 | 591198.2775 | 599988.9027 | 605128.4967 | 610092.0934
Scenario 3: Aggressive Fuel Sub | PG&E | Com | HVAC | Com ¦ Small Unitary Heat Pump (SEER 18) - Cold | Com - Office (Small) | Energy Efficiency | 1816.5854 | 1838.7696 | 1849.5152 | 1473.9137 | 1901.4751 | 1552.9446 | 1576.8723 | 1596.5076 | 1613.7663 | 1630.5944 | 1654.84 | 1669.0156 | 1682.7058
Scenario 3: Aggressive Fuel Sub | PG&E | Com | HVAC | Com ¦ Small Unitary AC (SEER 18) - Marine | Com - Office (Small) | Energy Efficiency | 3530648.0935 | 3590594.6321 | 3633075.5209 | 2915743.6185 | 3785260.7324 | 3102761.5193 | 3166796.9776 | 3225138.6574 | 3280958.1305 | 3337606.5074 | 3407993.3819 | 3463625.4118 | 3520280.1827
Scenario 3: Aggressive Fuel Sub | PG&E | Com | HVAC | Com ¦ Small Unitary AC (SEER 18) - Hot-Dry | Com - Office (Small) | Energy Efficiency | 3601254.6176 | 3660703.0262 | 3701855.9616 | 2968900.9054 | 3851922.4202 | 3156289.5359 | 3219838.0239 | 3277311.7997 | 3332001.4969 | 3387368.7266 | 3456817.5423 | 3510730.7771 | 3565488.9591
Scenario 3: Aggressive Fuel Sub | PG&E | Com | HVAC | Com ¦ Small Unitary AC (SEER 18) - Cold | Com - Office (Small) | Energy Efficiency | 11649.924 | 11933.582 | 12183.9219 | 9881.6234 | 12947.2548 | 10669.183 | 10969.9056 | 11265.3527 | 11563.1745 | 11872.2285 | 12223.1571 | 12549.9715 | 12890.1906
Scenario 3: Aggressive Fuel Sub | PG&E | Com | HVAC | Com ¦ Large Unitary Heat Pump (EER 10.0, COP 3.3) - Marine | Com - Office (Small) | Energy Efficiency | 71675.6815 | 72550.9868 | 72974.9682 | 58155.1335 | 75025.1113 | 61273.4013 | 62217.4987 | 62992.2343 | 63673.1962 | 64337.1706 | 65293.8106 | 65853.1271 | 66393.2907
Scenario 3: Aggressive Fuel Sub | PG&E | Com | HVAC | Com ¦ Large Unitary Heat Pump (EER 10.0, COP 3.3) - Hot-Dry | Com - Office (Small) | Energy Efficiency | 124014.3376 | 125528.804 | 126262.383 | 100620.883 | 129809.5713 | 106016.1567 | 107649.6481 | 108990.1073 | 110168.3178 | 111317.1362 | 112972.3291 | 113940.0669 | 114874.666
Scenario 3: Aggressive Fuel Sub | PG&E | Com | HVAC | Com ¦ Large Unitary Heat Pump (EER 10.0, COP 3.3) - Cold | Com - Office (Small) | Energy Efficiency | 187.1348 | 189.42 | 190.527 | 151.8346 | 195.8796 | 159.9759 | 162.4408 | 164.4635 | 166.2414 | 167.975 | 170.4726 | 171.9329 | 173.3432
Scenario 3: Aggressive Fuel Sub | PG&E | Com | HVAC | Com ¦ Variable Refrigerant Flow (VRF) Heat Pump - Hot-Dry | Com - Office (Small) | Energy Efficiency | 628073.8347 | 640021.7444 | 648936.2945 | 522062.2554 | 679618.5449 | 556448.2631 | 566035.8303 | 573972.8119 | 580981.7634 | 587421.3433 | 597125.0549 | 603389.4281 | 609338.4907
Scenario 3: Aggressive Fuel Sub | PG&E | Com | HVAC | Com ¦ Variable Refrigerant Flow (VRF) Heat Pump - Marine | Com - Office (Small) | Energy Efficiency | 844347.3907 | 860409.4933 | 872393.7167 | 701831.3433 | 913641.2208 | 748057.9719 | 760946.9619 | 771616.9967 | 781039.4398 | 789696.4514 | 802741.5794 | 811163.0528 | 819160.6404
Scenario 3: Aggressive Fuel Sub | PG&E | Com | HVAC | Com ¦ Variable Refrigerant Flow (VRF) Heat Pump - Cold | Com - Office (Small) | Energy Efficiency | 1791.3065 | 1825.3827 | 1850.8076 | 1488.9548 | 1938.3153 | 1587.0258 | 1614.3702 | 1637.007 | 1656.9969 | 1675.363 | 1703.0386 | 1720.905 | 1737.8721
Scenario 3: Aggressive Fuel Sub | PG&E | Com | HVAC | Com ¦ Efficient Chiller - Marine | Com - Office (Small) | Energy Efficiency | 2594653.1352 | 2611483.4512 | 2612859.4472 | 2072408.2686 | 2661142.7339 | 2165692.9947 | 2194283.7588 | 2218087.9746 | 2240104.9703 | 2262326.6616 | 2291747.795 | 2306786.4121 | 2321383.8395
Scenario 3: Aggressive Fuel Sub | PG&E | Com | HVAC | Com ¦ Efficient Chiller - Hot-Dry | Com - Office (Small) | Energy Efficiency | 3095895.2431 | 3115976.885 | 3117618.6997 | 2472761.7011 | 3175229.4822 | 2584067.4228 | 2618181.428 | 2646584.2066 | 2672854.505 | 2699369.0428 | 2734473.8302 | 2752417.6481 | 2769835.046
Scenario 3: Aggressive Fuel Sub | PG&E | Com | HVAC | Com ¦ Efficient Chiller - Cold | Com - Office (Small) | Energy Efficiency | 6170.6823 | 6210.7086 | 6213.9811 | 4928.6638 | 6328.8098 | 5150.5163 | 5218.5118 | 5275.1237 | 5327.4851 | 5380.3334 | 5450.3037 | 5486.069 | 5520.785
Scenario 3: Aggressive Fuel Sub | PG&E | Com | HVAC | Com ¦ Demand Controlled Ventilation (HVAC) - Marine | Com - Office (Small) | Energy Efficiency | 1663477.743 | 1717116.7755 | 1769810.6863 | 1402793.1306 | 2545979.9638 | 1603244.6333 | 1667537.8267 | 1732703.1912 | 1799479.3702 | 1869466.0761 | 1947119.5151 | 2023313.232 | 2103257.9382
Scenario 3: Aggressive Fuel Sub | PG&E | Com | HVAC | Com ¦ Demand Controlled Ventilation (HVAC) - Hot-Dry | Com - Office (Small) | Energy Efficiency | 1579343.0144 | 1619096.2399 | 1654646.3711 | 1299924.8625 | 2326364.1561 | 1471819.2631 | 1526982.1584 | 1580944.4037 | 1635012.1723 | 1691213.0698 | 1756927.4206 | 1816607.0293 | 1878722.7434
Scenario 3: Aggressive Fuel Sub | PG&E | Com | HVAC | Com ¦ Demand Controlled Ventilation (HVAC) - Cold | Com - Office (Small) | Energy Efficiency | 12208.8419 | 12590.8663 | 12962.3409 | 10286.7857 | 17219.9593 | 11722.2578 | 12187.6295 | 12657.5708 | 13139.8372 | 13643.3369 | 14205.4425 | 14752.4304 | 15325.1768
Scenario 3: Aggressive Fuel Sub | PG&E | Com | HVAC | Com ¦ HVAC Energy Management System (Elec SC and Gas SH) - Marine | Com - Office (Small) | Energy Efficiency | 1328873.1668 | 1346078.3851 | 1354941.0367 | 1047364.3071 | 1825348.0695 | 1165219.9871 | 1203088.1715 | 1236996.7135 | 1268924.0466 | 1301315.9303 | 1344961.0874 | 1376769.9061 | 1408992.6789
Scenario 3: Aggressive Fuel Sub | PG&E | Com | HVAC | Com ¦ HVAC Energy Management System (Elec SC and Gas SH) - Hot-Dry | Com - Office (Small) | Energy Efficiency | 1048801.4726 | 1063139.1949 | 1071117.0868 | 828790.3818 | 1446808.5237 | 923057.6024 | 953343.8934 | 980642.8239 | 1006474.7821 | 1032735.5139 | 1067726.0678 | 1093690.5597 | 1120058.1617
Scenario 3: Aggressive Fuel Sub | PG&E | Com | HVAC | Com ¦ HVAC Energy Management System (Elec SC and Gas SH) - Cold | Com - Office (Small) | Energy Efficiency | 3807.7763 | 3882.0641 | 3939.7902 | 3079.6337 | 5039.3303 | 3453.7388 | 3575.3119 | 3690.1544 | 3803.0578 | 3918.9506 | 4062.1071 | 4181.8477 | 4305.1266
Scenario 3: Aggressive Fuel Sub | PG&E | Com | HVAC | Com ¦ HVAC Pump Variable Frequency Drive (VFD) - Marine | Com - Office (Small) | Energy Efficiency | 298737.3943 | 297173.3092 | 291994.1313 | 230544.4734 | 227753.7517 | 234676.627 | 240607.1154 | 245055.2879 | 248874.6085 | 252551.9976 | 258671.319 | 260512.8211 | 262173.1221
Scenario 3: Aggressive Fuel Sub | PG&E | Com | HVAC | Com ¦ HVAC Pump Variable Frequency Drive (VFD) - Hot-Dry | Com - Office (Small) | Energy Efficiency | 187387.8791 | 186406.7814 | 183158.058 | 144612.7627 | 142862.2372 | 147204.7231 | 150924.7182 | 153714.9066 | 156110.6375 | 158417.3394 | 162255.7831 | 163410.8952 | 164452.346
Scenario 3: Aggressive Fuel Sub | PG&E | Com | HVAC | Com ¦ HVAC Pump Variable Frequency Drive (VFD) - Cold | Com - Office (Small) | Energy Efficiency | 398.8528 | 396.7646 | 389.8497 | 307.8065 | 304.0805 | 313.3235 | 321.2414 | 327.1803 | 332.2796 | 337.1894 | 345.3595 | 347.8181 | 350.0348
Scenario 3: Aggressive Fuel Sub | PG&E | Com | HVAC | Com ¦ Economizer - Marine | Com - Office (Small) | Energy Efficiency | 84534.9442 | 90866.679 | 95146.6407 | 69201.6857 | 108516.9748 | 68871.9168 | 72050.5482 | 74095.2919 | 75369.622 | 73132.3361 | 79007.393 | 80144.9243 | 81134.8047
Scenario 3: Aggressive Fuel Sub | PG&E | Com | HVAC | Com ¦ Economizer - Hot-Dry | Com - Office (Small) | Energy Efficiency | 44188.2631 | 47497.9993 | 49735.2288 | 36173.2337 | 56724.1948 | 36000.8564 | 37662.3965 | 38731.2287 | 39397.3489 | 38227.8706 | 41298.8913 | 41893.5038 | 42410.9359
Scenario 3: Aggressive Fuel Sub | PG&E | Com | HVAC | Com ¦ Economizer - Cold | Com - Office (Small) | Energy Efficiency | 91.6425 | 98.5066 | 103.1464 | 75.0201 | 117.6409 | 74.6626 | 78.1085 | 80.3251 | 81.7066 | 79.2812 | 85.6502 | 86.8834 | 87.9565
Scenario 3: Aggressive Fuel Sub | PG&E | Com | HVAC | Com ¦ Large Packaged Heat Pump (IEER 14.0) - Fuel Sub - ZEAS 2030 - Marine | Com - Office (Small) | Fuel Substitution | 886238.7133 | 943707.1924 | 1007116.0603 | 874728.9948 | 931451.9755 | -191962.4758 | -193587.1812 | -195312.3441 | -197100.7785 | -198938.6841 | -200637.6432 | -202526.2408 | -204451.8452
Scenario 3: Aggressive Fuel Sub | PG&E | Com | HVAC | Com ¦ Large Packaged Heat Pump (IEER 14.0) - Fuel Sub - ZEAS 2030 - Hot-Dry | Com - Office (Small) | Fuel Substitution | 590497.742 | 630584.8296 | 674935.1109 | 587923.3857 | 627597.7392 | -123565.733 | -124388.6552 | -125369.9077 | -126443.4813 | -127584.7609 | -128460.035 | -129650.7498 | -130886.5362
Scenario 3: Aggressive Fuel Sub | PG&E | Com | HVAC | Com ¦ Large Packaged Heat Pump (IEER 14.0) - Fuel Sub - ZEAS 2030 - Cold | Com - Office (Small) | Fuel Substitution | 5935.0759 | 6288.9271 | 6682.2061 | 5781.0695 | 6131.7795 | -412.4145 | -415.7831 | -419.4187 | -423.2186 | -427.1443 | -430.6749 | -434.7187 | -438.8537
Scenario 3: Aggressive Fuel Sub | PG&E | Com | HVAC | Com ¦ Large Packaged Heat Pump (IEER 14.0) - Fuel Sub - Panel Upgrade - ZEAS 2030 - Marine | Com - Office (Small) | Fuel Substitution | 202506.6347 | 215638.2528 | 230127.257 | 199876.6499 | 212837.9207 | -43863.6615 | -44234.9087 | -44629.1106 | -45037.77 | -45457.7337 | -45845.948 | -46277.4948 | -46717.4978
Scenario 3: Aggressive Fuel Sub | PG&E | Com | HVAC | Com ¦ Large Packaged Heat Pump (IEER 14.0) - Fuel Sub - Panel Upgrade - ZEAS 2030 - Hot-Dry | Com - Office (Small) | Fuel Substitution | 134929.4595 | 144089.4082 | 154223.502 | 134341.2159 | 143406.8544 | -28234.9218 | -28422.9605 | -28647.1779 | -28892.4908 | -29153.2746 | -29353.2758 | -29625.3556 | -29907.7343
Scenario 3: Aggressive Fuel Sub | PG&E | Com | HVAC | Com ¦ Large Packaged Heat Pump (IEER 14.0) - Fuel Sub - Panel Upgrade - ZEAS 2030 - Cold | Com - Office (Small) | Fuel Substitution | 1356.1721 | 1437.0276 | 1526.8923 | 1320.9815 | 1401.1192 | 0 | 0 | 0 | 0 | 0 | 0 | 0 | 0
Scenario 3: Aggressive Fuel Sub | PG&E | Com | HVAC | Com ¦ Small Packaged Heat Pump (SEER 18) - Fuel Sub - ZEAS 2030 - Marine | Com - Office (Small) | Fuel Substitution | 409413.5026 | 426228.7487 | 443407.8165 | 374855.0151 | 390382.3705 | 119016.4843 | 121300.7446 | 123110.6875 | 124664.2863 | 126043.1106 | 128347.3135 | 129661.2934 | 130876.4773
Scenario 3: Aggressive Fuel Sub | PG&E | Com | HVAC | Com ¦ Small Packaged Heat Pump (SEER 18) - Fuel Sub - ZEAS 2030 - Hot-Dry | Com - Office (Small) | Fuel Substitution | 369382.8732 | 383393.5936 | 397425.9071 | 334665.8647 | 347386.777 | 159465.5262 | 162363.527 | 164694.3325 | 166719.307 | 168536.267 | 171464.3106 | 173206.6464 | 174832.1102
Scenario 3: Aggressive Fuel Sub | PG&E | Com | HVAC | Com ¦ Small Packaged Heat Pump (SEER 18) - Fuel Sub - ZEAS 2030 - Cold | Com - Office (Small) | Fuel Substitution | 2059.1551 | 2153.7351 | 2254.2094 | 1919.0387 | 2009.1976 | 412.2802 | 419.8306 | 425.8902 | 431.1457 | 435.8541 | 443.481 | 447.9921 | 452.1956
Scenario 3: Aggressive Fuel Sub | PG&E | Com | HVAC | Com ¦ Small Packaged Heat Pump (SEER 18) - Fuel Sub - Panel Upgrade - ZEAS 2030 - Marine | Com - Office (Small) | Fuel Substitution | 93551.4883 | 97393.7927 | 101319.2308 | 85654.8315 | 89202.8512 | 27195.4129 | 27717.3692 | 28130.9433 | 28485.9426 | 28801.0056 | 29327.5188 | 29627.7648 | 29905.4358
Scenario 3: Aggressive Fuel Sub | PG&E | Com | HVAC | Com ¦ Small Packaged Heat Pump (SEER 18) - Fuel Sub - Panel Upgrade - ZEAS 2030 - Hot-Dry | Com - Office (Small) | Fuel Substitution | 84404.4403 | 87605.9071 | 90812.308 | 76471.5612 | 79378.3053 | 36438.0686 | 37100.2654 | 37632.8573 | 38095.5665 | 38510.7441 | 39179.8056 | 39577.9315 | 39949.352
Scenario 3: Aggressive Fuel Sub | PG&E | Com | HVAC | Com ¦ Small Packaged Heat Pump (SEER 18) - Fuel Sub - Panel Upgrade - ZEAS 2030 - Cold | Com - Office (Small) | Fuel Substitution | 470.5195 | 492.1311 | 515.0896 | 438.5027 | 459.1041 | 94.2065 | 95.9318 | 97.3164 | 98.5173 | 99.5932 | 101.336 | 102.3668 | 103.3272
Scenario 3: Aggressive Fuel Sub | PG&E | Com | HVAC | Com ¦ Efficient Hot Water Boilers (94% eff.) - ZEAS 2030 - Marine | Com - Office (Small) | Energy Efficiency | 4975776.1276 | 5190169.8384 | 5416030.3576 | 4740657.7069 | 6016332.008 | 0 | 0 | 0 | 0 | 0 | 0 | 0 | 0
Scenario 3: Aggressive Fuel Sub | PG&E | Com | HVAC | Com ¦ Efficient Hot Water Boilers (94% eff.) - ZEAS 2030 - Hot-Dry | Com - Office (Small) | Energy Efficiency | 3348228.2969 | 3492495.0547 | 3644477.8935 | 3190015.763 | 4048424.3174 | 0 | 0 | 0 | 0 | 0 | 0 | 0 | 0
Scenario 3: Aggressive Fuel Sub | PG&E | Com | HVAC | Com ¦ Efficient Hot Water Boilers (94% eff.) - ZEAS 2030 - Cold | Com - Office (Small) | Energy Efficiency | 7977.006 | 8320.7152 | 8682.8076 | 7600.0716 | 9645.1921 | 0 | 0 | 0 | 0 | 0 | 0 | 0 | 0
Scenario 3: Aggressive Fuel Sub | PG&E | Com | HVAC | Com ¦ Com High Eff. Furnace (95 AFUE) - ZEAS 2030 - Marine | Com - Office (Small) | Energy Efficiency | 143657.9181 | 149847.7774 | 156368.7002 | 136869.7062 | 173700.2849 | 0 | 0 | 0 | 0 | 0 | 0 | 0 | 0
Scenario 3: Aggressive Fuel Sub | PG&E | Com | HVAC | Com ¦ Com High Eff. Furnace (95 AFUE) - ZEAS 2030 - Hot-Dry | Com - Office (Small) | Energy Efficiency | 115807.3457 | 120797.1937 | 126053.9228 | 110335.1461 | 140025.48 | 0 | 0 | 0 | 0 | 0 | 0 | 0 | 0
Scenario 3: Aggressive Fuel Sub | PG&E | Com | HVAC | Com ¦ Com High Eff. Furnace (95 AFUE) - ZEAS 2030 - Cold | Com - Office (Small) | Energy Efficiency | 555.5421 | 579.479 | 604.6961 | 529.2912 | 671.7194 | 0 | 0 | 0 | 0 | 0 | 0 | 0 | 0
Scenario 3: Aggressive Fuel Sub | PG&E | Com | WaterHeat | Com ¦ Com Heat Pump Water Heater (3.3 UEF - 50 Gal) - Marine | Com - Office (Small) | Energy Efficiency | 1198838.2522 | 1240813.9583 | 1280338.671 | 1049329.1192 | 1390735.32 | 1151835.6308 | 1180314.452 | 1202274.1122 | 1220298.1312 | 1236062.9838 | 1262468.3765 | 1283243.6569 | 1302067.2985
Scenario 3: Aggressive Fuel Sub | PG&E | Com | WaterHeat | Com ¦ Com Heat Pump Water Heater (3.3 UEF - 50 Gal) - Hot-Dry | Com - Office (Small) | Energy Efficiency | 879856.795 | 910737.2653 | 939812.2997 | 770289.0721 | 1020982.4728 | 845666.0927 | 866611.7286 | 882756.7602 | 896003.7392 | 907586.8153 | 927004.8253 | 942276.7929 | 956111.349
Scenario 3: Aggressive Fuel Sub | PG&E | Com | WaterHeat | Com ¦ Com Heat Pump Water Heater (3.3 UEF - 50 Gal) - Cold | Com - Office (Small) | Energy Efficiency | 2545.7772 | 2635.0631 | 2719.1309 | 2228.6148 | 2953.8609 | 2446.5851 | 2507.1507 | 2553.8403 | 2592.1529 | 2625.6562 | 2681.8069 | 2725.9736 | 2765.9857
Scenario 3: Aggressive Fuel Sub | PG&E | Com | WaterHeat | Com ¦ Com Hot Water Tank Insulation - Marine | Com - Office (Small) | Energy Efficiency | 46117.5073 | 47980.3989 | 49912.2694 | 44391.8623 | 46199.2349 | 48092.5896 | 50079.5535 | 52167.3943 | 54361.5498 | 56667.6613 | 59091.1327 | 61642.6909 | 64333.7573
Scenario 3: Aggressive Fuel Sub | PG&E | Com | WaterHeat | Com ¦ Com Hot Water Tank Insulation - Hot-Dry | Com - Office (Small) | Energy Efficiency | 32496.2393 | 33808.9072 | 35170.1804 | 31280.2808 | 32553.8279 | 33887.9613 | 35288.0554 | 36759.2315 | 38305.3213 | 39930.2996 | 41637.9744 | 43435.9044 | 45332.1373
Scenario 3: Aggressive Fuel Sub | PG&E | Com | WaterHeat | Com ¦ Com Hot Water Tank Insulation - Cold | Com - Office (Small) | Energy Efficiency | 66.312 | 68.9906 | 71.7684 | 63.8307 | 66.4295 | 69.1519 | 72.0089 | 75.011 | 78.166 | 81.4819 | 84.9666 | 88.6355 | 92.5049
Scenario 3: Aggressive Fuel Sub | PG&E | Com | WaterHeat | Com ¦ Faucet Aerators (Gas WH) - Marine | Com - Office (Small) | Energy Efficiency | 83426.6278 | 86796.9206 | 90290.6635 | 80303.293 | 83571.6371 | 86994.9868 | 90587.4954 | 94362.223 | 98329.272 | 102498.8028 | 106879.8884 | 111492.156 | 116356.6902
Scenario 3: Aggressive Fuel Sub | PG&E | Com | WaterHeat | Com ¦ Faucet Aerators (Gas WH) - Hot-Dry | Com - Office (Small) | Energy Efficiency | 56240.3923 | 58512.4078 | 60867.6447 | 54134.8587 | 56338.1474 | 58645.9302 | 61067.748 | 63612.4051 | 66286.7119 | 69097.5177 | 72050.9389 | 75160.2068 | 78439.5352
Scenario 3: Aggressive Fuel Sub | PG&E | Com | WaterHeat | Com ¦ Faucet Aerators (Gas WH) - Cold | Com - Office (Small) | Energy Efficiency | 129.3532 | 134.5788 | 139.9959 | 124.5105 | 129.578 | 134.8859 | 140.4561 | 146.3089 | 152.4598 | 158.9247 | 165.7175 | 172.8689 | 180.4113
Scenario 3: Aggressive Fuel Sub | PG&E | Com | WaterHeat | Com ¦ Faucet Aerators (Elec WH) - Marine | Com - Office (Small) | Energy Efficiency | 7358.6798 | 7751.5651 | 7814.0579 | 6260.4467 | 6634.3773 | 7277.7949 | 7646.2859 | 7878.6084 | 7805.2368 | 7797.8579 | 8164.2115 | 8412.939 | 8662.3148
Scenario 3: Aggressive Fuel Sub | PG&E | Com | WaterHeat | Com ¦ Faucet Aerators (Elec WH) - Hot-Dry | Com - Office (Small) | Energy Efficiency | 5237.0231 | 5516.6315 | 5561.1064 | 4455.4329 | 4721.5517 | 5179.4589 | 5441.7065 | 5607.0457 | 5554.8286 | 5549.5772 | 5810.3036 | 5987.318 | 6164.7937
Scenario 3: Aggressive Fuel Sub | PG&E | Com | WaterHeat | Com ¦ Faucet Aerators (Elec WH) - Cold | Com - Office (Small) | Energy Efficiency | 18.5004 | 19.4882 | 19.6453 | 15.7393 | 16.6794 | 18.2971 | 19.2235 | 19.8076 | 19.6231 | 19.6045 | 20.5256 | 21.1509 | 21.7779
Scenario 3: Aggressive Fuel Sub | PG&E | Com | WaterHeat | Com ¦ Com Water Heating Controls (Gas WH) - Marine | Com - Office (Small) | Energy Efficiency | 1492453.7091 | 1552879.8019 | 1615868.5136 | 1437639.0984 | 1496753.4329 | 1558790.9902 | 1623941.7662 | 1692402.5046 | 1764387.3051 | 1840146.0455 | 1919911.2019 | 2003950.1544 | 2092545.1687
Scenario 3: Aggressive Fuel Sub | PG&E | Com | WaterHeat | Com ¦ Com Water Heating Controls (Gas WH) - Hot-Dry | Com - Office (Small) | Energy Efficiency | 1055426.8086 | 1098158.6654 | 1142702.7437 | 1016663.2547 | 1058467.4682 | 1102338.9134 | 1148411.9508 | 1196825.7128 | 1247731.6054 | 1301306.3361 | 1357714.3064 | 1417144.6009 | 1479796.831
Scenario 3: Aggressive Fuel Sub | PG&E | Com | WaterHeat | Com ¦ Com Water Heating Controls (Gas WH) - Cold | Com - Office (Small) | Energy Efficiency | 2166.6249 | 2254.3466 | 2345.7886 | 2087.0494 | 2172.8669 | 2262.928 | 2357.5087 | 2456.8945 | 2561.3963 | 2671.3768 | 2787.1735 | 2909.1745 | 3037.7896
Scenario 3: Aggressive Fuel Sub | PG&E | Com | WaterHeat | Com ¦ Com Hot Water Pipe Insulation - Marine | Com - Office (Small) | Energy Efficiency | 10398067.5284 | 10818162.6684 | 11255308.3476 | 10012009.8075 | 10421549.3615 | 10851040.8725 | 11302001.4993 | 11775922.1669 | 12273884.8014 | 12797508.7163 | 13348522.5624 | 13929013.65 | 14541088.2953
Scenario 3: Aggressive Fuel Sub | PG&E | Com | WaterHeat | Com ¦ Com Hot Water Pipe Insulation - Hot-Dry | Com - Office (Small) | Energy Efficiency | 6215017.5638 | 6466112.1702 | 6727398.0357 | 5984267.4258 | 6229052.8645 | 6485763.7656 | 6755306.9483 | 7038573.5519 | 7336210.2533 | 7649184.9304 | 7978530.8134 | 8325495.5061 | 8691337.9726
Scenario 3: Aggressive Fuel Sub | PG&E | Com | WaterHeat | Com ¦ Com Hot Water Pipe Insulation - Cold | Com - Office (Small) | Energy Efficiency | 13064.6506 | 13592.4791 | 14141.7308 | 12579.5885 | 13094.1544 | 13633.7889 | 14200.3984 | 14795.8559 | 15421.521 | 16079.4282 | 16771.7495 | 17501.1075 | 18270.1486
Scenario 3: Aggressive Fuel Sub | PG&E | Com | WaterHeat | Com ¦ Com Efficient Tankless Gas Water Heater (0.87 UEF - High Draw) - ZEAS 2030 - Marine | Com - Office (Small) | Energy Efficiency | 16349.8963 | 17326.0139 | 18470.8396 | 0 | 225968.5415 | 0 | 0 | 0 | 0 | 0 | 0 | 0 | 0
Scenario 3: Aggressive Fuel Sub | PG&E | Com | WaterHeat | Com ¦ Com Efficient Tankless Gas Water Heater (0.87 UEF - High Draw) - ZEAS 2030 - Hot-Dry | Com - Office (Small) | Energy Efficiency | 12262.6828 | 12994.7803 | 13853.4092 | 0 | 169479.6229 | 0 | 0 | 0 | 0 | 0 | 0 | 0 | 0
Scenario 3: Aggressive Fuel Sub | PG&E | Com | WaterHeat | Com ¦ Com Efficient Tankless Gas Water Heater (0.87 UEF - High Draw) - ZEAS 2030 - Cold | Com - Office (Small) | Energy Efficiency | 72.1085 | 76.4782 | 81.6007 | 0 | 862.1618 | 0 | 0 | 0 | 0 | 0 | 0 | 0 | 0
Scenario 3: Aggressive Fuel Sub | PG&E | Com | WaterHeat | Com ¦ Com Heat Pump Water Heater (3.75 UEF - 50 Gal) - Fuel Sub - ZEAS 2030 - Marine | Com - Office (Small) | Fuel Substitution | 2424036.9113 | 2538641.4713 | 2664110.0043 | 2276641.1652 | 2387878.4232 | 1466539.5649 | 1501987.6472 | 1529180.6668 | 1551502.0898 | 1570883.5105 | 1603693.9442 | 1629341.2818 | 1652466.3686
Scenario 3: Aggressive Fuel Sub | PG&E | Com | WaterHeat | Com ¦ Com Heat Pump Water Heater (3.75 UEF - 50 Gal) - Fuel Sub - ZEAS 2030 - Hot-Dry | Com - Office (Small) | Fuel Substitution | 1787306.6955 | 1872155.9839 | 1965145.9298 | 1679790.899 | 1762210.8386 | 1080243.8123 | 1106395.3804 | 1126450.4485 | 1142907.6573 | 1157193.46 | 1181396.146 | 1200308.7246 | 1217358.3935
Scenario 3: Aggressive Fuel Sub | PG&E | Com | WaterHeat | Com ¦ Com Heat Pump Water Heater (3.75 UEF - 50 Gal) - Fuel Sub - ZEAS 2030 - Cold | Com - Office (Small) | Fuel Substitution | 10637.7998 | 11147.5997 | 11710.6278 | 10020.9836 | 10518.7832 | 6452.8979 | 6607.007 | 6725.52 | 6823.0314 | 6907.873 | 7050.6513 | 7162.544 | 7263.5693
Scenario 3: Aggressive Fuel Sub | PG&E | Com | WaterHeat | Com ¦ Com Efficient Tankless Gas Water Heater (0.87 UEF - High Draw) - Panel Upgrade - ZEAS 2030 - Marine | Com - Office (Small) | Energy Efficiency | 13565.0238 | 14374.8797 | 15324.7075 | 0 | 187479.3943 | 0 | 0 | 0 | 0 | 0 | 0 | 0 | 0
Scenario 3: Aggressive Fuel Sub | PG&E | Com | WaterHeat | Com ¦ Com Efficient Tankless Gas Water Heater (0.87 UEF - High Draw) - Panel Upgrade - ZEAS 2030 - Hot-Dry | Com - Office (Small) | Energy Efficiency | 10173.9841 | 10781.3837 | 11493.7626 | 0 | 140612.2146 | 0 | 0 | 0 | 0 | 0 | 0 | 0 | 0
Scenario 3: Aggressive Fuel Sub | PG&E | Com | WaterHeat | Com ¦ Com Efficient Tankless Gas Water Heater (0.87 UEF - High Draw) - Panel Upgrade - ZEAS 2030 - Cold | Com - Office (Small) | Energy Efficiency | 59.8263 | 63.4517 | 67.7017 | 0 | 715.3101 | 0 | 0 | 0 | 0 | 0 | 0 | 0 | 0
Scenario 3: Aggressive Fuel Sub | PG&E | Com | WaterHeat | Com ¦ Com Heat Pump Water Heater (3.75 UEF - 50 Gal) - Fuel Sub - Panel Upgrade - ZEAS 2030 - Marine | Com - Office (Small) | Fuel Substitution | 2011151.5034 | 2106235.5064 | 2210333.0256 | 1888861.6261 | 1981151.8786 | 1216744.3643 | 1246154.5864 | 1268715.8279 | 1287235.2503 | 1303315.44 | 1330537.2834 | 1351816.1184 | 1371002.3168
Scenario 3: Aggressive Fuel Sub | PG&E | Com | WaterHeat | Com ¦ Com Heat Pump Water Heater (3.75 UEF - 50 Gal) - Fuel Sub - Panel Upgrade - ZEAS 2030 - Hot-Dry | Com - Office (Small) | Fuel Substitution | 1482875.3353 | 1553272.2724 | 1630423.2714 | 1393672.669 | 1462054.0474 | 896246.2399 | 917943.42 | 934582.5149 | 948236.5728 | 960089.0795 | 980169.3299 | 995860.5352 | 1010006.1397
Scenario 3: Aggressive Fuel Sub | PG&E | Com | WaterHeat | Com ¦ Com Heat Pump Water Heater (3.75 UEF - 50 Gal) - Fuel Sub - Panel Upgrade - ZEAS 2030 - Cold | Com - Office (Small) | Fuel Substitution | 8825.8669 | 9248.8328 | 9715.9604 | 8314.1128 | 8727.1223 | 5353.778 | 5481.6377 | 5579.9644 | 5660.8667 | 5731.2572 | 5849.7162 | 5942.5503 | 6026.3679
Scenario 3: Aggressive Fuel Sub | PG&E | Com | WaterHeat | Com ¦ Com Heat Pump Water Heater (100+ Gal, 200+ kBtuh - 4.3 COP) - Fuel Sub - ZEAS 2030 - Marine | Com - Office (Small) | Fuel Substitution | 215517.8874 | 225887.5175 | 237147.8254 | 202674.9301 | 212690.3986 | 0 | 0 | 0 | 0 | 0 | 0 | 0 | 0
Scenario 3: Aggressive Fuel Sub | PG&E | Com | WaterHeat | Com ¦ Com Heat Pump Water Heater (100+ Gal, 200+ kBtuh - 4.3 COP) - Fuel Sub - ZEAS 2030 - Hot-Dry | Com - Office (Small) | Fuel Substitution | 159644.7055 | 167362.4432 | 175747.396 | 150238.212 | 157695.6191 | 0 | 0 | 0 | 0 | 0 | 0 | 0 | 0
Scenario 3: Aggressive Fuel Sub | PG&E | Com | WaterHeat | Com ¦ Com Heat Pump Water Heater (100+ Gal, 200+ kBtuh - 4.3 COP) - Fuel Sub - ZEAS 2030 - Cold | Com - Office (Small) | Fuel Substitution | 470.1357 | 493.2797 | 518.6195 | 444.0034 | 466.488 | 0 | 0 | 0 | 0 | 0 | 0 | 0 | 0
Scenario 3: Aggressive Fuel Sub | PG&E | Com | WaterHeat | Com ¦ Com Heat Pump Water Heater (100+ Gal, 200+ kBtuh - 4.3 COP) - Fuel Sub - Panel Upgrade - ZEAS 2030 - Marine | Com - Office (Small) | Fuel Substitution | 178808.7967 | 187412.1711 | 196754.5145 | 168153.3761 | 176462.9131 | 0 | 0 | 0 | 0 | 0 | 0 | 0 | 0
Scenario 3: Aggressive Fuel Sub | PG&E | Com | WaterHeat | Com ¦ Com Heat Pump Water Heater (100+ Gal, 200+ kBtuh - 4.3 COP) - Fuel Sub - Panel Upgrade - ZEAS 2030 - Hot-Dry | Com - Office (Small) | Fuel Substitution | 132452.4754 | 138855.6534 | 145812.4 | 124648.1868 | 130835.3763 | 0 | 0 | 0 | 0 | 0 | 0 | 0 | 0
Scenario 3: Aggressive Fuel Sub | PG&E | Com | WaterHeat | Com ¦ Com Heat Pump Water Heater (100+ Gal, 200+ kBtuh - 4.3 COP) - Fuel Sub - Panel Upgrade - ZEAS 2030 - Cold | Com - Office (Small) | Fuel Substitution | 390.0577 | 409.2596 | 430.2833 | 368.3764 | 387.0313 | 0 | 0 | 0 | 0 | 0 | 0 | 0 | 0
Scenario 3: Aggressive Fuel Sub | PG&E | Com | WholeBlg | Com ¦ Com Title 24 2022 Code | Com - Office (Small) | Energy Efficiency | 7082226.9386 | 7245346.7267 | 7417237.7187 | 0 | 83820806.4678 | 7319922.6308 | 7621138.4077 | 7915866.3806 | 8186261.1551 | 8487147.0636 | 8804218.0232 | 9074792.8719 | 9368563.1901
Scenario 3: Aggressive Fuel Sub | PG&E | Com | FoodServ | Com ¦ ENERGY STAR Ice Machine | Com - Office (Small) | Energy Efficiency | 22364.9027 | 23036.6391 | 23622.1565 | 19234.6448 | 25394.6738 | 21074.8505 | 21660.0172 | 22151.4838 | 22558.9618 | 22896.8579 | 23394.011 | 23730.3142 | 24032.3887
Scenario 3: Aggressive Fuel Sub | PG&E | Com | Lighting | Com ¦ LED High and Low Bay - 155 lpw | Com - Office (Small) | Energy Efficiency | 6052418.5173 | 6220574.7495 | 6363521.9199 | 5279922.1669 | 5426046.5589 | 5614734.5865 | 5740058.5137 | 5831279.4347 | 5893361.1483 | 5940207.9622 | 6037323.6454 | 6094965.8045 | 6141907.8663
Scenario 3: Aggressive Fuel Sub | PG&E | Com | Lighting | Com ¦ LED Fixtures and Retrofit Kits - 140 lpw - RET | Com - Office (Small) | Energy Efficiency | 678896.0218 | 701007.9855 | 720911.1899 | 600598.4287 | 617781.408 | 636716.5229 | 648928.793 | 658428.8661 | 666197.1866 | 672648.4414 | 684511.6699 | 693303.7641 | 700866.4754
Scenario 3: Aggressive Fuel Sub | PG&E | Com | Lighting | Com ¦ LED Fixtures and Retrofit Kits - 140 lpw | Com - Office (Small) | Energy Efficiency | 1545347.6352 | 1595302.5048 | 1639952.4142 | 1337500.0264 | 1762077.6418 | 1449648.1721 | 1475856.0441 | 1495243.8862 | 1510073.7073 | 1521526.7143 | 1545902.4083 | 1562560.9645 | 1575975.8114
Scenario 3: Aggressive Fuel Sub | SCE | Com | BldgEnv | Com ¦ Com Wall Insulation (R14) - Marine | Com - Office (Small) | Energy Efficiency | 12719.0772 | 13390.1728 | 13983.4379 | 14559.5736 | 12429.3605 | 13872.1182 | 13935.4184 | 14080.6414 | 14204.3916 | 14301.8142 | 14338.5457 | 14161.3883 | 13986.8343
Scenario 3: Aggressive Fuel Sub | SCE | Com | BldgEnv | Com ¦ Com Wall Insulation (R14) - Hot-Dry | Com - Office (Small) | Energy Efficiency | 52463.7051 | 55231.8431 | 57678.9457 | 60055.3925 | 51268.6805 | 57219.7736 | 57480.8746 | 58079.891 | 58590.3365 | 58992.1854 | 59143.6959 | 58412.9562 | 57692.9551
Scenario 3: Aggressive Fuel Sub | SCE | Com | BldgEnv | Com ¦ Com Wall Insulation (R14) - Cold | Com - Office (Small) | Energy Efficiency | 1583.2256 | 1666.7612 | 1740.6088 | 1812.3241 | 1547.1627 | 1726.7521 | 1734.6315 | 1752.7083 | 1768.1123 | 1780.2391 | 1784.8113 | 1762.7594 | 1741.0315
Scenario 3: Aggressive Fuel Sub | SCE | Com | HVAC | Com ¦ Small Unitary Heat Pump (SEER 18) - Marine | Com - Office (Small) | Energy Efficiency | 327976.3566 | 338436.2755 | 347544.6912 | 355488.097 | 288493.4526 | 385535.0344 | 310503.7664 | 312037.9705 | 313491.648 | 314717.3471 | 316664.0126 | 316808.312 | 317075.2869
Scenario 3: Aggressive Fuel Sub | SCE | Com | HVAC | Com ¦ Small Unitary Heat Pump (SEER 18) - Hot-Dry | Com - Office (Small) | Energy Efficiency | 1505549.9095 | 1553565.3524 | 1595376.8249 | 1631840.4103 | 1324306.7154 | 1769768.5353 | 1425343.3458 | 1432385.9903 | 1439058.9834 | 1444685.4594 | 1453621.4761 | 1454283.871 | 1455509.3985
Scenario 3: Aggressive Fuel Sub | SCE | Com | HVAC | Com ¦ Small Unitary Heat Pump (SEER 18) - Cold | Com - Office (Small) | Energy Efficiency | 21957.4029 | 22657.6749 | 23267.4663 | 23799.2625 | 19314.0965 | 25810.8487 | 20787.6458 | 20890.3578 | 20987.6788 | 21069.7371 | 21200.0627 | 21209.7233 | 21227.5967
Scenario 3: Aggressive Fuel Sub | SCE | Com | HVAC | Com ¦ Small Unitary AC (SEER 18) - Marine | Com - Office (Small) | Energy Efficiency | 1585968.8797 | 1636549.0681 | 1680593.9011 | 1719005.1894 | 1395044.5777 | 1864300.7472 | 1501478.0812 | 1508896.9087 | 1515926.3399 | 1521853.3542 | 1531266.6883 | 1531964.465 | 1533255.4541
Scenario 3: Aggressive Fuel Sub | SCE | Com | HVAC | Com ¦ Small Unitary AC (SEER 18) - Hot-Dry | Com - Office (Small) | Energy Efficiency | 7367193.6931 | 7602150.4127 | 7806748.8887 | 7985178.2416 | 6480305.9798 | 8660109.8439 | 6974714.3164 | 7009176.4923 | 7041829.8324 | 7069362.19 | 7113089.3127 | 7116330.6477 | 7122327.5918
Scenario 3: Aggressive Fuel Sub | SCE | Com | HVAC | Com ¦ Small Unitary AC (SEER 18) - Cold | Com - Office (Small) | Energy Efficiency | 83895.1493 | 86570.7582 | 88900.6575 | 90932.5516 | 73795.5672 | 98618.448 | 79425.7248 | 79818.1686 | 80190.0139 | 80503.5433 | 81001.4932 | 81038.4044 | 81106.6956
Scenario 3: Aggressive Fuel Sub | SCE | Com | HVAC | Com ¦ Large Unitary Heat Pump (EER 10.0, COP 3.3) - Marine | Com - Office (Small) | Energy Efficiency | 70129.6453 | 72366.2406 | 74313.8504 | 76012.3516 | 61687.2012 | 82437.1472 | 66393.5633 | 66721.615 | 67032.448 | 67294.5335 | 67710.7798 | 67741.6347 | 67798.7207
Scenario 3: Aggressive Fuel Sub | SCE | Com | HVAC | Com ¦ Large Unitary Heat Pump (EER 10.0, COP 3.3) - Hot-Dry | Com - Office (Small) | Energy Efficiency | 310518.533 | 320421.6818 | 329045.2665 | 336565.8535 | 273137.2609 | 365013.4252 | 293975.9897 | 295428.5298 | 296804.8296 | 297965.2861 | 299808.3327 | 299944.9512 | 300197.7153
Scenario 3: Aggressive Fuel Sub | SCE | Com | HVAC | Com ¦ Large Unitary Heat Pump (EER 10.0, COP 3.3) - Cold | Com - Office (Small) | Energy Efficiency | 2261.9323 | 2334.0705 | 2396.8879 | 2451.6706 | 1989.6332 | 2658.8933 | 2141.4303 | 2152.0111 | 2162.0366 | 2170.4898 | 2183.9152 | 2184.9104 | 2186.7516
Scenario 3: Aggressive Fuel Sub | SCE | Com | HVAC | Com ¦ Variable Refrigerant Flow (VRF) Heat Pump - Hot-Dry | Com - Office (Small) | Energy Efficiency | 628072.0188 | 649618.9728 | 668897.4226 | 686302.0014 | 558637.9369 | 747156.5801 | 602081.8025 | 605596.9833 | 608931.3439 | 611736.2113 | 616054.9764 | 616887.0393 | 617910.5799
Scenario 3: Aggressive Fuel Sub | SCE | Com | HVAC | Com ¦ Variable Refrigerant Flow (VRF) Heat Pump - Marine | Com - Office (Small) | Energy Efficiency | 154998.1631 | 160315.6079 | 165073.2221 | 169368.3947 | 137862.9385 | 184386.3347 | 148584.192 | 149451.6826 | 150274.5496 | 150966.7462 | 152032.5486 | 152237.8885 | 152490.482
Scenario 3: Aggressive Fuel Sub | SCE | Com | HVAC | Com ¦ Variable Refrigerant Flow (VRF) Heat Pump - Cold | Com - Office (Small) | Energy Efficiency | 9479.9589 | 9805.1831 | 10096.1671 | 10358.8674 | 8431.9386 | 11277.3909 | 9087.6692 | 9140.7265 | 9191.0544 | 9233.3904 | 9298.5767 | 9311.1357 | 9326.5847
Scenario 3: Aggressive Fuel Sub | SCE | Com | HVAC | Com ¦ Efficient Chiller - Marine | Com - Office (Small) | Energy Efficiency | 2165116.6508 | 2217706.1912 | 2263717.7845 | 2305022.9164 | 1862831.0508 | 2480643.5009 | 1996113.0107 | 2007320.9885 | 2018502.8672 | 2029160.8778 | 2042657.8827 | 2042831.1296 | 2043351.8037
Scenario 3: Aggressive Fuel Sub | SCE | Com | HVAC | Com ¦ Efficient Chiller - Hot-Dry | Com - Office (Small) | Energy Efficiency | 8631439.5407 | 8841092.6504 | 9024522.1601 | 9189188.9222 | 7426349.7919 | 9889316.7682 | 7957690.7611 | 8002372.4099 | 8046950.0129 | 8089439.1665 | 8143246.2359 | 8143936.9007 | 8146012.6165
Scenario 3: Aggressive Fuel Sub | SCE | Com | HVAC | Com ¦ Efficient Chiller - Cold | Com - Office (Small) | Energy Efficiency | 83304.7124 | 85328.1399 | 87098.4752 | 88687.7255 | 71674.0158 | 95444.8775 | 76802.153 | 77233.3895 | 77663.6219 | 78073.6979 | 78593.0067 | 78599.6725 | 78619.7059
Scenario 3: Aggressive Fuel Sub | SCE | Com | HVAC | Com ¦ Demand Controlled Ventilation (HVAC) - Marine | Com - Office (Small) | Energy Efficiency | 150897.5824 | 157078.0783 | 166178.5501 | 174270.3772 | 142394.2357 | 260015.9581 | 169209.8177 | 171823.1057 | 174167.099 | 176005.4039 | 178667.9309 | 178659.4308 | 178492.4143
Scenario 3: Aggressive Fuel Sub | SCE | Com | HVAC | Com ¦ Demand Controlled Ventilation (HVAC) - Hot-Dry | Com - Office (Small) | Energy Efficiency | 659471.9937 | 686482.7904 | 726254.8411 | 761618.783 | 622309.5758 | 1136355.1328 | 739502.4759 | 750923.403 | 761167.4235 | 769201.4195 | 780837.537 | 780800.3889 | 780070.472
Scenario 3: Aggressive Fuel Sub | SCE | Com | HVAC | Com ¦ Demand Controlled Ventilation (HVAC) - Cold | Com - Office (Small) | Energy Efficiency | 32818.7416 | 34162.9387 | 36142.202 | 37902.0948 | 30969.3472 | 56550.9163 | 36801.4729 | 37369.8373 | 37879.6329 | 38279.4461 | 38858.5196 | 38856.6709 | 38820.3464
Scenario 3: Aggressive Fuel Sub | SCE | Com | HVAC | Com ¦ HVAC Energy Management System (Elec SC and Gas SH) - Marine | Com - Office (Small) | Energy Efficiency | 349611.625 | 363931.0936 | 385015.7969 | 403763.591 | 329910.3891 | 602425.8321 | 392038.8807 | 398093.5562 | 403524.3079 | 407783.4401 | 413952.1963 | 413932.5026 | 413545.5454
Scenario 3: Aggressive Fuel Sub | SCE | Com | HVAC | Com ¦ HVAC Energy Management System (Elec SC and Gas SH) - Hot-Dry | Com - Office (Small) | Energy Efficiency | 1435978.8849 | 1494794.0188 | 1581396.3699 | 1658400.2066 | 1355058.9246 | 2474376.4586 | 1610242.665 | 1635111.3635 | 1657417.3861 | 1674911.152 | 1700248.4205 | 1700167.5317 | 1698578.1613
Scenario 3: Aggressive Fuel Sub | SCE | Com | HVAC | Com ¦ HVAC Energy Management System (Elec SC and Gas SH) - Cold | Com - Office (Small) | Energy Efficiency | 21686.4174 | 22574.6544 | 23882.539 | 25045.4651 | 20464.3493 | 37368.4887 | 24318.1811 | 24693.7528 | 25030.6224 | 25294.8165 | 25677.4646 | 25676.243 | 25652.24
Scenario 3: Aggressive Fuel Sub | SCE | Com | HVAC | Com ¦ HVAC Pump Variable Frequency Drive (VFD) - Marine | Com - Office (Small) | Energy Efficiency | 115892.2445 | 120385.9143 | 127347.801 | 133479.7139 | 114537.802 | 123222.4457 | 129298.3324 | 131228.3762 | 132965.0959 | 134381.2064 | 136169.8544 | 135680.2672 | 135107.302
Scenario 3: Aggressive Fuel Sub | SCE | Com | HVAC | Com ¦ HVAC Pump Variable Frequency Drive (VFD) - Hot-Dry | Com - Office (Small) | Energy Efficiency | 239016.4175 | 248284.1719 | 262642.3821 | 275288.8526 | 236223.0124 | 254134.2405 | 266665.1624 | 270645.6888 | 274227.5035 | 277148.0928 | 280837.0044 | 279827.2786 | 278645.5939
Scenario 3: Aggressive Fuel Sub | SCE | Com | HVAC | Com ¦ HVAC Pump Variable Frequency Drive (VFD) - Cold | Com - Office (Small) | Energy Efficiency | 3571.6189 | 3710.1068 | 3924.6613 | 4113.6373 | 3529.8771 | 3797.5243 | 3984.7737 | 4044.2546 | 4097.7776 | 4141.4199 | 4196.5433 | 4181.455 | 4163.7971
Scenario 3: Aggressive Fuel Sub | SCE | Com | HVAC | Com ¦ Economizer - Marine | Com - Office (Small) | Energy Efficiency | 21909.2343 | 23454.8796 | 24668.7529 | 23238.2153 | 16703.6658 | 39228.6793 | 25470.2661 | 25759.7705 | 26179.1503 | 25888.2911 | 27534.6293 | 27596.7524 | 27611.9736
Scenario 3: Aggressive Fuel Sub | SCE | Com | HVAC | Com ¦ Economizer - Hot-Dry | Com - Office (Small) | Energy Efficiency | 90371.3049 | 96746.7896 | 101753.7795 | 95853.0916 | 68899.3534 | 161810.6273 | 105059.8645 | 106254.0135 | 107983.8731 | 106784.136 | 113574.9591 | 113831.2046 | 113893.989
Scenario 3: Aggressive Fuel Sub | SCE | Com | HVAC | Com ¦ Economizer - Cold | Com - Office (Small) | Energy Efficiency | 950.2935 | 1017.3345 | 1069.9852 | 1007.9369 | 724.5066 | 1701.509 | 1104.7501 | 1117.3071 | 1135.4973 | 1122.8816 | 1194.29 | 1196.9845 | 1197.6448
Scenario 3: Aggressive Fuel Sub | SCE | Com | WaterHeat | Com ¦ Com Heat Pump Water Heater (3.3 UEF - 50 Gal) - Marine | Com - Office (Small) | Energy Efficiency | 410470.9447 | 430581.7514 | 450430.694 | 469957.6258 | 388363.1073 | 524015.3094 | 425112.4288 | 430329.5475 | 434751.3518 | 437860.4656 | 443812.2681 | 447823.445 | 451317.0286
Scenario 3: Aggressive Fuel Sub | SCE | Com | WaterHeat | Com ¦ Com Heat Pump Water Heater (3.3 UEF - 50 Gal) - Hot-Dry | Com - Office (Small) | Energy Efficiency | 1608747.7546 | 1687744.2358 | 1765711.0832 | 1842411.8829 | 1522668.4259 | 2054684.7244 | 1666943.2331 | 1687409.8806 | 1704750.497 | 1716931.7708 | 1740284.9804 | 1756010.7898 | 1769701.9035
Scenario 3: Aggressive Fuel Sub | SCE | Com | WaterHeat | Com ¦ Com Heat Pump Water Heater (3.3 UEF - 50 Gal) - Cold | Com - Office (Small) | Energy Efficiency | 26308.6802 | 27595.5473 | 28865.6701 | 30115.2019 | 24884.9209 | 33575.1155 | 27237.4089 | 27571.5632 | 27854.85 | 28054.1753 | 28435.3331 | 28692.3663 | 28916.298
Scenario 3: Aggressive Fuel Sub | SCE | Com | WaterHeat | Com ¦ Faucet Aerators (Elec WH) - Marine | Com - Office (Small) | Energy Efficiency | 2126.6688 | 2234.5601 | 2261.1528 | 2311.8405 | 2109.0642 | 2442.7244 | 2622.0677 | 2686.2546 | 2690.3758 | 2700.4934 | 2802.1577 | 2862.7312 | 2923.0742
Scenario 3: Aggressive Fuel Sub | SCE | Com | WaterHeat | Com ¦ Faucet Aerators (Elec WH) - Hot-Dry | Com - Office (Small) | Energy Efficiency | 8420.9841 | 8848.2021 | 8953.5015 | 9154.2099 | 8351.2752 | 9672.4719 | 10382.6186 | 10636.7798 | 10653.0987 | 10693.1613 | 11095.7222 | 11335.5753 | 11574.5161
Scenario 3: Aggressive Fuel Sub | SCE | Com | WaterHeat | Com ¦ Faucet Aerators (Elec WH) - Cold | Com - Office (Small) | Energy Efficiency | 174.6071 | 183.4654 | 185.6487 | 189.8104 | 173.1617 | 200.5564 | 215.2811 | 220.5511 | 220.8895 | 221.7202 | 230.0672 | 235.0405 | 239.9948
Scenario 3: Aggressive Fuel Sub | SCE | Com | WholeBlg | Com ¦ Com Title 24 2022 Code | Com - Office (Small) | Energy Efficiency | 7319975.4829 | 7586317.2062 | 7834802.199 | 8083134.6075 | 0 | 100731362.6826 | 8204130.7408 | 8356687.2651 | 8501881.4622 | 8633621.3944 | 8770057.3151 | 8838646.6806 | 8923394.8259
Scenario 3: Aggressive Fuel Sub | SCE | Com | FoodServ | Com ¦ ENERGY STAR Ice Machine | Com - Office (Small) | Energy Efficiency | 24289.5489 | 25550.1092 | 26765.4775 | 27958.7101 | 23188.1552 | 31491.2357 | 25687.2926 | 26091.2965 | 26435.8213 | 26651.14 | 26966.3512 | 27089.3282 | 27187.3373
Scenario 3: Aggressive Fuel Sub | SCE | Com | Lighting | Com ¦ LED High and Low Bay - 155 lpw | Com - Office (Small) | Energy Efficiency | 12390746.2702 | 12963872.0599 | 13515331.0337 | 14062898.7486 | 11839993.2741 | 12355578.2086 | 12680170.1442 | 12830357.9073 | 12945926.9641 | 13015203.3625 | 13154592.2553 | 13226157.5829 | 13287336.7802
Scenario 3: Aggressive Fuel Sub | SCE | Com | Lighting | Com ¦ LED Fixtures and Retrofit Kits - 140 lpw - RET | Com - Office (Small) | Energy Efficiency | 446425.1268 | 466193.7831 | 485162.6539 | 503294.6618 | 421520.899 | 436940.7642 | 446365.4949 | 451316.2436 | 455939.8714 | 459380.6422 | 465452.5905 | 469748.6991 | 473543.0953
Scenario 3: Aggressive Fuel Sub | SCE | Com | Lighting | Com ¦ LED Fixtures and Retrofit Kits - 140 lpw | Com - Office (Small) | Energy Efficiency | 1077769.9592 | 1125754.796 | 1171834.9042 | 1215924.8782 | 998338.7404 | 1338729.4652 | 1082013.575 | 1094385.8611 | 1105940.0196 | 1114569.9695 | 1129627.709 | 1140354.6906 | 1149882.889
Scenario 3: Aggressive Fuel Sub | SCG | Com | BldgEnv | Com ¦ Com Wall Insulation (R14) - Marine | Com - Office (Small) | Energy Efficiency | 482503.184 | 502688.1875 | 523773.4658 | 545882.2305 | 486540.7749 | 526047.8047 | 531161.704 | 554279.4557 | 578609.8195 | 604228.9586 | 631218.463 | 659661.4017 | 689659.8454
Scenario 3: Aggressive Fuel Sub | SCG | Com | BldgEnv | Com ¦ Com Wall Insulation (R14) - Hot-Dry | Com - Office (Small) | Energy Efficiency | 587975.1679 | 612572.4788 | 638266.8585 | 665208.452 | 592895.3493 | 641038.3528 | 647270.1165 | 675441.2548 | 705090.0741 | 736309.3864 | 769198.6169 | 803858.9926 | 840414.8963
Scenario 3: Aggressive Fuel Sub | SCG | Com | BldgEnv | Com ¦ Com Wall Insulation (R14) - Cold | Com - Office (Small) | Energy Efficiency | 6146.2209 | 6403.3415 | 6671.9299 | 6953.5558 | 6197.6526 | 6700.9009 | 6766.0428 | 7060.5213 | 7370.4463 | 7696.7879 | 8040.5856 | 8402.8973 | 8785.0234
Scenario 3: Aggressive Fuel Sub | SCG | Com | HVAC | Com ¦ Demand Controlled Ventilation (HVAC) - Marine | Com - Office (Small) | Energy Efficiency | 191171.0745 | 199256.7893 | 207679.7825 | 216527.2866 | 184126.6538 | 302631.4886 | 211704.6791 | 221015.2187 | 230800.5602 | 241087.2123 | 251944.3693 | 263375.2121 | 275449.1826
Scenario 3: Aggressive Fuel Sub | SCG | Com | HVAC | Com ¦ Demand Controlled Ventilation (HVAC) - Hot-Dry | Com - Office (Small) | Energy Efficiency | 1009685.2635 | 1052390.6103 | 1096877.3199 | 1143606.1179 | 972479.594 | 1598372.322 | 1118135.1324 | 1167309.4889 | 1218991.55 | 1273321.3226 | 1330664.2625 | 1391037.1698 | 1454806.8068
Scenario 3: Aggressive Fuel Sub | SCG | Com | HVAC | Com ¦ Demand Controlled Ventilation (HVAC) - Cold | Com - Office (Small) | Energy Efficiency | 23152.8906 | 24132.1584 | 25152.2742 | 26223.8029 | 22299.7349 | 36651.9557 | 25639.7328 | 26767.3402 | 27952.4512 | 29198.2763 | 30513.1958 | 31897.5948 | 33359.8836
Scenario 3: Aggressive Fuel Sub | SCG | Com | HVAC | Com ¦ HVAC Energy Management System (Elec SC and Gas SH) - Marine | Com - Office (Small) | Energy Efficiency | 143500.287 | 149569.7323 | 155892.3517 | 162533.6251 | 138212.4766 | 227166.7174 | 158913.5924 | 165902.4378 | 173247.6878 | 180969.2405 | 189119.0359 | 197699.4617 | 206762.6436
Scenario 3: Aggressive Fuel Sub | SCG | Com | HVAC | Com ¦ HVAC Energy Management System (Elec SC and Gas SH) - Hot-Dry | Com - Office (Small) | Energy Efficiency | 685722.5117 | 714725.6266 | 744938.5448 | 776674.1657 | 660454.4742 | 1085526.2753 | 759375.6779 | 792772.1872 | 827871.791 | 864769.5744 | 903713.7347 | 944715.6817 | 988024.5
Scenario 3: Aggressive Fuel Sub | SCG | Com | HVAC | Com ¦ HVAC Energy Management System (Elec SC and Gas SH) - Cold | Com - Office (Small) | Energy Efficiency | 4405.4479 | 4591.7794 | 4785.8834 | 4989.7699 | 4243.1125 | 6974.001 | 4878.6352 | 5093.1922 | 5318.6909 | 5555.7419 | 5805.94 | 6069.3585 | 6347.5974
Scenario 3: Aggressive Fuel Sub | SCG | Com | HVAC | Com ¦ Efficient Hot Water Boilers (94% eff.) - ZEAS 2030 - Marine | Com - Office (Small) | Energy Efficiency | 1270916.4285 | 1326809.319 | 1385504.2866 | 1447322.5325 | 1273119.8137 | 0 | 0 | 0 | 0 | 0 | 0 | 0 | 0
Scenario 3: Aggressive Fuel Sub | SCG | Com | HVAC | Com ¦ Efficient Hot Water Boilers (94% eff.) - ZEAS 2030 - Hot-Dry | Com - Office (Small) | Energy Efficiency | 6537230.0212 | 6824727.0379 | 7126637.1368 | 7444612.4842 | 6548563.6034 | 0 | 0 | 0 | 0 | 0 | 0 | 0 | 0
Scenario 3: Aggressive Fuel Sub | SCG | Com | HVAC | Com ¦ Efficient Hot Water Boilers (94% eff.) - ZEAS 2030 - Cold | Com - Office (Small) | Energy Efficiency | 18532.9876 | 19348.039 | 20203.9514 | 21105.4086 | 18565.1182 | 0 | 0 | 0 | 0 | 0 | 0 | 0 | 0
Scenario 3: Aggressive Fuel Sub | SCG | Com | HVAC | Com ¦ Com High Eff. Furnace (95 AFUE) - ZEAS 2030 - Marine | Com - Office (Small) | Energy Efficiency | 19822.2314 | 20693.9817 | 21609.4355 | 22573.6024 | 19856.5972 | 0 | 0 | 0 | 0 | 0 | 0 | 0 | 0
Scenario 3: Aggressive Fuel Sub | SCG | Com | HVAC | Com ¦ Com High Eff. Furnace (95 AFUE) - ZEAS 2030 - Hot-Dry | Com - Office (Small) | Energy Efficiency | 102125.5978 | 106616.9197 | 111333.405 | 116300.8641 | 102302.6527 | 0 | 0 | 0 | 0 | 0 | 0 | 0 | 0
Scenario 3: Aggressive Fuel Sub | SCG | Com | HVAC | Com ¦ Com High Eff. Furnace (95 AFUE) - ZEAS 2030 - Cold | Com - Office (Small) | Energy Efficiency | 1266.5642 | 1322.2657 | 1380.7597 | 1442.3662 | 1268.7601 | 0 | 0 | 0 | 0 | 0 | 0 | 0 | 0
Scenario 3: Aggressive Fuel Sub | SCG | Com | WaterHeat | Com ¦ Com Hot Water Tank Insulation - Marine | Com - Office (Small) | Energy Efficiency | 11199.7536 | 11665.5516 | 12148.7305 | 12654.0417 | 11308.4483 | 11784.0702 | 12283.3504 | 12808.1272 | 13359.7779 | 13939.7325 | 14549.3607 | 15191.3717 | 15868.6521
Scenario 3: Aggressive Fuel Sub | SCG | Com | WaterHeat | Com ¦ Com Hot Water Tank Insulation - Hot-Dry | Com - Office (Small) | Energy Efficiency | 60749.0981 | 63275.654 | 65896.4873 | 68637.3691 | 61338.6741 | 63918.5163 | 66626.6852 | 69473.1512 | 72465.385 | 75611.1436 | 78917.8555 | 82400.2168 | 86073.8847
Scenario 3: Aggressive Fuel Sub | SCG | Com | WaterHeat | Com ¦ Com Hot Water Tank Insulation - Cold | Com - Office (Small) | Energy Efficiency | 152.0713 | 158.396 | 164.9566 | 171.8178 | 153.5472 | 160.0052 | 166.7845 | 173.91 | 181.4003 | 189.275 | 197.5526 | 206.2699 | 215.4661
Scenario 3: Aggressive Fuel Sub | SCG | Com | WaterHeat | Com ¦ Faucet Aerators (Gas WH) - Marine | Com - Office (Small) | Energy Efficiency | 18630.5918 | 19405.5483 | 20209.1123 | 21049.4458 | 18810.8812 | 19601.7072 | 20431.849 | 21304.3443 | 22221.5457 | 23185.822 | 24199.289 | 25266.5055 | 26392.3711
Scenario 3: Aggressive Fuel Sub | SCG | Com | WaterHeat | Com ¦ Faucet Aerators (Gas WH) - Hot-Dry | Com - Office (Small) | Energy Efficiency | 99350.6315 | 103483.2116 | 107768.3461 | 112249.5597 | 100312.0535 | 104529.2608 | 108956.1256 | 113608.8473 | 118499.9714 | 123642.1299 | 129046.6063 | 134737.7097 | 140741.5697
Scenario 3: Aggressive Fuel Sub | SCG | Com | WaterHeat | Com ¦ Faucet Aerators (Gas WH) - Cold | Com - Office (Small) | Energy Efficiency | 296.6509 | 308.9904 | 321.7854 | 335.1658 | 299.5216 | 312.1138 | 325.332 | 339.2245 | 353.8289 | 369.1829 | 385.3201 | 402.3132 | 420.2401
Scenario 3: Aggressive Fuel Sub | SCG | Com | WaterHeat | Com ¦ Com Water Heating Controls (Gas WH) - Marine | Com - Office (Small) | Energy Efficiency | 167356.7098 | 174325.6011 | 181592.0544 | 189203.525 | 169144.8889 | 176332.8036 | 183883.5274 | 191820.0364 | 200167.289 | 208954.4155 | 218208.5383 | 227960.8645 | 238244.3489
Scenario 3: Aggressive Fuel Sub | SCG | Com | WaterHeat | Com ¦ Com Water Heating Controls (Gas WH) - Hot-Dry | Com - Office (Small) | Energy Efficiency | 907591.3246 | 945384.2839 | 984790.9499 | 1026068.6776 | 917288.7901 | 956269.5335 | 997217.8257 | 1040258.2675 | 1085526.2108 | 1133179.6319 | 1183365.6182 | 1236253.4088 | 1292021.7213
Scenario 3: Aggressive Fuel Sub | SCG | Com | WaterHeat | Com ¦ Com Water Heating Controls (Gas WH) - Cold | Com - Office (Small) | Energy Efficiency | 2240.657 | 2333.9601 | 2431.2471 | 2533.1533 | 2264.5981 | 2360.8336 | 2461.9265 | 2568.1845 | 2679.9418 | 2797.5883 | 2921.4873 | 3052.0564 | 3189.7369
Scenario 3: Aggressive Fuel Sub | SCG | Com | WaterHeat | Com ¦ Com Hot Water Pipe Insulation - Marine | Com - Office (Small) | Energy Efficiency | 2414547.4714 | 2514929.9948 | 2619415.901 | 2728748.4974 | 2438990.7145 | 2542095.9719 | 2650385.7479 | 2764220.6061 | 2883862.7224 | 3009703.4483 | 3142160.3519 | 3281737.7574 | 3428945.0109
Scenario 3: Aggressive Fuel Sub | SCG | Com | WaterHeat | Com ¦ Com Hot Water Pipe Insulation - Hot-Dry | Com - Office (Small) | Energy Efficiency | 10894349.9868 | 11347272.2651 | 11818708.8573 | 12312013.5379 | 11004637.0067 | 11469844.1615 | 11958443.6752 | 12472062.3968 | 13011883.2548 | 13579672.0131 | 14177312.7236 | 14807080.8782 | 15471274.6287
Scenario 3: Aggressive Fuel Sub | SCG | Com | WaterHeat | Com ¦ Com Hot Water Pipe Insulation - Cold | Com - Office (Small) | Energy Efficiency | 29955.17 | 31200.5278 | 32496.7927 | 33853.1862 | 30258.4159 | 31537.5522 | 32881.0084 | 34293.2575 | 35777.5522 | 37338.7476 | 38982.024 | 40713.6383 | 42539.9094
Scenario 3: Aggressive Fuel Sub | SCG | Com | WaterHeat | Com ¦ Com Efficient Tankless Gas Water Heater (0.87 UEF - High Draw) - ZEAS 2030 - Marine | Com - Office (Small) | Energy Efficiency | 12419.0934 | 13119.2411 | 13839.3818 | 14628.6954 | 0 | 0 | 0 | 0 | 0 | 0 | 0 | 0 | 0
Scenario 3: Aggressive Fuel Sub | SCG | Com | WaterHeat | Com ¦ Com Efficient Tankless Gas Water Heater (0.87 UEF - High Draw) - ZEAS 2030 - Hot-Dry | Com - Office (Small) | Energy Efficiency | 34010.7495 | 35928.1639 | 37900.3307 | 40061.9336 | 0 | 0 | 0 | 0 | 0 | 0 | 0 | 0 | 0
Scenario 3: Aggressive Fuel Sub | SCG | Com | WaterHeat | Com ¦ Com Efficient Tankless Gas Water Heater (0.87 UEF - High Draw) - ZEAS 2030 - Cold | Com - Office (Small) | Energy Efficiency | 164.0942 | 173.3453 | 182.8605 | 193.2898 | 0 | 0 | 0 | 0 | 0 | 0 | 0 | 0 | 0
Scenario 3: Aggressive Fuel Sub | SCG | Com | WaterHeat | Com ¦ Com Efficient Tankless Gas Water Heater (0.87 UEF - High Draw) - Panel Upgrade - ZEAS 2030 - Marine | Com - Office (Small) | Energy Efficiency | 10303.7533 | 10884.6451 | 11482.1244 | 12136.9945 | 0 | 0 | 0 | 0 | 0 | 0 | 0 | 0 | 0
Scenario 3: Aggressive Fuel Sub | SCG | Com | WaterHeat | Com ¦ Com Efficient Tankless Gas Water Heater (0.87 UEF - High Draw) - Panel Upgrade - ZEAS 2030 - Hot-Dry | Com - Office (Small) | Energy Efficiency | 28217.7098 | 29808.5316 | 31444.7799 | 33238.1977 | 0 | 0 | 0 | 0 | 0 | 0 | 0 | 0 | 0
Scenario 3: Aggressive Fuel Sub | SCG | Com | WaterHeat | Com ¦ Com Efficient Tankless Gas Water Heater (0.87 UEF - High Draw) - Panel Upgrade - ZEAS 2030 - Cold | Com - Office (Small) | Energy Efficiency | 136.1441 | 143.8194 | 151.714 | 160.3668 | 0 | 0 | 0 | 0 | 0 | 0 | 0 | 0 | 0
Scenario 3: Aggressive Fuel Sub | SCG | Com | WholeBlg | Com ¦ Com Title 24 2022 Code | Com - Office (Small) | Energy Efficiency | 1832675.2951 | 1935393.1806 | 2040972.9216 | 2156667.7032 | 0 | 22615631.9551 | 2357977.383 | 2496464.1614 | 2640764.9724 | 2789781.3215 | 2951656.6837 | 3120085.7015 | 3302000.2689
Scenario 3: Aggressive Fuel Sub | SDG&E | Com | BldgEnv | Com ¦ Com Wall Insulation (R14) - Marine | Com - Office (Small) | Energy Efficiency | 58040.4731 | 60308.3902 | 62657.8922 | 65109.6757 | 67720.9683 | 70541.4832 | 73499.7527 | 76592.0301 | 79842.0773 | 83258.5437 | 86847.4637 | 90592.2496 | 94542.9135
Scenario 3: Aggressive Fuel Sub | SDG&E | Com | BldgEnv | Com ¦ Com Wall Insulation (R14) - Hot-Dry | Com - Office (Small) | Energy Efficiency | 74292.103 | 76759.433 | 79233.6523 | 81768.734 | 84636.918 | 88064.9969 | 91637.1851 | 95294.3898 | 99121.3408 | 103123.1559 | 107288.1605 | 111479.0773 | 115908.3366
Scenario 3: Aggressive Fuel Sub | SDG&E | Com | HVAC | Com ¦ Small Unitary Heat Pump (SEER 18) - Marine | Com - Office (Small) | Energy Efficiency | 112477.6087 | 113137.7341 | 113004.5598 | 112150.214 | 111893.4126 | 113559.8433 | 114396.1162 | 114534.2537 | 114615.2898 | 114560.0134 | 114859.0997 | 114223.7036 | 113633.9746
Scenario 3: Aggressive Fuel Sub | SDG&E | Com | HVAC | Com ¦ Small Unitary Heat Pump (SEER 18) - Hot-Dry | Com - Office (Small) | Energy Efficiency | 566210.8161 | 569533.8789 | 568863.4811 | 564562.7154 | 563269.9804 | 571658.7709 | 575868.5579 | 576563.9401 | 576971.8749 | 576693.6139 | 578199.2105 | 575000.6349 | 572031.9468
Scenario 3: Aggressive Fuel Sub | SDG&E | Com | HVAC | Com ¦ Small Unitary AC (SEER 18) - Marine | Com - Office (Small) | Energy Efficiency | 566427.1629 | 570570.7555 | 570924.8924 | 567842.7475 | 567703.777 | 576923.7943 | 582191.3408 | 584147.6643 | 585897.3722 | 587061.2526 | 590017.2412 | 588538.0576 | 587368.1018
Scenario 3: Aggressive Fuel Sub | SDG&E | Com | HVAC | Com ¦ Small Unitary AC (SEER 18) - Hot-Dry | Com - Office (Small) | Energy Efficiency | 2847071.2713 | 2867754.051 | 2869353.3958 | 2853646.2613 | 2852744.2411 | 2898941.4539 | 2925231.8738 | 2934842.8101 | 2943400.9497 | 2948996.7629 | 2963599.0365 | 2955860.7604 | 2949662.8037
Scenario 3: Aggressive Fuel Sub | SDG&E | Com | HVAC | Com ¦ Large Unitary Heat Pump (EER 10.0, COP 3.3) - Marine | Com - Office (Small) | Energy Efficiency | 24050.5593 | 24191.7108 | 24163.2347 | 23980.554 | 23925.6433 | 24281.9684 | 24460.7847 | 24490.322 | 24507.6496 | 24495.8301 | 24559.7823 | 24423.9185 | 24297.8195
Scenario 3: Aggressive Fuel Sub | SDG&E | Com | HVAC | Com ¦ Large Unitary Heat Pump (EER 10.0, COP 3.3) - Hot-Dry | Com - Office (Small) | Energy Efficiency | 107652.7275 | 108284.536 | 108157.0744 | 107339.3769 | 107093.5913 | 108688.5382 | 109488.938 | 109621.1499 | 109698.7099 | 109645.8046 | 109932.0612 | 109323.9213 | 108759.4895
Scenario 3: Aggressive Fuel Sub | SDG&E | Com | HVAC | Com ¦ Variable Refrigerant Flow (VRF) Heat Pump - Hot-Dry | Com - Office (Small) | Energy Efficiency | 661963.0102 | 667351.273 | 668292.9104 | 665339.2435 | 666093.8169 | 676922.9457 | 682452.6696 | 683942.3493 | 685011.8112 | 685059.5067 | 687451.8347 | 684215.1357 | 681200.2748
Scenario 3: Aggressive Fuel Sub | SDG&E | Com | HVAC | Com ¦ Variable Refrigerant Flow (VRF) Heat Pump - Marine | Com - Office (Small) | Energy Efficiency | 124301.9388 | 125313.7348 | 125490.5534 | 124935.9204 | 125077.6125 | 127111.0822 | 128149.4414 | 128429.1701 | 128629.9913 | 128638.9475 | 129088.1735 | 128480.3934 | 127914.2695
Scenario 3: Aggressive Fuel Sub | SDG&E | Com | HVAC | Com ¦ Efficient Chiller - Marine | Com - Office (Small) | Energy Efficiency | 819686.7938 | 819644.6548 | 814994.0046 | 806649.0564 | 803155.0711 | 813099.6808 | 818849.3644 | 820486.5064 | 821875.6747 | 822637.1654 | 825248.2259 | 820016.0794 | 814846.4319
Scenario 3: Aggressive Fuel Sub | SDG&E | Com | HVAC | Com ¦ Efficient Chiller - Hot-Dry | Com - Office (Small) | Energy Efficiency | 3947878.1222 | 3947675.1669 | 3925276.1234 | 3885084.1393 | 3868255.9703 | 3916152.4442 | 3943844.7896 | 3951729.7982 | 3958420.484 | 3962088.0709 | 3974663.7875 | 3949464.0687 | 3924565.3655
Scenario 3: Aggressive Fuel Sub | SDG&E | Com | HVAC | Com ¦ Demand Controlled Ventilation (HVAC) - Marine | Com - Office (Small) | Energy Efficiency | 127936.2666 | 130326.5344 | 132562.0928 | 134247.2241 | 137113.9549 | 142424.229 | 147817.9676 | 152490.022 | 157206.7861 | 161852.8006 | 167135.0168 | 171281.8017 | 175578.181
Scenario 3: Aggressive Fuel Sub | SDG&E | Com | HVAC | Com ¦ Demand Controlled Ventilation (HVAC) - Hot-Dry | Com - Office (Small) | Energy Efficiency | 386565.333 | 399065.6909 | 411800.0701 | 424371.06 | 438838.5043 | 456778.9741 | 475418.6002 | 493812.7442 | 512929.603 | 532664.7818 | 553916.8467 | 574647.0131 | 596426.9686
Scenario 3: Aggressive Fuel Sub | SDG&E | Com | HVAC | Com ¦ HVAC Energy Management System (Elec SC and Gas SH) - Marine | Com - Office (Small) | Energy Efficiency | 190639.9775 | 191994.1355 | 192824.3533 | 192207.0782 | 194050.6161 | 201170.8372 | 208228.4812 | 213401.3401 | 218395.0405 | 222935.2808 | 228593.1116 | 231342.3456 | 234064.4616
Scenario 3: Aggressive Fuel Sub | SDG&E | Com | HVAC | Com ¦ HVAC Energy Management System (Elec SC and Gas SH) - Hot-Dry | Com - Office (Small) | Energy Efficiency | 1038948.4933 | 1047112.0647 | 1052524.4272 | 1050270.9367 | 1061179.8404 | 1100264.9803 | 1139075.4536 | 1167901.5653 | 1195838.5509 | 1221427.8229 | 1253047.5342 | 1269247.9036 | 1285389.2446
Scenario 3: Aggressive Fuel Sub | SDG&E | Com | HVAC | Com ¦ HVAC Pump Variable Frequency Drive (VFD) - Marine | Com - Office (Small) | Energy Efficiency | 45170.7471 | 44716.4259 | 44024.2403 | 42818.2417 | 42392.312 | 43731.7194 | 45136.2568 | 45896.3431 | 46542.9275 | 47000.0278 | 47697.4052 | 47265.5691 | 46766.515
Scenario 3: Aggressive Fuel Sub | SDG&E | Com | HVAC | Com ¦ HVAC Pump Variable Frequency Drive (VFD) - Hot-Dry | Com - Office (Small) | Energy Efficiency | 280132.5677 | 277315.0326 | 273022.3488 | 265543.1837 | 262901.7225 | 271208.2409 | 279918.6713 | 284632.4506 | 288642.3325 | 291477.1022 | 295801.9837 | 293123.8928 | 290028.9406
Scenario 3: Aggressive Fuel Sub | SDG&E | Com | HVAC | Com ¦ Economizer - Marine | Com - Office (Small) | Energy Efficiency | 8287.4745 | 8839.7986 | 9249.7023 | 8690.7512 | 7242.8188 | 7895.1499 | 8468.735 | 8559.1964 | 8710.3879 | 8516.9266 | 9234.9356 | 9214.4556 | 9171.046
Scenario 3: Aggressive Fuel Sub | SDG&E | Com | HVAC | Com ¦ Economizer - Hot-Dry | Com - Office (Small) | Energy Efficiency | 64408.7372 | 68681.5796 | 71861.8171 | 67604.456 | 56522.8685 | 61569.3769 | 66013.1055 | 66749.2646 | 67953.8256 | 66514.2983 | 72075.5859 | 71969.0899 | 71689.3516
Scenario 3: Aggressive Fuel Sub | SDG&E | Com | HVAC | Com ¦ Large Packaged Heat Pump (IEER 14.0) - Fuel Sub - ZEAS 2030 - Marine | Com - Office (Small) | Fuel Substitution | 23791.9558 | 26942.4836 | 30413.2254 | 34203.1784 | 38083.3467 | -35480.9632 | -35833.4217 | -36252.4449 | -36682.1914 | -37131.8509 | -37549.476 | -38058.8122 | -38569.1264
Scenario 3: Aggressive Fuel Sub | SDG&E | Com | HVAC | Com ¦ Large Packaged Heat Pump (IEER 14.0) - Fuel Sub - ZEAS 2030 - Hot-Dry | Com - Office (Small) | Fuel Substitution | 43351.3786 | 55807.5319 | 69591.0448 | 84696.0579 | 100156.2284 | -197444.8864 | -199389.2592 | -201634.9615 | -203932.1657 | -206322.0242 | -208572.133 | -211236.2232 | -213908.3456
Scenario 3: Aggressive Fuel Sub | SDG&E | Com | HVAC | Com ¦ Large Packaged Heat Pump (IEER 14.0) - Fuel Sub - Panel Upgrade - ZEAS 2030 - Marine | Com - Office (Small) | Fuel Substitution | 5436.4911 | 6156.3906 | 6949.4594 | 7815.4683 | 8702.0915 | -8107.4437 | -8187.9809 | -8283.7282 | -8381.9258 | -8484.6736 | -8580.1014 | -8696.4854 | -8813.0928
Scenario 3: Aggressive Fuel Sub | SDG&E | Com | HVAC | Com ¦ Large Packaged Heat Pump (IEER 14.0) - Fuel Sub - Panel Upgrade - ZEAS 2030 - Hot-Dry | Com - Office (Small) | Fuel Substitution | 9905.8433 | 12752.0896 | 15901.6392 | 19353.1533 | 22885.8212 | -45116.3991 | -45560.6907 | -46073.8364 | -46598.7504 | -47144.836 | -47658.9886 | -48267.7365 | -48878.3198
Scenario 3: Aggressive Fuel Sub | SDG&E | Com | HVAC | Com ¦ Small Packaged Heat Pump (SEER 18) - Fuel Sub - ZEAS 2030 - Marine | Com - Office (Small) | Fuel Substitution | 39299.4231 | 40285.2724 | 41127.8145 | 41853.3874 | 42780.0599 | 28137.7522 | 28350.6031 | 28345.2087 | 28316.2622 | 28231.8759 | 28273.1786 | 28009.1469 | 27756.0502
Scenario 3: Aggressive Fuel Sub | SDG&E | Com | HVAC | Com ¦ Small Packaged Heat Pump (SEER 18) - Fuel Sub - ZEAS 2030 - Hot-Dry | Com - Office (Small) | Fuel Substitution | 175557.1195 | 179804.5432 | 183327.3953 | 186251.7561 | 190126.253 | 128228.3873 | 129194.5005 | 129128.5796 | 128951.2335 | 128511.7047 | 128666.4657 | 127377.4828 | 126140.2312
Scenario 3: Aggressive Fuel Sub | SDG&E | Com | HVAC | Com ¦ Small Packaged Heat Pump (SEER 18) - Fuel Sub - Panel Upgrade - ZEAS 2030 - Marine | Com - Office (Small) | Fuel Substitution | 8979.9665 | 9205.2342 | 9397.7561 | 9563.5504 | 9775.2962 | 6429.511 | 6478.1476 | 6476.915 | 6470.3007 | 6451.0183 | 6460.456 | 6400.1245 | 6342.2916
Scenario 3: Aggressive Fuel Sub | SDG&E | Com | HVAC | Com ¦ Small Packaged Heat Pump (SEER 18) - Fuel Sub - Panel Upgrade - ZEAS 2030 - Hot-Dry | Com - Office (Small) | Fuel Substitution | 40115.0175 | 41085.559 | 41890.535 | 42558.7551 | 43444.0824 | 29300.344 | 29521.1021 | 29506.0391 | 29465.5153 | 29365.0824 | 29400.4455 | 29105.9113 | 28823.1978
Scenario 3: Aggressive Fuel Sub | SDG&E | Com | HVAC | Com ¦ Efficient Hot Water Boilers (94% eff.) - ZEAS 2030 - Hot-Dry | Com - Office (Small) | Energy Efficiency | 3022673.4329 | 3152865.2858 | 3289633.515 | 3433554.0281 | 3584994.4536 | 0 | 0 | 0 | 0 | 0 | 0 | 0 | 0
Scenario 3: Aggressive Fuel Sub | SDG&E | Com | HVAC | Com ¦ Com High Eff. Furnace (95 AFUE) - ZEAS 2030 - Hot-Dry | Com - Office (Small) | Energy Efficiency | 44685.2385 | 46609.9102 | 48631.8028 | 50759.4301 | 52998.2269 | 0 | 0 | 0 | 0 | 0 | 0 | 0 | 0
Scenario 3: Aggressive Fuel Sub | SDG&E | Com | WaterHeat | Com ¦ Com Heat Pump Water Heater (3.3 UEF - 50 Gal) - Marine | Com - Office (Small) | Energy Efficiency | 150864.3077 | 155656.6583 | 160092.3169 | 164122.5825 | 168957.0589 | 174556.1986 | 178077.5856 | 180183.0334 | 181879.0445 | 182903.2657 | 185374.7618 | 186914.3905 | 188169.5329
Scenario 3: Aggressive Fuel Sub | SDG&E | Com | WaterHeat | Com ¦ Com Heat Pump Water Heater (3.3 UEF - 50 Gal) - Hot-Dry | Com - Office (Small) | Energy Efficiency | 801947.6943 | 827422.3385 | 851000.9188 | 872424.5559 | 898123.1277 | 927886.411 | 946605.0079 | 957796.9134 | 966812.3803 | 972256.821 | 985394.5252 | 993578.7117 | 1000250.658
Scenario 3: Aggressive Fuel Sub | SDG&E | Com | WaterHeat | Com ¦ Com Hot Water Tank Insulation - Hot-Dry | Com - Office (Small) | Energy Efficiency | 26718.3814 | 27804.1549 | 28930.2638 | 30107.6811 | 31340.3263 | 32631.6918 | 33986.9741 | 35411.1315 | 36907.8836 | 38481.0936 | 40134.4618 | 41875.293 | 43711.3701
Scenario 3: Aggressive Fuel Sub | SDG&E | Com | WaterHeat | Com ¦ Faucet Aerators (Gas WH) - Hot-Dry | Com - Office (Small) | Energy Efficiency | 44371.7488 | 46175.0974 | 48044.7248 | 49999.4482 | 52045.7983 | 54189.3342 | 56438.9059 | 58802.6941 | 61287.0407 | 63898.3334 | 66642.2819 | 69531.1549 | 72578.1405
Scenario 3: Aggressive Fuel Sub | SDG&E | Com | WaterHeat | Com ¦ Faucet Aerators (Elec WH) - Marine | Com - Office (Small) | Energy Efficiency | 884.7727 | 929.5334 | 936.0035 | 915.5157 | 960.7832 | 1054.7806 | 1105.2582 | 1135.0098 | 1133.2728 | 1133.3547 | 1181.0734 | 1209.643 | 1238.1273
Scenario 3: Aggressive Fuel Sub | SDG&E | Com | WaterHeat | Com ¦ Faucet Aerators (Elec WH) - Hot-Dry | Com - Office (Small) | Energy Efficiency | 4671.5509 | 4907.8845 | 4942.0467 | 4833.8719 | 5072.882 | 5569.183 | 5835.7018 | 5992.7888 | 5983.6175 | 5984.0499 | 6236.002 | 6386.8475 | 6537.2435
Scenario 3: Aggressive Fuel Sub | SDG&E | Com | WaterHeat | Com ¦ Com Water Heating Controls (Gas WH) - Hot-Dry | Com - Office (Small) | Energy Efficiency | 397382.2149 | 413565.1109 | 430435.6076 | 448102.99 | 466627.1104 | 486068.2241 | 506485.9958 | 527942.23 | 550504.0415 | 574249.7437 | 599252.2852 | 625595.5863 | 653368.2716
Scenario 3: Aggressive Fuel Sub | SDG&E | Com | WaterHeat | Com ¦ Com Hot Water Pipe Insulation - Hot-Dry | Com - Office (Small) | Energy Efficiency | 4998027.5996 | 5201152.1788 | 5412539.9845 | 5633682.2027 | 5865386.7972 | 6108392.7789 | 6363558.7081 | 6631729.329 | 6913519.7735 | 7209846.9022 | 7521688.9038 | 7850226.8552 | 8196653.8677
Scenario 3: Aggressive Fuel Sub | SDG&E | Com | WaterHeat | Com ¦ Com Efficient Tankless Gas Water Heater (0.87 UEF - High Draw) - ZEAS 2030 - Marine | Com - Office (Small) | Energy Efficiency | 3539.0595 | 3719.0616 | 3909.1074 | 4112.0484 | 4320.6371 | 0 | 0 | 0 | 0 | 0 | 0 | 0 | 0
Scenario 3: Aggressive Fuel Sub | SDG&E | Com | WaterHeat | Com ¦ Com Efficient Tankless Gas Water Heater (0.87 UEF - High Draw) - ZEAS 2030 - Hot-Dry | Com - Office (Small) | Energy Efficiency | 9382.1758 | 9859.3661 | 10363.1823 | 10901.1834 | 11454.1572 | 0 | 0 | 0 | 0 | 0 | 0 | 0 | 0
Scenario 3: Aggressive Fuel Sub | SDG&E | Com | WaterHeat | Com ¦ Com Heat Pump Water Heater (3.75 UEF - 50 Gal) - Fuel Sub - ZEAS 2030 - Marine | Com - Office (Small) | Fuel Substitution | 692119.1371 | 725550.0803 | 761954.5676 | 801650.8512 | 842011.3952 | 459334.7132 | 468388.8177 | 473836.6701 | 478237.8197 | 480930.4425 | 487317.0148 | 491319.638 | 494592.2061
Scenario 3: Aggressive Fuel Sub | SDG&E | Com | WaterHeat | Com ¦ Com Heat Pump Water Heater (3.75 UEF - 50 Gal) - Fuel Sub - ZEAS 2030 - Hot-Dry | Com - Office (Small) | Fuel Substitution | 1807312.005 | 1895676.928 | 1991926.6704 | 2096905.435 | 2203638.3596 | 1191035.2615 | 1214816.6798 | 1229010.5544 | 1240419.7437 | 1247285.197 | 1263965.8288 | 1274307.5047 | 1282705.9911
Scenario 3: Aggressive Fuel Sub | SDG&E | Com | WaterHeat | Com ¦ Com Efficient Tankless Gas Water Heater (0.87 UEF - High Draw) - Panel Upgrade - ZEAS 2030 - Marine | Com - Office (Small) | Energy Efficiency | 2936.2526 | 3085.595 | 3243.2705 | 3411.6445 | 3584.7044 | 0 | 0 | 0 | 0 | 0 | 0 | 0 | 0
Scenario 3: Aggressive Fuel Sub | SDG&E | Com | WaterHeat | Com ¦ Com Efficient Tankless Gas Water Heater (0.87 UEF - High Draw) - Panel Upgrade - ZEAS 2030 - Hot-Dry | Com - Office (Small) | Energy Efficiency | 7784.1129 | 8180.0235 | 8598.0249 | 9044.3884 | 9503.1744 | 0 | 0 | 0 | 0 | 0 | 0 | 0 | 0
Scenario 3: Aggressive Fuel Sub | SDG&E | Com | WaterHeat | Com ¦ Com Heat Pump Water Heater (3.75 UEF - 50 Gal) - Fuel Sub - Panel Upgrade - ZEAS 2030 - Marine | Com - Office (Small) | Fuel Substitution | 574230.7127 | 601967.3743 | 632171.0973 | 665105.926 | 698591.8718 | 381096.383 | 388608.3048 | 393128.2263 | 396779.7295 | 399013.7188 | 404312.4684 | 407633.3261 | 410348.4787
Scenario 3: Aggressive Fuel Sub | SDG&E | Com | WaterHeat | Com ¦ Com Heat Pump Water Heater (3.75 UEF - 50 Gal) - Fuel Sub - Panel Upgrade - ZEAS 2030 - Hot-Dry | Com - Office (Small) | Fuel Substitution | 1499473.147 | 1572786.9018 | 1652642.4573 | 1739740.2235 | 1828293.3643 | 988166.6181 | 1007897.3552 | 1019673.5918 | 1029139.4577 | 1034835.5206 | 1048674.9459 | 1057255.1275 | 1064223.1025
Scenario 3: Aggressive Fuel Sub | SDG&E | Com | WaterHeat | Com ¦ Com Heat Pump Water Heater (100+ Gal, 200+ kBtuh - 4.3 COP) - Fuel Sub - ZEAS 2030 - Marine | Com - Office (Small) | Fuel Substitution | 29874.676 | 31358.9455 | 32964.6071 | 34704.4916 | 36485.1592 | 0 | 0 | 0 | 0 | 0 | 0 | 0 | 0
Scenario 3: Aggressive Fuel Sub | SDG&E | Com | WaterHeat | Com ¦ Com Heat Pump Water Heater (100+ Gal, 200+ kBtuh - 4.3 COP) - Fuel Sub - ZEAS 2030 - Hot-Dry | Com - Office (Small) | Fuel Substitution | 158078.9482 | 165938.5469 | 174441.9658 | 183657.27 | 193087.657 | 0 | 0 | 0 | 0 | 0 | 0 | 0 | 0
Scenario 3: Aggressive Fuel Sub | SDG&E | Com | WaterHeat | Com ¦ Com Heat Pump Water Heater (100+ Gal, 200+ kBtuh - 4.3 COP) - Fuel Sub - Panel Upgrade - ZEAS 2030 - Marine | Com - Office (Small) | Fuel Substitution | 24786.1323 | 26017.5866 | 27349.7565 | 28793.287 | 30270.6541 | 0 | 0 | 0 | 0 | 0 | 0 | 0 | 0
Scenario 3: Aggressive Fuel Sub | SDG&E | Com | WaterHeat | Com ¦ Com Heat Pump Water Heater (100+ Gal, 200+ kBtuh - 4.3 COP) - Fuel Sub - Panel Upgrade - ZEAS 2030 - Hot-Dry | Com - Office (Small) | Fuel Substitution | 131153.413 | 137674.2889 | 144729.3233 | 152374.9878 | 160199.1 | 0 | 0 | 0 | 0 | 0 | 0 | 0 | 0
Scenario 3: Aggressive Fuel Sub | SDG&E | Com | WholeBlg | Com ¦ Com Title 24 2022 Code | Com - Office (Small) | Energy Efficiency | 2613696.0523 | 2621683.2447 | 2613638.4096 | 2596626.3482 | 2591601.7919 | 2645973.9222 | 2704547.5274 | 2751823.1877 | 2802159.5449 | 2853698.0606 | 2906101.4611 | 2937430.2905 | 2976876.9244
Scenario 3: Aggressive Fuel Sub | SDG&E | Com | FoodServ | Com ¦ ENERGY STAR Ice Machine | Com - Office (Small) | Energy Efficiency | 10853.3835 | 11135.6557 | 11370.6171 | 11567.2832 | 11850.9224 | 12272.3216 | 12570.132 | 12771.1684 | 12935.8174 | 13021.5642 | 13168.448 | 13201.0777 | 13217.0733
Scenario 3: Aggressive Fuel Sub | SDG&E | Com | Lighting | Com ¦ LED High and Low Bay - 155 lpw | Com - Office (Small) | Energy Efficiency | 3994665.3959 | 4091510.6273 | 4172053.8112 | 4242056.7151 | 4338349.8502 | 4470789.0198 | 4555861.55 | 4603755.0365 | 4635193.1463 | 4644622.0026 | 4686107.053 | 4696767.2486 | 4701798.508
Scenario 3: Aggressive Fuel Sub | SDG&E | Com | Lighting | Com ¦ LED Fixtures and Retrofit Kits - 140 lpw - RET | Com - Office (Small) | Energy Efficiency | 462562.4505 | 476269.1347 | 488348.8759 | 498672.2852 | 510725.692 | 524462.5684 | 532753.7051 | 538089.5349 | 542895.1022 | 545903.7298 | 552766.6084 | 557123.1602 | 560658.8589
Scenario 3: Aggressive Fuel Sub | SDG&E | Com | Lighting | Com ¦ LED Fixtures and Retrofit Kits - 140 lpw | Com - Office (Small) | Energy Efficiency | 1097646.125 | 1130115.9243 | 1158648.2174 | 1182936.6849 | 1211331.2743 | 1243802.3217 | 1263148.9234 | 1275308.0806 | 1286149.6291 | 1292598.2948 | 1308287.4045 | 1317899.9651 | 1325490.5361
Scenario 3: Aggressive Fuel Sub | PG&E | Com | AppPlug | Com ¦ Pool Cover | Com - Other | Energy Efficiency | 1583979.0739 | 1654956.9343 | 1729058.1755 | 1806519.3313 | 1887307.8869 | 1973318.3091 | 2064044.2813 | 2159124.1132 | 2258352.0206 | 2363551.5806 | 2474550.1587 | 2591675.7278 | 2715739.2893
Scenario 3: Aggressive Fuel Sub | PG&E | Com | BldgEnv | Com ¦ Com Wall Insulation (R13) - Marine | Com - Other | Energy Efficiency | 643151.2258 | 669585.5326 | 696818.2996 | 725198.2336 | 756004.0877 | 790103.0555 | 825642.7843 | 862892.9471 | 902046.2504 | 943358.3182 | 986894.727 | 1032074.7251 | 1079845.5495
Scenario 3: Aggressive Fuel Sub | PG&E | Com | BldgEnv | Com ¦ Com Wall Insulation (R14) - Marine | Com - Other | Energy Efficiency | 1595.5839 | 1700.0194 | 1825.0706 | 1947.1733 | 2060.2415 | 2219.9574 | 2399.3836 | 2570.7769 | 2709.3198 | 2883.8148 | 3074.5337 | 3271.9532 | 3492.0608
Scenario 3: Aggressive Fuel Sub | PG&E | Com | BldgEnv | Com ¦ Com Wall Insulation (R14) - Hot-Dry | Com - Other | Energy Efficiency | 693272.7465 | 717107.7143 | 740538.1266 | 764329.9663 | 792527.3849 | 827874.3993 | 863822.9218 | 900933.7599 | 939533.7139 | 980237.3213 | 1022925.1205 | 1065261.2299 | 1110047.1299
Scenario 3: Aggressive Fuel Sub | PG&E | Com | BldgEnv | Com ¦ Com Wall Insulation (R14) - Cold | Com - Other | Energy Efficiency | 3118.9763 | 3248.1168 | 3381.4214 | 3520.4059 | 3670.7873 | 3836.7874 | 4009.9964 | 4191.5436 | 4382.2598 | 4583.6039 | 4795.8554 | 5016.4442 | 5249.7188
Scenario 3: Aggressive Fuel Sub | PG&E | Com | HVAC | Com ¦ Small Unitary Heat Pump (SEER 18) - Marine | Com - Other | Energy Efficiency | 1555166.1154 | 1579507.6943 | 1594089.4052 | 1600590.2193 | 1616627.5814 | 1659089.5646 | 1690367.1868 | 1717090.1289 | 1741197.4481 | 1765119.8183 | 1797242.9717 | 1818532.2807 | 1839440.4341
Scenario 3: Aggressive Fuel Sub | PG&E | Com | HVAC | Com ¦ Small Unitary Heat Pump (SEER 18) - Hot-Dry | Com - Other | Energy Efficiency | 1745589.6537 | 1772911.7564 | 1789278.9364 | 1796575.7477 | 1814576.8172 | 1862238.0913 | 1897345.5266 | 1927340.5804 | 1954399.7392 | 1981251.3029 | 2017307.8011 | 2041203.8962 | 2064672.165
Scenario 3: Aggressive Fuel Sub | PG&E | Com | HVAC | Com ¦ Small Unitary Heat Pump (SEER 18) - Cold | Com - Other | Energy Efficiency | 5273.6894 | 5356.2336 | 5405.6813 | 5427.7261 | 5482.11 | 5626.1019 | 5732.1668 | 5822.7863 | 5904.5361 | 5985.6588 | 6094.5909 | 6166.7846 | 6237.6858
Scenario 3: Aggressive Fuel Sub | PG&E | Com | HVAC | Com ¦ Small Unitary AC (SEER 18) - Marine | Com - Other | Energy Efficiency | 11724792.1217 | 12096780.517 | 12450007.3323 | 12790670.8098 | 13181525.0557 | 13685397.8781 | 14170185.982 | 14659321.6059 | 15159883.8739 | 15684770.3995 | 16264134.65 | 16832336.7631 | 17428365.24
Scenario 3: Aggressive Fuel Sub | PG&E | Com | HVAC | Com ¦ Small Unitary AC (SEER 18) - Hot-Dry | Com - Other | Energy Efficiency | 12656856.9955 | 13029264.0575 | 13372938.4632 | 13695570.4074 | 14075740.7829 | 14591248.0722 | 15076062.6622 | 15559586.38 | 16050627.3784 | 16563948.1479 | 17137214.2653 | 17687523.3715 | 18263122.2411
Scenario 3: Aggressive Fuel Sub | PG&E | Com | HVAC | Com ¦ Small Unitary AC (SEER 18) - Cold | Com - Other | Energy Efficiency | 45771.0646 | 47451.1997 | 49124.404 | 50807.0602 | 52659.393 | 54848.6553 | 57042.325 | 59299.7612 | 61639.4789 | 64105.2623 | 66774.8244 | 69486.1086 | 72343.1552
Scenario 3: Aggressive Fuel Sub | PG&E | Com | HVAC | Com ¦ Large Unitary Heat Pump (EER 10.0, COP 3.3) - Marine | Com - Other | Energy Efficiency | 145461.7 | 147738.4776 | 149102.3708 | 149710.4213 | 151210.4681 | 155182.1288 | 158107.6659 | 160607.1832 | 162862.0495 | 165099.6166 | 168104.24 | 170095.5251 | 172051.159
Scenario 3: Aggressive Fuel Sub | PG&E | Com | HVAC | Com ¦ Large Unitary Heat Pump (EER 10.0, COP 3.3) - Hot-Dry | Com - Other | Energy Efficiency | 301197.4656 | 305911.8313 | 308735.9504 | 309994.9984 | 313101.0414 | 321324.8842 | 327382.5911 | 332558.1684 | 337227.1638 | 341860.3392 | 348081.8047 | 352205.0208 | 356254.4164
Scenario 3: Aggressive Fuel Sub | PG&E | Com | HVAC | Com ¦ Large Unitary Heat Pump (EER 10.0, COP 3.3) - Cold | Com - Other | Energy Efficiency | 398.9444 | 405.1887 | 408.9294 | 410.597 | 414.7111 | 425.6038 | 433.6274 | 440.4826 | 446.6668 | 452.8035 | 461.044 | 466.5054 | 471.8689
Scenario 3: Aggressive Fuel Sub | PG&E | Com | HVAC | Com ¦ Large Unitary AC (EER 11.5) - Marine | Com - Other | Energy Efficiency | 3124035.8867 | 3172933.5352 | 3202225.4467 | 3215284.3581 | 3247500.3987 | 3332798.5272 | 3395629.3806 | 3449310.7394 | 3497737.8041 | 3545793.3414 | 3610322.7077 | 3653088.9207 | 3695089.4639
Scenario 3: Aggressive Fuel Sub | PG&E | Com | HVAC | Com ¦ Large Unitary AC (EER 11.5) - Hot-Dry | Com - Other | Energy Efficiency | 6593485.0948 | 6696686.8275 | 6758509.3509 | 6786071.0502 | 6854065.1422 | 7034092.5041 | 7166701.1906 | 7279999.2614 | 7382207.7958 | 7483632.1968 | 7619825.7075 | 7710086.6386 | 7798731.5728
Scenario 3: Aggressive Fuel Sub | PG&E | Com | HVAC | Com ¦ Large Unitary AC (EER 11.5) - Cold | Com - Other | Energy Efficiency | 8966.8095 | 9107.1587 | 9191.2343 | 9228.7168 | 9321.1854 | 9566.0136 | 9746.3547 | 9900.4344 | 10039.4329 | 10177.365 | 10362.5814 | 10485.3317 | 10605.8844
Scenario 3: Aggressive Fuel Sub | PG&E | Com | HVAC | Com ¦ Variable Refrigerant Flow (VRF) Heat Pump - Hot-Dry | Com - Other | Energy Efficiency | 173791.0895 | 177699.0072 | 180780.9548 | 183242.5164 | 186758.5129 | 192147.3876 | 196121.0816 | 199530.4813 | 202612.2604 | 205529.3296 | 209609.9638 | 212497.6632 | 215294.0349
Scenario 3: Aggressive Fuel Sub | PG&E | Com | HVAC | Com ¦ Variable Refrigerant Flow (VRF) Heat Pump - Marine | Com - Other | Energy Efficiency | 238227.7701 | 243584.6301 | 247809.2742 | 251183.5112 | 256003.1369 | 263390.0496 | 268837.0738 | 273510.5796 | 277734.9929 | 281733.6265 | 287327.2411 | 291285.6155 | 295118.8005
Scenario 3: Aggressive Fuel Sub | PG&E | Com | HVAC | Com ¦ Variable Refrigerant Flow (VRF) Heat Pump - Cold | Com - Other | Energy Efficiency | 450.0174 | 460.1366 | 468.1171 | 474.4911 | 483.5955 | 497.5495 | 507.8391 | 516.6674 | 524.6474 | 532.2009 | 542.7674 | 550.2448 | 557.4858
Scenario 3: Aggressive Fuel Sub | PG&E | Com | HVAC | Com ¦ Demand Controlled Ventilation (HVAC) - Marine | Com - Other | Energy Efficiency | 54712744.1305 | 56690772.1209 | 58654192.7131 | 60611351.9391 | 62861845.9084 | 65654375.2636 | 68524602.3012 | 71440353.0535 | 74419977.611 | 77567739.7708 | 81046244.2594 | 84490865.0104 | 88118397.0457
Scenario 3: Aggressive Fuel Sub | PG&E | Com | HVAC | Com ¦ Demand Controlled Ventilation (HVAC) - Hot-Dry | Com - Other | Energy Efficiency | 36611604.9117 | 37691363.5664 | 38687337.4787 | 39613387.0499 | 40823713.5369 | 42580456.1822 | 44340734.2958 | 46075542.8115 | 47813850.764 | 49637731.1657 | 51744018.0348 | 53697510.874 | 55740283.0089
Scenario 3: Aggressive Fuel Sub | PG&E | Com | HVAC | Com ¦ Demand Controlled Ventilation (HVAC) - Cold | Com - Other | Energy Efficiency | 265557.3977 | 274619.5286 | 283438.9844 | 292090.37 | 302356.7121 | 315667.0597 | 329233.7785 | 342898.9706 | 356832.6338 | 371486.4113 | 387881.4888 | 403837.3743 | 420589.9271
Scenario 3: Aggressive Fuel Sub | PG&E | Com | HVAC | Com ¦ HVAC Energy Management System (Elec SC and Gas SH) - Marine | Com - Other | Energy Efficiency | 6315723.6591 | 6536511.1272 | 6753322.6324 | 6967377.6273 | 7218015.7488 | 7536906.9669 | 7863267.9724 | 8193153.5055 | 8529198.1569 | 8883818.2007 | 9278507.1725 | 9665259.0558 | 10072100.5468
Scenario 3: Aggressive Fuel Sub | PG&E | Com | HVAC | Com ¦ HVAC Energy Management System (Elec SC and Gas SH) - Hot-Dry | Com - Other | Energy Efficiency | 4532325.5392 | 4687972.7115 | 4839918.1851 | 4989131.9408 | 5165607.3862 | 5393169.0161 | 5625535.6528 | 5859790.3778 | 6098015.1724 | 6349261.324 | 6629962.2617 | 6903475.6508 | 7191026.1995
Scenario 3: Aggressive Fuel Sub | PG&E | Com | HVAC | Com ¦ HVAC Energy Management System (Elec SC and Gas SH) - Cold | Com - Other | Energy Efficiency | 21813.0989 | 22664.9473 | 23529.4723 | 24409.1879 | 25382.7771 | 26525.4507 | 27710.5082 | 28928.3127 | 30185.6346 | 31513.8656 | 32958.2078 | 34423.9046 | 35969.5721
Scenario 3: Aggressive Fuel Sub | PG&E | Com | HVAC | Com ¦ Economizer - Marine | Com - Other | Energy Efficiency | 49382.6028 | 53317.6177 | 56134.7071 | 53111.0579 | 45089.9303 | 49961.6765 | 52461.1235 | 54153.8669 | 55227.5126 | 53648.8097 | 58214.28 | 59223.9859 | 60124.4856
Scenario 3: Aggressive Fuel Sub | PG&E | Com | HVAC | Com ¦ Economizer - Hot-Dry | Com - Other | Energy Efficiency | 23827.7224 | 25726.4162 | 27085.697 | 25626.7485 | 21756.4543 | 24107.1327 | 25313.1471 | 26129.9169 | 26647.9643 | 25886.2205 | 28089.1169 | 28576.3126 | 29010.8149
Scenario 3: Aggressive Fuel Sub | PG&E | Com | HVAC | Com ¦ Economizer - Cold | Com - Other | Energy Efficiency | 42.2642 | 45.632 | 48.043 | 45.4552 | 38.5903 | 42.7598 | 44.8989 | 46.3477 | 47.2666 | 45.9154 | 49.8228 | 50.6869 | 51.4576
Scenario 3: Aggressive Fuel Sub | PG&E | Com | HVAC | Com ¦ Large Packaged Heat Pump (IEER 14.0) - Fuel Sub - ZEAS 2030 - Marine | Com - Other | Fuel Substitution | 20857470.917 | 22073170.832 | 23409726.9024 | 24861039.1043 | 26341174.4916 | -1252471.0243 | -1267124.2991 | -1282676.3405 | -1298822.5574 | -1315451.7079 | -1330969.8177 | -1348161.2266 | -1365738.9344
Scenario 3: Aggressive Fuel Sub | PG&E | Com | HVAC | Com ¦ Large Packaged Heat Pump (IEER 14.0) - Fuel Sub - ZEAS 2030 - Hot-Dry | Com - Other | Fuel Substitution | 14500360.036 | 15349258.8003 | 16282362.1878 | 17295468.6505 | 18328972.9776 | -714653.5858 | -720718.5778 | -728248.5992 | -736643.4849 | -745681.5603 | -752238.2026 | -761760.6104 | -771725.0529
Scenario 3: Aggressive Fuel Sub | PG&E | Com | HVAC | Com ¦ Large Packaged Heat Pump (IEER 14.0) - Fuel Sub - ZEAS 2030 - Cold | Com - Other | Fuel Substitution | 116720.5436 | 123515.5241 | 131023.1587 | 139200.873 | 147504.9055 | -2480.4821 | -2508.8155 | -2539.2138 | -2570.9461 | -2603.7449 | -2633.7905 | -2667.7518 | -2702.5444
Scenario 3: Aggressive Fuel Sub | PG&E | Com | HVAC | Com ¦ Large Packaged Heat Pump (IEER 14.0) - Fuel Sub - Panel Upgrade - ZEAS 2030 - Marine | Com - Other | Fuel Substitution | 4765957.728 | 5043746.652 | 5349151.3561 | 5680777.9772 | 6018990.7315 | -286191.1677 | -289539.459 | -293093.1196 | -296782.55 | -300582.3313 | -304128.2384 | -308056.4965 | -312073.0243
Scenario 3: Aggressive Fuel Sub | PG&E | Com | HVAC | Com ¦ Large Packaged Heat Pump (IEER 14.0) - Fuel Sub - Panel Upgrade - ZEAS 2030 - Hot-Dry | Com - Other | Fuel Substitution | 3313350.0819 | 3507324.4924 | 3720539.7628 | 3952035.8341 | 4188192.8425 | -163299.2223 | -164685.0804 | -166405.6996 | -168323.9413 | -170389.1526 | -171887.3534 | -174063.2353 | -176340.1226
Scenario 3: Aggressive Fuel Sub | PG&E | Com | HVAC | Com ¦ Large Packaged Heat Pump (IEER 14.0) - Fuel Sub - Panel Upgrade - ZEAS 2030 - Cold | Com - Other | Fuel Substitution | 26670.7876 | 28223.449 | 29938.9527 | 31807.5705 | 33705.0521 | -566.7932 | -573.2674 | -580.2135 | -587.4644 | -594.9589 | -601.8244 | -609.5846 | -617.5347
Scenario 3: Aggressive Fuel Sub | PG&E | Com | HVAC | Com ¦ Small Packaged Heat Pump (SEER 18) - Fuel Sub - ZEAS 2030 - Marine | Com - Other | Fuel Substitution | 7333547.7407 | 7679259.7246 | 8043950.2948 | 8429043.7576 | 8834522.8853 | 1429117.151 | 1460090.7745 | 1486178.8722 | 1509680.6941 | 1531451.3878 | 1563423.1198 | 1584820.3301 | 1605282.584
Scenario 3: Aggressive Fuel Sub | PG&E | Com | HVAC | Com ¦ Small Packaged Heat Pump (SEER 18) - Fuel Sub - ZEAS 2030 - Hot-Dry | Com - Other | Fuel Substitution | 6097045.9763 | 6373923.3678 | 6663404.7652 | 6967166.8182 | 7289331.0251 | 1820547.7079 | 1859034.2642 | 1891699.694 | 1921292.7633 | 1948835.9649 | 1988593.2389 | 2015729.7831 | 2041768.9738
Scenario 3: Aggressive Fuel Sub | PG&E | Com | HVAC | Com ¦ Small Packaged Heat Pump (SEER 18) - Fuel Sub - ZEAS 2030 - Cold | Com - Other | Fuel Substitution | 34186.198 | 35905.7521 | 37752.5408 | 39726.7383 | 41775.2585 | 5240.0906 | 5350.4456 | 5444.2202 | 5529.248 | 5608.4431 | 5722.4553 | 5800.5099 | 5875.4466
Scenario 3: Aggressive Fuel Sub | PG&E | Com | HVAC | Com ¦ Small Packaged Heat Pump (SEER 18) - Fuel Sub - Panel Upgrade - ZEAS 2030 - Marine | Com - Other | Fuel Substitution | 1675724.668 | 1754720.2811 | 1838052.5244 | 1926046.8537 | 2018699.3325 | 326555.0247 | 333632.5357 | 339593.6981 | 344963.8932 | 349938.5235 | 357244.1035 | 362133.3924 | 366809.0425
Scenario 3: Aggressive Fuel Sub | PG&E | Com | HVAC | Com ¦ Small Packaged Heat Pump (SEER 18) - Fuel Sub - Panel Upgrade - ZEAS 2030 - Hot-Dry | Com - Other | Fuel Substitution | 1393182.4958 | 1456449.3199 | 1522596.1748 | 1592006.1771 | 1665621.0942 | 415997.3878 | 424791.6132 | 432255.704 | 439017.7567 | 445311.4121 | 454395.9981 | 460596.7318 | 466546.7188
Scenario 3: Aggressive Fuel Sub | PG&E | Com | HVAC | Com ¦ Small Packaged Heat Pump (SEER 18) - Fuel Sub - Panel Upgrade - ZEAS 2030 - Cold | Com - Other | Fuel Substitution | 7811.5882 | 8204.5085 | 8626.502 | 9077.6085 | 9545.6979 | 1197.3671 | 1222.5834 | 1244.011 | 1263.44 | 1281.5361 | 1307.5881 | 1325.4236 | 1342.5468
Scenario 3: Aggressive Fuel Sub | PG&E | Com | HVAC | Com ¦ Com High Eff. Furnace (95 AFUE) - ZEAS 2030 - Marine | Com - Other | Energy Efficiency | 1434370.6591 | 1501290.3633 | 1571930.6708 | 1646387.2632 | 1724814.114 | 0 | 0 | 0 | 0 | 0 | 0 | 0 | 0
Scenario 3: Aggressive Fuel Sub | PG&E | Com | HVAC | Com ¦ Com High Eff. Furnace (95 AFUE) - ZEAS 2030 - Hot-Dry | Com - Other | Energy Efficiency | 1156293.095 | 1210239.2569 | 1267184.7189 | 1327206.6129 | 1390429.0621 | 0 | 0 | 0 | 0 | 0 | 0 | 0 | 0
Scenario 3: Aggressive Fuel Sub | PG&E | Com | HVAC | Com ¦ Com High Eff. Furnace (95 AFUE) - ZEAS 2030 - Cold | Com - Other | Energy Efficiency | 5546.8799 | 5805.6663 | 6078.8407 | 6366.7731 | 6670.0589 | 0 | 0 | 0 | 0 | 0 | 0 | 0 | 0
Scenario 3: Aggressive Fuel Sub | PG&E | Com | WaterHeat | Com ¦ Com Heat Pump Water Heater (3.3 UEF - 50 Gal) - Marine | Com - Other | Energy Efficiency | 60325306.3827 | 62622419.7407 | 64810774.4868 | 66903402.8938 | 69393736.2057 | 72189419.2581 | 74208161.4594 | 75829288.7352 | 77205902.7123 | 78455966.7058 | 80380943.2922 | 81961302.4653 | 83429443.866
Scenario 3: Aggressive Fuel Sub | PG&E | Com | WaterHeat | Com ¦ Com Heat Pump Water Heater (3.3 UEF - 50 Gal) - Hot-Dry | Com - Other | Energy Efficiency | 44027151.8637 | 45706183.2981 | 47305628.7021 | 48835037.246 | 50655366.76 | 52699024.6786 | 54174311.8448 | 55358728.2282 | 56364282.8376 | 57277230.6006 | 58683867.4776 | 59838392.7748 | 60910804.099
Scenario 3: Aggressive Fuel Sub | PG&E | Com | WaterHeat | Com ¦ Com Heat Pump Water Heater (3.3 UEF - 50 Gal) - Cold | Com - Other | Energy Efficiency | 134236.7307 | 139348.3 | 144217.8582 | 148874.4047 | 154415.9299 | 160636.9236 | 165129.0575 | 168736.413 | 171799.674 | 174581.3342 | 178864.8195 | 182381.4572 | 185648.3864
Scenario 3: Aggressive Fuel Sub | PG&E | Com | WaterHeat | Com ¦ Com Hot Water Tank Insulation - Marine | Com - Other | Energy Efficiency | 645838.5379 | 674274.1321 | 703873.2716 | 734914.721 | 767507.9438 | 801753.3282 | 837794.6249 | 875771.443 | 915794.388 | 957978.9147 | 1002437.925 | 1049376.3599 | 1099013.7257
Scenario 3: Aggressive Fuel Sub | PG&E | Com | WaterHeat | Com ¦ Com Hot Water Tank Insulation - Hot-Dry | Com - Other | Energy Efficiency | 455083.6527 | 475120.5092 | 495977.2461 | 517850.2924 | 540816.7801 | 564947.447 | 590343.5855 | 617103.5697 | 645305.3368 | 675030.2407 | 706357.8368 | 739432.5345 | 774409.0068
Scenario 3: Aggressive Fuel Sub | PG&E | Com | WaterHeat | Com ¦ Com Hot Water Tank Insulation - Cold | Com - Other | Energy Efficiency | 928.6455 | 969.5328 | 1012.0931 | 1056.7273 | 1103.5929 | 1152.834 | 1204.6574 | 1259.264 | 1316.8126 | 1377.4694 | 1441.3966 | 1508.8889 | 1580.2621
Scenario 3: Aggressive Fuel Sub | PG&E | Com | WaterHeat | Com ¦ Faucet Aerators (Gas WH) - Marine | Com - Other | Energy Efficiency | 435204.3802 | 454367.6461 | 474307.9883 | 495219.086 | 517174.9037 | 540240.6666 | 564515.4226 | 590092.6909 | 617048.6537 | 645460.8288 | 675400.8504 | 707008.1795 | 740433.3926
Scenario 3: Aggressive Fuel Sub | PG&E | Com | WaterHeat | Com ¦ Faucet Aerators (Gas WH) - Hot-Dry | Com - Other | Energy Efficiency | 293384.3276 | 306302.86 | 319745.2428 | 333842.041 | 348643.1164 | 364192.439 | 380556.7802 | 397799.184 | 415971.0072 | 435124.5066 | 455307.9733 | 476615.422 | 499148.3608
Scenario 3: Aggressive Fuel Sub | PG&E | Com | WaterHeat | Com ¦ Faucet Aerators (Gas WH) - Cold | Com - Other | Energy Efficiency | 674.7855 | 704.4982 | 735.4157 | 767.8384 | 801.881 | 837.6445 | 875.2826 | 914.9402 | 956.7355 | 1000.7887 | 1047.2107 | 1096.218 | 1148.0439
Scenario 3: Aggressive Fuel Sub | PG&E | Com | WaterHeat | Com ¦ Faucet Aerators (Elec WH) - Marine | Com - Other | Energy Efficiency | 42753.5017 | 45193.4707 | 45716.9698 | 45214.9888 | 48083.0255 | 52930.4937 | 55804.7512 | 57701.1773 | 57363.5147 | 57509.4879 | 60421.7008 | 62479.9903 | 64556.7543
Scenario 3: Aggressive Fuel Sub | PG&E | Com | WaterHeat | Com ¦ Faucet Aerators (Elec WH) - Hot-Dry | Com - Other | Energy Efficiency | 30426.7995 | 32163.276 | 32535.8396 | 32178.5899 | 34219.7134 | 37669.5582 | 39715.1089 | 41064.7569 | 40824.4493 | 40928.3354 | 43000.8982 | 44465.7411 | 45943.7319
Scenario 3: Aggressive Fuel Sub | PG&E | Com | WaterHeat | Com ¦ Faucet Aerators (Elec WH) - Cold | Com - Other | Energy Efficiency | 107.4863 | 113.6206 | 114.9367 | 113.6747 | 120.8852 | 133.0722 | 140.2983 | 145.0661 | 144.2172 | 144.5842 | 151.9058 | 157.0805 | 162.3017
Scenario 3: Aggressive Fuel Sub | PG&E | Com | WaterHeat | Com ¦ Com Water Heating Controls (Gas WH) - Marine | Com - Other | Energy Efficiency | 58007668.6401 | 60567116.1929 | 63244037.3231 | 66055634.4367 | 69012024.6399 | 72123518.5779 | 75400457.9498 | 78853632.497 | 82494782.6333 | 86337479.1269 | 90394649.878 | 94681038.4042 | 99212284.9313
Scenario 3: Aggressive Fuel Sub | PG&E | Com | WaterHeat | Com ¦ Com Water Heating Controls (Gas WH) - Hot-Dry | Com - Other | Energy Efficiency | 41077557.388 | 42890004.8832 | 44785640.1316 | 46776644.8468 | 48870183.3579 | 51073557.0462 | 53394089.2838 | 55839420.7194 | 58417865.2112 | 61139032.7643 | 64012078.1438 | 67047441.8259 | 70256199.2819
Scenario 3: Aggressive Fuel Sub | PG&E | Com | WaterHeat | Com ¦ Com Water Heating Controls (Gas WH) - Cold | Com - Other | Energy Efficiency | 84435.5133 | 88161.0254 | 92057.5311 | 96150.07 | 100453.3687 | 104982.4352 | 109752.3228 | 114778.7369 | 120078.7669 | 125672.1661 | 131577.7525 | 137816.9864 | 144412.6338
Scenario 3: Aggressive Fuel Sub | PG&E | Com | WaterHeat | Com ¦ Low-flow Pre-Rinse Spray Valve - Marine | Com - Other | Energy Efficiency | 168057.6248 | 175513.5083 | 183328.0257 | 191527.6181 | 200129.0981 | 209225.3319 | 218814.6332 | 228900.2456 | 239499.0361 | 250706.1285 | 262544.9781 | 275053.4995 | 288284.2737
Scenario 3: Aggressive Fuel Sub | PG&E | Com | WaterHeat | Com ¦ Low-flow Pre-Rinse Spray Valve - Hot-Dry | Com - Other | Energy Efficiency | 116147.5244 | 121300.4142 | 126701.162 | 132368.0418 | 138312.6731 | 144599.2372 | 151226.5688 | 158196.9096 | 165521.9166 | 173267.3315 | 181449.3648 | 190094.2197 | 199238.2361
Scenario 3: Aggressive Fuel Sub | PG&E | Com | WaterHeat | Com ¦ Low-flow Pre-Rinse Spray Valve - Cold | Com - Other | Energy Efficiency | 251.9974 | 263.1772 | 274.8949 | 287.1899 | 300.0876 | 313.7271 | 328.106 | 343.229 | 359.1216 | 375.9263 | 393.6783 | 412.4345 | 432.2736
Scenario 3: Aggressive Fuel Sub | PG&E | Com | WaterHeat | Com ¦ Com Hot Water Pipe Insulation - Marine | Com - Other | Energy Efficiency | 35559429.144 | 37125316.7231 | 38760428.5691 | 40476119.018 | 42278970.2351 | 44175149.0422 | 46171767.2556 | 48275921.9908 | 50493119.93 | 52831155.6268 | 55298377.5739 | 57904733.4386 | 60660380.1111
Scenario 3: Aggressive Fuel Sub | PG&E | Com | WaterHeat | Com ¦ Com Hot Water Pipe Insulation - Hot-Dry | Com - Other | Energy Efficiency | 21254187.4808 | 22190132.4321 | 23167453.3443 | 24192936.805 | 25270517.0332 | 26403879.9929 | 27597276.4804 | 28854948.5045 | 30180187.4585 | 31577652.2163 | 33052332.7464 | 34610174.8582 | 36257249.4153
Scenario 3: Aggressive Fuel Sub | PG&E | Com | WaterHeat | Com ¦ Com Hot Water Pipe Insulation - Cold | Com - Other | Energy Efficiency | 44678.6403 | 46646.0995 | 48700.5356 | 50856.2147 | 53121.4068 | 55503.8605 | 58012.5112 | 60656.2761 | 63442.0742 | 66379.6988 | 69479.6396 | 72754.3951 | 76216.727
Scenario 3: Aggressive Fuel Sub | PG&E | Com | WaterHeat | Com ¦ Com Efficient Tankless Gas Water Heater (0.87 UEF - High Draw) - ZEAS 2030 - Marine | Com - Other | Energy Efficiency | 478914.6149 | 511302.618 | 550140.8082 | 588295.1139 | 623637.394 | 0 | 0 | 0 | 0 | 0 | 0 | 0 | 0
Scenario 3: Aggressive Fuel Sub | PG&E | Com | WaterHeat | Com ¦ Com Efficient Tankless Gas Water Heater (0.87 UEF - High Draw) - ZEAS 2030 - Hot-Dry | Com - Other | Energy Efficiency | 358387.7365 | 382624.6698 | 411688.4607 | 440240.4487 | 466688.1126 | 0 | 0 | 0 | 0 | 0 | 0 | 0 | 0
Scenario 3: Aggressive Fuel Sub | PG&E | Com | WaterHeat | Com ¦ Com Efficient Tankless Gas Water Heater (0.87 UEF - High Draw) - ZEAS 2030 - Cold | Com - Other | Energy Efficiency | 2064.8378 | 2207.2648 | 2376.0011 | 2544.8464 | 2699.7292 | 0 | 0 | 0 | 0 | 0 | 0 | 0 | 0
Scenario 3: Aggressive Fuel Sub | PG&E | Com | WaterHeat | Com ¦ Com Heat Pump Water Heater (3.75 UEF - 50 Gal) - Fuel Sub - ZEAS 2030 - Marine | Com - Other | Fuel Substitution | 136531464.7685 | 143461287.3935 | 151060328.5835 | 159345585.3566 | 167693616.7238 | 107309543.5253 | 110264234.4817 | 112639005.6461 | 114674207.1546 | 116507433.1184 | 119337544.2557 | 121658741.7126 | 123808491.3383
Scenario 3: Aggressive Fuel Sub | PG&E | Com | WaterHeat | Com ¦ Com Heat Pump Water Heater (3.75 UEF - 50 Gal) - Fuel Sub - ZEAS 2030 - Hot-Dry | Com - Other | Fuel Substitution | 100604809.4705 | 105730439.4173 | 111357389.1998 | 117497915.7306 | 123677814.9401 | 78817688.835 | 80989857.5817 | 82735320.9781 | 84230918.9162 | 85577887.4357 | 87658300.8738 | 89364251.2418 | 90944032.3446
Scenario 3: Aggressive Fuel Sub | PG&E | Com | WaterHeat | Com ¦ Com Heat Pump Water Heater (3.75 UEF - 50 Gal) - Fuel Sub - ZEAS 2030 - Cold | Com - Other | Fuel Substitution | 567455.2626 | 596469.0684 | 628449.2313 | 663458.0324 | 698536.6396 | 447832.6277 | 460078.3594 | 469936.5745 | 478397.2136 | 486026.9972 | 497763.6744 | 507405.3397 | 516341.9242
Scenario 3: Aggressive Fuel Sub | PG&E | Com | WaterHeat | Com ¦ Com Efficient Tankless Gas Water Heater (0.87 UEF - High Draw) - Panel Upgrade - ZEAS 2030 - Marine | Com - Other | Energy Efficiency | 397341.2464 | 424212.6116 | 456435.5057 | 488091.0011 | 517413.4423 | 0 | 0 | 0 | 0 | 0 | 0 | 0 | 0
Scenario 3: Aggressive Fuel Sub | PG&E | Com | WaterHeat | Com ¦ Com Efficient Tankless Gas Water Heater (0.87 UEF - High Draw) - Panel Upgrade - ZEAS 2030 - Hot-Dry | Com - Other | Energy Efficiency | 297343.6715 | 317452.336 | 341565.7009 | 365254.4382 | 387197.2802 | 0 | 0 | 0 | 0 | 0 | 0 | 0 | 0
Scenario 3: Aggressive Fuel Sub | PG&E | Com | WaterHeat | Com ¦ Com Efficient Tankless Gas Water Heater (0.87 UEF - High Draw) - Panel Upgrade - ZEAS 2030 - Cold | Com - Other | Energy Efficiency | 1713.1346 | 1831.3021 | 1971.2976 | 2111.3836 | 2239.8852 | 0 | 0 | 0 | 0 | 0 | 0 | 0 | 0
Scenario 3: Aggressive Fuel Sub | PG&E | Com | WaterHeat | Com ¦ Com Heat Pump Water Heater (3.75 UEF - 50 Gal) - Fuel Sub - Panel Upgrade - ZEAS 2030 - Marine | Com - Other | Fuel Substitution | 113276105.3848 | 119025573.6067 | 125330272.616 | 132204304.3343 | 139130418.2709 | 89031544.3534 | 91482963.7733 | 93453240.9482 | 95141787.2547 | 96662760.4443 | 99010819.6847 | 100936648.344 | 102720231.8246
Scenario 3: Aggressive Fuel Sub | PG&E | Com | WaterHeat | Com ¦ Com Heat Pump Water Heater (3.75 UEF - 50 Gal) - Fuel Sub - Panel Upgrade - ZEAS 2030 - Hot-Dry | Com - Other | Fuel Substitution | 83468825.4398 | 87721408.5275 | 92389921.8086 | 97484534.4798 | 102611813.4942 | 65392697.8796 | 67194881.8398 | 68643041.0313 | 69883894.2657 | 71001434.0813 | 72727491.3843 | 74142867.7886 | 75453565.2969
Scenario 3: Aggressive Fuel Sub | PG&E | Com | WaterHeat | Com ¦ Com Heat Pump Water Heater (3.75 UEF - 50 Gal) - Fuel Sub - Panel Upgrade - ZEAS 2030 - Cold | Com - Other | Fuel Substitution | 470800.7948 | 494872.6886 | 521405.6809 | 550451.4445 | 579555.1241 | 371553.4438 | 381713.3641 | 389892.4327 | 396911.9739 | 403242.179 | 412979.7518 | 420979.1555 | 428393.5745
Scenario 3: Aggressive Fuel Sub | PG&E | Com | WaterHeat | Com ¦ Com Heat Pump Water Heater (100+ Gal, 200+ kBtuh - 4.3 COP) - Fuel Sub - ZEAS 2030 - Marine | Com - Other | Fuel Substitution | 43737656.2547 | 45961919.0493 | 48381588.1326 | 51003237.6624 | 53668778.6769 | 0 | 0 | 0 | 0 | 0 | 0 | 0 | 0
Scenario 3: Aggressive Fuel Sub | PG&E | Com | WaterHeat | Com ¦ Com Heat Pump Water Heater (100+ Gal, 200+ kBtuh - 4.3 COP) - Fuel Sub - ZEAS 2030 - Hot-Dry | Com - Other | Fuel Substitution | 32212768.6726 | 33858213.5187 | 35649748.4137 | 37592166.7462 | 39565431.829 | 0 | 0 | 0 | 0 | 0 | 0 | 0 | 0
Scenario 3: Aggressive Fuel Sub | PG&E | Com | WaterHeat | Com ¦ Com Heat Pump Water Heater (100+ Gal, 200+ kBtuh - 4.3 COP) - Fuel Sub - ZEAS 2030 - Cold | Com - Other | Fuel Substitution | 91725.7198 | 96432.2689 | 101571.825 | 107157.285 | 112813.2624 | 0 | 0 | 0 | 0 | 0 | 0 | 0 | 0
Scenario 3: Aggressive Fuel Sub | PG&E | Com | WaterHeat | Com ¦ Com Heat Pump Water Heater (100+ Gal, 200+ kBtuh - 4.3 COP) - Fuel Sub - Panel Upgrade - ZEAS 2030 - Marine | Com - Other | Fuel Substitution | 36287835.6838 | 38133240.5299 | 40140768.1759 | 42315873.0056 | 44527393.2979 | 0 | 0 | 0 | 0 | 0 | 0 | 0 | 0
Scenario 3: Aggressive Fuel Sub | PG&E | Com | WaterHeat | Com ¦ Com Heat Pump Water Heater (100+ Gal, 200+ kBtuh - 4.3 COP) - Fuel Sub - Panel Upgrade - ZEAS 2030 - Hot-Dry | Com - Other | Fuel Substitution | 26725978.4042 | 28091155.1721 | 29577538.519 | 31189105.3773 | 32826264.8691 | 0 | 0 | 0 | 0 | 0 | 0 | 0 | 0
Scenario 3: Aggressive Fuel Sub | PG&E | Com | WaterHeat | Com ¦ Com Heat Pump Water Heater (100+ Gal, 200+ kBtuh - 4.3 COP) - Fuel Sub - Panel Upgrade - ZEAS 2030 - Cold | Com - Other | Fuel Substitution | 76102.1082 | 80006.9923 | 84271.1295 | 88905.2199 | 93597.8166 | 0 | 0 | 0 | 0 | 0 | 0 | 0 | 0
Scenario 3: Aggressive Fuel Sub | PG&E | Com | WaterHeat | Com ¦ Efficient Gas Water Heating Boiler (0.92 UEF) - ZEAS 2030 - Marine | Com - Other | Energy Efficiency | 8984795.641 | 9403847.7407 | 9846166.1482 | 10312354.3742 | 10803425.423 | 0 | 0 | 0 | 0 | 0 | 0 | 0 | 0
Scenario 3: Aggressive Fuel Sub | PG&E | Com | WaterHeat | Com ¦ Efficient Gas Water Heating Boiler (0.92 UEF) - ZEAS 2030 - Hot-Dry | Com - Other | Energy Efficiency | 6342878.2698 | 6638710.8806 | 6950968.4706 | 7280077.0954 | 7626751.9306 | 0 | 0 | 0 | 0 | 0 | 0 | 0 | 0
Scenario 3: Aggressive Fuel Sub | PG&E | Com | WaterHeat | Com ¦ Efficient Gas Water Heating Boiler (0.92 UEF) - ZEAS 2030 - Cold | Com - Other | Energy Efficiency | 13084.9326 | 13695.2154 | 14339.3818 | 15018.3107 | 15733.4776 | 0 | 0 | 0 | 0 | 0 | 0 | 0 | 0
Scenario 3: Aggressive Fuel Sub | PG&E | Com | WholeBlg | Com ¦ Com Title 24 2022 Code | Com - Other | Energy Efficiency | 2784541.5832 | 2813532.8449 | 2837222.8064 | 2828092.7103 | 2819345.9817 | 2934422.3286 | 3046068.0721 | 3125046.2709 | 3146208.3597 | 3200143.7861 | 3256056.4148 | 3260028.3847 | 3271712.9633
Scenario 3: Aggressive Fuel Sub | PG&E | Com | FoodServ | Com ¦ ENERGY STAR Dishwasher - Tier 2 | Com - Other | Energy Efficiency | 8176778.8985 | 8527247.1512 | 8888106.5512 | 9260439.7307 | 9658528.2376 | 10087415.9534 | 10520698.003 | 10967924.4187 | 11431329.0947 | 11918080.82 | 12446109.2311 | 12991630.015 | 13564840.4079
Scenario 3: Aggressive Fuel Sub | PG&E | Com | FoodServ | Com ¦ ENERGY STAR Combination Oven - Electric | Com - Other | Energy Efficiency | 2071524.2109 | 2139792.5884 | 2201313.5267 | 2260043.6392 | 2334490.1433 | 2426902.601 | 2496076.3115 | 2552799.4475 | 2598610.6265 | 2639734.8422 | 2701679.1873 | 2749154.0992 | 2793615.1365
Scenario 3: Aggressive Fuel Sub | PG&E | Com | FoodServ | Com ¦ ENERGY STAR Steamer - Electric | Com - Other | Energy Efficiency | 524570.3784 | 541857.9237 | 557436.8205 | 572308.9988 | 591161.026 | 614562.5569 | 632079.3589 | 646443.3122 | 658044.0395 | 668457.891 | 684144.0067 | 696166.0397 | 707424.8718
Scenario 3: Aggressive Fuel Sub | PG&E | Com | FoodServ | Com ¦ ENERGY STAR Conveyor Broiler - Gas | Com - Other | Energy Efficiency | 2226008.5986 | 2322105.3997 | 2421414.0295 | 2524767.9832 | 2635794.1491 | 2755907.2552 | 2877582.2801 | 3002827.5055 | 3131990.3216 | 3267479.5113 | 3414160.1223 | 3565932.458 | 3725602.5154
Scenario 3: Aggressive Fuel Sub | PG&E | Com | FoodServ | Com ¦ ENERGY STAR Conveyor Oven - Gas | Com - Other | Energy Efficiency | 4457496.898 | 4659373.448 | 4871963.611 | 5095629.0764 | 5330812.1911 | 5579973.448 | 5843126.929 | 6120442.673 | 6412375.0488 | 6721422.1888 | 7048258.2751 | 7393931.2372 | 7759897.9559
Scenario 3: Aggressive Fuel Sub | PG&E | Com | FoodServ | Com ¦ ENERGY STAR Convection Oven - Electric | Com - Other | Energy Efficiency | 4119762.2799 | 4306278.2361 | 4502725.9785 | 4709345.3268 | 4926651.3855 | 5156880.3312 | 5400112.6961 | 5656412.403 | 5925924.6403 | 6211476.0454 | 6513478.3318 | 6832770.623 | 7170923.9083
Scenario 3: Aggressive Fuel Sub | PG&E | Com | FoodServ | Com ¦ High Performance Conveyor Toaster | Com - Other | Energy Efficiency | 4904735.5126 | 5066374.1427 | 5212036.9013 | 5351091.8381 | 5527358.3816 | 5746162.8061 | 5909944.9877 | 6044248.0183 | 6152714.8734 | 6250084.4337 | 6396749.69 | 6509155.7555 | 6614425.8881
Scenario 3: Aggressive Fuel Sub | PG&E | Com | FoodServ | Com ¦ ENERGY STAR Rack Oven - Gas | Com - Other | Energy Efficiency | 1900071.1924 | 1986123.9314 | 2076743.4997 | 2172084.0725 | 2272334.2065 | 2378542.7216 | 2490715.6204 | 2608925.3844 | 2733365.6947 | 2865101.4157 | 3004419.9271 | 3151767.9236 | 3307766.4213
Scenario 3: Aggressive Fuel Sub | PG&E | Com | FoodServ | Com ¦ Electric Deck Oven (60% cooking efficiency) | Com - Other | Energy Efficiency | 132776.7792 | 137152.5211 | 141095.7779 | 144860.1535 | 149631.8897 | 155555.1748 | 159988.9451 | 163624.6812 | 166561.0025 | 169196.9075 | 173167.3031 | 176210.2634 | 179060.0458
Scenario 3: Aggressive Fuel Sub | PG&E | Com | FoodServ | Com ¦ Demand Controlled Ventilation (DCV) Exhaust Hood | Com - Other | Energy Efficiency | 126933.3432 | 134035.1511 | 142311.9047 | 149941.6015 | 156996.5321 | 167926.5771 | 179573.8922 | 190126.8214 | 197883.4623 | 207924.1557 | 219300.9502 | 230444.5729 | 242819.0453
Scenario 3: Aggressive Fuel Sub | PG&E | Com | FoodServ | Com ¦ ENERGY STAR Fryer - Electric | Com - Other | Energy Efficiency | 135916.6253 | 140395.8428 | 144432.348 | 148285.7419 | 153170.3179 | 159233.6742 | 163772.2924 | 167494.0047 | 170499.7629 | 173198.0005 | 177262.2863 | 180377.2051 | 183294.378
Scenario 3: Aggressive Fuel Sub | PG&E | Com | FoodServ | Com ¦ Efficient Food Holding Cabinet | Com - Other | Energy Efficiency | 433137.7945 | 447412.1217 | 460275.6178 | 472555.5763 | 488121.6963 | 507444.3419 | 521907.9664 | 533768.2835 | 543347.0048 | 551945.7226 | 564897.7494 | 574824.3428 | 584120.7611
Scenario 3: Aggressive Fuel Sub | PG&E | Com | FoodServ | Com ¦ ENERGY STAR Griddle - Electric | Com - Other | Energy Efficiency | 259483.7627 | 268035.2126 | 275741.4632 | 283098.1286 | 292423.4645 | 303999.2559 | 312664.1098 | 319769.3769 | 325507.7878 | 330659.0992 | 338418.3866 | 344365.2004 | 349934.4895
Scenario 3: Aggressive Fuel Sub | PG&E | Com | FoodServ | Com ¦ Demand Controlled Ventilation (DCV) Exhaust Hood - Retrofit | Com - Other | Energy Efficiency | 951029.4922 | 1003808.5213 | 1033979.22 | 1024574.7578 | 1034209.5383 | 1103650.3545 | 1154409.7026 | 1200124.3811 | 1233073.0809 | 1263921.1082 | 1331538.7782 | 1378276.4715 | 1426190.5916
Scenario 3: Aggressive Fuel Sub | PG&E | Com | FoodServ | Com ¦ ENERGY STAR Fryer - Tier 2 Gas | Com - Other | Energy Efficiency | 19892.4134 | 21205.3273 | 22779.2334 | 24318.5898 | 25736.445 | 27715.6679 | 29941.4928 | 32066.0621 | 33779.3155 | 35936.9931 | 38293.9977 | 40744.4022 | 43475.7017
Scenario 3: Aggressive Fuel Sub | PG&E | Com | FoodServ | Com ¦ ENERGY STAR Fryer - Fuel Sub | Com - Other | Fuel Substitution | 6930408.5286 | 7293058.6406 | 7694787.299 | 8129533.6351 | 8562459.7466 | 8992487.2207 | 9502443.2661 | 10072526.0728 | 10701357.8631 | 11380805.076 | 12062607.2254 | 12819103.2604 | 13631111.4076
Scenario 3: Aggressive Fuel Sub | PG&E | Com | FoodServ | Com ¦ ENERGY STAR Steamer - Gas | Com - Other | Energy Efficiency | 12585.2264 | 13417.8713 | 14416.1934 | 15393.1046 | 16293.4907 | 17549.6858 | 18962.5355 | 20311.8046 | 21401.023 | 22772.2826 | 24270.4254 | 25828.3692 | 27565.0056
Scenario 3: Aggressive Fuel Sub | PG&E | Com | FoodServ | Com ¦ ENERGY STAR Steamer - Fuel Sub | Com - Other | Fuel Substitution | 1960539.6391 | 2056204.4015 | 2159742.7021 | 2270481.3894 | 2383511.8925 | 2498844.0165 | 2628723.645 | 2770462.4639 | 2924055.0198 | 3088531.2298 | 3257085.5825 | 3440504.9665 | 3636264.6227
Scenario 3: Aggressive Fuel Sub | PG&E | Com | FoodServ | Com ¦ ENERGY STAR Convection Oven - Gas | Com - Other | Energy Efficiency | 18695.241 | 19932.1275 | 21415.126 | 22866.3189 | 24203.8344 | 26069.901 | 28168.6764 | 30173.0037 | 31791.0278 | 33828.0216 | 36053.4995 | 38367.8109 | 40947.5687
Scenario 3: Aggressive Fuel Sub | PG&E | Com | FoodServ | Com ¦ ENERGY STAR Convection Oven - Fuel Sub | Com - Other | Fuel Substitution | 3925690.5432 | 4133630.3792 | 4364863.1315 | 4615576.8866 | 4864238.7478 | 5110123.3306 | 5404215.7527 | 5734239.7561 | 6099275.1308 | 6494230.6364 | 6889279.121 | 7328916.2044 | 7801221.1533
Scenario 3: Aggressive Fuel Sub | PG&E | Com | FoodServ | Com ¦ ENERGY STAR Griddle - Gas | Com - Other | Energy Efficiency | 92631.614 | 98760.1677 | 106108.1631 | 113298.5672 | 119925.7204 | 129171.75 | 139570.8115 | 149501.8989 | 157518.9223 | 167611.8663 | 178638.7154 | 190105.7194 | 202887.9633
Scenario 3: Aggressive Fuel Sub | PG&E | Com | FoodServ | Com ¦ ENERGY STAR Griddle - Fuel Sub | Com - Other | Fuel Substitution | 22919171.576 | 24165745.4891 | 25563271.2109 | 27084596.1367 | 28580741.5874 | 30045991.7319 | 31830613.5359 | 33849233.4365 | 36094671.6401 | 38530945.4166 | 40951715.7076 | 43662269.9691 | 46579365.9977
Scenario 3: Aggressive Fuel Sub | PG&E | Com | FoodServ | Com ¦ ENERGY STAR Combination Oven - Gas | Com - Other | Energy Efficiency | 1307.7595 | 1394.2815 | 1498.0195 | 1599.5325 | 1693.0937 | 1823.6278 | 1970.4402 | 2110.6459 | 2223.829 | 2366.3197 | 2521.9952 | 2683.8846 | 2864.3425
Scenario 3: Aggressive Fuel Sub | PG&E | Com | FoodServ | Com ¦ ENERGY STAR Combination Oven - Fuel Sub | Com - Other | Fuel Substitution | 220673.5552 | 233908.4976 | 249163.0621 | 265990.4693 | 282075.9088 | 297308.3063 | 317050.8199 | 339962.9281 | 365907.1043 | 394300.0416 | 421936.4609 | 453478.051 | 487606.92
Scenario 3: Aggressive Fuel Sub | PG&E | Com | FoodServ | Com ¦ ENERGY STAR Fryer - Tier 2 Gas - Panel Upgrade | Com - Other | Energy Efficiency | 32733.0188 | 34893.4222 | 37483.2888 | 40016.3038 | 42349.3884 | 45606.2049 | 49268.8055 | 52764.7901 | 55583.953 | 59134.4172 | 63012.8745 | 67045.0216 | 71539.3822
Scenario 3: Aggressive Fuel Sub | PG&E | Com | FoodServ | Com ¦ ENERGY STAR Fryer - Fuel Sub - Panel Upgrade | Com - Other | Fuel Substitution | 11404005.5683 | 12000747.2868 | 12661792.8571 | 13377169.1033 | 14089550.1651 | 14797161.5114 | 15636295.5331 | 16574368.2996 | 17609112.6742 | 18727144.8605 | 19849052.1011 | 21093868.328 | 22430029.8823
Scenario 3: Aggressive Fuel Sub | PG&E | Com | FoodServ | Com ¦ ENERGY STAR Steamer - Gas - Panel Upgrade | Com - Other | Energy Efficiency | 20709.0234 | 22079.1427 | 23721.8843 | 25329.3943 | 26810.9821 | 28878.0544 | 31202.9023 | 33423.1283 | 35215.44 | 37471.8512 | 39937.0493 | 42500.6498 | 45358.2896
Scenario 3: Aggressive Fuel Sub | PG&E | Com | FoodServ | Com ¦ ENERGY STAR Steamer - Fuel Sub - Panel Upgrade | Com - Other | Fuel Substitution | 3226073.1628 | 3383489.7824 | 3553862.33 | 3736083.1328 | 3922075.1248 | 4111854.4399 | 4325571.7122 | 4558803.3137 | 4811540.2707 | 5082186.3094 | 5359542.9426 | 5661360.0243 | 5983483.0565
Scenario 3: Aggressive Fuel Sub | PG&E | Com | FoodServ | Com ¦ ENERGY STAR Convection Oven - Gas - Panel Upgrade | Com - Other | Energy Efficiency | 30763.0686 | 32798.3685 | 35238.6465 | 37626.5882 | 39827.4736 | 42898.091 | 46351.6316 | 49649.7575 | 52312.2204 | 55664.0991 | 59326.1287 | 63134.3343 | 67379.3326
Scenario 3: Aggressive Fuel Sub | PG&E | Com | FoodServ | Com ¦ ENERGY STAR Convection Oven - Fuel Sub - Panel Upgrade | Com - Other | Fuel Substitution | 6459734.1743 | 6801899.7245 | 7182393.8302 | 7594943.9775 | 8004117.7279 | 8408721.4593 | 8892651.318 | 9435706.6886 | 10036373.3633 | 10686273.6928 | 11336327.0192 | 12059751.0029 | 12836930.0459
Scenario 3: Aggressive Fuel Sub | PG&E | Com | FoodServ | Com ¦ ENERGY STAR Griddle - Gas - Panel Upgrade | Com - Other | Energy Efficiency | 152425.5658 | 162510.1172 | 174601.2631 | 186433.0921 | 197338.0901 | 212552.4564 | 229664.1396 | 246005.7701 | 259197.8033 | 275805.7694 | 293950.4788 | 312819.4641 | 333852.6804
Scenario 3: Aggressive Fuel Sub | PG&E | Com | FoodServ | Com ¦ ENERGY STAR Griddle - Fuel Sub - Panel Upgrade | Com - Other | Fuel Substitution | 37713557.461 | 39764798.1328 | 42064430.4052 | 44567774.5953 | 47029685.8925 | 49440758.8816 | 52377358.7813 | 55699003.1679 | 59393877.6724 | 63402772.6167 | 67386156.5348 | 71846380.7428 | 76646469.975
Scenario 3: Aggressive Fuel Sub | PG&E | Com | FoodServ | Com ¦ ENERGY STAR Combination Oven - Gas - Panel Upgrade | Com - Other | Energy Efficiency | 2151.9218 | 2294.294 | 2464.995 | 2632.035 | 2785.9902 | 3000.7844 | 3242.3646 | 3473.0733 | 3659.3165 | 3893.7854 | 4149.9497 | 4416.3393 | 4713.2831
Scenario 3: Aggressive Fuel Sub | PG&E | Com | FoodServ | Com ¦ ENERGY STAR Combination Oven - Fuel Sub - Panel Upgrade | Com - Other | Fuel Substitution | 363118.9188 | 384897.0517 | 409998.4778 | 437688.0209 | 464156.6542 | 489221.6045 | 521707.963 | 559409.8976 | 602101.1081 | 648821.7616 | 694297.5627 | 746199.3326 | 802358.4769
Scenario 3: Aggressive Fuel Sub | PG&E | Com | Lighting | Com ¦ LED High and Low Bay - 155 lpw | Com - Other | Energy Efficiency | 4410273.1723 | 4527722.0951 | 4617976.4702 | 4694221.8364 | 4815240.8354 | 4985500.121 | 5074665.779 | 5117814.2418 | 5120357.8541 | 5098899.3552 | 5134775.7357 | 5115657.3476 | 5076821.3202
Scenario 3: Aggressive Fuel Sub | PG&E | Com | Lighting | Com ¦ LED Fixtures and Retrofit Kits - 140 lpw - RET | Com - Other | Energy Efficiency | 437440.2446 | 452754.2349 | 466444.0972 | 478648.2556 | 493165.001 | 509226.6576 | 519119.7161 | 526435.3075 | 532035.6194 | 536273.3122 | 545338.4268 | 551405.6122 | 556144.0525
Scenario 3: Aggressive Fuel Sub | PG&E | Com | Lighting | Com ¦ LED Fixtures and Retrofit Kits - 140 lpw | Com - Other | Energy Efficiency | 876964.1532 | 906074.1466 | 930985.7692 | 951850.21 | 977699.2785 | 1006963.9794 | 1020968.0474 | 1028124.1167 | 1030346.3487 | 1028780.0989 | 1038131.3302 | 1039534.969 | 1037008.1735
Scenario 3: Aggressive Fuel Sub | SCE | Com | BldgEnv | Com ¦ Com Wall Insulation (R14) - Marine | Com - Other | Energy Efficiency | 24985.3145 | 26396.8407 | 27664.0712 | 28905.7025 | 30855.2998 | 33199.0015 | 34724.5247 | 35209.6507 | 35643.2908 | 36014.0495 | 36233.4634 | 35911.4022 | 35593.44
Scenario 3: Aggressive Fuel Sub | SCE | Com | BldgEnv | Com ¦ Com Wall Insulation (R14) - Hot-Dry | Com - Other | Energy Efficiency | 103059.5342 | 108881.8036 | 114108.8814 | 119230.3676 | 127272.075 | 136939.3861 | 143231.8709 | 145232.9206 | 147021.6012 | 148550.9081 | 149455.9478 | 148127.508 | 146815.9765
Scenario 3: Aggressive Fuel Sub | SCE | Com | BldgEnv | Com ¦ Com Wall Insulation (R14) - Cold | Com - Other | Energy Efficiency | 3108.567 | 3284.1831 | 3441.8466 | 3596.3251 | 3838.8857 | 4130.4791 | 4320.2783 | 4380.6356 | 4434.5873 | 4480.7155 | 4508.014 | 4467.9445 | 4428.385
Scenario 3: Aggressive Fuel Sub | SCE | Com | HVAC | Com ¦ Small Unitary Heat Pump (SEER 18) - Marine | Com - Other | Energy Efficiency | 908376.3873 | 940846.8741 | 969801.3854 | 995659.9821 | 1028028.6121 | 1066211.1239 | 1089785.2948 | 1099130.2594 | 1108119.5599 | 1116544.9566 | 1127564.8203 | 1132193.5788 | 1137323.0686
Scenario 3: Aggressive Fuel Sub | SCE | Com | HVAC | Com ¦ Small Unitary Heat Pump (SEER 18) - Hot-Dry | Com - Other | Energy Efficiency | 4561177.6509 | 4724219.8221 | 4869607.4298 | 4999449.7011 | 5161980.4254 | 5353704.0565 | 5472075.6731 | 5518999.0017 | 5564136.4548 | 5606442.4102 | 5661775.8125 | 5685017.9292 | 5710774.3387
Scenario 3: Aggressive Fuel Sub | SCE | Com | HVAC | Com ¦ Small Unitary Heat Pump (SEER 18) - Cold | Com - Other | Energy Efficiency | 83014.0304 | 85981.4193 | 88627.4928 | 90990.6391 | 93948.7196 | 97438.1148 | 99592.4937 | 100446.5044 | 101268.012 | 102037.9859 | 103045.0611 | 103468.0706 | 103936.8407
Scenario 3: Aggressive Fuel Sub | SCE | Com | HVAC | Com ¦ Small Unitary AC (SEER 18) - Marine | Com - Other | Energy Efficiency | 3893873.1247 | 4033062.0748 | 4157179.3404 | 4268025.5669 | 4406777.8953 | 4570452.1811 | 4671505.9203 | 4711564.3223 | 4750098.1241 | 4786214.679 | 4833452.7531 | 4853294.5265 | 4875282.7494
Scenario 3: Aggressive Fuel Sub | SCE | Com | HVAC | Com ¦ Small Unitary AC (SEER 18) - Hot-Dry | Com - Other | Energy Efficiency | 20075138.9277 | 20792737.4269 | 21432632.7887 | 22004108.367 | 22719455.832 | 23563290.2151 | 24084279.9312 | 24290803.8625 | 24489467.6094 | 24675669.0682 | 24919208.308 | 25021503.9774 | 25134865.8194
Scenario 3: Aggressive Fuel Sub | SCE | Com | HVAC | Com ¦ Small Unitary AC (SEER 18) - Cold | Com - Other | Energy Efficiency | 216946.2185 | 224701.0979 | 231616.2619 | 237792.0332 | 245522.5863 | 254641.6603 | 260271.8455 | 262503.6898 | 264650.5915 | 266662.8168 | 269294.6749 | 270400.1546 | 271625.2232
Scenario 3: Aggressive Fuel Sub | SCE | Com | HVAC | Com ¦ Large Unitary Heat Pump (EER 10.0, COP 3.3) - Marine | Com - Other | Energy Efficiency | 200175.1526 | 207330.5397 | 213711.1258 | 219409.4779 | 226542.4192 | 234956.5417 | 240151.4843 | 242210.7956 | 244191.7306 | 246048.4005 | 248476.8023 | 249496.8227 | 250627.1872
Scenario 3: Aggressive Fuel Sub | SCE | Com | HVAC | Com ¦ Large Unitary Heat Pump (EER 10.0, COP 3.3) - Hot-Dry | Com - Other | Energy Efficiency | 903675.2888 | 935977.7318 | 964782.3955 | 990507.1668 | 1022708.2803 | 1060693.187 | 1084145.3551 | 1093441.9569 | 1102384.7354 | 1110766.5283 | 1121729.3611 | 1126334.1646 | 1131437.1078
Scenario 3: Aggressive Fuel Sub | SCE | Com | HVAC | Com ¦ Large Unitary Heat Pump (EER 10.0, COP 3.3) - Cold | Com - Other | Energy Efficiency | 6279.8514 | 6504.3286 | 6704.499 | 6883.2664 | 7107.0395 | 7371.0055 | 7533.9801 | 7598.5844 | 7660.7299 | 7718.9769 | 7795.1602 | 7827.1601 | 7862.6216
Scenario 3: Aggressive Fuel Sub | SCE | Com | HVAC | Com ¦ Large Unitary AC (EER 11.5) - Marine | Com - Other | Energy Efficiency | 4227422.4392 | 4378534.3199 | 4513283.4751 | 4633624.7933 | 4784262.6513 | 4961957.2824 | 5071667.2886 | 5115157.0948 | 5156991.7035 | 5196202.0037 | 5247486.493 | 5269027.9135 | 5292899.6484
Scenario 3: Aggressive Fuel Sub | SCE | Com | HVAC | Com ¦ Large Unitary AC (EER 11.5) - Hot-Dry | Com - Other | Energy Efficiency | 19642797.5898 | 20344941.7753 | 20971056.2503 | 21530224.441 | 22230166.0709 | 23055827.5045 | 23565597.1044 | 23767673.3039 | 23962058.5973 | 24144249.9922 | 24382544.3328 | 24482636.9467 | 24593557.4103
Scenario 3: Aggressive Fuel Sub | SCE | Com | HVAC | Com ¦ Large Unitary AC (EER 11.5) - Cold | Com - Other | Energy Efficiency | 141148.0545 | 146193.4808 | 150692.5772 | 154710.6149 | 159740.2141 | 165673.2033 | 169336.2756 | 170788.3428 | 172185.1451 | 173494.3253 | 175206.6467 | 175925.8863 | 176722.932
Scenario 3: Aggressive Fuel Sub | SCE | Com | HVAC | Com ¦ Variable Refrigerant Flow (VRF) Heat Pump - Hot-Dry | Com - Other | Energy Efficiency | 1012054.2114 | 1050683.1589 | 1085932.1603 | 1118335.9485 | 1158165.6962 | 1202159.2896 | 1229420.9329 | 1241070.5045 | 1252275.8538 | 1262672.59 | 1276242.8098 | 1282628.2388 | 1289490.4105
Scenario 3: Aggressive Fuel Sub | SCE | Com | HVAC | Com ¦ Variable Refrigerant Flow (VRF) Heat Pump - Marine | Com - Other | Energy Efficiency | 249135.0471 | 258644.2458 | 267321.4111 | 275298.1767 | 285102.9737 | 295932.775 | 302643.7107 | 305511.4589 | 308269.8538 | 310829.1943 | 314169.744 | 315741.6303 | 317430.8752
Scenario 3: Aggressive Fuel Sub | SCE | Com | HVAC | Com ¦ Variable Refrigerant Flow (VRF) Heat Pump - Cold | Com - Other | Energy Efficiency | 13245.494 | 13751.0593 | 14212.3888 | 14636.4809 | 15157.7619 | 15733.5383 | 16090.3314 | 16242.7978 | 16389.4504 | 16525.5201 | 16703.1235 | 16786.6943 | 16876.5046
Scenario 3: Aggressive Fuel Sub | SCE | Com | HVAC | Com ¦ Demand Controlled Ventilation (HVAC) - Marine | Com - Other | Energy Efficiency | 3169897.8874 | 3313562.9307 | 3520841.2659 | 3707801.9069 | 3969624.1687 | 4281004.8592 | 4503257.9634 | 4590431.9104 | 4669747.0795 | 4737691.3479 | 4828238.3192 | 4846477.8188 | 4860821.7866
Scenario 3: Aggressive Fuel Sub | SCE | Com | HVAC | Com ¦ Demand Controlled Ventilation (HVAC) - Hot-Dry | Com - Other | Energy Efficiency | 17815155.1711 | 18622567.6273 | 19787493.3875 | 20838231.5969 | 22309699.886 | 24059691.6889 | 25308777.2048 | 25798703.8359 | 26244463.3191 | 26626317.1607 | 27135200.5384 | 27237708.4195 | 27318323.0072
Scenario 3: Aggressive Fuel Sub | SCE | Com | HVAC | Com ¦ Demand Controlled Ventilation (HVAC) - Cold | Com - Other | Energy Efficiency | 1065749.8751 | 1114051.4316 | 1183740.383 | 1246598.332 | 1334625.4713 | 1439314.6265 | 1514038.238 | 1543346.9496 | 1570013.4652 | 1592856.9757 | 1623299.7303 | 1629432.0239 | 1634254.6025
Scenario 3: Aggressive Fuel Sub | SCE | Com | HVAC | Com ¦ HVAC Energy Management System (Elec SC and Gas SH) - Marine | Com - Other | Energy Efficiency | 719408.1857 | 752012.9609 | 799054.77 | 841485.4792 | 900906.03 | 971573.8639 | 1022014.1961 | 1041798.3196 | 1059798.8937 | 1075218.8424 | 1095768.4735 | 1099907.9272 | 1103163.29
Scenario 3: Aggressive Fuel Sub | SCE | Com | HVAC | Com ¦ HVAC Energy Management System (Elec SC and Gas SH) - Hot-Dry | Com - Other | Energy Efficiency | 2918428.6209 | 3050696.6589 | 3241531.521 | 3413660.4996 | 3654712.2967 | 3941391.0326 | 4146012.7092 | 4226271.1121 | 4299294.1771 | 4361848.3996 | 4445212.2435 | 4462004.7963 | 4475210.8513
Scenario 3: Aggressive Fuel Sub | SCE | Com | HVAC | Com ¦ HVAC Energy Management System (Elec SC and Gas SH) - Cold | Com - Other | Energy Efficiency | 44272.006 | 46278.4869 | 49173.4154 | 51784.5792 | 55441.289 | 59790.1508 | 62894.2226 | 64111.7273 | 65219.4733 | 66168.4089 | 67433.0225 | 67687.7624 | 67888.0957
Scenario 3: Aggressive Fuel Sub | SCE | Com | HVAC | Com ¦ Economizer - Marine | Com - Other | Energy Efficiency | 20610.6771 | 22164.2758 | 23419.4142 | 22142.0096 | 21211.6155 | 25933.949 | 30318.331 | 30782.4223 | 31392.1726 | 31159.2894 | 33283.9997 | 33490.1897 | 33642.9568
Scenario 3: Aggressive Fuel Sub | SCE | Com | HVAC | Com ¦ Economizer - Hot-Dry | Com - Other | Energy Efficiency | 139115.4722 | 149601.7656 | 158073.548 | 149451.4763 | 143171.6139 | 175045.8534 | 204639.0277 | 207771.4956 | 211887.1152 | 210315.2279 | 224656.3421 | 226048.0587 | 227079.1878
Scenario 3: Aggressive Fuel Sub | SCE | Com | HVAC | Com ¦ Economizer - Cold | Com - Other | Energy Efficiency | 577.4446 | 620.9714 | 656.1363 | 620.3476 | 594.2809 | 726.5855 | 849.4217 | 862.424 | 879.5072 | 872.9826 | 932.5101 | 938.2869 | 942.5669
Scenario 3: Aggressive Fuel Sub | SCE | Com | WaterHeat | Com ¦ Com Heat Pump Water Heater (3.3 UEF - 50 Gal) - Marine | Com - Other | Energy Efficiency | 26640249.2236 | 28029087.9655 | 29411965.3116 | 30783032.5596 | 32344120.757 | 33851018.3193 | 34842905.102 | 35396658.6575 | 35885390.8592 | 36276523.8302 | 36901991.8238 | 37371774.2031 | 37803308.2035
Scenario 3: Aggressive Fuel Sub | SCE | Com | WaterHeat | Com ¦ Com Heat Pump Water Heater (3.3 UEF - 50 Gal) - Hot-Dry | Com - Other | Energy Efficiency | 104368939.4333 | 109817320.8993 | 115242264.6406 | 120620826.6036 | 126745148.6321 | 132656746.916 | 136546966.155 | 138717581.216 | 140632992.1556 | 142165281.695 | 144617250.928 | 146458152.7612 | 148148886.8743
Scenario 3: Aggressive Fuel Sub | SCE | Com | WaterHeat | Com ¦ Com Heat Pump Water Heater (3.3 UEF - 50 Gal) - Cold | Com - Other | Energy Efficiency | 1786289.7193 | 1879223.5037 | 1971759.7247 | 2063507.0107 | 2167961.3304 | 2268793.0325 | 2335189.1756 | 2372289.136 | 2405041.5276 | 2431269.4185 | 2473167.6054 | 2504656.4045 | 2533588.9674
Scenario 3: Aggressive Fuel Sub | SCE | Com | WaterHeat | Com ¦ Faucet Aerators (Elec WH) - Marine | Com - Other | Energy Efficiency | 15809.9639 | 16670.0758 | 16927.3887 | 17367.3052 | 19752.1455 | 22956.9121 | 24728.4793 | 25422.3205 | 25550.2695 | 25735.9478 | 26798.1081 | 27473.035 | 28150.1316
Scenario 3: Aggressive Fuel Sub | SCE | Com | WaterHeat | Com ¦ Faucet Aerators (Elec WH) - Hot-Dry | Com - Other | Energy Efficiency | 62602.817 | 66008.6079 | 67027.4916 | 68769.4316 | 78212.6994 | 90902.6346 | 97917.5206 | 100664.9281 | 101171.5689 | 101906.8002 | 106112.6434 | 108785.1558 | 111466.2597
Scenario 3: Aggressive Fuel Sub | SCE | Com | WaterHeat | Com ¦ Faucet Aerators (Elec WH) - Cold | Com - Other | Energy Efficiency | 1298.0546 | 1368.6728 | 1389.7992 | 1425.9179 | 1621.7218 | 1884.8446 | 2030.2966 | 2087.2634 | 2097.7685 | 2113.0134 | 2200.2205 | 2255.6344 | 2311.2265
Scenario 3: Aggressive Fuel Sub | SCE | Com | WholeBlg | Com ¦ Com Title 24 2022 Code | Com - Other | Energy Efficiency | 8914664.0029 | 9423229.481 | 9934966.6766 | 10435180.0414 | 11037335.4559 | 11710842.7118 | 12335716.4442 | 12722582.243 | 13025929.7923 | 13420036.1464 | 13816896.3464 | 14098051.2713 | 14431755.2365
Scenario 3: Aggressive Fuel Sub | SCE | Com | FoodServ | Com ¦ ENERGY STAR Dishwasher - Tier 2 | Com - Other | Energy Efficiency | 2491763.1321 | 2604091.3573 | 2711687.7723 | 2814979.332 | 2932349.1935 | 3046734.2921 | 3122201.3067 | 3164624.6816 | 3204695.6619 | 3238283.1601 | 3287453.0549 | 3322253.2851 | 3355034.2512
Scenario 3: Aggressive Fuel Sub | SCE | Com | FoodServ | Com ¦ ENERGY STAR Combination Oven - Electric | Com - Other | Energy Efficiency | 2932771.4505 | 3080591.5288 | 3224466.7896 | 3368412.5109 | 3537199.2307 | 3705891.5434 | 3818750.2769 | 3879270.0446 | 3929142.7994 | 3965711.8115 | 4024019.6796 | 4061740.6833 | 4096693.8769
Scenario 3: Aggressive Fuel Sub | SCE | Com | FoodServ | Com ¦ ENERGY STAR Steamer - Electric | Com - Other | Energy Efficiency | 742663.3112 | 780095.6684 | 816529.0828 | 852980.3399 | 895722.0626 | 938439.8787 | 967019.0033 | 982344.3745 | 994973.6114 | 1004233.9523 | 1018999.206 | 1028551.2648 | 1037402.4334
Scenario 3: Aggressive Fuel Sub | SCE | Com | FoodServ | Com ¦ ENERGY STAR Conveyor Broiler - Gas | Com - Other | Energy Efficiency | 538166.5179 | 565291.6513 | 591692.9067 | 618107.0917 | 649079.6249 | 680034.8344 | 700744.5258 | 711849.9642 | 721001.6649 | 727712.1155 | 738411.6681 | 745333.5103 | 751747.4566
Scenario 3: Aggressive Fuel Sub | SCE | Com | FoodServ | Com ¦ High Performance Conveyor Toaster | Com - Other | Energy Efficiency | 6943905.4625 | 7293898.1797 | 7634550.7762 | 7975370.2014 | 8375005.5108 | 8774417.293 | 9041632.2428 | 9184924.5356 | 9303007.9596 | 9389592.1914 | 9527647.3827 | 9616959.178 | 9699717.6459
Scenario 3: Aggressive Fuel Sub | SCE | Com | FoodServ | Com ¦ Electric Deck Oven (60% cooking efficiency) | Com - Other | Energy Efficiency | 187979.4333 | 197454.135 | 206675.9889 | 215902.3591 | 226720.9423 | 237533.4744 | 244767.2876 | 248646.3732 | 251843.0261 | 254186.9599 | 257924.2712 | 260342.0433 | 262582.4093
Scenario 3: Aggressive Fuel Sub | SCE | Com | FoodServ | Com ¦ Demand Controlled Ventilation (DCV) Exhaust Hood | Com - Other | Energy Efficiency | 130461.9203 | 139264.4644 | 148141.6121 | 156638.7533 | 166500.0234 | 177253.226 | 186782.8926 | 192976.5258 | 197809.3095 | 203735.1141 | 210410.479 | 215589.0154 | 221375.027
Scenario 3: Aggressive Fuel Sub | SCE | Com | FoodServ | Com ¦ ENERGY STAR Fryer - Electric | Com - Other | Energy Efficiency | 192424.6872 | 202123.4424 | 211563.3706 | 221007.9219 | 232082.3381 | 243150.5601 | 250555.4353 | 254526.2518 | 257798.4977 | 260197.8598 | 264023.5494 | 266498.4959 | 268791.8411
Scenario 3: Aggressive Fuel Sub | SCE | Com | FoodServ | Com ¦ Efficient Food Holding Cabinet | Com - Other | Energy Efficiency | 613217.1427 | 644125.0425 | 674208.1151 | 704305.9203 | 739597.7635 | 774869.8669 | 798467.6519 | 811121.8118 | 821549.7735 | 829196.0376 | 841387.7085 | 849274.8441 | 856583.2545
Scenario 3: Aggressive Fuel Sub | SCE | Com | FoodServ | Com ¦ ENERGY STAR Griddle - Electric | Com - Other | Energy Efficiency | 367365.5211 | 385881.7952 | 403903.9327 | 421934.8962 | 443077.4988 | 464208.2757 | 478345.2135 | 485926.0551 | 492173.2281 | 496753.9445 | 504057.7186 | 508782.736 | 513161.0514
Scenario 3: Aggressive Fuel Sub | SCE | Com | FoodServ | Com ¦ Demand Controlled Ventilation (DCV) Exhaust Hood - Retrofit | Com - Other | Energy Efficiency | 602785.8465 | 644020.5727 | 655291.0504 | 623450.894 | 659228.0588 | 796916.752 | 888377.628 | 903595.3821 | 912664.4789 | 925813.4498 | 970803.9244 | 976459.1894 | 980516.9957
Scenario 3: Aggressive Fuel Sub | SCE | Com | Lighting | Com ¦ LED High and Low Bay - 155 lpw | Com - Other | Energy Efficiency | 14424655.5034 | 15144580.0635 | 15843958.6277 | 16543461.1258 | 17364124.686 | 18183564.7419 | 18726453.962 | 19014449.25 | 19252744.393 | 19423387.025 | 19699985.6456 | 19876354.0715 | 20038051.4602
Scenario 3: Aggressive Fuel Sub | SCE | Com | Lighting | Com ¦ LED Fixtures and Retrofit Kits - 140 lpw - RET | Com - Other | Energy Efficiency | 566062.0122 | 593193.4829 | 619486.39 | 644883.4679 | 673329.9709 | 700399.6352 | 718006.665 | 728506.3443 | 738540.7429 | 746713.6498 | 759226.511 | 768910.8903 | 777829.5668
Scenario 3: Aggressive Fuel Sub | SCE | Com | Lighting | Com ¦ LED Fixtures and Retrofit Kits - 140 lpw | Com - Other | Energy Efficiency | 1363059.1264 | 1429062.3137 | 1493151.5594 | 1555099.0433 | 1624472.9584 | 1690586.9151 | 1734091.868 | 1760262.8141 | 1785079.4114 | 1805627.6279 | 1836722.1564 | 1860927.2463 | 1883390.5492
Scenario 3: Aggressive Fuel Sub | SCG | Com | AppPlug | Com ¦ Pool Cover | Com - Other | Energy Efficiency | 1610358.6224 | 1685429.273 | 1763611.3728 | 1845564.0016 | 1841468.1234 | 2117295.6873 | 2118348.805 | 2219090.1336 | 2324574.4752 | 2436512.7131 | 2554777.8002 | 2679358.4014 | 2811653.9704
Scenario 3: Aggressive Fuel Sub | SCG | Com | BldgEnv | Com ¦ Com Wall Insulation (R14) - Marine | Com - Other | Energy Efficiency | 1999947.4745 | 2090970.4873 | 2186391.2217 | 2286725.8823 | 2385323.9795 | 2510959.8127 | 2620845.617 | 2744548.3145 | 2875064.0078 | 3012952.4289 | 3158634.7757 | 3312593.5115 | 3475456.7513
Scenario 3: Aggressive Fuel Sub | SCG | Com | BldgEnv | Com ¦ Com Wall Insulation (R14) - Hot-Dry | Com - Other | Energy Efficiency | 2895152.7563 | 3026918.98 | 3165051.4088 | 3310297.308 | 3453029.333 | 3634901.5738 | 3793973.8461 | 3973047.6519 | 4161984.0485 | 4361593.3119 | 4572485.1745 | 4795358.0569 | 5031121.2275
Scenario 3: Aggressive Fuel Sub | SCG | Com | BldgEnv | Com ¦ Com Wall Insulation (R14) - Cold | Com - Other | Energy Efficiency | 11348.852 | 11865.369 | 12406.8411 | 12976.1976 | 13535.6999 | 14248.6299 | 14872.1852 | 15574.1454 | 16314.7665 | 17097.2247 | 17923.9101 | 18797.5605 | 19721.7402
Scenario 3: Aggressive Fuel Sub | SCG | Com | HVAC | Com ¦ Demand Controlled Ventilation (HVAC) - Marine | Com - Other | Energy Efficiency | 8397659.0568 | 8788514.4708 | 9198719.4866 | 9629634.7626 | 9638057.2649 | 11030892.8652 | 11068791.1339 | 11601262.5499 | 12159500.8761 | 12752305.3598 | 13379932.4748 | 14042155.1438 | 14745078.5449
Scenario 3: Aggressive Fuel Sub | SCG | Com | HVAC | Com ¦ Demand Controlled Ventilation (HVAC) - Hot-Dry | Com - Other | Energy Efficiency | 28623657.9856 | 29955899.6993 | 31354095.0767 | 32822881.9612 | 32851590.2981 | 37599109.7653 | 37728287.0843 | 39543230.9389 | 41446002.0344 | 43466592.8538 | 45605877.5949 | 47863082.2588 | 50259016.5169
Scenario 3: Aggressive Fuel Sub | SCG | Com | HVAC | Com ¦ Demand Controlled Ventilation (HVAC) - Cold | Com - Other | Energy Efficiency | 665710.8423 | 696695.2732 | 729213.6125 | 763373.7242 | 764041.4045 | 874456.1944 | 877460.5184 | 919671.3288 | 963924.7694 | 1010918.3863 | 1060672.5109 | 1113169.1422 | 1168892.2581
Scenario 3: Aggressive Fuel Sub | SCG | Com | HVAC | Com ¦ HVAC Energy Management System (Elec SC and Gas SH) - Marine | Com - Other | Energy Efficiency | 1259199.0259 | 1317806.4013 | 1379315.1804 | 1443929.3892 | 1445192.3134 | 1654043.0442 | 1659725.7544 | 1739567.9442 | 1823273.7903 | 1912162.7085 | 2006273.156 | 2105571.0834 | 2210971.9405
Scenario 3: Aggressive Fuel Sub | SCG | Com | HVAC | Com ¦ HVAC Energy Management System (Elec SC and Gas SH) - Hot-Dry | Com - Other | Energy Efficiency | 7267805.654 | 7606073.8748 | 7961088.3273 | 8334026.602 | 8341315.9084 | 9546754.0409 | 9579553.3305 | 10040383.9908 | 10523514.7818 | 11036561.0664 | 11579744.8113 | 12152869.4912 | 12761218.8697
Scenario 3: Aggressive Fuel Sub | SCG | Com | HVAC | Com ¦ HVAC Energy Management System (Elec SC and Gas SH) - Cold | Com - Other | Energy Efficiency | 65161.2183 | 68194.0415 | 71377.0069 | 74720.6726 | 74786.0266 | 85593.6652 | 85887.735 | 90019.4205 | 94351.043 | 98950.88 | 103820.9214 | 108959.4053 | 114413.7045
Scenario 3: Aggressive Fuel Sub | SCG | Com | HVAC | Com ¦ Com High Eff. Furnace (95 AFUE) - ZEAS 2030 - Marine | Com - Other | Energy Efficiency | 266569.964 | 279327.172 | 292784.0551 | 306983.0239 | 316620.193 | 0 | 0 | 0 | 0 | 0 | 0 | 0 | 0
Scenario 3: Aggressive Fuel Sub | SCG | Com | HVAC | Com ¦ Com High Eff. Furnace (95 AFUE) - ZEAS 2030 - Hot-Dry | Com - Other | Energy Efficiency | 1373388.1109 | 1439114.187 | 1508445.041 | 1581599.175 | 1631250.581 | 0 | 0 | 0 | 0 | 0 | 0 | 0 | 0
Scenario 3: Aggressive Fuel Sub | SCG | Com | HVAC | Com ¦ Com High Eff. Furnace (95 AFUE) - ZEAS 2030 - Cold | Com - Other | Energy Efficiency | 17032.794 | 17847.9304 | 18707.7734 | 19615.0328 | 20230.8108 | 0 | 0 | 0 | 0 | 0 | 0 | 0 | 0
Scenario 3: Aggressive Fuel Sub | SCG | Com | WaterHeat | Com ¦ Com Hot Water Tank Insulation - Marine | Com - Other | Energy Efficiency | 210192.7928 | 219699.5373 | 229598.6219 | 239983.9261 | 250892.4231 | 262358.0294 | 274429.2476 | 287153.2257 | 300567.3607 | 314710.7181 | 329621.4881 | 345368.8051 | 362026.7574
Scenario 3: Aggressive Fuel Sub | SCG | Com | WaterHeat | Com ¦ Com Hot Water Tank Insulation - Hot-Dry | Com - Other | Energy Efficiency | 1140116.3822 | 1191682.3521 | 1245376.4314 | 1301707.8368 | 1360877.1165 | 1423068.2381 | 1488544.2873 | 1557561.0017 | 1630321.2274 | 1707036.862 | 1787915.0543 | 1873330.7996 | 1963685.9641
Scenario 3: Aggressive Fuel Sub | SCG | Com | WaterHeat | Com ¦ Com Hot Water Tank Insulation - Cold | Com - Other | Energy Efficiency | 2854.0175 | 2983.101 | 3117.5117 | 3258.5243 | 3406.6409 | 3562.322 | 3726.2262 | 3898.9935 | 4081.1319 | 4273.1718 | 4475.6316 | 4689.4502 | 4915.6334
Scenario 3: Aggressive Fuel Sub | SCG | Com | WaterHeat | Com ¦ Faucet Aerators (Gas WH) - Marine | Com - Other | Energy Efficiency | 130246.6135 | 136138.2676 | 142270.8912 | 148704.4598 | 155461.9478 | 162563.6254 | 170040.2213 | 177920.781 | 186228.9873 | 194988.9618 | 204222.9992 | 213974.36 | 224289.7768
Scenario 3: Aggressive Fuel Sub | SCG | Com | WaterHeat | Com ¦ Faucet Aerators (Gas WH) - Hot-Dry | Com - Other | Energy Efficiency | 694561.0437 | 725979.2381 | 758682.4413 | 792990.482 | 829025.8749 | 866896.7145 | 906766.8664 | 948791.2205 | 993096.0686 | 1039810.0436 | 1089052.0351 | 1141052.7373 | 1196061.3587
Scenario 3: Aggressive Fuel Sub | SCG | Com | WaterHeat | Com ¦ Faucet Aerators (Gas WH) - Cold | Com - Other | Energy Efficiency | 2073.889 | 2167.7006 | 2265.3491 | 2367.7894 | 2475.3874 | 2588.4659 | 2707.5142 | 2832.9946 | 2965.2844 | 3104.7677 | 3251.7993 | 3407.0681 | 3571.3183
Scenario 3: Aggressive Fuel Sub | SCG | Com | WaterHeat | Com ¦ Com Water Heating Controls (Gas WH) - Marine | Com - Other | Energy Efficiency | 19201786.1991 | 20071239.1315 | 20980912.3219 | 21936698.3529 | 22942067.6197 | 24000555.954 | 25115713.9802 | 26291246.9631 | 27531180.6419 | 28840168.5773 | 30222646.7449 | 31683675.9746 | 33228626.4245
Scenario 3: Aggressive Fuel Sub | SCG | Com | WaterHeat | Com ¦ Com Water Heating Controls (Gas WH) - Hot-Dry | Com - Other | Energy Efficiency | 103905307.2975 | 108610118.2552 | 113532570.3336 | 118704549.6609 | 124144835.3473 | 129872560.5967 | 135906938.6591 | 142268019.5793 | 148977587.5633 | 156060824.1056 | 163541733.2954 | 171447700.4543 | 179807784.7501
Scenario 3: Aggressive Fuel Sub | SCG | Com | WaterHeat | Com ¦ Com Water Heating Controls (Gas WH) - Cold | Com - Other | Energy Efficiency | 259299.4593 | 271040.4855 | 283324.643 | 296231.5048 | 309807.9349 | 324101.6808 | 339160.6899 | 355034.9978 | 371778.9678 | 389455.4412 | 408124.3212 | 427853.9487 | 448716.842
Scenario 3: Aggressive Fuel Sub | SCG | Com | WaterHeat | Com ¦ Low-flow Pre-Rinse Spray Valve - Marine | Com - Other | Energy Efficiency | 54148.7826 | 56625.3517 | 59219.2565 | 61944.213 | 63732.2941 | 68966.5216 | 71020.4507 | 74376.8629 | 77908.6999 | 81645.3711 | 85595.2792 | 89766.8142 | 94184.1174
Scenario 3: Aggressive Fuel Sub | SCG | Com | WaterHeat | Com ¦ Low-flow Pre-Rinse Spray Valve - Hot-Dry | Com - Other | Energy Efficiency | 292159.1009 | 305521.3996 | 319516.7815 | 334219.2515 | 343866.8213 | 372108.0322 | 383189.982 | 401299.4633 | 420355.4474 | 440516.6114 | 461828.293 | 484335.7595 | 508169.2652
Scenario 3: Aggressive Fuel Sub | SCG | Com | WaterHeat | Com ¦ Low-flow Pre-Rinse Spray Valve - Cold | Com - Other | Energy Efficiency | 777.6773 | 813.2454 | 850.4987 | 889.6342 | 915.3144 | 990.4876 | 1019.9859 | 1068.1902 | 1118.9139 | 1172.5795 | 1229.3075 | 1289.2185 | 1352.6592
Scenario 3: Aggressive Fuel Sub | SCG | Com | WaterHeat | Com ¦ Com Hot Water Pipe Insulation - Marine | Com - Other | Energy Efficiency | 11065960.4987 | 11566282.1141 | 12088901.892 | 12637478.1054 | 13214133.4882 | 13820857.7917 | 14459945.5144 | 15133688.2103 | 15843866.6482 | 16592996.2164 | 17383769.9376 | 18219397.3805 | 19103158.0185
Scenario 3: Aggressive Fuel Sub | SCG | Com | WaterHeat | Com ¦ Com Hot Water Pipe Insulation - Hot-Dry | Com - Other | Energy Efficiency | 49929209.5266 | 52186642.3787 | 54544683.7251 | 57019839.5601 | 59621687.5817 | 62359205.4752 | 65242745.9339 | 68282648.3658 | 71486947.5346 | 74866992.7803 | 78434934.9231 | 82205255.4201 | 86192751.1343
Scenario 3: Aggressive Fuel Sub | SCG | Com | WaterHeat | Com ¦ Com Hot Water Pipe Insulation - Cold | Com - Other | Energy Efficiency | 137285.6538 | 143492.7047 | 149976.3893 | 156782.0926 | 163936.1495 | 171463.2451 | 179391.8452 | 187750.3792 | 196560.9394 | 205854.732 | 215665.1671 | 226032.063 | 236996.1051
Scenario 3: Aggressive Fuel Sub | SCG | Com | WaterHeat | Com ¦ Com Efficient Tankless Gas Water Heater (0.87 UEF - High Draw) - ZEAS 2030 - Marine | Com - Other | Energy Efficiency | 688416.3732 | 741187.4933 | 799001.8791 | 859661.2026 | 39118.2582 | 0 | 0 | 0 | 0 | 0 | 0 | 0 | 0
Scenario 3: Aggressive Fuel Sub | SCG | Com | WaterHeat | Com ¦ Com Efficient Tankless Gas Water Heater (0.87 UEF - High Draw) - ZEAS 2030 - Hot-Dry | Com - Other | Energy Efficiency | 1880195.5787 | 2024323.5083 | 2182225.5525 | 2347897.6607 | 106839.3765 | 0 | 0 | 0 | 0 | 0 | 0 | 0 | 0
Scenario 3: Aggressive Fuel Sub | SCG | Com | WaterHeat | Com ¦ Com Efficient Tankless Gas Water Heater (0.87 UEF - High Draw) - ZEAS 2030 - Cold | Com - Other | Energy Efficiency | 9219.2017 | 9925.9071 | 10700.1514 | 11512.4949 | 523.8677 | 0 | 0 | 0 | 0 | 0 | 0 | 0 | 0
Scenario 3: Aggressive Fuel Sub | SCG | Com | WaterHeat | Com ¦ Com Efficient Tankless Gas Water Heater (0.87 UEF - High Draw) - Panel Upgrade - ZEAS 2030 - Marine | Com - Other | Energy Efficiency | 571158.6393 | 614941.2719 | 662908.1524 | 713235.3934 | 32455.2582 | 0 | 0 | 0 | 0 | 0 | 0 | 0 | 0
Scenario 3: Aggressive Fuel Sub | SCG | Com | WaterHeat | Com ¦ Com Efficient Tankless Gas Water Heater (0.87 UEF - High Draw) - Panel Upgrade - ZEAS 2030 - Hot-Dry | Com - Other | Energy Efficiency | 1559942.4856 | 1679521.1525 | 1810527.7935 | 1947981.0262 | 88641.4607 | 0 | 0 | 0 | 0 | 0 | 0 | 0 | 0
Scenario 3: Aggressive Fuel Sub | SCG | Com | WaterHeat | Com ¦ Com Efficient Tankless Gas Water Heater (0.87 UEF - High Draw) - Panel Upgrade - ZEAS 2030 - Cold | Com - Other | Energy Efficiency | 7648.8981 | 8235.2306 | 8877.5982 | 9551.5754 | 434.6375 | 0 | 0 | 0 | 0 | 0 | 0 | 0 | 0
Scenario 3: Aggressive Fuel Sub | SCG | Com | WaterHeat | Com ¦ Efficient Gas Water Heating Boiler (0.92 UEF) - ZEAS 2030 - Marine | Com - Other | Energy Efficiency | 2906760.8453 | 3045869.3632 | 3192607.3539 | 3347437.2747 | 3452523.9299 | 0 | 0 | 0 | 0 | 0 | 0 | 0 | 0
Scenario 3: Aggressive Fuel Sub | SCG | Com | WaterHeat | Com ¦ Efficient Gas Water Heating Boiler (0.92 UEF) - ZEAS 2030 - Hot-Dry | Com - Other | Energy Efficiency | 15836831.8673 | 16594733.3002 | 17394202.1972 | 18237758.1529 | 18810299.1284 | 0 | 0 | 0 | 0 | 0 | 0 | 0 | 0
Scenario 3: Aggressive Fuel Sub | SCG | Com | WaterHeat | Com ¦ Efficient Gas Water Heating Boiler (0.92 UEF) - ZEAS 2030 - Cold | Com - Other | Energy Efficiency | 40144.1131 | 42065.2853 | 44091.8251 | 46230.1193 | 47681.4291 | 0 | 0 | 0 | 0 | 0 | 0 | 0 | 0
Scenario 3: Aggressive Fuel Sub | SCG | Com | FoodServ | Com ¦ ENERGY STAR Dishwasher - Tier 2 | Com - Other | Energy Efficiency | 11775631.9955 | 12329669.4615 | 12913297.987 | 13528433.9474 | 13941481.1521 | 15111672.3726 | 15588429.0076 | 16353867.4756 | 17161117.2258 | 18016594.3525 | 18922337.777 | 19880303.3418 | 20895620.5819
Scenario 3: Aggressive Fuel Sub | SCG | Com | FoodServ | Com ¦ ENERGY STAR Conveyor Broiler - Gas | Com - Other | Energy Efficiency | 3586640.5181 | 3753692.8945 | 3929487.2762 | 4114649.0807 | 4238156.236 | 4591552.3096 | 4733966.671 | 4963831.7185 | 5206114.9297 | 5462740.0575 | 5734305.0453 | 6021394.2969 | 6325660.1107
Scenario 3: Aggressive Fuel Sub | SCG | Com | FoodServ | Com ¦ ENERGY STAR Conveyor Oven - Gas | Com - Other | Energy Efficiency | 5922203.1457 | 6198037.3431 | 6488306.1992 | 6794042.3931 | 6997975.4218 | 7581497.3355 | 7816649.6388 | 8196199.1088 | 8596253.2509 | 9019988.535 | 9468392.2758 | 9942429.4312 | 10444828.25
Scenario 3: Aggressive Fuel Sub | SCG | Com | FoodServ | Com ¦ ENERGY STAR Rack Oven - Gas | Com - Other | Energy Efficiency | 2524422.9778 | 2642001.2116 | 2765732.4231 | 2896056.8065 | 2982986.1486 | 3231720.6298 | 3331957.63 | 3493745.9679 | 3664274.7126 | 3844897.8796 | 4036036.3257 | 4238101.3779 | 4452255.9907
Scenario 3: Aggressive Fuel Sub | SCG | Com | FoodServ | Com ¦ Demand Controlled Ventilation (DCV) Exhaust Hood | Com - Other | Energy Efficiency | 90529.8415 | 97394.3782 | 104907.155 | 112778.9509 | 5127.6382 | 252463.8611 | 140498.7336 | 150827.556 | 160835.0842 | 172306.0398 | 184822.5892 | 197772.6093 | 212160.4265
Scenario 3: Aggressive Fuel Sub | SCG | Com | FoodServ | Com ¦ Demand Controlled Ventilation (DCV) Exhaust Hood - Retrofit | Com - Other | Energy Efficiency | 434708.6929 | 454416.5364 | 474868.5937 | 496313.3356 | 518836.997 | 542498.3175 | 567394.8474 | 593637.963 | 621299.3097 | 650472.5132 | 681214.0605 | 713654.3813 | 747970.5503
Scenario 3: Aggressive Fuel Sub | SCG | Com | FoodServ | Com ¦ ENERGY STAR Fryer - Tier 2 Gas | Com - Other | Energy Efficiency | 56253.3291 | 60483.0415 | 65107.0274 | 69946.4085 | 3178.0748 | 156369.0646 | 86961.1393 | 93289.2518 | 99409.2509 | 106423.9295 | 114073.4075 | 121979.112 | 130762.1406
Scenario 3: Aggressive Fuel Sub | SCG | Com | FoodServ | Com ¦ ENERGY STAR Steamer - Gas | Com - Other | Energy Efficiency | 35577.7754 | 38258.2057 | 41189.5671 | 44258.5041 | 2011.2628 | 98975.9391 | 55052.7047 | 59069.1435 | 62955.3131 | 67409.5984 | 72267.7371 | 77290.0535 | 82870.1954
Scenario 3: Aggressive Fuel Sub | SCG | Com | FoodServ | Com ¦ ENERGY STAR Convection Oven - Gas | Com - Other | Energy Efficiency | 52850.4665 | 56832.2216 | 61186.7327 | 65745.6111 | 2987.7129 | 147027.8704 | 81780.2994 | 87746.6832 | 93519.5533 | 100136.3542 | 107353.0756 | 114813.6817 | 123102.9325
Scenario 3: Aggressive Fuel Sub | SCG | Com | FoodServ | Com ¦ ENERGY STAR Griddle - Gas | Com - Other | Energy Efficiency | 261864.7175 | 281593.6102 | 303169.4427 | 325757.8792 | 14803.5891 | 728497.103 | 405206.9244 | 434769.3015 | 463372.8523 | 496157.9309 | 531915.5094 | 568881.4933 | 609953.2655
Scenario 3: Aggressive Fuel Sub | SCG | Com | FoodServ | Com ¦ ENERGY STAR Combination Oven - Gas | Com - Other | Energy Efficiency | 3696.9676 | 3975.4972 | 4280.1017 | 4599.0019 | 208.9949 | 10284.8151 | 5720.6519 | 6138.0092 | 6541.8299 | 7004.6848 | 7509.5051 | 8031.3854 | 8611.2307
Scenario 3: Aggressive Fuel Sub | SCG | Com | FoodServ | Com ¦ ENERGY STAR Fryer - Tier 2 Gas - Panel Upgrade | Com - Other | Energy Efficiency | 92565.0019 | 99525.0047 | 107133.7858 | 115097.0002 | 5229.5305 | 257305.7095 | 143094.7848 | 153507.7106 | 163578.1854 | 175120.8576 | 187708.0938 | 200716.9516 | 215169.4483
Scenario 3: Aggressive Fuel Sub | SCG | Com | FoodServ | Com ¦ ENERGY STAR Steamer - Gas - Panel Upgrade | Com - Other | Energy Efficiency | 58543.3236 | 62953.9787 | 67777.5416 | 72827.4856 | 3309.5383 | 162865.1697 | 90589.3712 | 97198.4319 | 103593.1343 | 110922.6725 | 118916.7525 | 127180.9875 | 136363.1258
Scenario 3: Aggressive Fuel Sub | SCG | Com | FoodServ | Com ¦ ENERGY STAR Convection Oven - Gas - Panel Upgrade | Com - Other | Energy Efficiency | 86965.5825 | 93517.5711 | 100682.9306 | 108184.5771 | 4916.2894 | 241934.7497 | 134569.6989 | 144387.3994 | 153886.6724 | 164774.6358 | 176649.7699 | 188926.2169 | 202566.201
Scenario 3: Aggressive Fuel Sub | SCG | Com | FoodServ | Com ¦ ENERGY STAR Griddle - Gas - Panel Upgrade | Com - Other | Energy Efficiency | 430899.0854 | 463363.0305 | 498866.12 | 536035.4521 | 24359.345 | 1198743.9103 | 666769.066 | 715414.0358 | 762481.2543 | 816429.1878 | 875268.3779 | 936096.0023 | 1003679.712
Scenario 3: Aggressive Fuel Sub | SCG | Com | FoodServ | Com ¦ ENERGY STAR Combination Oven - Gas - Panel Upgrade | Com - Other | Energy Efficiency | 6083.37 | 6541.6912 | 7042.9186 | 7567.6698 | 343.9017 | 16923.6905 | 9413.3478 | 10100.1103 | 10764.5984 | 11526.2274 | 12356.9105 | 13215.6659 | 14169.8028
Scenario 3: Aggressive Fuel Sub | SDG&E | Com | AppPlug | Com ¦ Pool Cover | Com - Other | Energy Efficiency | 260974.9578 | 272881.7915 | 285271.0793 | 298294.6504 | 311771.3456 | 326168.0462 | 341317.3683 | 357235.7766 | 373981.6355 | 391697.3518 | 410312.3586 | 430009.5016 | 450931.6947
Scenario 3: Aggressive Fuel Sub | SDG&E | Com | BldgEnv | Com ¦ Com Wall Insulation (R14) - Marine | Com - Other | Energy Efficiency | 77614.9376 | 80932.998 | 84383.688 | 87996.2578 | 91846.0646 | 96010.003 | 100389.8218 | 104982.7107 | 109822.8516 | 114926.9621 | 120303.0122 | 125932.6621 | 131888.9384
Scenario 3: Aggressive Fuel Sub | SDG&E | Com | BldgEnv | Com ¦ Com Wall Insulation (R14) - Hot-Dry | Com - Other | Energy Efficiency | 99353.8846 | 103016.15 | 106712.564 | 110516.3384 | 114793.2541 | 119865.5017 | 125168.2714 | 130622.9956 | 136346.9843 | 142352.7906 | 148623.3339 | 154972.7196 | 161699.0023
Scenario 3: Aggressive Fuel Sub | SDG&E | Com | HVAC | Com ¦ Small Unitary Heat Pump (SEER 18) - Marine | Com - Other | Energy Efficiency | 125290.686 | 126506.4369 | 126841.2916 | 126366.4639 | 126533.4437 | 128909.9433 | 130353.5733 | 131003.1975 | 131584.5009 | 132018.5946 | 132855.0483 | 132614.4385 | 132430.1973
Scenario 3: Aggressive Fuel Sub | SDG&E | Com | HVAC | Com ¦ Small Unitary Heat Pump (SEER 18) - Hot-Dry | Com - Other | Energy Efficiency | 608782.6384 | 614689.925 | 616316.9712 | 614009.8017 | 614821.1503 | 626368.4708 | 633383.0133 | 636539.5128 | 639364.0433 | 641473.2881 | 645537.5844 | 644368.4705 | 643473.2499
Scenario 3: Aggressive Fuel Sub | SDG&E | Com | HVAC | Com ¦ Small Unitary AC (SEER 18) - Marine | Com - Other | Energy Efficiency | 822069.1732 | 840449.6659 | 855749.9776 | 868339.8963 | 884401.2508 | 910876.5469 | 934263.9392 | 955200.1095 | 976863.0233 | 999016.1043 | 1024042.796 | 1045720.9466 | 1069000.0191
Scenario 3: Aggressive Fuel Sub | SDG&E | Com | HVAC | Com ¦ Small Unitary AC (SEER 18) - Hot-Dry | Com - Other | Energy Efficiency | 3881586.6665 | 3964766.3499 | 4032466.0159 | 4086465.5036 | 4157112.6791 | 4278347.7741 | 4383950.7999 | 4477023.1734 | 4573119.5324 | 4671025.3642 | 4782418.5867 | 4876711.362 | 4978136.316
Scenario 3: Aggressive Fuel Sub | SDG&E | Com | HVAC | Com ¦ Large Unitary Heat Pump (EER 10.0, COP 3.3) - Marine | Com - Other | Energy Efficiency | 27609.791 | 27877.701 | 27951.4915 | 27846.8557 | 27883.6524 | 28407.3518 | 28725.4785 | 28868.6336 | 28996.733 | 29092.3924 | 29276.7183 | 29223.6961 | 29183.0956
Scenario 3: Aggressive Fuel Sub | SDG&E | Com | HVAC | Com ¦ Large Unitary Heat Pump (EER 10.0, COP 3.3) - Hot-Dry | Com - Other | Energy Efficiency | 123908.2012 | 125110.5371 | 125441.697 | 124972.1086 | 125137.246 | 127487.5228 | 128915.2234 | 129557.6796 | 130132.5687 | 130561.8725 | 131389.0966 | 131151.1417 | 130968.9335
Scenario 3: Aggressive Fuel Sub | SDG&E | Com | HVAC | Com ¦ Large Unitary AC (EER 11.5) - Marine | Com - Other | Energy Efficiency | 583080.61 | 588738.4985 | 590296.8528 | 588087.0891 | 588864.1836 | 599923.9909 | 606642.3883 | 609665.6244 | 612370.9069 | 614391.102 | 618283.8089 | 617164.0535 | 616306.628
Scenario 3: Aggressive Fuel Sub | SDG&E | Com | HVAC | Com ¦ Large Unitary AC (EER 11.5) - Hot-Dry | Com - Other | Energy Efficiency | 2615564.8756 | 2640944.856 | 2647935.2734 | 2638022.7841 | 2641508.6503 | 2691120.3903 | 2721257.5686 | 2734819.107 | 2746954.3789 | 2756016.5075 | 2773478.2911 | 2768455.3274 | 2764609.1145
Scenario 3: Aggressive Fuel Sub | SDG&E | Com | HVAC | Com ¦ Variable Refrigerant Flow (VRF) Heat Pump - Hot-Dry | Com - Other | Energy Efficiency | 134196.0354 | 135804.1029 | 136516.389 | 136435.7294 | 137084.8501 | 139847.3108 | 141526.3962 | 142370.2516 | 143124.3381 | 143675.7914 | 144713.211 | 144570.7723 | 144479.7209
Scenario 3: Aggressive Fuel Sub | SDG&E | Com | HVAC | Com ¦ Variable Refrigerant Flow (VRF) Heat Pump - Marine | Com - Other | Energy Efficiency | 24826.6974 | 25124.195 | 25255.9702 | 25241.0479 | 25361.1374 | 25872.2014 | 26182.8376 | 26338.9536 | 26478.462 | 26580.4826 | 26772.4086 | 26746.057 | 26729.2122
Scenario 3: Aggressive Fuel Sub | SDG&E | Com | HVAC | Com ¦ Demand Controlled Ventilation (HVAC) - Marine | Com - Other | Energy Efficiency | 1791782.8899 | 1848938.8053 | 1906554.778 | 1961479.9727 | 2027401.852 | 2117866.9421 | 2211455.0124 | 2301181.3133 | 2393827.6243 | 2489116.4504 | 2592735.4529 | 2689878.8787 | 2792250.9315
Scenario 3: Aggressive Fuel Sub | SDG&E | Com | HVAC | Com ¦ Demand Controlled Ventilation (HVAC) - Hot-Dry | Com - Other | Energy Efficiency | 7749414.1416 | 8039556.2068 | 8337813.2607 | 8637111.8998 | 8970664.2316 | 9378837.464 | 9804463.7417 | 10229593.9149 | 10672527.7284 | 11134286.9923 | 11629039.7304 | 12120662.2695 | 12640651.8911
Scenario 3: Aggressive Fuel Sub | SDG&E | Com | HVAC | Com ¦ HVAC Energy Management System (Elec SC and Gas SH) - Marine | Com - Other | Energy Efficiency | 308033.2142 | 316925.4965 | 325763.7014 | 333863.669 | 344143.4221 | 359327.9452 | 374963.5592 | 389582.9499 | 404591.8308 | 419894.1894 | 436694.5933 | 451840.9184 | 467761.036
Scenario 3: Aggressive Fuel Sub | SDG&E | Com | HVAC | Com ¦ HVAC Energy Management System (Elec SC and Gas SH) - Hot-Dry | Com - Other | Energy Efficiency | 1800422.9765 | 1854892.8828 | 1909402.6411 | 1960334.2391 | 2023233.2343 | 2112968.0847 | 2205568.825 | 2293171.5425 | 2383351.4827 | 2475676.5765 | 2576581.2748 | 2669263.5806 | 2766802.9463
Scenario 3: Aggressive Fuel Sub | SDG&E | Com | HVAC | Com ¦ Economizer - Marine | Com - Other | Energy Efficiency | 3177.2463 | 3401.9588 | 3570.6621 | 3369.6367 | 2825.7879 | 3092.5897 | 3329.7502 | 3379.1228 | 3453.4396 | 3393.8721 | 3691.2142 | 3698.1821 | 3696.6794
Scenario 3: Aggressive Fuel Sub | SDG&E | Com | HVAC | Com ¦ Economizer - Hot-Dry | Com - Other | Energy Efficiency | 24566.1853 | 26303.6419 | 27608.0406 | 26053.7304 | 21848.74 | 23911.6275 | 25745.3313 | 26127.076 | 26701.6874 | 26241.1161 | 28540.1393 | 28594.014 | 28582.3958
Scenario 3: Aggressive Fuel Sub | SDG&E | Com | HVAC | Com ¦ Large Packaged Heat Pump (IEER 14.0) - Fuel Sub - ZEAS 2030 - Marine | Com - Other | Fuel Substitution | 550595.0705 | 588310.3872 | 629868.7096 | 675273.416 | 721796.943 | -92430.6386 | -93690.802 | -95198.0452 | -96750.5936 | -98382.5763 | -99903.3659 | -101769.1825 | -103646.9556
Scenario 3: Aggressive Fuel Sub | SDG&E | Com | HVAC | Com ¦ Large Packaged Heat Pump (IEER 14.0) - Fuel Sub - ZEAS 2030 - Hot-Dry | Com - Other | Fuel Substitution | 2364734.5211 | 2535638.5035 | 2724606.9547 | 2931602.0296 | 3143315.247 | -521211.5501 | -528254.7705 | -536434.7003 | -544837.4757 | -553617.9391 | -561912.731 | -571788.8817 | -581737.7341
Scenario 3: Aggressive Fuel Sub | SDG&E | Com | HVAC | Com ¦ Large Packaged Heat Pump (IEER 14.0) - Fuel Sub - Panel Upgrade - ZEAS 2030 - Marine | Com - Other | Fuel Substitution | 125811.65 | 134429.6462 | 143925.7739 | 154300.8051 | 164931.4882 | -21120.5145 | -21408.4634 | -21752.8703 | -22107.6295 | -22480.5396 | -22828.0418 | -23254.3832 | -23683.4567
Scenario 3: Aggressive Fuel Sub | SDG&E | Com | HVAC | Com ¦ Large Packaged Heat Pump (IEER 14.0) - Fuel Sub - Panel Upgrade - ZEAS 2030 - Hot-Dry | Com - Other | Fuel Substitution | 540344.7431 | 579396.5131 | 622576.0363 | 669874.6652 | 718251.3955 | -119097.4795 | -120706.864 | -122575.988 | -124496.0325 | -126502.3792 | -128397.7493 | -130654.4619 | -132927.7869
Scenario 3: Aggressive Fuel Sub | SDG&E | Com | HVAC | Com ¦ Small Packaged Heat Pump (SEER 18) - Fuel Sub - ZEAS 2030 - Marine | Com - Other | Fuel Substitution | 300917.9675 | 312958.6917 | 325111.8733 | 337485.5742 | 350961.532 | 113772.3895 | 115048.7038 | 115505.9912 | 115876.2047 | 116036.7094 | 116679.1028 | 116151.6778 | 115662.083
Scenario 3: Aggressive Fuel Sub | SDG&E | Com | HVAC | Com ¦ Small Packaged Heat Pump (SEER 18) - Fuel Sub - ZEAS 2030 - Hot-Dry | Com - Other | Fuel Substitution | 1393038.2019 | 1448806.925 | 1505003.7167 | 1562139.7955 | 1624459.3591 | 520553.2224 | 526366.3715 | 528323.8949 | 529869.2531 | 530425.4743 | 533246.1646 | 530560.7882 | 528050.7276
Scenario 3: Aggressive Fuel Sub | SDG&E | Com | HVAC | Com ¦ Small Packaged Heat Pump (SEER 18) - Fuel Sub - Panel Upgrade - ZEAS 2030 - Marine | Com - Other | Fuel Substitution | 68760.1253 | 71511.4455 | 74288.4625 | 77115.8683 | 80195.1412 | 25997.1308 | 26288.7701 | 26393.2609 | 26477.8551 | 26514.5307 | 26661.3183 | 26540.8011 | 26428.9281
Scenario 3: Aggressive Fuel Sub | SDG&E | Com | HVAC | Com ¦ Small Packaged Heat Pump (SEER 18) - Fuel Sub - Panel Upgrade - ZEAS 2030 - Hot-Dry | Com - Other | Fuel Substitution | 318310.9405 | 331054.1622 | 343895.1982 | 356950.8624 | 371190.9592 | 118947.0508 | 120275.3625 | 120722.659 | 121075.7753 | 121202.8725 | 121847.4037 | 121233.7919 | 120660.24
Scenario 3: Aggressive Fuel Sub | SDG&E | Com | HVAC | Com ¦ Com High Eff. Furnace (95 AFUE) - ZEAS 2030 - Hot-Dry | Com - Other | Energy Efficiency | 272962.5535 | 285804.9147 | 299344.5365 | 313642.3813 | 328661.193 | 0 | 0 | 0 | 0 | 0 | 0 | 0 | 0
Scenario 3: Aggressive Fuel Sub | SDG&E | Com | WaterHeat | Com ¦ Com Heat Pump Water Heater (3.3 UEF - 50 Gal) - Marine | Com - Other | Energy Efficiency | 4190033.7979 | 4337645.0546 | 4476631.0033 | 4605558.0223 | 4756544.786 | 4930799.3622 | 5048418.4105 | 5127160.121 | 5194730.9221 | 5244140.3255 | 5334359.2162 | 5398922.3721 | 5456093.5672
Scenario 3: Aggressive Fuel Sub | SDG&E | Com | WaterHeat | Com ¦ Com Heat Pump Water Heater (3.3 UEF - 50 Gal) - Hot-Dry | Com - Other | Energy Efficiency | 22132802.2847 | 22912633.3002 | 23646891.7265 | 24328003.0005 | 25125666.7079 | 26046262.9131 | 26667625.9597 | 27083581.0237 | 27440514.1391 | 27701490.7719 | 28178082.5311 | 28519121.6879 | 28821104.214
Scenario 3: Aggressive Fuel Sub | SDG&E | Com | WaterHeat | Com ¦ Com Hot Water Tank Insulation - Hot-Dry | Com - Other | Energy Efficiency | 226281.9977 | 236300.1908 | 246729.6144 | 257668.1303 | 269154.364 | 281223.7635 | 293926.9704 | 307313.2283 | 321421.636 | 336293.0437 | 351967.3957 | 368516.8604 | 386018.7817
Scenario 3: Aggressive Fuel Sub | SDG&E | Com | WaterHeat | Com ¦ Faucet Aerators (Gas WH) - Hot-Dry | Com - Other | Energy Efficiency | 139983.4982 | 146181.5727 | 152631.8027 | 159396.5979 | 166499.9179 | 173962.9155 | 181817.6171 | 190094.3079 | 198817.7036 | 208012.985 | 217703.4379 | 227934.1428 | 238753.7994
Scenario 3: Aggressive Fuel Sub | SDG&E | Com | WaterHeat | Com ¦ Faucet Aerators (Elec WH) - Marine | Com - Other | Energy Efficiency | 2791.2712 | 2942.7258 | 2973.5608 | 2918.6339 | 3073.6454 | 3386.1407 | 3560.583 | 3669.2011 | 3676.3841 | 3689.4937 | 3858.2674 | 3965.4013 | 4072.9565
Scenario 3: Aggressive Fuel Sub | SDG&E | Com | WaterHeat | Com ¦ Faucet Aerators (Elec WH) - Hot-Dry | Com - Other | Energy Efficiency | 14737.7566 | 15537.4285 | 15700.2355 | 15410.2249 | 16228.6767 | 17878.6348 | 18799.6804 | 19373.1776 | 19411.1035 | 19480.3217 | 20371.4374 | 20937.0982 | 21504.9838
Scenario 3: Aggressive Fuel Sub | SDG&E | Com | WaterHeat | Com ¦ Com Water Heating Controls (Gas WH) - Hot-Dry | Com - Other | Energy Efficiency | 20565750.3433 | 21478034.7265 | 22432276.559 | 23434598.3487 | 24488611.0182 | 25597993.8028 | 26766442.5212 | 27997814.2322 | 29296298.3524 | 30666736.4831 | 32113745.6469 | 33642592.372 | 35258865.2691
Scenario 3: Aggressive Fuel Sub | SDG&E | Com | WaterHeat | Com ¦ Low-flow Pre-Rinse Spray Valve - Hot-Dry | Com - Other | Energy Efficiency | 56825.9539 | 59372.3634 | 62037.9898 | 64840.6178 | 67772.1714 | 70876.5574 | 74146.5196 | 77589.0056 | 81216.8392 | 85050.232 | 89093.7431 | 93370.3151 | 97898.643
Scenario 3: Aggressive Fuel Sub | SDG&E | Com | WaterHeat | Com ¦ Com Hot Water Pipe Insulation - Hot-Dry | Com - Other | Energy Efficiency | 10336714.5948 | 10794386.1254 | 11272338.4281 | 11773884.1761 | 12300948.0641 | 12855334.9195 | 13439125.4801 | 14054398.3665 | 14702770.875 | 15386524.613 | 16108102.0858 | 16870413.4619 | 17676432.8716
Scenario 3: Aggressive Fuel Sub | SDG&E | Com | WaterHeat | Com ¦ Com Efficient Tankless Gas Water Heater (0.87 UEF - High Draw) - ZEAS 2030 - Marine | Com - Other | Energy Efficiency | 129930.8534 | 139011.8147 | 148821.4094 | 159493.1068 | 168912.7298 | 0 | 0 | 0 | 0 | 0 | 0 | 0 | 0
Scenario 3: Aggressive Fuel Sub | SDG&E | Com | WaterHeat | Com ¦ Com Efficient Tankless Gas Water Heater (0.87 UEF - High Draw) - ZEAS 2030 - Hot-Dry | Com - Other | Energy Efficiency | 344713.5246 | 368805.7585 | 394831.0831 | 423143.5993 | 448134.2978 | 0 | 0 | 0 | 0 | 0 | 0 | 0 | 0
Scenario 3: Aggressive Fuel Sub | SDG&E | Com | WaterHeat | Com ¦ Com Heat Pump Water Heater (3.75 UEF - 50 Gal) - Fuel Sub - ZEAS 2030 - Marine | Com - Other | Fuel Substitution | 21022794.1601 | 22116108.0712 | 23309143.883 | 24612844.6195 | 25944575.5393 | 14737594.6939 | 15079288.8327 | 15307691.2407 | 15503873.3701 | 15646142.8917 | 15908793.2964 | 16095667.8298 | 16259870.6878
Scenario 3: Aggressive Fuel Sub | SDG&E | Com | WaterHeat | Com ¦ Com Heat Pump Water Heater (3.75 UEF - 50 Gal) - Fuel Sub - ZEAS 2030 - Hot-Dry | Com - Other | Fuel Substitution | 55331783.9905 | 58230564.8581 | 61394298.8614 | 64852069.6551 | 68384245.7433 | 38337979.5567 | 39233091.9345 | 39828667.9701 | 40338979.7554 | 40706692.664 | 41392466.4385 | 41877853.5003 | 42303207.8596
Scenario 3: Aggressive Fuel Sub | SDG&E | Com | WaterHeat | Com ¦ Com Efficient Tankless Gas Water Heater (0.87 UEF - High Draw) - Panel Upgrade - ZEAS 2030 - Marine | Com - Other | Energy Efficiency | 107799.774 | 115333.9782 | 123472.7078 | 132326.6985 | 140141.8802 | 0 | 0 | 0 | 0 | 0 | 0 | 0 | 0
Scenario 3: Aggressive Fuel Sub | SDG&E | Com | WaterHeat | Com ¦ Com Efficient Tankless Gas Water Heater (0.87 UEF - High Draw) - Panel Upgrade - ZEAS 2030 - Hot-Dry | Com - Other | Energy Efficiency | 285998.5836 | 305987.1952 | 327579.6349 | 351069.6895 | 371803.7306 | 0 | 0 | 0 | 0 | 0 | 0 | 0 | 0
Scenario 3: Aggressive Fuel Sub | SDG&E | Com | WaterHeat | Com ¦ Com Heat Pump Water Heater (3.75 UEF - 50 Gal) - Fuel Sub - Panel Upgrade - ZEAS 2030 - Marine | Com - Other | Fuel Substitution | 17441988.5614 | 18349078.6745 | 19338905.0897 | 20420546.9096 | 21525444.5409 | 12227345.0482 | 12510838.5371 | 12700337.2382 | 12863103.7301 | 12981140.531 | 13199053.7789 | 13354098.0346 | 13490332.274
Scenario 3: Aggressive Fuel Sub | SDG&E | Com | WaterHeat | Com ¦ Com Heat Pump Water Heater (3.75 UEF - 50 Gal) - Fuel Sub - Panel Upgrade - ZEAS 2030 - Hot-Dry | Com - Other | Fuel Substitution | 45907139.4646 | 48312171.9427 | 50937028.1762 | 53805838.0105 | 56736379.7101 | 31807884.1377 | 32550532.3193 | 33044664.0851 | 33468054.6322 | 33773135.1224 | 34342101.2759 | 34744812.5195 | 35097716.411
Scenario 3: Aggressive Fuel Sub | SDG&E | Com | WaterHeat | Com ¦ Com Heat Pump Water Heater (100+ Gal, 200+ kBtuh - 4.3 COP) - Fuel Sub - ZEAS 2030 - Marine | Com - Other | Fuel Substitution | 3293321.5482 | 3465779.589 | 3652749.3578 | 3855794.8665 | 4064479.5442 | 0 | 0 | 0 | 0 | 0 | 0 | 0 | 0
Scenario 3: Aggressive Fuel Sub | SDG&E | Com | WaterHeat | Com ¦ Com Heat Pump Water Heater (100+ Gal, 200+ kBtuh - 4.3 COP) - Fuel Sub - ZEAS 2030 - Hot-Dry | Com - Other | Fuel Substitution | 17404633.4625 | 18316749.9127 | 19305768.8201 | 20379982.0693 | 21483894.3458 | 0 | 0 | 0 | 0 | 0 | 0 | 0 | 0
Scenario 3: Aggressive Fuel Sub | SDG&E | Com | WaterHeat | Com ¦ Com Heat Pump Water Heater (100+ Gal, 200+ kBtuh - 4.3 COP) - Fuel Sub - Panel Upgrade - ZEAS 2030 - Marine | Com - Other | Fuel Substitution | 2732371.1746 | 2875454.4941 | 3030577.7639 | 3199038.5981 | 3372178.0834 | 0 | 0 | 0 | 0 | 0 | 0 | 0 | 0
Scenario 3: Aggressive Fuel Sub | SDG&E | Com | WaterHeat | Com ¦ Com Heat Pump Water Heater (100+ Gal, 200+ kBtuh - 4.3 COP) - Fuel Sub - Panel Upgrade - ZEAS 2030 - Hot-Dry | Com - Other | Fuel Substitution | 14440107.9826 | 15196863.9386 | 16017423.5815 | 16908666.4421 | 17824549.7045 | 0 | 0 | 0 | 0 | 0 | 0 | 0 | 0
Scenario 3: Aggressive Fuel Sub | SDG&E | Com | WaterHeat | Com ¦ Efficient Gas Water Heating Boiler (0.92 UEF) - ZEAS 2030 - Hot-Dry | Com - Other | Energy Efficiency | 3128680.5084 | 3275824.3902 | 3430947.1827 | 3594747.9259 | 3766816.0534 | 0 | 0 | 0 | 0 | 0 | 0 | 0 | 0
Scenario 3: Aggressive Fuel Sub | SDG&E | Com | WholeBlg | Com ¦ Com Title 24 2022 Code | Com - Other | Energy Efficiency | 1220212.7593 | 1207775.8417 | 1179874.5024 | 1140557.3736 | 1096124.4383 | 1103933.7353 | 1109093.0918 | 1101302.663 | 1089346.2988 | 1077932.2373 | 1058274.7148 | 1014291.3256 | 972185.055
Scenario 3: Aggressive Fuel Sub | SDG&E | Com | FoodServ | Com ¦ ENERGY STAR Dishwasher - Tier 2 | Com - Other | Energy Efficiency | 2146486.8611 | 2236940.7605 | 2329627.0628 | 2424967.8521 | 2526307.3467 | 2636337.8613 | 2747374.4891 | 2861318.2145 | 2980822.5252 | 3105480.1154 | 3240156.2709 | 3379411.3656 | 3526213.0433
Scenario 3: Aggressive Fuel Sub | SDG&E | Com | FoodServ | Com ¦ ENERGY STAR Combination Oven - Electric | Com - Other | Energy Efficiency | 550813.9446 | 566624.7826 | 580379.7757 | 592846.0297 | 608874.1222 | 630163.6583 | 645123.2362 | 655053.6148 | 662783.6768 | 667571.7476 | 676874.79 | 681990.0236 | 686438.1621
Scenario 3: Aggressive Fuel Sub | SDG&E | Com | FoodServ | Com ¦ ENERGY STAR Steamer - Electric | Com - Other | Energy Efficiency | 139482.1638 | 143485.9294 | 146969.095 | 150125.9143 | 154184.695 | 159575.8268 | 163364.0285 | 165878.6901 | 167836.1674 | 169048.6466 | 171404.4484 | 172699.7748 | 173826.1733
Scenario 3: Aggressive Fuel Sub | SDG&E | Com | FoodServ | Com ¦ ENERGY STAR Conveyor Broiler - Gas | Com - Other | Energy Efficiency | 626873.9919 | 653811.3916 | 681615.5767 | 710552.119 | 741435.6162 | 774984.2577 | 809010.488 | 843827.4605 | 880074.5137 | 917798.8173 | 958416.5615 | 1000548.9882 | 1045022.6227
Scenario 3: Aggressive Fuel Sub | SDG&E | Com | FoodServ | Com ¦ ENERGY STAR Conveyor Oven - Gas | Com - Other | Energy Efficiency | 975495.485 | 1020088.7587 | 1066990.0442 | 1116430.8916 | 1168271.2505 | 1223264.9331 | 1281299.6558 | 1342513.5669 | 1407129.735 | 1475488.1699 | 1547677.609 | 1624102.8909 | 1705098.836
Scenario 3: Aggressive Fuel Sub | SDG&E | Com | FoodServ | Com ¦ ENERGY STAR Convection Oven - Electric | Com - Other | Energy Efficiency | 1173513.4866 | 1227158.8482 | 1283580.7302 | 1343057.6853 | 1405421.2341 | 1471578.2069 | 1541393.5272 | 1615033.3864 | 1692766.1345 | 1775000.8004 | 1861844.1345 | 1953783.1546 | 2051220.6471
Scenario 3: Aggressive Fuel Sub | SDG&E | Com | FoodServ | Com ¦ High Performance Conveyor Toaster | Com - Other | Energy Efficiency | 1304158.8897 | 1341594.1166 | 1374161.7315 | 1403678.0067 | 1441627.6258 | 1492034.7333 | 1527454.4367 | 1550966.5349 | 1569268.9565 | 1580605.6431 | 1602632.401 | 1614743.7092 | 1625275.5402
Scenario 3: Aggressive Fuel Sub | SDG&E | Com | FoodServ | Com ¦ ENERGY STAR Rack Oven - Gas | Com - Other | Energy Efficiency | 415818.7682 | 434827.2828 | 454819.6201 | 475894.4816 | 497992.1689 | 521434.0051 | 546172.1277 | 572265.4243 | 599808.9813 | 628947.7325 | 659719.5034 | 692296.8624 | 726822.5313
Scenario 3: Aggressive Fuel Sub | SDG&E | Com | FoodServ | Com ¦ Electric Deck Oven (60% cooking efficiency) | Com - Other | Energy Efficiency | 35305.0672 | 36318.4815 | 37200.1239 | 37999.1631 | 39026.5025 | 40391.0804 | 41349.9321 | 41986.4314 | 42481.8988 | 42788.7958 | 43385.0853 | 43712.9522 | 43998.0608
Scenario 3: Aggressive Fuel Sub | SDG&E | Com | FoodServ | Com ¦ Demand Controlled Ventilation (DCV) Exhaust Hood | Com - Other | Energy Efficiency | 39243.2612 | 41036.7527 | 42754.676 | 44431.7933 | 45802.6517 | 48252.9776 | 50544.0936 | 52605.6765 | 54641.1926 | 56824.4323 | 59078.1672 | 61249.8842 | 63702.5576
Scenario 3: Aggressive Fuel Sub | SDG&E | Com | FoodServ | Com ¦ ENERGY STAR Fryer - Electric | Com - Other | Energy Efficiency | 36139.9457 | 37177.3247 | 38079.8159 | 38897.7504 | 39949.3839 | 41346.2306 | 42327.7569 | 42979.3078 | 43486.4918 | 43800.6462 | 44411.0364 | 44746.6566 | 45038.5074
Scenario 3: Aggressive Fuel Sub | SDG&E | Com | FoodServ | Com ¦ Efficient Food Holding Cabinet | Com - Other | Energy Efficiency | 115170.4314 | 118476.3409 | 121352.391 | 123958.9769 | 127310.3124 | 131761.7702 | 134889.6886 | 136966.0449 | 138582.3339 | 139583.4781 | 141528.6638 | 142598.2149 | 143528.2822
Scenario 3: Aggressive Fuel Sub | SDG&E | Com | FoodServ | Com ¦ ENERGY STAR Griddle - Electric | Com - Other | Energy Efficiency | 68996.1885 | 70976.6895 | 72699.6707 | 74261.2216 | 76268.9364 | 78935.7114 | 80809.5816 | 82053.4831 | 83021.768 | 83621.5324 | 84786.8523 | 85427.598 | 85984.7818
Scenario 3: Aggressive Fuel Sub | SDG&E | Com | FoodServ | Com ¦ Demand Controlled Ventilation (DCV) Exhaust Hood - Retrofit | Com - Other | Energy Efficiency | 174568.3738 | 184904.6307 | 189218.0882 | 179855.9101 | 172702.4784 | 185929.9104 | 195681.9272 | 201113.857 | 205382.3492 | 210442.7379 | 222247.7567 | 226142.9472 | 229907.2828
Scenario 3: Aggressive Fuel Sub | SDG&E | Com | FoodServ | Com ¦ ENERGY STAR Fryer - Tier 2 Gas | Com - Other | Energy Efficiency | 10282.7922 | 10984.9014 | 11741.3335 | 12562.6538 | 13282.6433 | 14217.4421 | 15206.5306 | 16217.4401 | 17263.9164 | 18412.2818 | 19588.24 | 20873.2173 | 22300.906
Scenario 3: Aggressive Fuel Sub | SDG&E | Com | FoodServ | Com ¦ ENERGY STAR Fryer - Fuel Sub | Com - Other | Fuel Substitution | 2033647.8762 | 2144053.4922 | 2265714.1282 | 2397824.2271 | 2531110.7469 | 2663401.5179 | 2817662.6116 | 2991914.655 | 3181283.8438 | 3388027.4506 | 3598184.522 | 3829701.4939 | 4076621.5328
Scenario 3: Aggressive Fuel Sub | SDG&E | Com | FoodServ | Com ¦ ENERGY STAR Steamer - Gas | Com - Other | Energy Efficiency | 6500.3109 | 6945.1704 | 7424.643 | 7945.3755 | 8402.2162 | 8995.1375 | 9622.6356 | 10264.191 | 10928.5153 | 11657.6015 | 12404.449 | 13220.6383 | 14127.5418
Scenario 3: Aggressive Fuel Sub | SDG&E | Com | FoodServ | Com ¦ ENERGY STAR Steamer - Fuel Sub | Com - Other | Fuel Substitution | 564734.6104 | 592969.4587 | 623463.1374 | 656157.8704 | 689750.0904 | 723970.8572 | 762216.9412 | 804255.6877 | 849432.7154 | 898137.767 | 948400.9768 | 1002907.4994 | 1060866.1915
Scenario 3: Aggressive Fuel Sub | SDG&E | Com | FoodServ | Com ¦ ENERGY STAR Convection Oven - Gas | Com - Other | Energy Efficiency | 9656.1536 | 10316.9884 | 11029.2406 | 11802.7841 | 12481.4168 | 13362.1962 | 14294.3389 | 15247.3638 | 16234.2114 | 17317.2625 | 18426.6978 | 19639.1397 | 20986.3368
Scenario 3: Aggressive Fuel Sub | SDG&E | Com | FoodServ | Com ¦ ENERGY STAR Convection Oven - Fuel Sub | Com - Other | Fuel Substitution | 1155790.1433 | 1219419.084 | 1289759.8334 | 1366294.2185 | 1443289.5974 | 1519389.879 | 1608731.5971 | 1710074.5088 | 1820394.4162 | 1941060.435 | 2063444.4845 | 2198582.1069 | 2342773.9378
Scenario 3: Aggressive Fuel Sub | SDG&E | Com | FoodServ | Com ¦ ENERGY STAR Griddle - Gas | Com - Other | Energy Efficiency | 47844.534 | 51118.8534 | 54647.937 | 58480.7083 | 61843.2135 | 66207.3196 | 70825.922 | 75547.9916 | 80437.6475 | 85803.974 | 91301.0298 | 97308.4648 | 103983.5882
Scenario 3: Aggressive Fuel Sub | SDG&E | Com | FoodServ | Com ¦ ENERGY STAR Griddle - Fuel Sub | Com - Other | Fuel Substitution | 6797471.7045 | 7183051.7783 | 7612167.7826 | 8080994.4822 | 8549856.8614 | 9009212.6375 | 9556174.0817 | 10181961.1128 | 10865511.0283 | 11615987.2442 | 12373707.1305 | 13214347.0707 | 14112104.8709
Scenario 3: Aggressive Fuel Sub | SDG&E | Com | FoodServ | Com ¦ ENERGY STAR Combination Oven - Gas | Com - Other | Energy Efficiency | 675.4621 | 721.6885 | 771.5116 | 825.6221 | 873.0934 | 934.7052 | 999.91 | 1066.5755 | 1135.6069 | 1211.3679 | 1288.9745 | 1373.7866 | 1468.025
Scenario 3: Aggressive Fuel Sub | SDG&E | Com | FoodServ | Com ¦ ENERGY STAR Combination Oven - Fuel Sub | Com - Other | Fuel Substitution | 67328.3146 | 71574.3349 | 76404.1785 | 81750.7398 | 86997.1436 | 91990.0151 | 98216.1248 | 105532.6856 | 113607.979 | 122574.5166 | 131505.3437 | 141554.7632 | 152315.2357
Scenario 3: Aggressive Fuel Sub | SDG&E | Com | FoodServ | Com ¦ ENERGY STAR Fryer - Tier 2 Gas - Panel Upgrade | Com - Other | Energy Efficiency | 16920.3618 | 18075.6842 | 19320.3953 | 20671.8801 | 21856.6247 | 23394.8387 | 25022.3864 | 26685.8405 | 28407.8201 | 30297.4584 | 32232.5008 | 34346.9343 | 36696.1998
Scenario 3: Aggressive Fuel Sub | SDG&E | Com | FoodServ | Com ¦ ENERGY STAR Fryer - Fuel Sub - Panel Upgrade | Com - Other | Fuel Substitution | 3346372.9604 | 3528045.6936 | 3728238.5919 | 3945626.1092 | 4164949.4301 | 4382634.2437 | 4636471.2815 | 4923203.4798 | 5234810.9811 | 5575008.133 | 5920822.15 | 6301783.9397 | 6708091.5169
Scenario 3: Aggressive Fuel Sub | SDG&E | Com | FoodServ | Com ¦ ENERGY STAR Steamer - Gas - Panel Upgrade | Com - Other | Energy Efficiency | 10696.2788 | 11428.2963 | 12217.2696 | 13074.1364 | 13825.8689 | 14801.5226 | 15834.0723 | 16889.7535 | 17982.9008 | 19182.6141 | 20411.5537 | 21754.5953 | 23246.9075
Scenario 3: Aggressive Fuel Sub | SDG&E | Com | FoodServ | Com ¦ ENERGY STAR Steamer - Fuel Sub - Panel Upgrade | Com - Other | Fuel Substitution | 929272.2954 | 975732.813 | 1025910.2419 | 1079709.5117 | 1134985.5984 | 1191295.9607 | 1254229.9931 | 1323404.8618 | 1397743.7803 | 1477888.0717 | 1560596.3164 | 1650286.9434 | 1745658.1246
Scenario 3: Aggressive Fuel Sub | SDG&E | Com | FoodServ | Com ¦ ENERGY STAR Convection Oven - Gas - Panel Upgrade | Com - Other | Energy Efficiency | 15889.2263 | 16976.6317 | 18148.6445 | 19421.5124 | 20538.2044 | 21987.5292 | 23521.3725 | 25089.5774 | 26713.4379 | 28495.6013 | 30321.18 | 32316.2563 | 34533.0727
Scenario 3: Aggressive Fuel Sub | SDG&E | Com | FoodServ | Com ¦ ENERGY STAR Convection Oven - Fuel Sub - Panel Upgrade | Com - Other | Fuel Substitution | 1901855.7385 | 2006557.3288 | 2122303.218 | 2248240.7511 | 2374936.8507 | 2500160.0655 | 2647172.099 | 2813932.1282 | 2995463.8276 | 3194020.0809 | 3395403.3581 | 3617772.6733 | 3855040.7124
Scenario 3: Aggressive Fuel Sub | SDG&E | Com | FoodServ | Com ¦ ENERGY STAR Griddle - Gas - Panel Upgrade | Com - Other | Energy Efficiency | 78728.3072 | 84116.2085 | 89923.3248 | 96230.1602 | 101763.1714 | 108944.3196 | 116544.242 | 124314.4201 | 132360.3617 | 141190.6661 | 150236.0861 | 160121.3362 | 171105.2695
Scenario 3: Aggressive Fuel Sub | SDG&E | Com | FoodServ | Com ¦ ENERGY STAR Griddle - Fuel Sub - Panel Upgrade | Com - Other | Fuel Substitution | 11185257.6725 | 11819730.704 | 12525842.2243 | 13297297.7988 | 14068812.0842 | 14824683.2289 | 15724709.7323 | 16754443.9475 | 17879227.1418 | 19114137.7404 | 20360967.8179 | 21744243.0635 | 23221505.8986
Scenario 3: Aggressive Fuel Sub | SDG&E | Com | FoodServ | Com ¦ ENERGY STAR Combination Oven - Gas - Panel Upgrade | Com - Other | Energy Efficiency | 1111.4747 | 1187.5403 | 1269.5243 | 1358.5633 | 1436.6775 | 1538.0599 | 1645.3545 | 1755.0527 | 1868.6442 | 1993.3091 | 2121.011 | 2260.5695 | 2415.6391
Scenario 3: Aggressive Fuel Sub | SDG&E | Com | FoodServ | Com ¦ ENERGY STAR Combination Oven - Fuel Sub - Panel Upgrade | Com - Other | Fuel Substitution | 110788.9199 | 117775.7575 | 125723.2779 | 134521.0587 | 143154.03 | 151369.8133 | 161614.8933 | 173654.3134 | 186942.23 | 201696.6913 | 216392.391 | 232928.7373 | 250635.1233
Scenario 3: Aggressive Fuel Sub | SDG&E | Com | Lighting | Com ¦ LED High and Low Bay - 155 lpw | Com - Other | Energy Efficiency | 1758734.9597 | 1802578.3637 | 1837695.8907 | 1866925.0619 | 1909329.7064 | 1970151.0856 | 2005759.3932 | 2021195.125 | 2027133.1732 | 2020475.6072 | 2029768.5342 | 2021574.4104 | 2009124.5118
Scenario 3: Aggressive Fuel Sub | SDG&E | Com | Lighting | Com ¦ LED Fixtures and Retrofit Kits - 140 lpw - RET | Com - Other | Energy Efficiency | 174966.0279 | 180621.808 | 185624.1505 | 189910.5871 | 194905.6267 | 200595.3727 | 204031.6411 | 206223.5639 | 208167.2663 | 209327.3392 | 212066.6984 | 213717.8536 | 214979.3965
Scenario 3: Aggressive Fuel Sub | SDG&E | Com | Lighting | Com ¦ LED Fixtures and Retrofit Kits - 140 lpw | Com - Other | Energy Efficiency | 392628.8968 | 405094.2193 | 415925.8592 | 424968.3562 | 435543.0015 | 447830.1829 | 454571.246 | 458173.9189 | 461050.6817 | 461933.703 | 466497.669 | 468310.702 | 469069.2734
Scenario 3: Aggressive Fuel Sub | PG&E | Com | BldgEnv | Com ¦ Com Wall Insulation (R13) - Marine | Com - Refrig. Warehouse | Energy Efficiency | 170211.5958 | 177509.8537 | 185047.1766 | 192916.1999 | 201451.3306 | 210882.0447 | 220730.8295 | 231070.9596 | 241955.9975 | 253456.4023 | 265593.2297 | 278218.0311 | 291583.5261
Scenario 3: Aggressive Fuel Sub | PG&E | Com | BldgEnv | Com ¦ Com Wall Insulation (R14) - Marine | Com - Refrig. Warehouse | Energy Efficiency | 489.4706 | 513.1126 | 539.9344 | 570.535 | 605.1887 | 645.1424 | 683.619 | 725.6955 | 764.7785 | 808.6595 | 853.6381 | 902.8151 | 956.6799
Scenario 3: Aggressive Fuel Sub | PG&E | Com | BldgEnv | Com ¦ Com Wall Insulation (R14) - Hot-Dry | Com - Refrig. Warehouse | Energy Efficiency | 183840.3423 | 190462.211 | 196994.9315 | 203649.7912 | 211508.4013 | 221294.7041 | 231265.7084 | 241586.5286 | 252346.5612 | 263701.3644 | 275623.3559 | 287491.0733 | 300057.1994
Scenario 3: Aggressive Fuel Sub | PG&E | Com | BldgEnv | Com ¦ Com Wall Insulation (R14) - Cold | Com - Refrig. Warehouse | Energy Efficiency | 3160.6738 | 3301.6966 | 3448.7135 | 3602.9591 | 3767.5455 | 3944.7035 | 4130.7051 | 4326.6638 | 4533.2761 | 4751.6875 | 4982.4243 | 5224.7809 | 5481.3942
Scenario 3: Aggressive Fuel Sub | PG&E | Com | HVAC | Com ¦ HVAC Energy Management System (Elec SC and Gas SH) - Marine | Com - Refrig. Warehouse | Energy Efficiency | 16.1565 | 16.8999 | 17.6824 | 18.5096 | 19.3845 | 20.3118 | 21.2834 | 22.3113 | 23.3875 | 24.5291 | 25.7336 | 27.0111 | 28.3665
Scenario 3: Aggressive Fuel Sub | PG&E | Com | HVAC | Com ¦ HVAC Energy Management System (Elec SC and Gas SH) - Hot-Dry | Com - Refrig. Warehouse | Energy Efficiency | 13.7127 | 14.3437 | 15.0078 | 15.7099 | 16.4525 | 17.2395 | 18.0642 | 18.9366 | 19.85 | 20.8189 | 21.8412 | 22.9255 | 24.0759
Scenario 3: Aggressive Fuel Sub | PG&E | Com | HVAC | Com ¦ HVAC Energy Management System (Elec SC and Gas SH) - Cold | Com - Refrig. Warehouse | Energy Efficiency | 0.28157 | 0.29459 | 0.30829 | 0.32276 | 0.33805 | 0.35422 | 0.37117 | 0.38911 | 0.40791 | 0.42785 | 0.44889 | 0.47122 | 0.4949
Scenario 3: Aggressive Fuel Sub | PG&E | Com | HVAC | Com ¦ Com High Eff. Furnace (95 AFUE) - ZEAS 2030 - Marine | Com - Refrig. Warehouse | Energy Efficiency | 5091.0749 | 5336.6763 | 5596.2423 | 5870.8024 | 6161.3656 | 0 | 0 | 0 | 0 | 0 | 0 | 0 | 0
Scenario 3: Aggressive Fuel Sub | PG&E | Com | HVAC | Com ¦ Com High Eff. Furnace (95 AFUE) - ZEAS 2030 - Hot-Dry | Com - Refrig. Warehouse | Energy Efficiency | 4104.082 | 4302.0693 | 4511.3139 | 4732.6458 | 4966.8783 | 0 | 0 | 0 | 0 | 0 | 0 | 0 | 0
Scenario 3: Aggressive Fuel Sub | PG&E | Com | HVAC | Com ¦ Com High Eff. Furnace (95 AFUE) - ZEAS 2030 - Cold | Com - Refrig. Warehouse | Energy Efficiency | 19.6878 | 20.6376 | 21.6413 | 22.7031 | 23.8267 | 0 | 0 | 0 | 0 | 0 | 0 | 0 | 0
Scenario 3: Aggressive Fuel Sub | PG&E | Com | WaterHeat | Com ¦ Com Heat Pump Water Heater (3.3 UEF - 50 Gal) - Marine | Com - Refrig. Warehouse | Energy Efficiency | 626202.1146 | 650803.6569 | 674348.5658 | 697075.9723 | 724097.4911 | 754278.9314 | 776382.9033 | 794536.4907 | 810246.8964 | 824643.4066 | 846063.0349 | 864004.4676 | 880828.1343
Scenario 3: Aggressive Fuel Sub | PG&E | Com | WaterHeat | Com ¦ Com Heat Pump Water Heater (3.3 UEF - 50 Gal) - Hot-Dry | Com - Refrig. Warehouse | Energy Efficiency | 461544.1938 | 479690.7959 | 497057.479 | 513820.7052 | 533752.6474 | 556016.3033 | 572319.0509 | 585706.4154 | 597290.773 | 607905.3508 | 623702.5987 | 636932.9088 | 649338.1845
Scenario 3: Aggressive Fuel Sub | PG&E | Com | WaterHeat | Com ¦ Com Heat Pump Water Heater (3.3 UEF - 50 Gal) - Cold | Com - Refrig. Warehouse | Energy Efficiency | 1349.1862 | 1402.2125 | 1452.9606 | 1501.9459 | 1560.1887 | 1625.2438 | 1672.8845 | 1712.0082 | 1745.8645 | 1776.888 | 1823.0525 | 1861.7181 | 1897.9736
Scenario 3: Aggressive Fuel Sub | PG&E | Com | WaterHeat | Com ¦ Com Hot Water Tank Insulation - Marine | Com - Refrig. Warehouse | Energy Efficiency | 22911.8791 | 23959.6409 | 25052.1691 | 26199.6121 | 27406.1384 | 28675.6184 | 30013.5001 | 31425.1174 | 32914.7954 | 34487.0611 | 36146.3774 | 37900.5593 | 39757.9985
Scenario 3: Aggressive Fuel Sub | PG&E | Com | WaterHeat | Com ¦ Com Hot Water Tank Insulation - Hot-Dry | Com - Refrig. Warehouse | Energy Efficiency | 16144.626 | 16882.9209 | 17652.7599 | 18461.2941 | 19311.4608 | 20205.9871 | 21148.712 | 22143.394 | 23193.0807 | 24300.9619 | 25470.1825 | 26706.2493 | 28015.0752
Scenario 3: Aggressive Fuel Sub | PG&E | Com | WaterHeat | Com ¦ Com Hot Water Tank Insulation - Cold | Com - Refrig. Warehouse | Energy Efficiency | 32.9448 | 34.4514 | 36.0223 | 37.6722 | 39.407 | 41.2324 | 43.1561 | 45.1859 | 47.3279 | 49.5886 | 51.9746 | 54.4969 | 57.1677
Scenario 3: Aggressive Fuel Sub | PG&E | Com | WaterHeat | Com ¦ Faucet Aerators (Gas WH) - Marine | Com - Refrig. Warehouse | Energy Efficiency | 26533.4381 | 27746.9163 | 29011.8095 | 30340.2256 | 31737.004 | 33206.4777 | 34755.0889 | 36388.9799 | 38113.261 | 39933.1569 | 41853.5605 | 43883.6051 | 46033.1729
Scenario 3: Aggressive Fuel Sub | PG&E | Com | WaterHeat | Com ¦ Faucet Aerators (Gas WH) - Hot-Dry | Com - Refrig. Warehouse | Energy Efficiency | 17886.9866 | 18705.0286 | 19557.731 | 20453.2562 | 21394.8664 | 22385.4827 | 23429.448 | 24530.9029 | 25693.2925 | 26920.1389 | 28214.7406 | 29583.2546 | 31032.3427
Scenario 3: Aggressive Fuel Sub | PG&E | Com | WaterHeat | Com ¦ Faucet Aerators (Gas WH) - Cold | Com - Refrig. Warehouse | Energy Efficiency | 41.1402 | 43.0217 | 44.9829 | 47.0426 | 49.2083 | 51.4867 | 53.8879 | 56.4212 | 59.0947 | 61.9165 | 64.8941 | 68.0416 | 71.3746
Scenario 3: Aggressive Fuel Sub | PG&E | Com | WaterHeat | Com ¦ Faucet Aerators (Elec WH) - Marine | Com - Refrig. Warehouse | Energy Efficiency | 2627.2511 | 2781.715 | 2818.522 | 2792.1161 | 2974.0611 | 3279.2241 | 3462.9274 | 3586.443 | 3571.2649 | 3586.1865 | 3773.9259 | 3908.8448 | 4045.3511
Scenario 3: Aggressive Fuel Sub | PG&E | Com | WaterHeat | Com ¦ Faucet Aerators (Elec WH) - Hot-Dry | Com - Refrig. Warehouse | Energy Efficiency | 1869.7613 | 1979.6901 | 2005.8849 | 1987.0924 | 2116.5789 | 2333.7573 | 2464.4951 | 2552.3987 | 2541.5968 | 2552.2161 | 2685.8265 | 2781.8455 | 2878.9943
Scenario 3: Aggressive Fuel Sub | PG&E | Com | WaterHeat | Com ¦ Faucet Aerators (Elec WH) - Cold | Com - Refrig. Warehouse | Energy Efficiency | 6.6052 | 6.9935 | 7.086 | 7.0196 | 7.4771 | 8.2443 | 8.7061 | 9.0167 | 8.9785 | 9.016 | 9.488 | 9.8272 | 10.1704
Scenario 3: Aggressive Fuel Sub | PG&E | Com | WaterHeat | Com ¦ Com Water Heating Controls (Gas WH) - Marine | Com - Refrig. Warehouse | Energy Efficiency | 82876.519 | 86674.2394 | 90652.4996 | 94836.8497 | 99242.8147 | 103886.2964 | 108783.3416 | 113950.7452 | 119406.7839 | 125172.5029 | 131268.1465 | 137716.7268 | 144542.7074
Scenario 3: Aggressive Fuel Sub | PG&E | Com | WaterHeat | Com ¦ Com Water Heating Controls (Gas WH) - Hot-Dry | Com - Refrig. Warehouse | Energy Efficiency | 58656.9673 | 61344.8549 | 64160.5218 | 67122.0517 | 70240.4325 | 73526.9189 | 76992.8683 | 80650.1675 | 84511.752 | 88592.517 | 92906.7904 | 97470.8595 | 102302.0388
Scenario 3: Aggressive Fuel Sub | PG&E | Com | WaterHeat | Com ¦ Com Water Heating Controls (Gas WH) - Cold | Com - Refrig. Warehouse | Energy Efficiency | 120.7147 | 126.2463 | 132.0409 | 138.1357 | 144.5532 | 151.3167 | 158.4496 | 165.9762 | 173.9233 | 182.3214 | 191.2001 | 200.5928 | 210.5353
Scenario 3: Aggressive Fuel Sub | PG&E | Com | WaterHeat | Com ¦ Com Hot Water Pipe Insulation - Marine | Com - Refrig. Warehouse | Energy Efficiency | 2206708.1916 | 2307636.2248 | 2413197.1535 | 2524120.8945 | 2640843.9687 | 2763779.6727 | 2893403.1256 | 3030191.5232 | 3174525.0759 | 3326930.4339 | 3487972.5022 | 3658320.7743 | 3838662.2124
Scenario 3: Aggressive Fuel Sub | PG&E | Com | WaterHeat | Com ¦ Com Hot Water Pipe Insulation - Hot-Dry | Com - Refrig. Warehouse | Energy Efficiency | 1318969.1384 | 1379294.7227 | 1442389.4298 | 1508689.5377 | 1578455.9586 | 1651935.7237 | 1729412.8159 | 1811172.4594 | 1897441.9092 | 1988535.949 | 2084792.2274 | 2186610.9067 | 2294402.5903
Scenario 3: Aggressive Fuel Sub | PG&E | Com | WaterHeat | Com ¦ Com Hot Water Pipe Insulation - Cold | Com - Refrig. Warehouse | Energy Efficiency | 2772.6182 | 2899.4292 | 3032.0613 | 3171.4314 | 3318.0881 | 3472.5506 | 3635.416 | 3807.2838 | 3988.6316 | 4180.1213 | 4382.4626 | 4596.4967 | 4823.0867
Scenario 3: Aggressive Fuel Sub | PG&E | Com | WaterHeat | Com ¦ Com Efficient Tankless Gas Water Heater (0.87 UEF - High Draw) - ZEAS 2030 - Marine | Com - Refrig. Warehouse | Energy Efficiency | 1904.0927 | 2000.0467 | 2109.1968 | 2233.7423 | 2373.8156 | 0 | 0 | 0 | 0 | 0 | 0 | 0 | 0
Scenario 3: Aggressive Fuel Sub | PG&E | Com | WaterHeat | Com ¦ Com Efficient Tankless Gas Water Heater (0.87 UEF - High Draw) - ZEAS 2030 - Hot-Dry | Com - Refrig. Warehouse | Energy Efficiency | 1424.4121 | 1496.1931 | 1577.8458 | 1671.0154 | 1775.8012 | 0 | 0 | 0 | 0 | 0 | 0 | 0 | 0
Scenario 3: Aggressive Fuel Sub | PG&E | Com | WaterHeat | Com ¦ Com Efficient Tankless Gas Water Heater (0.87 UEF - High Draw) - ZEAS 2030 - Cold | Com - Refrig. Warehouse | Energy Efficiency | 8.1821 | 8.6281 | 9.136 | 9.7006 | 10.3234 | 0 | 0 | 0 | 0 | 0 | 0 | 0 | 0
Scenario 3: Aggressive Fuel Sub | PG&E | Com | WaterHeat | Com ¦ Com Heat Pump Water Heater (3.75 UEF - 50 Gal) - Fuel Sub - ZEAS 2030 - Marine | Com - Refrig. Warehouse | Fuel Substitution | 315846.8846 | 332242.6546 | 350184.7574 | 369721.6989 | 389511.7713 | 255971.5577 | 263411.412 | 269501.12 | 274804.4758 | 279644.6913 | 286874.1194 | 292913.0514 | 298561.7906
Scenario 3: Aggressive Fuel Sub | PG&E | Com | WaterHeat | Com ¦ Com Heat Pump Water Heater (3.75 UEF - 50 Gal) - Fuel Sub - ZEAS 2030 - Hot-Dry | Com - Refrig. Warehouse | Fuel Substitution | 235185.6054 | 247414.5267 | 260803.3 | 275387.8181 | 290154.0109 | 189635.663 | 195149.9925 | 199663.1025 | 203593.0657 | 207179.5549 | 212537.6906 | 217012.9908 | 221198.9084
Scenario 3: Aggressive Fuel Sub | PG&E | Com | WaterHeat | Com ¦ Com Heat Pump Water Heater (3.75 UEF - 50 Gal) - Fuel Sub - ZEAS 2030 - Cold | Com - Refrig. Warehouse | Fuel Substitution | 1269.3094 | 1336.2911 | 1410.1563 | 1491.0765 | 1572.3848 | 1026.0749 | 1055.7816 | 1080.1206 | 1101.334 | 1120.7074 | 1149.5844 | 1173.7286 | 1196.3229
Scenario 3: Aggressive Fuel Sub | PG&E | Com | WaterHeat | Com ¦ Com Efficient Tankless Gas Water Heater (0.87 UEF - High Draw) - Panel Upgrade - ZEAS 2030 - Marine | Com - Refrig. Warehouse | Energy Efficiency | 1579.7693 | 1659.3794 | 1749.938 | 1853.2697 | 1969.4844 | 0 | 0 | 0 | 0 | 0 | 0 | 0 | 0
Scenario 3: Aggressive Fuel Sub | PG&E | Com | WaterHeat | Com ¦ Com Efficient Tankless Gas Water Heater (0.87 UEF - High Draw) - Panel Upgrade - ZEAS 2030 - Hot-Dry | Com - Refrig. Warehouse | Energy Efficiency | 1181.7924 | 1241.347 | 1309.0919 | 1386.3919 | 1473.3295 | 0 | 0 | 0 | 0 | 0 | 0 | 0 | 0
Scenario 3: Aggressive Fuel Sub | PG&E | Com | WaterHeat | Com ¦ Com Efficient Tankless Gas Water Heater (0.87 UEF - High Draw) - Panel Upgrade - ZEAS 2030 - Cold | Com - Refrig. Warehouse | Energy Efficiency | 6.7885 | 7.1585 | 7.5799 | 8.0483 | 8.5651 | 0 | 0 | 0 | 0 | 0 | 0 | 0 | 0
Scenario 3: Aggressive Fuel Sub | PG&E | Com | WaterHeat | Com ¦ Com Heat Pump Water Heater (3.75 UEF - 50 Gal) - Fuel Sub - Panel Upgrade - ZEAS 2030 - Marine | Com - Refrig. Warehouse | Fuel Substitution | 262048.7889 | 275651.8727 | 290537.9031 | 306747.1238 | 323166.3597 | 212372.0067 | 218544.633 | 223597.0831 | 227997.12 | 232012.9033 | 238010.9452 | 243021.2679 | 247707.8593
Scenario 3: Aggressive Fuel Sub | PG&E | Com | WaterHeat | Com ¦ Com Heat Pump Water Heater (3.75 UEF - 50 Gal) - Fuel Sub - Panel Upgrade - ZEAS 2030 - Hot-Dry | Com - Refrig. Warehouse | Fuel Substitution | 195126.5188 | 205272.492 | 216380.7599 | 228481.1019 | 240732.1739 | 157335.083 | 161910.1586 | 165654.5521 | 168915.126 | 171890.7296 | 176336.2159 | 180049.2396 | 183522.1713
Scenario 3: Aggressive Fuel Sub | PG&E | Com | WaterHeat | Com ¦ Com Heat Pump Water Heater (3.75 UEF - 50 Gal) - Fuel Sub - Panel Upgrade - ZEAS 2030 - Cold | Com - Refrig. Warehouse | Fuel Substitution | 1053.1083 | 1108.6811 | 1169.9649 | 1237.1019 | 1304.561 | 851.3039 | 875.9507 | 896.144 | 913.7442 | 929.8176 | 953.776 | 973.8078 | 992.5536
Scenario 3: Aggressive Fuel Sub | PG&E | Com | WaterHeat | Com ¦ Com Heat Pump Water Heater (100+ Gal, 200+ kBtuh - 4.3 COP) - Fuel Sub - ZEAS 2030 - Marine | Com - Refrig. Warehouse | Fuel Substitution | 142165.0176 | 149491.8681 | 157445.383 | 166050.4627 | 174844.7883 | 0 | 0 | 0 | 0 | 0 | 0 | 0 | 0
Scenario 3: Aggressive Fuel Sub | PG&E | Com | WaterHeat | Com ¦ Com Heat Pump Water Heater (100+ Gal, 200+ kBtuh - 4.3 COP) - Fuel Sub - ZEAS 2030 - Hot-Dry | Com - Refrig. Warehouse | Fuel Substitution | 105118.8343 | 110551.7097 | 116452.9241 | 122840.7913 | 129365.1216 | 0 | 0 | 0 | 0 | 0 | 0 | 0 | 0
Scenario 3: Aggressive Fuel Sub | PG&E | Com | WaterHeat | Com ¦ Com Heat Pump Water Heater (100+ Gal, 200+ kBtuh - 4.3 COP) - Fuel Sub - ZEAS 2030 - Cold | Com - Refrig. Warehouse | Fuel Substitution | 285.6832 | 300.6702 | 317.0515 | 334.8729 | 352.9549 | 0 | 0 | 0 | 0 | 0 | 0 | 0 | 0
Scenario 3: Aggressive Fuel Sub | PG&E | Com | WaterHeat | Com ¦ Com Heat Pump Water Heater (100+ Gal, 200+ kBtuh - 4.3 COP) - Fuel Sub - Panel Upgrade - ZEAS 2030 - Marine | Com - Refrig. Warehouse | Fuel Substitution | 117950.097 | 124028.9675 | 130627.7628 | 137767.1421 | 145063.5331 | 0 | 0 | 0 | 0 | 0 | 0 | 0 | 0
Scenario 3: Aggressive Fuel Sub | PG&E | Com | WaterHeat | Com ¦ Com Heat Pump Water Heater (100+ Gal, 200+ kBtuh - 4.3 COP) - Fuel Sub - Panel Upgrade - ZEAS 2030 - Hot-Dry | Com - Refrig. Warehouse | Fuel Substitution | 87213.9779 | 91721.4734 | 96617.5359 | 101917.3598 | 107330.4031 | 0 | 0 | 0 | 0 | 0 | 0 | 0 | 0
Scenario 3: Aggressive Fuel Sub | PG&E | Com | WaterHeat | Com ¦ Com Heat Pump Water Heater (100+ Gal, 200+ kBtuh - 4.3 COP) - Fuel Sub - Panel Upgrade - ZEAS 2030 - Cold | Com - Refrig. Warehouse | Fuel Substitution | 237.0229 | 249.4572 | 263.0482 | 277.8341 | 292.8362 | 0 | 0 | 0 | 0 | 0 | 0 | 0 | 0
Scenario 3: Aggressive Fuel Sub | PG&E | Com | WaterHeat | Com ¦ Efficient Gas Water Heating Boiler (0.92 UEF) - ZEAS 2030 - Marine | Com - Refrig. Warehouse | Energy Efficiency | 83528.6471 | 87557.0105 | 91814.1207 | 96316.9048 | 101082.3676 | 0 | 0 | 0 | 0 | 0 | 0 | 0 | 0
Scenario 3: Aggressive Fuel Sub | PG&E | Com | WaterHeat | Com ¦ Efficient Gas Water Heating Boiler (0.92 UEF) - ZEAS 2030 - Hot-Dry | Com - Refrig. Warehouse | Energy Efficiency | 58969.4395 | 61813.3734 | 64818.7963 | 67997.6584 | 71361.9665 | 0 | 0 | 0 | 0 | 0 | 0 | 0 | 0
Scenario 3: Aggressive Fuel Sub | PG&E | Com | WaterHeat | Com ¦ Efficient Gas Water Heating Boiler (0.92 UEF) - ZEAS 2030 - Cold | Com - Refrig. Warehouse | Energy Efficiency | 121.9169 | 127.7966 | 134.0102 | 140.5823 | 147.5379 | 0 | 0 | 0 | 0 | 0 | 0 | 0 | 0
Scenario 3: Aggressive Fuel Sub | PG&E | Com | ComRefrig | Com ¦ Efficient Refrigerated Display Case - Marine | Com - Refrig. Warehouse | Energy Efficiency | 26202.5004 | 27193.9159 | 28103.4158 | 28981.9782 | 30089.8154 | 31371.279 | 32246.7834 | 32919.3707 | 33415.1345 | 33799.4368 | 34523.7775 | 35048.5611 | 35493.2457
Scenario 3: Aggressive Fuel Sub | PG&E | Com | ComRefrig | Com ¦ Efficient Refrigerated Display Case - Hot-Dry | Com - Refrig. Warehouse | Energy Efficiency | 20775.3687 | 21561.7368 | 22283.3438 | 22980.5528 | 23859.3569 | 24875.7115 | 25570.8089 | 26105.3936 | 26500.1197 | 26806.7472 | 27382.6915 | 27800.8169 | 28155.6983
Scenario 3: Aggressive Fuel Sub | PG&E | Com | ComRefrig | Com ¦ Efficient Refrigerated Display Case - Cold | Com - Refrig. Warehouse | Energy Efficiency | 45.4377 | 47.0661 | 48.4952 | 49.8304 | 51.6218 | 53.749 | 54.9833 | 55.7511 | 56.1083 | 56.1877 | 56.9459 | 57.2343 | 57.3029
Scenario 3: Aggressive Fuel Sub | PG&E | Com | ComRefrig | Com ¦ Refrigerated Display Case LED Lighting | Com - Refrig. Warehouse | Energy Efficiency | 41690.5735 | 43248.1183 | 44676.5569 | 45990.4397 | 47479.5092 | 49136.3539 | 50393.8407 | 51494.1528 | 52495.1709 | 53424.3985 | 54747.5604 | 55874.7172 | 56938.9744
Scenario 3: Aggressive Fuel Sub | PG&E | Com | ComRefrig | Com ¦ Efficient EC or PMS Motor Retrofit - Marine | Com - Refrig. Warehouse | Energy Efficiency | 9483.673 | 9602.6999 | 9651.6736 | 9644.2941 | 9699.3626 | 9943.2639 | 10121.7012 | 10275.5816 | 10421.6236 | 10569.2904 | 10758.1594 | 10878.9758 | 11000.5891
Scenario 3: Aggressive Fuel Sub | PG&E | Com | ComRefrig | Com ¦ Efficient EC or PMS Motor Retrofit - Hot-Dry | Com - Refrig. Warehouse | Energy Efficiency | 7514.7994 | 7609.1155 | 7647.9219 | 7642.0745 | 7685.7103 | 7878.9761 | 8020.3686 | 8142.3025 | 8258.0251 | 8375.0354 | 8524.6939 | 8620.428 | 8716.7936
Scenario 3: Aggressive Fuel Sub | PG&E | Com | ComRefrig | Com ¦ Efficient EC or PMS Motor Retrofit - Cold | Com - Refrig. Warehouse | Energy Efficiency | 21.0935 | 21.3582 | 21.4671 | 21.4507 | 21.5732 | 22.1157 | 22.5126 | 22.8548 | 23.1797 | 23.5081 | 23.9282 | 24.1969 | 24.4674
Scenario 3: Aggressive Fuel Sub | PG&E | Com | ComRefrig | Com ¦ Walk-in Anti Sweat Heat Controls - Marine | Com - Refrig. Warehouse | Energy Efficiency | 3971.0865 | 4341.7792 | 4501.6974 | 3977.2626 | 3126.2061 | 3504.319 | 3652.5862 | 3704.6011 | 3672.6282 | 3555.0023 | 3881.8569 | 3860.1154 | 3820.6034
Scenario 3: Aggressive Fuel Sub | PG&E | Com | ComRefrig | Com ¦ Walk-in Anti Sweat Heat Controls - Hot-Dry | Com - Refrig. Warehouse | Energy Efficiency | 3059.2726 | 3330.9529 | 3456.3 | 3105.5948 | 2528.1086 | 2807.6875 | 2928.0029 | 2982.2073 | 2978.8886 | 2916.9624 | 3165.7704 | 3172.9139 | 3168.9885
Scenario 3: Aggressive Fuel Sub | PG&E | Com | ComRefrig | Com ¦ Walk-in Anti Sweat Heat Controls - Cold | Com - Refrig. Warehouse | Energy Efficiency | 9.1465 | 9.9813 | 10.3525 | 9.2175 | 7.3642 | 8.2191 | 8.5689 | 8.708 | 8.6636 | 8.4319 | 9.1806 | 9.1632 | 9.1085
Scenario 3: Aggressive Fuel Sub | PG&E | Com | ComRefrig | Com ¦ Efficient Refrigeration Compressor - Marine | Com - Refrig. Warehouse | Energy Efficiency | 170630.2788 | 172734.3325 | 173567.281 | 173376.9338 | 174314.084 | 178666.8278 | 181830.666 | 184546.0147 | 187115.3218 | 189709.656 | 193045.3117 | 195143.8205 | 197251.4544
Scenario 3: Aggressive Fuel Sub | PG&E | Com | ComRefrig | Com ¦ Efficient Refrigeration Compressor - Hot-Dry | Com - Refrig. Warehouse | Energy Efficiency | 180919.8616 | 183164.0788 | 184064.3338 | 183882.912 | 184895.5856 | 189523.4059 | 192894.5507 | 195792.522 | 198537.4208 | 201310.3472 | 204869.2949 | 207121.0082 | 209384.2441
Scenario 3: Aggressive Fuel Sub | PG&E | Com | ComRefrig | Com ¦ Efficient Refrigeration Compressor - Cold | Com - Refrig. Warehouse | Energy Efficiency | 509.684 | 516.023 | 518.5807 | 518.0953 | 520.9721 | 534.0254 | 543.5433 | 551.7311 | 559.49 | 567.3297 | 577.3838 | 583.7608 | 590.1727
Scenario 3: Aggressive Fuel Sub | PG&E | Com | ComRefrig | Com ¦ Floating Head Pressure Controls - Marine | Com - Refrig. Warehouse | Energy Efficiency | 135317.8036 | 145654.7565 | 148558.2098 | 134567.5674 | 121347.2464 | 131661.7358 | 136975.2109 | 140194.7025 | 140800.9414 | 142725.2459 | 151729.3708 | 153793.5628 | 155608.3453
Scenario 3: Aggressive Fuel Sub | PG&E | Com | ComRefrig | Com ¦ Floating Head Pressure Controls - Hot-Dry | Com - Refrig. Warehouse | Energy Efficiency | 85017.3464 | 91513.4397 | 93336.2473 | 84538.1809 | 76224.2549 | 82705.7307 | 86043.0825 | 88063.8492 | 88441.5744 | 89647.7338 | 95304.5416 | 96598.2336 | 97734.8952
Scenario 3: Aggressive Fuel Sub | PG&E | Com | ComRefrig | Com ¦ Floating Head Pressure Controls - Cold | Com - Refrig. Warehouse | Energy Efficiency | 279.2603 | 300.6035 | 306.5865 | 277.6609 | 250.3261 | 271.6197 | 282.5788 | 289.2101 | 290.4405 | 294.3932 | 312.9734 | 317.2124 | 320.9346
Scenario 3: Aggressive Fuel Sub | PG&E | Com | Lighting | Com ¦ LED High and Low Bay - 155 lpw | Com - Refrig. Warehouse | Energy Efficiency | 2088619.0523 | 2161541.1899 | 2226857.2664 | 2287881.154 | 2368457.7399 | 2471778.213 | 2551241.4766 | 2619910.9506 | 2679108.0313 | 2730185.66 | 2801461.9788 | 2855009.9181 | 2904932.0916
Scenario 3: Aggressive Fuel Sub | PG&E | Com | Lighting | Com ¦ LED Fixtures and Retrofit Kits - 140 lpw - RET | Com - Refrig. Warehouse | Energy Efficiency | 14071.8686 | 14613.7094 | 15119.639 | 15593.6923 | 16137.9384 | 16732.5519 | 17170.85 | 17549.2942 | 17891.3672 | 18206.9889 | 18664.1503 | 19052.0684 | 19416.3798
Scenario 3: Aggressive Fuel Sub | PG&E | Com | Lighting | Com ¦ LED Fixtures and Retrofit Kits - 140 lpw | Com - Refrig. Warehouse | Energy Efficiency | 34000.3581 | 35311.0148 | 36537.6645 | 37690.5071 | 39016.0123 | 40467.3335 | 41536.2262 | 42462.1496 | 43293.5609 | 44063.8336 | 45174.9684 | 46120.5133 | 47010.7727
Scenario 3: Aggressive Fuel Sub | SCE | Com | BldgEnv | Com ¦ Com Wall Insulation (R14) - Marine | Com - Refrig. Warehouse | Energy Efficiency | 2434.5781 | 2517.8501 | 2642.7961 | 2765.5839 | 2956.7508 | 3186.4485 | 3338.1994 | 3390.23 | 3437.5722 | 3478.9164 | 3505.6956 | 3480.1386 | 3454.8381
Scenario 3: Aggressive Fuel Sub | SCE | Com | BldgEnv | Com ¦ Com Wall Insulation (R14) - Hot-Dry | Com - Refrig. Warehouse | Energy Efficiency | 10042.1586 | 10385.6393 | 10901.017 | 11407.4923 | 12196.0188 | 13143.4767 | 13769.4192 | 13984.0356 | 14179.313 | 14349.8494 | 14460.3084 | 14354.8908 | 14250.5314
Scenario 3: Aggressive Fuel Sub | SCE | Com | BldgEnv | Com ¦ Com Wall Insulation (R14) - Cold | Com - Refrig. Warehouse | Energy Efficiency | 553.3914 | 572.3195 | 600.7203 | 628.6306 | 672.0837 | 724.2951 | 758.7888 | 770.6157 | 781.3768 | 790.7745 | 796.8615 | 791.0523 | 785.3014
Scenario 3: Aggressive Fuel Sub | SCE | Com | WaterHeat | Com ¦ Com Heat Pump Water Heater (3.3 UEF - 50 Gal) - Marine | Com - Refrig. Warehouse | Energy Efficiency | 147312.1046 | 131550.8241 | 138116.7455 | 144597.3506 | 152028.0647 | 159261.8277 | 164124.0235 | 166958.2977 | 169546.4078 | 171663.2474 | 174868.5728 | 177388.6247 | 179717.3485
Scenario 3: Aggressive Fuel Sub | SCE | Com | WaterHeat | Com ¦ Com Heat Pump Water Heater (3.3 UEF - 50 Gal) - Hot-Dry | Com - Refrig. Warehouse | Energy Efficiency | 581960.0984 | 519712.4405 | 545668.7788 | 571287.8167 | 600663.5161 | 629260.2015 | 648478.9801 | 659678.8312 | 669905.1011 | 678267.7512 | 690934.4484 | 700891.2086 | 710091.3246
Scenario 3: Aggressive Fuel Sub | SCE | Com | WaterHeat | Com ¦ Com Heat Pump Water Heater (3.3 UEF - 50 Gal) - Cold | Com - Refrig. Warehouse | Energy Efficiency | 9568.128 | 8544.0746 | 8970.2076 | 9390.8039 | 9873.0497 | 10342.5214 | 10658.1271 | 10842.1605 | 11010.2262 | 11147.7175 | 11355.8322 | 11519.4896 | 11670.7352
Scenario 3: Aggressive Fuel Sub | SCE | Com | WaterHeat | Com ¦ Faucet Aerators (Elec WH) - Marine | Com - Refrig. Warehouse | Energy Efficiency | 442.3001 | 467.1225 | 475.1057 | 488.2472 | 556.197 | 647.4927 | 698.5957 | 719.3674 | 724.1659 | 730.6171 | 762.0103 | 782.4749 | 803.066
Scenario 3: Aggressive Fuel Sub | SCE | Com | WaterHeat | Com ¦ Faucet Aerators (Elec WH) - Hot-Dry | Com - Refrig. Warehouse | Energy Efficiency | 1751.3786 | 1849.668 | 1881.2791 | 1933.3156 | 2202.3769 | 2563.8812 | 2766.2339 | 2848.4836 | 2867.4845 | 2893.0292 | 3017.3371 | 3098.3708 | 3179.9056
Scenario 3: Aggressive Fuel Sub | SCE | Com | WaterHeat | Com ¦ Faucet Aerators (Elec WH) - Cold | Com - Refrig. Warehouse | Energy Efficiency | 36.3144 | 38.3524 | 39.0079 | 40.0868 | 45.6658 | 53.1615 | 57.3572 | 59.0626 | 59.4566 | 59.9863 | 62.5638 | 64.244 | 65.9346
Scenario 3: Aggressive Fuel Sub | SCE | Com | ComRefrig | Com ¦ Efficient Refrigerated Display Case - Marine | Com - Refrig. Warehouse | Energy Efficiency | 8335.7036 | 7451.3873 | 7826.8327 | 8203.3476 | 8643.7212 | 9077.0355 | 9373.4063 | 9552.4808 | 9708.6275 | 9826.6112 | 10008.9381 | 10150.3149 | 10280.1187
Scenario 3: Aggressive Fuel Sub | SCE | Com | ComRefrig | Com ¦ Efficient Refrigerated Display Case - Hot-Dry | Com - Refrig. Warehouse | Energy Efficiency | 34088.8477 | 30472.4375 | 32007.8209 | 33547.5783 | 35348.4854 | 37120.5235 | 38332.5317 | 39064.8567 | 39703.4182 | 40185.9125 | 40931.5382 | 41509.6984 | 42040.5306
Scenario 3: Aggressive Fuel Sub | SCE | Com | ComRefrig | Com ¦ Efficient Refrigerated Display Case - Cold | Com - Refrig. Warehouse | Energy Efficiency | 459.1883 | 410.474 | 431.1561 | 451.8972 | 476.156 | 500.026 | 516.3521 | 526.2168 | 534.8184 | 541.3178 | 551.3616 | 559.1496 | 566.3001
Scenario 3: Aggressive Fuel Sub | SCE | Com | ComRefrig | Com ¦ Refrigerated Display Case LED Lighting | Com - Refrig. Warehouse | Energy Efficiency | 26412.3249 | 27653.2068 | 28844.0786 | 29986.8448 | 31257.3036 | 32489.0171 | 33338.9743 | 33886.6696 | 34416.2837 | 34865.9151 | 35510.2191 | 36028.79 | 36516.2094
Scenario 3: Aggressive Fuel Sub | SCE | Com | ComRefrig | Com ¦ Efficient EC or PMS Motor Retrofit - Marine | Com - Refrig. Warehouse | Energy Efficiency | 2181.0622 | 2259.1194 | 2328.6451 | 2391.1142 | 2469.9984 | 2563.533 | 2622.0089 | 2645.4289 | 2668.9966 | 2692.0294 | 2719.5373 | 2730.7122 | 2743.5855
Scenario 3: Aggressive Fuel Sub | SCE | Com | ComRefrig | Com ¦ Efficient EC or PMS Motor Retrofit - Hot-Dry | Com - Refrig. Warehouse | Energy Efficiency | 8976.2474 | 9297.4948 | 9583.6304 | 9840.7247 | 10165.3756 | 10550.3208 | 10790.9807 | 10887.3667 | 10984.3605 | 11079.1528 | 11192.3625 | 11238.3533 | 11291.3338
Scenario 3: Aggressive Fuel Sub | SCE | Com | ComRefrig | Com ¦ Efficient EC or PMS Motor Retrofit - Cold | Com - Refrig. Warehouse | Energy Efficiency | 130.9915 | 135.6795 | 139.8551 | 143.6069 | 148.3446 | 153.9622 | 157.4742 | 158.8807 | 160.2962 | 161.6795 | 163.3316 | 164.0027 | 164.7759
Scenario 3: Aggressive Fuel Sub | SCE | Com | ComRefrig | Com ¦ Walk-in Anti Sweat Heat Controls - Marine | Com - Refrig. Warehouse | Energy Efficiency | 792.8292 | 851.483 | 883.916 | 830.9293 | 823.1844 | 1003.0914 | 1152.5282 | 1168.2317 | 1183.1654 | 1194.8024 | 1268.7276 | 1273.3394 | 1275.5708
Scenario 3: Aggressive Fuel Sub | SCE | Com | ComRefrig | Com ¦ Walk-in Anti Sweat Heat Controls - Hot-Dry | Com - Refrig. Warehouse | Energy Efficiency | 3196.8941 | 3433.4013 | 3564.1798 | 3350.5235 | 3319.2942 | 4044.7258 | 4647.2942 | 4710.6145 | 4770.8313 | 4817.7548 | 5115.8405 | 5134.4362 | 5143.4341
Scenario 3: Aggressive Fuel Sub | SCE | Com | ComRefrig | Com ¦ Walk-in Anti Sweat Heat Controls - Cold | Com - Refrig. Warehouse | Energy Efficiency | 61.6326 | 66.1922 | 68.7135 | 64.5944 | 63.9923 | 77.9779 | 89.5947 | 90.8155 | 91.9764 | 92.881 | 98.6278 | 98.9863 | 99.1598
Scenario 3: Aggressive Fuel Sub | SCE | Com | ComRefrig | Com ¦ Efficient Refrigeration Compressor - Marine | Com - Refrig. Warehouse | Energy Efficiency | 42646.7718 | 44173.0403 | 45532.4904 | 46753.963 | 48296.402 | 50125.3035 | 51268.6952 | 51726.6317 | 52187.456 | 52637.8206 | 53175.6878 | 53394.1933 | 53645.9074
Scenario 3: Aggressive Fuel Sub | SCE | Com | ComRefrig | Com ¦ Efficient Refrigeration Compressor - Hot-Dry | Com - Refrig. Warehouse | Energy Efficiency | 212508.2296 | 220113.6027 | 226887.7224 | 232974.3023 | 240660.2529 | 249773.6419 | 255471.1456 | 257753.0365 | 260049.3169 | 262293.4773 | 264973.6615 | 266062.4713 | 267316.7587
Scenario 3: Aggressive Fuel Sub | SCE | Com | ComRefrig | Com ¦ Efficient Refrigeration Compressor - Cold | Com - Refrig. Warehouse | Energy Efficiency | 3351.9245 | 3471.8852 | 3578.7344 | 3674.7389 | 3795.9706 | 3939.7175 | 4029.585 | 4065.5777 | 4101.7972 | 4137.1947 | 4179.4697 | 4196.6436 | 4216.4277
Scenario 3: Aggressive Fuel Sub | SCE | Com | ComRefrig | Com ¦ Floating Head Pressure Controls - Marine | Com - Refrig. Warehouse | Energy Efficiency | 15715.8946 | 16828.877 | 17136.5417 | 16132.7767 | 16689.5402 | 20194.9628 | 22616.8745 | 22934.3533 | 23159.858 | 23671.5315 | 24860.2201 | 24942.7203 | 24980.5083
Scenario 3: Aggressive Fuel Sub | SCE | Com | ComRefrig | Com ¦ Floating Head Pressure Controls - Hot-Dry | Com - Refrig. Warehouse | Energy Efficiency | 62807.8057 | 67255.7852 | 68485.3523 | 64473.8546 | 66698.9327 | 80708.183 | 90387.2346 | 91656.0234 | 92557.2418 | 94602.1201 | 99352.6558 | 99682.3638 | 99833.382
Scenario 3: Aggressive Fuel Sub | SCE | Com | ComRefrig | Com ¦ Floating Head Pressure Controls - Cold | Com - Refrig. Warehouse | Energy Efficiency | 1424.9308 | 1525.8428 | 1553.7382 | 1462.7287 | 1513.2094 | 1831.0395 | 2050.6297 | 2079.4149 | 2099.861 | 2146.2535 | 2254.0296 | 2261.5098 | 2264.936
Scenario 3: Aggressive Fuel Sub | SCE | Com | Lighting | Com ¦ LED High and Low Bay - 155 lpw | Com - Refrig. Warehouse | Energy Efficiency | 1551194.6255 | 1638070.6162 | 1722862.1448 | 1807012.0782 | 1907469.7306 | 2010652.1188 | 2081954.0326 | 2123543.1611 | 2160471.9869 | 2187196.6746 | 2222983.2877 | 2244465.4356 | 2264063.0846
Scenario 3: Aggressive Fuel Sub | SCE | Com | Lighting | Com ¦ LED Fixtures and Retrofit Kits - 140 lpw - RET | Com - Refrig. Warehouse | Energy Efficiency | 23007.6197 | 24149.6646 | 25261.1755 | 26339.6551 | 27546.3359 | 28700.46 | 29469.8874 | 29949.5563 | 30411.5508 | 30798.1941 | 31365.3097 | 31817.1504 | 32238.6442
Scenario 3: Aggressive Fuel Sub | SCE | Com | Lighting | Com ¦ LED Fixtures and Retrofit Kits - 140 lpw | Com - Refrig. Warehouse | Energy Efficiency | 65435.1499 | 58256.4646 | 60929.0615 | 63500.2571 | 66403.9493 | 69197.3423 | 71074.875 | 72247.1652 | 73388.5304 | 74347.6836 | 75737.4592 | 76862.3023 | 77910.0219
Scenario 3: Aggressive Fuel Sub | SCG | Com | BldgEnv | Com ¦ Com Wall Insulation (R14) - Marine | Com - Refrig. Warehouse | Energy Efficiency | 88117.7319 | 90521.9681 | 84073.7054 | 90022.3504 | 92501.1667 | 96954.3759 | 101656.9308 | 106623.8134 | 111876.466 | 117431.0921 | 123305.7656 | 129526.7788 | 136113.7935
Scenario 3: Aggressive Fuel Sub | SCG | Com | BldgEnv | Com ¦ Com Wall Insulation (R14) - Hot-Dry | Com - Refrig. Warehouse | Energy Efficiency | 216804.6902 | 222720.0682 | 206854.7756 | 221490.8098 | 227589.6844 | 238546.3514 | 250116.5079 | 262337.0159 | 275260.6318 | 288927.2226 | 303381.2575 | 318687.4259 | 334894.1035
Scenario 3: Aggressive Fuel Sub | SCG | Com | BldgEnv | Com ¦ Com Wall Insulation (R14) - Cold | Com - Refrig. Warehouse | Energy Efficiency | 4454.7674 | 4576.3129 | 4250.3228 | 4551.0549 | 4676.3708 | 4901.5015 | 5139.2379 | 5390.3372 | 5655.8836 | 5936.6962 | 6233.6887 | 6548.1903 | 6881.195
Scenario 3: Aggressive Fuel Sub | SCG | Com | HVAC | Com ¦ HVAC Energy Management System (Elec SC and Gas SH) - Marine | Com - Refrig. Warehouse | Energy Efficiency | 0.91011 | 0.69557 | 0.61926 | 0.93543 | 0.71214 | 0.74663 | 0.78338 | 0.82198 | 0.86319 | 0.90674 | 0.95265 | 1.0018 | 1.0536
Scenario 3: Aggressive Fuel Sub | SCG | Com | HVAC | Com ¦ HVAC Energy Management System (Elec SC and Gas SH) - Hot-Dry | Com - Refrig. Warehouse | Energy Efficiency | 10.3654 | 7.9219 | 7.0529 | 10.6538 | 8.1107 | 8.5035 | 8.922 | 9.3617 | 9.831 | 10.327 | 10.8499 | 11.4091 | 11.9995
Scenario 3: Aggressive Fuel Sub | SCG | Com | HVAC | Com ¦ HVAC Energy Management System (Elec SC and Gas SH) - Cold | Com - Refrig. Warehouse | Energy Efficiency | 0.5901 | 0.45099 | 0.40152 | 0.60651 | 0.46173 | 0.4841 | 0.50792 | 0.53296 | 0.55967 | 0.58791 | 0.61768 | 0.64951 | 0.68312
Scenario 3: Aggressive Fuel Sub | SCG | Com | HVAC | Com ¦ Com High Eff. Furnace (95 AFUE) - ZEAS 2030 - Marine | Com - Refrig. Warehouse | Energy Efficiency | 499.8944 | 460.016 | 422.0582 | 514.905 | 473.4703 | 0 | 0 | 0 | 0 | 0 | 0 | 0 | 0
Scenario 3: Aggressive Fuel Sub | SCG | Com | HVAC | Com ¦ Com High Eff. Furnace (95 AFUE) - ZEAS 2030 - Hot-Dry | Com - Refrig. Warehouse | Energy Efficiency | 2575.4927 | 2370.0366 | 2174.4751 | 2652.8286 | 2439.3541 | 0 | 0 | 0 | 0 | 0 | 0 | 0 | 0
Scenario 3: Aggressive Fuel Sub | SCG | Com | HVAC | Com ¦ Com High Eff. Furnace (95 AFUE) - ZEAS 2030 - Cold | Com - Refrig. Warehouse | Energy Efficiency | 31.9413 | 29.3933 | 26.9679 | 32.9004 | 30.2529 | 0 | 0 | 0 | 0 | 0 | 0 | 0 | 0
Scenario 3: Aggressive Fuel Sub | SCG | Com | WaterHeat | Com ¦ Com Hot Water Tank Insulation - Marine | Com - Refrig. Warehouse | Energy Efficiency | 3484.9812 | 3648.5375 | 3394.7588 | 3554.0936 | 3721.6995 | 3898.1197 | 4084.1178 | 4280.442 | 4487.6997 | 4706.5271 | 4937.551 | 5181.8668 | 5440.6509
Scenario 3: Aggressive Fuel Sub | SCG | Com | WaterHeat | Com ¦ Com Hot Water Tank Insulation - Hot-Dry | Com - Refrig. Warehouse | Energy Efficiency | 18903.0465 | 19790.1997 | 18413.6674 | 19277.9223 | 20187.0412 | 21143.9702 | 22152.851 | 23217.7422 | 24341.9383 | 25528.8897 | 26781.9973 | 28107.2015 | 29510.8843
Scenario 3: Aggressive Fuel Sub | SCG | Com | WaterHeat | Com ¦ Com Hot Water Tank Insulation - Cold | Com - Refrig. Warehouse | Energy Efficiency | 47.3194 | 49.5402 | 46.0944 | 48.2578 | 50.5336 | 52.929 | 55.4545 | 58.1202 | 60.9344 | 63.9057 | 67.0425 | 70.3599 | 73.8737
Scenario 3: Aggressive Fuel Sub | SCG | Com | WaterHeat | Com ¦ Faucet Aerators (Gas WH) - Marine | Com - Refrig. Warehouse | Energy Efficiency | 3711.1847 | 3885.3792 | 3615.0909 | 3784.724 | 3963.1579 | 4150.9519 | 4348.9363 | 4557.9034 | 4778.513 | 5011.4404 | 5257.318 | 5517.3227 | 5792.7286
Scenario 3: Aggressive Fuel Sub | SCG | Com | WaterHeat | Com ¦ Faucet Aerators (Gas WH) - Hot-Dry | Com - Refrig. Warehouse | Energy Efficiency | 19790.4903 | 20719.4101 | 19278.0544 | 20182.6504 | 21134.178 | 22135.6198 | 23191.4032 | 24305.7538 | 25482.1902 | 26724.3132 | 28035.495 | 29422.012 | 30890.6584
Scenario 3: Aggressive Fuel Sub | SCG | Com | WaterHeat | Com ¦ Faucet Aerators (Gas WH) - Cold | Com - Refrig. Warehouse | Energy Efficiency | 59.0924 | 61.8661 | 57.5623 | 60.2634 | 63.1045 | 66.0947 | 69.2472 | 72.5745 | 76.0872 | 79.7961 | 83.7112 | 87.8512 | 92.2364
Scenario 3: Aggressive Fuel Sub | SCG | Com | WaterHeat | Com ¦ Com Water Heating Controls (Gas WH) - Marine | Com - Refrig. Warehouse | Energy Efficiency | 12813.6766 | 13415.7009 | 12485.7184 | 13075.7763 | 13697.3271 | 14352.6346 | 15043.9856 | 15773.7741 | 16544.602 | 17359.4649 | 18221.2467 | 19133.2264 | 20098.8908
Scenario 3: Aggressive Fuel Sub | SCG | Com | WaterHeat | Com ¦ Com Water Heating Controls (Gas WH) - Hot-Dry | Com - Refrig. Warehouse | Energy Efficiency | 69315.0881 | 72571.7154 | 67541.0106 | 70732.9063 | 74095.1614 | 77640.0218 | 81379.8582 | 85327.6212 | 89497.3845 | 93905.3543 | 98567.1296 | 103500.4485 | 108724.1726
Scenario 3: Aggressive Fuel Sub | SCG | Com | WaterHeat | Com ¦ Com Water Heating Controls (Gas WH) - Cold | Com - Refrig. Warehouse | Energy Efficiency | 173.2537 | 181.3937 | 168.8194 | 176.7976 | 185.2016 | 194.062 | 203.4097 | 213.2772 | 223.6996 | 234.7173 | 246.3695 | 258.7004 | 271.7571
Scenario 3: Aggressive Fuel Sub | SCG | Com | WaterHeat | Com ¦ Com Hot Water Pipe Insulation - Marine | Com - Refrig. Warehouse | Energy Efficiency | 320940.9288 | 335998.102 | 312665.4389 | 327386.295 | 342882.8963 | 359210.6336 | 376433.1798 | 394614.533 | 413805.7541 | 434077.4396 | 455505.2847 | 478179.0183 | 502190.7737
Scenario 3: Aggressive Fuel Sub | SCG | Com | WaterHeat | Com ¦ Com Hot Water Pipe Insulation - Hot-Dry | Com - Refrig. Warehouse | Energy Efficiency | 1448073.7465 | 1516011.162 | 1410735.0387 | 1477155.0035 | 1547075.1027 | 1620745.2568 | 1698452.7559 | 1780486.3576 | 1867076.4463 | 1958541.5505 | 2055223.2048 | 2157526.2626 | 2265866.4257
Scenario 3: Aggressive Fuel Sub | SCG | Com | WaterHeat | Com ¦ Com Hot Water Pipe Insulation - Cold | Com - Refrig. Warehouse | Energy Efficiency | 3981.6323 | 4168.4334 | 3878.9655 | 4061.5943 | 4253.847 | 4456.4109 | 4670.0759 | 4895.636 | 5133.7246 | 5385.2176 | 5651.054 | 5932.3471 | 6230.2399
Scenario 3: Aggressive Fuel Sub | SCG | Com | WaterHeat | Com ¦ Com Efficient Tankless Gas Water Heater (0.87 UEF - High Draw) - ZEAS 2030 - Marine | Com - Refrig. Warehouse | Energy Efficiency | 6824.7224 | 750.6667 | 0 | 7147.9455 | 817.4631 | 0 | 0 | 0 | 0 | 0 | 0 | 0 | 0
Scenario 3: Aggressive Fuel Sub | SCG | Com | WaterHeat | Com ¦ Com Efficient Tankless Gas Water Heater (0.87 UEF - High Draw) - ZEAS 2030 - Hot-Dry | Com - Refrig. Warehouse | Energy Efficiency | 18608.3731 | 2046.7772 | 0 | 19489.6772 | 2228.905 | 0 | 0 | 0 | 0 | 0 | 0 | 0 | 0
Scenario 3: Aggressive Fuel Sub | SCG | Com | WaterHeat | Com ¦ Com Efficient Tankless Gas Water Heater (0.87 UEF - High Draw) - ZEAS 2030 - Cold | Com - Refrig. Warehouse | Energy Efficiency | 92.2264 | 10.1442 | 0 | 96.5943 | 11.0468 | 0 | 0 | 0 | 0 | 0 | 0 | 0 | 0
Scenario 3: Aggressive Fuel Sub | SCG | Com | WaterHeat | Com ¦ Com Efficient Tankless Gas Water Heater (0.87 UEF - High Draw) - Panel Upgrade - ZEAS 2030 - Marine | Com - Refrig. Warehouse | Energy Efficiency | 5662.2697 | 622.8059 | 0 | 5930.4383 | 678.2249 | 0 | 0 | 0 | 0 | 0 | 0 | 0 | 0
Scenario 3: Aggressive Fuel Sub | SCG | Com | WaterHeat | Com ¦ Com Efficient Tankless Gas Water Heater (0.87 UEF - High Draw) - Panel Upgrade - ZEAS 2030 - Hot-Dry | Com - Refrig. Warehouse | Energy Efficiency | 15438.8151 | 1698.1503 | 0 | 16170.0069 | 1849.2563 | 0 | 0 | 0 | 0 | 0 | 0 | 0 | 0
Scenario 3: Aggressive Fuel Sub | SCG | Com | WaterHeat | Com ¦ Com Efficient Tankless Gas Water Heater (0.87 UEF - High Draw) - Panel Upgrade - ZEAS 2030 - Cold | Com - Refrig. Warehouse | Energy Efficiency | 76.5175 | 8.4163 | 0 | 80.1414 | 9.1652 | 0 | 0 | 0 | 0 | 0 | 0 | 0 | 0
Scenario 3: Aggressive Fuel Sub | SCG | Com | WaterHeat | Com ¦ Efficient Gas Water Heating Boiler (0.92 UEF) - ZEAS 2030 - Marine | Com - Refrig. Warehouse | Energy Efficiency | 14280.2342 | 13141.0493 | 12056.7273 | 14709.0353 | 13525.3915 | 0 | 0 | 0 | 0 | 0 | 0 | 0 | 0
Scenario 3: Aggressive Fuel Sub | SCG | Com | WaterHeat | Com ¦ Efficient Gas Water Heating Boiler (0.92 UEF) - ZEAS 2030 - Hot-Dry | Com - Refrig. Warehouse | Energy Efficiency | 77869.2383 | 71657.3329 | 65744.592 | 80207.464 | 73753.1271 | 0 | 0 | 0 | 0 | 0 | 0 | 0 | 0
Scenario 3: Aggressive Fuel Sub | SCG | Com | WaterHeat | Com ¦ Efficient Gas Water Heating Boiler (0.92 UEF) - ZEAS 2030 - Cold | Com - Refrig. Warehouse | Energy Efficiency | 197.6212 | 181.8562 | 166.8505 | 203.5553 | 187.1751 | 0 | 0 | 0 | 0 | 0 | 0 | 0 | 0
Scenario 3: Aggressive Fuel Sub | SDG&E | Com | BldgEnv | Com ¦ Com Wall Insulation (R14) - Marine | Com - Refrig. Warehouse | Energy Efficiency | 2354.6551 | 2459.3277 | 2568.3542 | 2682.4545 | 2804.3905 | 2936.2123 | 3075.137 | 3221.066 | 3375.1538 | 3537.7764 | 3709.4206 | 3889.4529 | 4080.0978
Scenario 3: Aggressive Fuel Sub | SDG&E | Com | BldgEnv | Com ¦ Com Wall Insulation (R14) - Hot-Dry | Com - Refrig. Warehouse | Energy Efficiency | 3014.2271 | 3130.4301 | 3248.0163 | 3368.9876 | 3505.0835 | 3665.8191 | 3834.2127 | 4007.8297 | 4190.3891 | 4382.1022 | 4582.7291 | 4786.4313 | 5002.3601
Scenario 3: Aggressive Fuel Sub | SDG&E | Com | HVAC | Com ¦ HVAC Energy Management System (Elec SC and Gas SH) - Marine | Com - Refrig. Warehouse | Energy Efficiency | 0.0203 | 0.02127 | 0.022286 | 0.023327 | 0.02444 | 0.025619 | 0.026874 | 0.028198 | 0.029608 | 0.031091 | 0.032672 | 0.03435 | 0.036124
Scenario 3: Aggressive Fuel Sub | SDG&E | Com | HVAC | Com ¦ HVAC Energy Management System (Elec SC and Gas SH) - Hot-Dry | Com - Refrig. Warehouse | Energy Efficiency | 0.021932 | 0.02298 | 0.024077 | 0.025202 | 0.026405 | 0.027679 | 0.029035 | 0.030465 | 0.031989 | 0.03359 | 0.035298 | 0.037111 | 0.039028
Scenario 3: Aggressive Fuel Sub | SDG&E | Com | HVAC | Com ¦ Com High Eff. Furnace (95 AFUE) - ZEAS 2030 - Hot-Dry | Com - Refrig. Warehouse | Energy Efficiency | 144.6127 | 151.6883 | 159.1536 | 166.9662 | 175.2705 | 0 | 0 | 0 | 0 | 0 | 0 | 0 | 0
Scenario 3: Aggressive Fuel Sub | SDG&E | Com | WaterHeat | Com ¦ Com Heat Pump Water Heater (3.3 UEF - 50 Gal) - Marine | Com - Refrig. Warehouse | Energy Efficiency | 6445.4928 | 6682.5454 | 6907.0601 | 7113.5186 | 7357.8286 | 7637.0979 | 7831.7572 | 7967.7248 | 8088.3321 | 8180.1456 | 8336.7519 | 8454.3088 | 8559.9198
Scenario 3: Aggressive Fuel Sub | SDG&E | Com | WaterHeat | Com ¦ Com Heat Pump Water Heater (3.3 UEF - 50 Gal) - Hot-Dry | Com - Refrig. Warehouse | Energy Efficiency | 34262.2334 | 35522.3313 | 36715.7812 | 37813.2503 | 39111.9261 | 40596.4348 | 41631.183 | 42353.9445 | 42995.0557 | 43483.1075 | 44315.5778 | 44940.4736 | 45501.8689
Scenario 3: Aggressive Fuel Sub | SDG&E | Com | WaterHeat | Com ¦ Com Hot Water Tank Insulation - Hot-Dry | Com - Refrig. Warehouse | Energy Efficiency | 1226.6084 | 1283.0012 | 1341.8109 | 1403.582 | 1468.5393 | 1536.8915 | 1608.932 | 1684.9482 | 1765.1738 | 1849.8534 | 1939.2282 | 2033.7187 | 2133.7769
Scenario 3: Aggressive Fuel Sub | SDG&E | Com | WaterHeat | Com ¦ Faucet Aerators (Gas WH) - Hot-Dry | Com - Refrig. Warehouse | Energy Efficiency | 1304.0562 | 1364.015 | 1426.5224 | 1492.1747 | 1561.2113 | 1633.8471 | 1710.4002 | 1791.1747 | 1876.4238 | 1966.4069 | 2061.3668 | 2161.7548 | 2268.0592
Scenario 3: Aggressive Fuel Sub | SDG&E | Com | WaterHeat | Com ¦ Faucet Aerators (Elec WH) - Marine | Com - Refrig. Warehouse | Energy Efficiency | 26.0029 | 27.4585 | 27.7914 | 27.3225 | 28.8205 | 31.8024 | 33.4952 | 34.5733 | 34.6974 | 34.8779 | 36.5327 | 37.6083 | 38.6913
Scenario 3: Aggressive Fuel Sub | SDG&E | Com | WaterHeat | Com ¦ Faucet Aerators (Elec WH) - Hot-Dry | Com - Refrig. Warehouse | Energy Efficiency | 137.2938 | 144.9792 | 146.737 | 144.2612 | 152.1706 | 167.9148 | 176.8529 | 182.5449 | 183.2003 | 184.1531 | 192.8909 | 198.57 | 204.2882
Scenario 3: Aggressive Fuel Sub | SDG&E | Com | WaterHeat | Com ¦ Com Water Heating Controls (Gas WH) - Hot-Dry | Com - Refrig. Warehouse | Energy Efficiency | 4486.6451 | 4693.3047 | 4909.8092 | 5137.5473 | 5377.3652 | 5630.1292 | 5896.715 | 6178.0393 | 6475.0979 | 6789.0375 | 7120.9619 | 7472.1263 | 7843.8655
Scenario 3: Aggressive Fuel Sub | SDG&E | Com | WaterHeat | Com ¦ Com Hot Water Pipe Insulation - Hot-Dry | Com - Refrig. Warehouse | Energy Efficiency | 98014.8399 | 102521.3491 | 107235.2172 | 112188.9878 | 117402.1659 | 122893.2341 | 128683.4335 | 134794.1189 | 141242.3478 | 148051.676 | 155247.3584 | 162859.3233 | 170918.3066
Scenario 3: Aggressive Fuel Sub | SDG&E | Com | WaterHeat | Com ¦ Com Efficient Tankless Gas Water Heater (0.87 UEF - High Draw) - ZEAS 2030 - Marine | Com - Refrig. Warehouse | Energy Efficiency | 11.5916 | 13.4865 | 15.4925 | 16.5178 | 18.2674 | 0 | 0 | 0 | 0 | 0 | 0 | 0 | 0
Scenario 3: Aggressive Fuel Sub | SDG&E | Com | WaterHeat | Com ¦ Com Efficient Tankless Gas Water Heater (0.87 UEF - High Draw) - ZEAS 2030 - Hot-Dry | Com - Refrig. Warehouse | Energy Efficiency | 30.7324 | 35.7562 | 41.0748 | 43.793 | 48.4318 | 0 | 0 | 0 | 0 | 0 | 0 | 0 | 0
Scenario 3: Aggressive Fuel Sub | SDG&E | Com | WaterHeat | Com ¦ Com Heat Pump Water Heater (3.75 UEF - 50 Gal) - Fuel Sub - ZEAS 2030 - Marine | Com - Refrig. Warehouse | Fuel Substitution | 7335.4243 | 7725.6688 | 8150.8865 | 8614.9329 | 9090.9208 | 5315.1985 | 5446.9758 | 5538.422 | 5618.5484 | 5679.4707 | 5784.096 | 5861.6176 | 5931.1604
Scenario 3: Aggressive Fuel Sub | SDG&E | Com | WaterHeat | Com ¦ Com Heat Pump Water Heater (3.75 UEF - 50 Gal) - Fuel Sub - ZEAS 2030 - Hot-Dry | Com - Refrig. Warehouse | Fuel Substitution | 19376.4426 | 20411.8916 | 21540.268 | 22771.8189 | 24035.0818 | 13991.1426 | 14339.3932 | 14580.4209 | 14791.3326 | 14951.173 | 15227.1382 | 15431.0353 | 15613.6945
Scenario 3: Aggressive Fuel Sub | SDG&E | Com | WaterHeat | Com ¦ Com Efficient Tankless Gas Water Heater (0.87 UEF - High Draw) - Panel Upgrade - ZEAS 2030 - Marine | Com - Refrig. Warehouse | Energy Efficiency | 9.6172 | 11.1893 | 12.8537 | 13.7043 | 15.1559 | 0 | 0 | 0 | 0 | 0 | 0 | 0 | 0
Scenario 3: Aggressive Fuel Sub | SDG&E | Com | WaterHeat | Com ¦ Com Efficient Tankless Gas Water Heater (0.87 UEF - High Draw) - Panel Upgrade - ZEAS 2030 - Hot-Dry | Com - Refrig. Warehouse | Energy Efficiency | 25.4978 | 29.6659 | 34.0785 | 36.3337 | 40.1824 | 0 | 0 | 0 | 0 | 0 | 0 | 0 | 0
Scenario 3: Aggressive Fuel Sub | SDG&E | Com | WaterHeat | Com ¦ Com Heat Pump Water Heater (3.75 UEF - 50 Gal) - Fuel Sub - Panel Upgrade - ZEAS 2030 - Marine | Com - Refrig. Warehouse | Fuel Substitution | 6085.9839 | 6409.7582 | 6762.5487 | 7147.5542 | 7542.4672 | 4409.8625 | 4519.1942 | 4595.0644 | 4661.5429 | 4712.0884 | 4798.8928 | 4863.2102 | 4920.9078
Scenario 3: Aggressive Fuel Sub | SDG&E | Com | WaterHeat | Com ¦ Com Heat Pump Water Heater (3.75 UEF - 50 Gal) - Fuel Sub - Panel Upgrade - ZEAS 2030 - Hot-Dry | Com - Refrig. Warehouse | Fuel Substitution | 16076.0595 | 16935.1408 | 17871.3213 | 18893.1025 | 19941.1942 | 11608.0359 | 11896.9691 | 12096.9426 | 12271.9298 | 12404.5446 | 12633.5048 | 12802.6721 | 12954.219
Scenario 3: Aggressive Fuel Sub | SDG&E | Com | WaterHeat | Com ¦ Com Heat Pump Water Heater (100+ Gal, 200+ kBtuh - 4.3 COP) - Fuel Sub - ZEAS 2030 - Marine | Com - Refrig. Warehouse | Fuel Substitution | 1620.6748 | 1706.4202 | 1799.2379 | 1899.8907 | 2003.7433 | 0 | 0 | 0 | 0 | 0 | 0 | 0 | 0
Scenario 3: Aggressive Fuel Sub | SDG&E | Com | WaterHeat | Com ¦ Com Heat Pump Water Heater (100+ Gal, 200+ kBtuh - 4.3 COP) - Fuel Sub - ZEAS 2030 - Hot-Dry | Com - Refrig. Warehouse | Fuel Substitution | 8580.9081 | 9034.9586 | 9526.4646 | 10059.4661 | 10609.4087 | 0 | 0 | 0 | 0 | 0 | 0 | 0 | 0
Scenario 3: Aggressive Fuel Sub | SDG&E | Com | WaterHeat | Com ¦ Com Heat Pump Water Heater (100+ Gal, 200+ kBtuh - 4.3 COP) - Fuel Sub - Panel Upgrade - ZEAS 2030 - Marine | Com - Refrig. Warehouse | Fuel Substitution | 1344.6258 | 1415.7662 | 1492.7743 | 1576.2829 | 1662.4464 | 0 | 0 | 0 | 0 | 0 | 0 | 0 | 0
Scenario 3: Aggressive Fuel Sub | SDG&E | Com | WaterHeat | Com ¦ Com Heat Pump Water Heater (100+ Gal, 200+ kBtuh - 4.3 COP) - Fuel Sub - Panel Upgrade - ZEAS 2030 - Hot-Dry | Com - Refrig. Warehouse | Fuel Substitution | 7119.3248 | 7496.0371 | 7903.8251 | 8346.0406 | 8802.3116 | 0 | 0 | 0 | 0 | 0 | 0 | 0 | 0
Scenario 3: Aggressive Fuel Sub | SDG&E | Com | WaterHeat | Com ¦ Efficient Gas Water Heating Boiler (0.92 UEF) - ZEAS 2030 - Hot-Dry | Com - Refrig. Warehouse | Energy Efficiency | 4347.7535 | 4560.4049 | 4784.7534 | 5019.5236 | 5269.0821 | 0 | 0 | 0 | 0 | 0 | 0 | 0 | 0
Scenario 3: Aggressive Fuel Sub | SDG&E | Com | ComRefrig | Com ¦ Efficient Refrigerated Display Case - Marine | Com - Refrig. Warehouse | Energy Efficiency | 338.671 | 350.8287 | 361.9707 | 372.3234 | 385.2933 | 400.519 | 410.8442 | 417.7589 | 423.188 | 426.209 | 432.93 | 437.1882 | 440.5872
Scenario 3: Aggressive Fuel Sub | SDG&E | Com | ComRefrig | Com ¦ Efficient Refrigerated Display Case - Hot-Dry | Com - Refrig. Warehouse | Energy Efficiency | 1794.0482 | 1858.5589 | 1917.7393 | 1972.7807 | 2041.6449 | 2122.4265 | 2177.4146 | 2214.4612 | 2243.7153 | 2260.314 | 2296.4544 | 2319.6585 | 2338.3802
Scenario 3: Aggressive Fuel Sub | SDG&E | Com | ComRefrig | Com ¦ Refrigerated Display Case LED Lighting | Com - Refrig. Warehouse | Energy Efficiency | 1667.2816 | 1722.978 | 1772.5264 | 1815.7643 | 1864.6406 | 1921.0101 | 1961.5283 | 1992.9128 | 2022.8526 | 2046.9184 | 2084.8023 | 2114.1381 | 2141.0016
Scenario 3: Aggressive Fuel Sub | SDG&E | Com | ComRefrig | Com ¦ Efficient EC or PMS Motor Retrofit - Marine | Com - Refrig. Warehouse | Energy Efficiency | 99.9454 | 100.7927 | 100.9133 | 100.3865 | 100.4126 | 102.2119 | 103.3316 | 103.8576 | 104.3474 | 104.7468 | 105.4237 | 105.1469 | 104.9288
Scenario 3: Aggressive Fuel Sub | SDG&E | Com | ComRefrig | Com ¦ Efficient EC or PMS Motor Retrofit - Hot-Dry | Com - Refrig. Warehouse | Energy Efficiency | 531.9947 | 536.5048 | 537.1466 | 534.3427 | 534.4814 | 544.0589 | 550.0189 | 552.8187 | 555.426 | 557.5516 | 561.1548 | 559.6815 | 558.5207
Scenario 3: Aggressive Fuel Sub | SDG&E | Com | ComRefrig | Com ¦ Walk-in Anti Sweat Heat Controls - Marine | Com - Refrig. Warehouse | Energy Efficiency | 32.0195 | 34.5264 | 35.5432 | 31.1505 | 24.265 | 26.9306 | 28.9494 | 28.8331 | 28.6105 | 27.8734 | 30.8154 | 29.799 | 28.5869
Scenario 3: Aggressive Fuel Sub | SDG&E | Com | ComRefrig | Com ¦ Walk-in Anti Sweat Heat Controls - Hot-Dry | Com - Refrig. Warehouse | Energy Efficiency | 194.3007 | 209.0279 | 215.4413 | 191.6144 | 153.8752 | 169.6324 | 181.8136 | 182.0941 | 181.8313 | 178.7434 | 196.3039 | 191.7712 | 186.2109
Scenario 3: Aggressive Fuel Sub | SDG&E | Com | ComRefrig | Com ¦ Efficient Refrigeration Compressor - Marine | Com - Refrig. Warehouse | Energy Efficiency | 1936.231 | 1951.9435 | 1953.3999 | 1942.1489 | 1941.654 | 1975.7753 | 1996.5469 | 2005.6451 | 2013.9667 | 2020.4455 | 2032.2735 | 2025.3692 | 2019.5239
Scenario 3: Aggressive Fuel Sub | SDG&E | Com | ComRefrig | Com ¦ Efficient Refrigeration Compressor - Hot-Dry | Com - Refrig. Warehouse | Energy Efficiency | 10292.4014 | 10375.9239 | 10383.6656 | 10323.8592 | 10321.2281 | 10502.6065 | 10613.0215 | 10661.385 | 10705.6198 | 10740.0592 | 10802.9331 | 10766.2319 | 10735.1601
Scenario 3: Aggressive Fuel Sub | SDG&E | Com | ComRefrig | Com ¦ Floating Head Pressure Controls - Marine | Com - Refrig. Warehouse | Energy Efficiency | 896.9388 | 955.7923 | 971.0261 | 881.8235 | 796.8765 | 862.7585 | 909.471 | 923.9438 | 931.4958 | 951.739 | 1013.5905 | 1013.1144 | 1010.0957
Scenario 3: Aggressive Fuel Sub | SDG&E | Com | ComRefrig | Com ¦ Floating Head Pressure Controls - Hot-Dry | Com - Refrig. Warehouse | Energy Efficiency | 4106.6539 | 4375.9901 | 4445.9374 | 4038.4854 | 3650.5043 | 3952.0316 | 4165.9473 | 4232.5054 | 4267.4479 | 4360.43 | 4643.6423 | 4641.9597 | 4628.6837
Scenario 3: Aggressive Fuel Sub | SDG&E | Com | Lighting | Com ¦ LED High and Low Bay - 155 lpw | Com - Refrig. Warehouse | Energy Efficiency | 109249.6832 | 112630.0755 | 115568.4891 | 118149.769 | 121652.4222 | 126517.0557 | 130138.4953 | 132781.2303 | 135050.2168 | 136511.268 | 138679.1464 | 139752.5878 | 140660.3267
Scenario 3: Aggressive Fuel Sub | SDG&E | Com | Lighting | Com ¦ LED Fixtures and Retrofit Kits - 140 lpw - RET | Com - Refrig. Warehouse | Energy Efficiency | 1641.1108 | 1698.7512 | 1751.2636 | 1798.1116 | 1851.6207 | 1911.7277 | 1952.892 | 1983.8262 | 2013.1875 | 2036.3284 | 2073.9038 | 2102.6697 | 2128.7457
Scenario 3: Aggressive Fuel Sub | SDG&E | Com | Lighting | Com ¦ LED Fixtures and Retrofit Kits - 140 lpw | Com - Refrig. Warehouse | Energy Efficiency | 3908.3693 | 4048.0621 | 4175.603 | 4287.7664 | 4416.9613 | 4562.2704 | 4663.1484 | 4739.5702 | 4812.903 | 4870.8812 | 4964.0766 | 5036.4705 | 5102.2532
Scenario 3: Aggressive Fuel Sub | PG&E | Com | BldgEnv | Com ¦ Com Wall Insulation (R13) - Marine | Com - Restaurant | Energy Efficiency | 263613.8383 | 273934.2602 | 284545.1406 | 295584.8922 | 307559.0417 | 320806.2251 | 334588.4946 | 349010.2644 | 364144.7458 | 380089.3899 | 396866.3756 | 365591.1271 | 381784.4026
Scenario 3: Aggressive Fuel Sub | PG&E | Com | BldgEnv | Com ¦ Com Wall Insulation (R14) - Marine | Com - Restaurant | Energy Efficiency | 525.0074 | 548.9364 | 583.6931 | 619.8494 | 657.8159 | 697.3549 | 744.8708 | 792.8095 | 841.6627 | 896.438 | 953.8336 | 0 | 11622.7876
Scenario 3: Aggressive Fuel Sub | PG&E | Com | BldgEnv | Com ¦ Com Wall Insulation (R14) - Hot-Dry | Com - Restaurant | Energy Efficiency | 284456.3647 | 293647.5552 | 302639.4329 | 311745.868 | 322616.3741 | 336330.3569 | 350234.0051 | 364557.2306 | 379441.0588 | 395104.7448 | 411500.6798 | 376477.6228 | 404196.2483
Scenario 3: Aggressive Fuel Sub | PG&E | Com | BldgEnv | Com ¦ Com Wall Insulation (R14) - Cold | Com - Restaurant | Energy Efficiency | 1322.4142 | 1374.4169 | 1427.9863 | 1483.7486 | 1544.1134 | 1610.7053 | 1680.0619 | 1752.6503 | 1828.8432 | 1909.1289 | 1993.613 | 1871.7884 | 2009.631
Scenario 3: Aggressive Fuel Sub | PG&E | Com | HVAC | Com ¦ Variable Refrigerant Flow (VRF) Heat Pump - Hot-Dry | Com - Restaurant | Energy Efficiency | 208758.7043 | 212997.3842 | 216250.0621 | 218759.6042 | 222534.3596 | 228469.5599 | 232709.9058 | 236277.8719 | 239485.7592 | 242466.333 | 246796.4837 | 217516.01 | 255817.9015
Scenario 3: Aggressive Fuel Sub | PG&E | Com | HVAC | Com ¦ Variable Refrigerant Flow (VRF) Heat Pump - Marine | Com - Restaurant | Energy Efficiency | 287448.9599 | 293285.383 | 297764.137 | 301219.635 | 306417.2602 | 314589.6962 | 320428.4133 | 325341.3014 | 329758.3813 | 333862.4633 | 339824.8365 | 299507.2759 | 352246.8198
Scenario 3: Aggressive Fuel Sub | PG&E | Com | HVAC | Com ¦ Variable Refrigerant Flow (VRF) Heat Pump - Cold | Com - Restaurant | Energy Efficiency | 537.2055 | 548.113 | 556.4832 | 562.9411 | 572.6548 | 587.928 | 598.8399 | 608.0214 | 616.2764 | 623.9464 | 635.0893 | 559.7409 | 658.3044
Scenario 3: Aggressive Fuel Sub | PG&E | Com | HVAC | Com ¦ Demand Controlled Ventilation (HVAC) - Marine | Com - Restaurant | Energy Efficiency | 2150936.0562 | 2223388.262 | 2295508.4237 | 2367410.7191 | 2450980.3546 | 2553730.4065 | 2659323.2629 | 2766647.675 | 2877330.349 | 2993473.5496 | 3121614.2591 | 2767985.1701 | 4153922.4036
Scenario 3: Aggressive Fuel Sub | PG&E | Com | HVAC | Com ¦ Demand Controlled Ventilation (HVAC) - Hot-Dry | Com - Restaurant | Energy Efficiency | 2004483.7415 | 2063141.4999 | 2118831.7505 | 2171977.4506 | 2239220.4574 | 2331056.0983 | 2423808.9117 | 2516178.3197 | 2610254.0368 | 2708508.6197 | 2820177.4147 | 2494557.1078 | 3714324.2904
Scenario 3: Aggressive Fuel Sub | PG&E | Com | HVAC | Com ¦ Demand Controlled Ventilation (HVAC) - Cold | Com - Restaurant | Energy Efficiency | 16699.3715 | 17241.0877 | 17773.4477 | 18298.5711 | 18921.4286 | 19710.0113 | 20516.5829 | 21331.6147 | 22170.7818 | 23049.2182 | 24026.4365 | 21751.7925 | 31064.3301
Scenario 3: Aggressive Fuel Sub | PG&E | Com | HVAC | Com ¦ HVAC Energy Management System (Elec SC and Gas SH) - Marine | Com - Restaurant | Energy Efficiency | 3562180.084 | 3671674.1057 | 3777470.2455 | 3880132.4917 | 4005935.7534 | 4171460.2303 | 4339641.3851 | 4508325.0388 | 4680884.7089 | 4861410.0313 | 5064449.7699 | 4483457.6961 | 6693678.838
Scenario 3: Aggressive Fuel Sub | PG&E | Com | HVAC | Com ¦ HVAC Energy Management System (Elec SC and Gas SH) - Hot-Dry | Com - Restaurant | Energy Efficiency | 2545651.3099 | 2622070.9117 | 2695299.4229 | 2765805.2052 | 2853513.6312 | 2970994.3632 | 3090016.2518 | 3208985.1718 | 3330430.3402 | 3457380.2859 | 3600880.6502 | 3186495.6763 | 4751176.4811
Scenario 3: Aggressive Fuel Sub | PG&E | Com | HVAC | Com ¦ HVAC Energy Management System (Elec SC and Gas SH) - Cold | Com - Restaurant | Energy Efficiency | 11347.6112 | 11742.3059 | 12138.6176 | 12537.0415 | 12992.1989 | 13539.8171 | 14104.8582 | 14681.6404 | 15279.1175 | 15905.9999 | 16593.3086 | 15041.3662 | 21561.6203
Scenario 3: Aggressive Fuel Sub | PG&E | Com | HVAC | Com ¦ Economizer - Marine | Com - Restaurant | Energy Efficiency | 35802.4397 | 38559.0882 | 40508.4177 | 38248.3048 | 32411.9911 | 35826.5204 | 37532.3435 | 38661.7124 | 39363.2731 | 38164.6343 | 41332.5065 | 35695.9026 | 53042.6463
Scenario 3: Aggressive Fuel Sub | PG&E | Com | HVAC | Com ¦ Economizer - Hot-Dry | Com - Restaurant | Energy Efficiency | 20416.221 | 21988.1906 | 23099.7892 | 21810.9674 | 18482.8291 | 20429.953 | 21402.6929 | 22046.7117 | 22446.7744 | 21763.2546 | 23569.7231 | 20355.4686 | 30247.391
Scenario 3: Aggressive Fuel Sub | PG&E | Com | HVAC | Com ¦ Economizer - Cold | Com - Restaurant | Energy Efficiency | 33.5801 | 36.1656 | 37.9939 | 35.8741 | 30.4001 | 33.6027 | 35.2026 | 36.2619 | 36.9199 | 35.7956 | 38.7669 | 33.4801 | 49.7501
Scenario 3: Aggressive Fuel Sub | PG&E | Com | HVAC | Com ¦ Large Packaged Heat Pump (IEER 14.0) - Fuel Sub - ZEAS 2030 - Marine | Com - Restaurant | Fuel Substitution | 664545.7591 | 706711.3506 | 753248.0379 | 803881.1607 | 855253.5398 | -117075.4556 | -118114.0568 | -119273.2508 | -120505.5095 | -121793.2211 | -122892.7361 | -109637.904 | -110851.9362
Scenario 3: Aggressive Fuel Sub | PG&E | Com | HVAC | Com ¦ Large Packaged Heat Pump (IEER 14.0) - Fuel Sub - ZEAS 2030 - Hot-Dry | Com - Restaurant | Fuel Substitution | 602121.863 | 640224.6943 | 682394.9149 | 728356.6686 | 774874.7554 | -64929.8857 | -65252.6748 | -65748.138 | -66342.4626 | -67008.1967 | -67367.5896 | -60082.7983 | -60751.2256
Scenario 3: Aggressive Fuel Sub | PG&E | Com | HVAC | Com ¦ Large Packaged Heat Pump (IEER 14.0) - Fuel Sub - ZEAS 2030 - Cold | Com - Restaurant | Fuel Substitution | 7284.8819 | 7706.5747 | 8173.8115 | 8683.2923 | 9197.6655 | -246.7312 | -248.9143 | -251.3539 | -253.9488 | -256.6615 | -258.973 | -236.0716 | -238.6857
Scenario 3: Aggressive Fuel Sub | PG&E | Com | HVAC | Com ¦ Large Packaged Heat Pump (IEER 14.0) - Fuel Sub - Panel Upgrade - ZEAS 2030 - Marine | Com - Restaurant | Fuel Substitution | 151849.5223 | 161484.4118 | 172118.102 | 183687.8328 | 195426.4845 | -26751.8854 | -26989.2071 | -27254.0843 | -27535.657 | -27829.9006 | -28081.1412 | -25052.3958 | -25329.8036
Scenario 3: Aggressive Fuel Sub | PG&E | Com | HVAC | Com ¦ Large Packaged Heat Pump (IEER 14.0) - Fuel Sub - Panel Upgrade - ZEAS 2030 - Hot-Dry | Com - Restaurant | Fuel Substitution | 137585.5854 | 146292.1292 | 155928.0764 | 166430.3936 | 177059.8335 | -14836.5587 | -14910.3164 | -15023.5303 | -15159.3342 | -15311.4553 | -15393.577 | -13728.9932 | -13881.7297
Scenario 3: Aggressive Fuel Sub | PG&E | Com | HVAC | Com ¦ Large Packaged Heat Pump (IEER 14.0) - Fuel Sub - Panel Upgrade - ZEAS 2030 - Cold | Com - Restaurant | Fuel Substitution | 1664.6045 | 1760.9618 | 1867.726 | 1984.1429 | 2101.6779 | 0 | 0 | 0 | 0 | 0 | 0 | 0 | 0
Scenario 3: Aggressive Fuel Sub | PG&E | Com | HVAC | Com ¦ Small Packaged Heat Pump (SEER 18) - Fuel Sub - ZEAS 2030 - Marine | Com - Restaurant | Fuel Substitution | 504146.2274 | 525863.0538 | 548406.9212 | 571935.5689 | 596974.3539 | 141346.5495 | 144135.945 | 146429.4154 | 148457.3319 | 150305.669 | 153151.4999 | 136746.63 | 138241.8961
Scenario 3: Aggressive Fuel Sub | PG&E | Com | HVAC | Com ¦ Small Packaged Heat Pump (SEER 18) - Fuel Sub - ZEAS 2030 - Hot-Dry | Com - Restaurant | Fuel Substitution | 474397.9811 | 493783.6769 | 513659.5368 | 534219.2529 | 556328.4966 | 194028.0358 | 197737.3986 | 200815.9979 | 203557.6404 | 206071.986 | 209860.1515 | 187372.3412 | 189422.607
Scenario 3: Aggressive Fuel Sub | PG&E | Com | HVAC | Com ¦ Small Packaged Heat Pump (SEER 18) - Fuel Sub - ZEAS 2030 - Cold | Com - Restaurant | Fuel Substitution | 3146.667 | 3294.3647 | 3451.7988 | 3619.1412 | 3793.2641 | 607.5031 | 619.0475 | 628.6461 | 637.2057 | 645.0648 | 656.8568 | 599.2362 | 605.7941
Scenario 3: Aggressive Fuel Sub | PG&E | Com | HVAC | Com ¦ Small Packaged Heat Pump (SEER 18) - Fuel Sub - Panel Upgrade - ZEAS 2030 - Marine | Com - Restaurant | Fuel Substitution | 115198.0323 | 120160.3538 | 125311.6552 | 130687.9801 | 136409.3733 | 32297.8602 | 32935.2405 | 33459.3013 | 33922.6827 | 34345.03 | 34995.3059 | 31246.7729 | 31588.4431
Scenario 3: Aggressive Fuel Sub | PG&E | Com | HVAC | Com ¦ Small Packaged Heat Pump (SEER 18) - Fuel Sub - Panel Upgrade - ZEAS 2030 - Hot-Dry | Com - Restaurant | Fuel Substitution | 108400.5215 | 112830.1768 | 117371.8352 | 122069.7556 | 127121.7449 | 44335.6445 | 45183.2385 | 45886.7022 | 46513.1709 | 47087.702 | 47953.3024 | 42814.8102 | 43283.2984
Scenario 3: Aggressive Fuel Sub | PG&E | Com | HVAC | Com ¦ Small Packaged Heat Pump (SEER 18) - Fuel Sub - Panel Upgrade - ZEAS 2030 - Cold | Com - Restaurant | Fuel Substitution | 719.0173 | 752.7664 | 788.7403 | 826.9782 | 866.7655 | 138.8152 | 141.4531 | 143.6464 | 145.6023 | 147.3981 | 150.0926 | 136.9262 | 138.4247
Scenario 3: Aggressive Fuel Sub | PG&E | Com | HVAC | Com ¦ Com High Eff. Furnace (95 AFUE) - ZEAS 2030 - Marine | Com - Restaurant | Energy Efficiency | 1452363.4607 | 1516902.3824 | 1585071.0976 | 1656872.8237 | 1732507.7365 | 0 | 0 | 0 | 0 | 0 | 0 | 0 | 0
Scenario 3: Aggressive Fuel Sub | PG&E | Com | HVAC | Com ¦ Com High Eff. Furnace (95 AFUE) - ZEAS 2030 - Hot-Dry | Com - Restaurant | Energy Efficiency | 1170797.6807 | 1222824.6161 | 1277777.6466 | 1335659.3662 | 1396631.1427 | 0 | 0 | 0 | 0 | 0 | 0 | 0 | 0
Scenario 3: Aggressive Fuel Sub | PG&E | Com | HVAC | Com ¦ Com High Eff. Furnace (95 AFUE) - ZEAS 2030 - Cold | Com - Restaurant | Energy Efficiency | 5616.4602 | 5866.0398 | 6129.6562 | 6407.322 | 6699.8111 | 0 | 0 | 0 | 0 | 0 | 0 | 0 | 0
Scenario 3: Aggressive Fuel Sub | PG&E | Com | HVAC | Com ¦ HVAC Heat Recovery/Energy Recovery Ventilator (ERV) - Marine | Com - Restaurant | Energy Efficiency | 33329000.0836 | 34781449.2796 | 36313528.2535 | 37925436.6258 | 39621611.1348 | 41407808.4873 | 43294940.5255 | 45283785.1927 | 47382260.7478 | 49598715.1816 | 51938701.7035 | 48425827.1428 | 57776095.2711
Scenario 3: Aggressive Fuel Sub | PG&E | Com | HVAC | Com ¦ HVAC Heat Recovery/Energy Recovery Ventilator (ERV) - Hot-Dry | Com - Restaurant | Energy Efficiency | 28346020.0034 | 29581315.2076 | 30884334.8341 | 32255248.6584 | 33697830.0872 | 35216975.1488 | 36821964.2684 | 38513459.0802 | 40298193.993 | 42183268.8996 | 44173406.7552 | 41185737.9888 | 49138058.3925
Scenario 3: Aggressive Fuel Sub | PG&E | Com | HVAC | Com ¦ HVAC Heat Recovery/Energy Recovery Ventilator (ERV) - Cold | Com - Restaurant | Energy Efficiency | 34766.1161 | 36281.1936 | 37879.3344 | 39560.7468 | 41330.0588 | 43193.2753 | 45161.7788 | 47236.3806 | 49425.3405 | 51737.3665 | 54178.2511 | 50513.9046 | 60267.3477
Scenario 3: Aggressive Fuel Sub | PG&E | Com | WaterHeat | Com ¦ Com Heat Pump Water Heater (3.3 UEF - 50 Gal) - Marine | Com - Restaurant | Energy Efficiency | 11312923.2223 | 11721845.1413 | 12109569.5603 | 12478268.4464 | 12921413.291 | 13417078.4542 | 13765608.1124 | 14039134.5264 | 14268407.4385 | 14471955.5401 | 14799635.4943 | 13120294.776 | 15503695.8956
Scenario 3: Aggressive Fuel Sub | PG&E | Com | WaterHeat | Com ¦ Com Heat Pump Water Heater (3.3 UEF - 50 Gal) - Hot-Dry | Com - Restaurant | Energy Efficiency | 8311050.5707 | 8612055.4121 | 8897436.0525 | 9168797.3046 | 9495002.4811 | 9859898.511 | 10116389.8716 | 10317621.8836 | 10486248.6077 | 10635918.8602 | 10877038.0291 | 9642950.2544 | 11394791.9798
Scenario 3: Aggressive Fuel Sub | PG&E | Com | WaterHeat | Com ¦ Com Heat Pump Water Heater (3.3 UEF - 50 Gal) - Cold | Com - Restaurant | Energy Efficiency | 25716.264 | 26645.243 | 27526.0863 | 28363.7223 | 29370.4393 | 30496.4408 | 31288.2795 | 31909.7761 | 32430.7683 | 32893.3394 | 33637.8364 | 29820.7474 | 35237.7896
Scenario 3: Aggressive Fuel Sub | PG&E | Com | WaterHeat | Com ¦ Com Hot Water Tank Insulation - Marine | Com - Restaurant | Energy Efficiency | 19126.0177 | 19929.1591 | 20763.417 | 21636.8073 | 22552.3077 | 23512.6055 | 24521.6356 | 25583.1798 | 26700.1437 | 27875.5502 | 29112.3233 | 27428.1394 | 28669.4965
Scenario 3: Aggressive Fuel Sub | PG&E | Com | WaterHeat | Com ¦ Com Hot Water Tank Insulation - Hot-Dry | Com - Restaurant | Energy Efficiency | 13476.9567 | 14042.8822 | 14630.7337 | 15246.1594 | 15891.2576 | 16567.9218 | 17278.9248 | 18026.9312 | 18813.9886 | 19642.2271 | 20513.7068 | 19326.9635 | 20201.6734
Scenario 3: Aggressive Fuel Sub | PG&E | Com | WaterHeat | Com ¦ Com Hot Water Tank Insulation - Cold | Com - Restaurant | Energy Efficiency | 27.5011 | 28.656 | 29.8555 | 31.1114 | 32.4278 | 33.8086 | 35.2594 | 36.7858 | 38.3919 | 40.082 | 41.8604 | 39.4387 | 41.2236
Scenario 3: Aggressive Fuel Sub | PG&E | Com | WaterHeat | Com ¦ Faucet Aerators (Gas WH) - Marine | Com - Restaurant | Energy Efficiency | 158271.3421 | 164918.0931 | 171819.8052 | 179044.9332 | 186618.1937 | 194560.9552 | 202906.5686 | 211686.1325 | 220924.2861 | 230645.9432 | 240873.7146 | 226933.1496 | 237198.1935
Scenario 3: Aggressive Fuel Sub | PG&E | Com | WaterHeat | Com ¦ Faucet Aerators (Gas WH) - Hot-Dry | Com - Restaurant | Energy Efficiency | 106695.4594 | 111176.2336 | 115828.8848 | 120699.5603 | 125804.9224 | 131159.3761 | 136785.4045 | 142703.9719 | 148931.6883 | 155485.3491 | 162380.1965 | 152982.4435 | 159902.4175
Scenario 3: Aggressive Fuel Sub | PG&E | Com | WaterHeat | Com ¦ Faucet Aerators (Gas WH) - Cold | Com - Restaurant | Energy Efficiency | 245.4001 | 255.7059 | 266.407 | 277.6096 | 289.352 | 301.6673 | 314.6071 | 328.2199 | 342.5437 | 357.6171 | 373.4753 | 351.8604 | 367.7764
Scenario 3: Aggressive Fuel Sub | PG&E | Com | WaterHeat | Com ¦ Faucet Aerators (Elec WH) - Marine | Com - Restaurant | Energy Efficiency | 15045.5608 | 15873.1917 | 16025.7322 | 15818.8443 | 16789.4314 | 18445.9923 | 19409.7139 | 20030.1642 | 19874.0998 | 19885.8011 | 20852.0335 | 18992.6928 | 19585.7027
Scenario 3: Aggressive Fuel Sub | PG&E | Com | WaterHeat | Com ¦ Faucet Aerators (Elec WH) - Hot-Dry | Com - Restaurant | Energy Efficiency | 10707.6203 | 11296.6284 | 11405.1884 | 11257.9504 | 11948.6976 | 13127.6384 | 13813.4995 | 14255.0614 | 14143.9935 | 14152.3211 | 14839.9691 | 13516.714 | 13938.7471
Scenario 3: Aggressive Fuel Sub | PG&E | Com | WaterHeat | Com ¦ Faucet Aerators (Elec WH) - Cold | Com - Restaurant | Energy Efficiency | 37.8259 | 39.9067 | 40.2902 | 39.77 | 42.2102 | 46.3749 | 48.7978 | 50.3577 | 49.9653 | 49.9948 | 52.424 | 47.7494 | 49.2403
Scenario 3: Aggressive Fuel Sub | PG&E | Com | WaterHeat | Com ¦ Com Water Heating Controls (Gas WH) - Marine | Com - Restaurant | Energy Efficiency | 15325329.5371 | 15970304.0471 | 16643618.5128 | 17349617.8238 | 18090754.9618 | 18869513.6341 | 19688365.4505 | 20549878.6146 | 21456847.6184 | 22412519.2925 | 23419947.5081 | 22077601.9151 | 23089058.0551
Scenario 3: Aggressive Fuel Sub | PG&E | Com | WaterHeat | Com ¦ Com Water Heating Controls (Gas WH) - Hot-Dry | Com - Restaurant | Energy Efficiency | 10837886.8959 | 11294005.035 | 11770164.8466 | 12269438.9838 | 12793562.1654 | 13344290.839 | 13923372.8972 | 14532624.5422 | 15174022.005 | 15849861.4047 | 16562302.4018 | 15613011.9035 | 16328301.3998
Scenario 3: Aggressive Fuel Sub | PG&E | Com | WaterHeat | Com ¦ Com Water Heating Controls (Gas WH) - Cold | Com - Restaurant | Energy Efficiency | 22243.1619 | 23179.277 | 24156.5246 | 25181.211 | 26256.8965 | 27387.1857 | 28575.6661 | 29826.0651 | 31142.4386 | 32529.4992 | 33991.6791 | 32043.4005 | 33511.4266
Scenario 3: Aggressive Fuel Sub | PG&E | Com | WaterHeat | Com ¦ Low-flow Pre-Rinse Spray Valve - Marine | Com - Restaurant | Energy Efficiency | 187783.1345 | 195698.6932 | 203999.293 | 212702.7115 | 221833.7216 | 231424.3019 | 241532.5726 | 252159.0259 | 263346.639 | 275142.8155 | 287575.8125 | 267616.8614 | 318692.2782
Scenario 3: Aggressive Fuel Sub | PG&E | Com | WaterHeat | Com ¦ Low-flow Pre-Rinse Spray Valve - Hot-Dry | Com - Restaurant | Energy Efficiency | 129780.1646 | 135250.7438 | 140987.4315 | 147002.5142 | 153313.1129 | 159941.3284 | 166927.3288 | 174271.454 | 182003.4064 | 190155.9475 | 198748.6063 | 184954.6308 | 220253.7327
Scenario 3: Aggressive Fuel Sub | PG&E | Com | WaterHeat | Com ¦ Low-flow Pre-Rinse Spray Valve - Cold | Com - Restaurant | Energy Efficiency | 281.5752 | 293.4443 | 305.8908 | 318.9413 | 332.633 | 347.0138 | 362.1708 | 378.1049 | 394.8804 | 412.5684 | 431.2113 | 401.2834 | 477.8695
Scenario 3: Aggressive Fuel Sub | PG&E | Com | WaterHeat | Com ¦ Com Hot Water Pipe Insulation - Marine | Com - Restaurant | Energy Efficiency | 3737525.6187 | 3894497.6238 | 4058090.4633 | 4229450.0086 | 4409215.3499 | 4597977.1765 | 4796419.5393 | 5005219.4155 | 5224883.6993 | 5456151.367 | 5699812.4703 | 5371652.8723 | 5616307.5073
Scenario 3: Aggressive Fuel Sub | PG&E | Com | WaterHeat | Com ¦ Com Hot Water Pipe Insulation - Hot-Dry | Com - Restaurant | Energy Efficiency | 2233952.3476 | 2327775.913 | 2425556.81 | 2527979.9363 | 2635427.2817 | 2748251.9066 | 2866862.6741 | 2991664.2196 | 3122959.5183 | 3261190.2629 | 3406828.6743 | 3210684.7601 | 3356917.0142
Scenario 3: Aggressive Fuel Sub | PG&E | Com | WaterHeat | Com ¦ Com Hot Water Pipe Insulation - Cold | Com - Restaurant | Energy Efficiency | 4696.0136 | 4893.2411 | 5098.7873 | 5314.0919 | 5539.9581 | 5777.1278 | 6026.4607 | 6288.8073 | 6564.8045 | 6855.3807 | 7161.5287 | 6749.2126 | 7056.6089
Scenario 3: Aggressive Fuel Sub | PG&E | Com | WaterHeat | Com ¦ Com Efficient Tankless Gas Water Heater (0.87 UEF - High Draw) - ZEAS 2030 - Marine | Com - Restaurant | Energy Efficiency | 292227.7273 | 306153.9252 | 326246.7026 | 347229.782 | 369178.1392 | 0 | 0 | 0 | 0 | 0 | 0 | 0 | 0
Scenario 3: Aggressive Fuel Sub | PG&E | Com | WaterHeat | Com ¦ Com Efficient Tankless Gas Water Heater (0.87 UEF - High Draw) - ZEAS 2030 - Hot-Dry | Com - Restaurant | Energy Efficiency | 218145.2083 | 228540.9951 | 243540.0793 | 259203.7695 | 275588.0296 | 0 | 0 | 0 | 0 | 0 | 0 | 0 | 0
Scenario 3: Aggressive Fuel Sub | PG&E | Com | WaterHeat | Com ¦ Com Efficient Tankless Gas Water Heater (0.87 UEF - High Draw) - ZEAS 2030 - Cold | Com - Restaurant | Energy Efficiency | 1260.7761 | 1324.7115 | 1415.3662 | 1510.8146 | 1607.9117 | 0 | 0 | 0 | 0 | 0 | 0 | 0 | 0
Scenario 3: Aggressive Fuel Sub | PG&E | Com | WaterHeat | Com ¦ Com Heat Pump Water Heater (3.75 UEF - 50 Gal) - Fuel Sub - ZEAS 2030 - Marine | Com - Restaurant | Fuel Substitution | 80143090.2931 | 84026633.8447 | 88268955.0354 | 92878594.2927 | 97523978.2869 | 60796036.3256 | 62356251.0455 | 63579763.6267 | 64605147.5058 | 65511606.676 | 66978635.8068 | 60147399.145 | 61093255.2245
Scenario 3: Aggressive Fuel Sub | PG&E | Com | WaterHeat | Com ¦ Com Heat Pump Water Heater (3.75 UEF - 50 Gal) - Fuel Sub - ZEAS 2030 - Hot-Dry | Com - Restaurant | Fuel Substitution | 59427735.9505 | 62314992.4601 | 65470924.3509 | 68901775.149 | 72357051.8523 | 44794452.6348 | 45945468.5999 | 46847840.7927 | 47603896.1506 | 48272121.3075 | 49354276.788 | 44321170.3479 | 45018587.0537
Scenario 3: Aggressive Fuel Sub | PG&E | Com | WaterHeat | Com ¦ Com Heat Pump Water Heater (3.75 UEF - 50 Gal) - Fuel Sub - ZEAS 2030 - Cold | Com - Restaurant | Fuel Substitution | 348325.8463 | 365223.3441 | 383752.0492 | 403944.7496 | 424207.9487 | 270385.1174 | 277252.367 | 282649.9135 | 287182.882 | 291197.1449 | 297659.9065 | 273091.6271 | 277364.0615
Scenario 3: Aggressive Fuel Sub | PG&E | Com | WaterHeat | Com ¦ Com Efficient Tankless Gas Water Heater (0.87 UEF - High Draw) - Panel Upgrade - ZEAS 2030 - Marine | Com - Restaurant | Energy Efficiency | 242452.6749 | 254006.8281 | 270677.2093 | 288086.2477 | 306296.1485 | 0 | 0 | 0 | 0 | 0 | 0 | 0 | 0
Scenario 3: Aggressive Fuel Sub | PG&E | Com | WaterHeat | Com ¦ Com Efficient Tankless Gas Water Heater (0.87 UEF - High Draw) - Panel Upgrade - ZEAS 2030 - Hot-Dry | Com - Restaurant | Energy Efficiency | 180988.6069 | 189613.6828 | 202057.9778 | 215053.6769 | 228647.2114 | 0 | 0 | 0 | 0 | 0 | 0 | 0 | 0
Scenario 3: Aggressive Fuel Sub | PG&E | Com | WaterHeat | Com ¦ Com Efficient Tankless Gas Water Heater (0.87 UEF - High Draw) - Panel Upgrade - ZEAS 2030 - Cold | Com - Restaurant | Energy Efficiency | 1046.0285 | 1099.0738 | 1174.2873 | 1253.4781 | 1334.0366 | 0 | 0 | 0 | 0 | 0 | 0 | 0 | 0
Scenario 3: Aggressive Fuel Sub | PG&E | Com | WaterHeat | Com ¦ Com Heat Pump Water Heater (3.75 UEF - 50 Gal) - Fuel Sub - Panel Upgrade - ZEAS 2030 - Marine | Com - Restaurant | Fuel Substitution | 66492344.1443 | 69714405.003 | 73234133.0239 | 77058613.9462 | 80912751.2161 | 50440667.5009 | 51735131.3619 | 52750243.4485 | 53600974.0296 | 54353036.3081 | 55570186.8507 | 49902512.4775 | 50687261.2028
Scenario 3: Aggressive Fuel Sub | PG&E | Com | WaterHeat | Com ¦ Com Heat Pump Water Heater (3.75 UEF - 50 Gal) - Fuel Sub - Panel Upgrade - ZEAS 2030 - Hot-Dry | Com - Restaurant | Fuel Substitution | 49305429.2776 | 51700900.3378 | 54319283.3901 | 57165758.5027 | 60032499.0643 | 37164628.2849 | 38119592.0801 | 38868263.5148 | 39495540.2129 | 40049946.7991 | 40947779.0933 | 36771960.0139 | 37350585.9621
Scenario 3: Aggressive Fuel Sub | PG&E | Com | WaterHeat | Com ¦ Com Heat Pump Water Heater (3.75 UEF - 50 Gal) - Fuel Sub - Panel Upgrade - ZEAS 2030 - Cold | Com - Restaurant | Fuel Substitution | 288995.6197 | 303014.9723 | 318387.6892 | 335140.9736 | 351952.7486 | 224330.5095 | 230028.0627 | 234506.2469 | 238267.1164 | 241597.6312 | 246959.5928 | 226576.0203 | 230120.7323
Scenario 3: Aggressive Fuel Sub | PG&E | Com | WaterHeat | Com ¦ Com Heat Pump Water Heater (100+ Gal, 200+ kBtuh - 4.3 COP) - Fuel Sub - ZEAS 2030 - Marine | Com - Restaurant | Fuel Substitution | 4869923.8977 | 5108246.5521 | 5366360.9641 | 5644936.1472 | 5928486.2779 | 0 | 0 | 0 | 0 | 0 | 0 | 0 | 0
Scenario 3: Aggressive Fuel Sub | PG&E | Com | WaterHeat | Com ¦ Com Heat Pump Water Heater (100+ Gal, 200+ kBtuh - 4.3 COP) - Fuel Sub - ZEAS 2030 - Hot-Dry | Com - Restaurant | Fuel Substitution | 3596537.5898 | 3773344.8212 | 3964952.512 | 4171851.2982 | 4382320.5634 | 0 | 0 | 0 | 0 | 0 | 0 | 0 | 0
Scenario 3: Aggressive Fuel Sub | PG&E | Com | WaterHeat | Com ¦ Com Heat Pump Water Heater (100+ Gal, 200+ kBtuh - 4.3 COP) - Fuel Sub - ZEAS 2030 - Cold | Com - Restaurant | Fuel Substitution | 10698.9412 | 11225.0955 | 11796.4512 | 12414.3958 | 13041.5597 | 0 | 0 | 0 | 0 | 0 | 0 | 0 | 0
Scenario 3: Aggressive Fuel Sub | PG&E | Com | WaterHeat | Com ¦ Com Heat Pump Water Heater (100+ Gal, 200+ kBtuh - 4.3 COP) - Fuel Sub - Panel Upgrade - ZEAS 2030 - Marine | Com - Restaurant | Fuel Substitution | 4040431.3657 | 4238160.6009 | 4452310.4702 | 4683436.0342 | 4918689.1646 | 0 | 0 | 0 | 0 | 0 | 0 | 0 | 0
Scenario 3: Aggressive Fuel Sub | PG&E | Com | WaterHeat | Com ¦ Com Heat Pump Water Heater (100+ Gal, 200+ kBtuh - 4.3 COP) - Fuel Sub - Panel Upgrade - ZEAS 2030 - Hot-Dry | Com - Restaurant | Fuel Substitution | 2983940.5278 | 3130632.2418 | 3289603.4578 | 3461261.2419 | 3635881.3466 | 0 | 0 | 0 | 0 | 0 | 0 | 0 | 0
Scenario 3: Aggressive Fuel Sub | PG&E | Com | WaterHeat | Com ¦ Com Heat Pump Water Heater (100+ Gal, 200+ kBtuh - 4.3 COP) - Fuel Sub - Panel Upgrade - ZEAS 2030 - Cold | Com - Restaurant | Fuel Substitution | 8876.5941 | 9313.1287 | 9787.1655 | 10299.8559 | 10820.1952 | 0 | 0 | 0 | 0 | 0 | 0 | 0 | 0
Scenario 3: Aggressive Fuel Sub | PG&E | Com | WaterHeat | Com ¦ Efficient Gas Water Heating Boiler (0.92 UEF) - ZEAS 2030 - Marine | Com - Restaurant | Energy Efficiency | 1494062.8499 | 1560433.4901 | 1630531.7145 | 1704361.5583 | 1782136.9813 | 0 | 0 | 0 | 0 | 0 | 0 | 0 | 0
Scenario 3: Aggressive Fuel Sub | PG&E | Com | WaterHeat | Com ¦ Efficient Gas Water Heating Boiler (0.92 UEF) - ZEAS 2030 - Hot-Dry | Com - Restaurant | Energy Efficiency | 1057795.8767 | 1104786.2769 | 1154415.8096 | 1206687.3312 | 1261752.3196 | 0 | 0 | 0 | 0 | 0 | 0 | 0 | 0
Scenario 3: Aggressive Fuel Sub | PG&E | Com | WaterHeat | Com ¦ Efficient Gas Water Heating Boiler (0.92 UEF) - ZEAS 2030 - Cold | Com - Restaurant | Energy Efficiency | 2181.137 | 2278.0295 | 2380.3639 | 2488.1459 | 2601.688 | 0 | 0 | 0 | 0 | 0 | 0 | 0 | 0
Scenario 3: Aggressive Fuel Sub | PG&E | Com | WholeBlg | Com ¦ Com Title 24 2022 Code | Com - Restaurant | Energy Efficiency | 1503815.6529 | 1488257.0606 | 1482896.1763 | 1467153.0583 | 1463200.9043 | 1495936.3963 | 1531682.8582 | 1557664.4415 | 1575965.6532 | 1600040.5651 | 1620454.0136 | 0 | 17335300.8432
Scenario 3: Aggressive Fuel Sub | PG&E | Com | ComRefrig | Com ¦ Efficient Refrigerated Display Case - Marine | Com - Restaurant | Energy Efficiency | 461058.292 | 476789.0442 | 491025.1982 | 504571.6107 | 521952.3889 | 542143.8143 | 555306.972 | 564846.2279 | 571359.2855 | 575907.2037 | 586207.2072 | 516567.5105 | 606288.4527
Scenario 3: Aggressive Fuel Sub | PG&E | Com | ComRefrig | Com ¦ Efficient Refrigerated Display Case - Hot-Dry | Com - Restaurant | Energy Efficiency | 365562.6705 | 378040.4389 | 389336.4209 | 400087.7539 | 413875.8626 | 429890.4457 | 440343.0976 | 447928.7658 | 453120.7107 | 456759.0551 | 464952.9178 | 409745.7452 | 480949.95
Scenario 3: Aggressive Fuel Sub | PG&E | Com | ComRefrig | Com ¦ Efficient Refrigerated Display Case - Cold | Com - Restaurant | Energy Efficiency | 799.5197 | 825.2074 | 847.3122 | 867.5398 | 895.4563 | 928.8646 | 946.8423 | 956.6047 | 959.3852 | 957.38 | 966.9306 | 843.5541 | 978.8373
Scenario 3: Aggressive Fuel Sub | PG&E | Com | ComRefrig | Com ¦ Refrigerated Display Case LED Lighting | Com - Restaurant | Energy Efficiency | 740212.8815 | 765122.2109 | 787568.0936 | 807831.5365 | 831006.2444 | 856930.9279 | 875719.8085 | 891641.8749 | 905725.7557 | 918463.3454 | 937846.5469 | 841715.6834 | 854681.977
Scenario 3: Aggressive Fuel Sub | PG&E | Com | ComRefrig | Com ¦ Efficient EC or PMS Motor Retrofit - Marine | Com - Restaurant | Energy Efficiency | 168381.8745 | 169885.7491 | 170141.8085 | 169404.0107 | 169762.304 | 173409.0892 | 175890.0312 | 177925.8105 | 179809.5466 | 181705.4775 | 184291.365 | 163884.5801 | 165124.2467
Scenario 3: Aggressive Fuel Sub | PG&E | Com | ComRefrig | Com ¦ Efficient EC or PMS Motor Retrofit - Hot-Dry | Com - Restaurant | Energy Efficiency | 133424.6763 | 134616.3366 | 134819.2363 | 134234.6102 | 134518.5195 | 137408.2079 | 139374.0897 | 140987.2277 | 142479.8876 | 143982.2107 | 146031.2507 | 129861.0502 | 130843.3538
Scenario 3: Aggressive Fuel Sub | PG&E | Com | ComRefrig | Com ¦ Efficient EC or PMS Motor Retrofit - Cold | Com - Restaurant | Energy Efficiency | 374.5131 | 377.858 | 378.4275 | 376.7865 | 377.5834 | 385.6946 | 391.2126 | 395.7406 | 399.9304 | 404.1473 | 409.8988 | 364.5102 | 367.2675
Scenario 3: Aggressive Fuel Sub | PG&E | Com | ComRefrig | Com ¦ Walk-in Anti Sweat Heat Controls - Marine | Com - Restaurant | Energy Efficiency | 70506.3305 | 76812.3984 | 79356.9049 | 69861.4363 | 54716.1683 | 61114.8185 | 63472.8773 | 64146.651 | 63365.7134 | 61117.0064 | 66497.6869 | 58150.0872 | 57349.1336
Scenario 3: Aggressive Fuel Sub | PG&E | Com | ComRefrig | Com ¦ Walk-in Anti Sweat Heat Controls - Hot-Dry | Com - Restaurant | Energy Efficiency | 54317.1466 | 58929.4095 | 60928.4097 | 54550.4112 | 44248.0153 | 48965.6658 | 50881.4193 | 51638.1131 | 51396.2731 | 50147.9303 | 54230.8526 | 47797.8513 | 47568.074
Scenario 3: Aggressive Fuel Sub | PG&E | Com | ComRefrig | Com ¦ Walk-in Anti Sweat Heat Controls - Cold | Com - Restaurant | Energy Efficiency | 162.3948 | 176.5831 | 182.4968 | 161.9079 | 128.8915 | 143.3397 | 148.9065 | 150.7834 | 149.4767 | 144.9593 | 157.2672 | 138.0376 | 136.7224
Scenario 3: Aggressive Fuel Sub | PG&E | Com | ComRefrig | Com ¦ Efficient Refrigeration Compressor - Marine | Com - Restaurant | Energy Efficiency | 90918.9139 | 91711.0423 | 91823.8816 | 91395.3142 | 91560.8708 | 93511.7506 | 94827.4811 | 95899.5524 | 96887.1285 | 97879.3315 | 99244.3156 | 88223.4943 | 88857.5818
Scenario 3: Aggressive Fuel Sub | PG&E | Com | ComRefrig | Com ¦ Efficient Refrigeration Compressor - Hot-Dry | Com - Restaurant | Energy Efficiency | 96401.6319 | 97248.5801 | 97377.2332 | 96933.5202 | 97118.9501 | 99193.9337 | 100597.4666 | 101743.8131 | 102801.419 | 103864.6247 | 105323.0083 | 93638.3178 | 94323.1453
Scenario 3: Aggressive Fuel Sub | PG&E | Com | ComRefrig | Com ¦ Efficient Refrigeration Compressor - Cold | Com - Restaurant | Energy Efficiency | 271.5808 | 273.9757 | 274.3495 | 273.1129 | 273.6478 | 279.5015 | 283.4662 | 286.7077 | 289.7004 | 292.7097 | 296.8322 | 263.9152 | 265.8602
Scenario 3: Aggressive Fuel Sub | PG&E | Com | ComRefrig | Com ¦ Floating Head Pressure Controls - Marine | Com - Restaurant | Energy Efficiency | 72102.9575 | 77333.4944 | 78593.1046 | 70937.032 | 63739.3106 | 68909.9345 | 71434.6733 | 72852.3412 | 72905.8356 | 73638.0633 | 78003.8502 | 69529.2603 | 70098.2475
Scenario 3: Aggressive Fuel Sub | PG&E | Com | ComRefrig | Com ¦ Floating Head Pressure Controls - Hot-Dry | Com - Restaurant | Energy Efficiency | 45300.7805 | 48587.868 | 49378.5262 | 44564.138 | 40037.8385 | 43287.0374 | 44872.7872 | 45762.4823 | 45794.487 | 46253.103 | 48995.927 | 43671.553 | 44027.49
Scenario 3: Aggressive Fuel Sub | PG&E | Com | ComRefrig | Com ¦ Floating Head Pressure Controls - Cold | Com - Restaurant | Energy Efficiency | 148.8015 | 159.6015 | 162.1963 | 146.3684 | 131.4872 | 142.162 | 147.3692 | 150.2884 | 150.3883 | 151.8901 | 160.8992 | 143.4101 | 144.5742
Scenario 3: Aggressive Fuel Sub | PG&E | Com | ComRefrig | Com ¦ Add Doors to Open Display Cases - Marine | Com - Restaurant | Energy Efficiency | 441227.661 | 447768.7503 | 453861.0907 | 458802.1939 | 468341.7267 | 488823.0635 | 504862.1345 | 523068.8513 | 541545.7939 | 560730.3176 | 582655.0342 | 531415.0012 | 549160.3754
Scenario 3: Aggressive Fuel Sub | PG&E | Com | ComRefrig | Com ¦ Add Doors to Open Display Cases - Hot-Dry | Com - Restaurant | Energy Efficiency | 324389.8131 | 328512.8852 | 332235.0818 | 334992.4363 | 341336.3096 | 356289.2388 | 367656.553 | 380671.5137 | 393827.1549 | 407464.5964 | 423189.1112 | 385574.5209 | 398015.97
Scenario 3: Aggressive Fuel Sub | PG&E | Com | ComRefrig | Com ¦ Add Doors to Open Display Cases - Cold | Com - Restaurant | Energy Efficiency | 867.305 | 881.0921 | 894.0933 | 904.9921 | 924.651 | 965.0525 | 997.1553 | 1033.4458 | 1070.3461 | 1108.6892 | 1152.3204 | 1074.4202 | 1110.8988
Scenario 3: Aggressive Fuel Sub | PG&E | Com | FoodServ | Com ¦ ENERGY STAR Dishwasher - Tier 2 | Com - Restaurant | Energy Efficiency | 10089536.7471 | 10499533.5144 | 10921560.6626 | 11356496.6347 | 11822232.8253 | 12320991.9877 | 12823513.4045 | 13341668.1669 | 13879780.0736 | 14442948.0776 | 15053328.4643 | 13660688.8219 | 16557147.1467
Scenario 3: Aggressive Fuel Sub | PG&E | Com | FoodServ | Com ¦ ENERGY STAR Combination Oven - Electric | Com - Restaurant | Energy Efficiency | 2222701.5124 | 2291052.2406 | 2352120.2017 | 2410081.6253 | 2484750.3384 | 2577628.0708 | 2645589.7185 | 2700253.5302 | 2743653.2718 | 2781710.8739 | 2841416.2948 | 2513681.2086 | 2965101.4326
Scenario 3: Aggressive Fuel Sub | PG&E | Com | FoodServ | Com ¦ ENERGY STAR Steamer - Electric | Com - Restaurant | Energy Efficiency | 1178775.2097 | 1215023.9563 | 1247410.4006 | 1278149.341 | 1317748.7327 | 1367004.9949 | 1403047.3988 | 1432037.5019 | 1455053.8805 | 1475237.1384 | 1506900.9806 | 1333091.7702 | 1572495.4716
Scenario 3: Aggressive Fuel Sub | PG&E | Com | FoodServ | Com ¦ ENERGY STAR Conveyor Broiler - Gas | Com - Restaurant | Energy Efficiency | 4538073.9651 | 4723879.8445 | 4915868.5911 | 5115522.5307 | 5330350.9561 | 5561425.2534 | 5794900.5457 | 6034924.366 | 6282927.2191 | 6542114.7492 | 6822421.9496 | 6194950.325 | 7513167.9743
Scenario 3: Aggressive Fuel Sub | PG&E | Com | FoodServ | Com ¦ ENERGY STAR Conveyor Oven - Gas | Com - Restaurant | Energy Efficiency | 4919246.7961 | 5131142.7564 | 5354427.4157 | 5589186.7993 | 5836062.1488 | 6095874.6501 | 6370211.6872 | 6659172.926 | 6963893.561 | 7285571.1001 | 7624996.5004 | 7105275.2141 | 8472582.3422
Scenario 3: Aggressive Fuel Sub | PG&E | Com | FoodServ | Com ¦ ENERGY STAR Convection Oven - Electric | Com - Restaurant | Energy Efficiency | 6356318.1419 | 6629911.5987 | 6918237.4714 | 7221340.1419 | 7540235.0406 | 7875847.4683 | 8230188.7678 | 8603422.4586 | 8996767.1101 | 9412149.911 | 9850457.4611 | 8983597.6649 | 10944361.5407
Scenario 3: Aggressive Fuel Sub | PG&E | Com | FoodServ | Com ¦ High Performance Conveyor Toaster | Com - Restaurant | Energy Efficiency | 6052078.6735 | 6238187.3263 | 6404466.1104 | 6562286.2648 | 6765597.8311 | 7018489.7918 | 7203539.0378 | 7352380.2955 | 7470551.2012 | 7574176.2722 | 7736745.0662 | 6844372.1971 | 8073520.9135
Scenario 3: Aggressive Fuel Sub | PG&E | Com | FoodServ | Com ¦ ENERGY STAR Rack Oven - Gas | Com - Restaurant | Energy Efficiency | 2096898.6271 | 2187222.2817 | 2282400.5305 | 2382470.043 | 2487704.1577 | 2598452.9166 | 2715392.9646 | 2838566.7858 | 2968458.2727 | 3105577.8803 | 3250262.7651 | 3028724.205 | 3611558.236
Scenario 3: Aggressive Fuel Sub | PG&E | Com | FoodServ | Com ¦ Electric Deck Oven (60% cooking efficiency) | Com - Restaurant | Energy Efficiency | 187241.9039 | 192999.8163 | 198144.2233 | 203026.9335 | 209317.0772 | 217141.1613 | 222866.2972 | 227471.2143 | 231127.2384 | 234333.2369 | 239362.8627 | 211754.2336 | 249782.1837
Scenario 3: Aggressive Fuel Sub | PG&E | Com | FoodServ | Com ¦ Demand Controlled Ventilation (DCV) Exhaust Hood | Com - Restaurant | Energy Efficiency | 346761.8594 | 359314.687 | 377842.2845 | 396226.7945 | 416098.6394 | 437861.8987 | 462721.974 | 486665.1877 | 510218.77 | 536431.5758 | 564648.2385 | 0 | 6706948.991
Scenario 3: Aggressive Fuel Sub | PG&E | Com | FoodServ | Com ¦ ENERGY STAR Ice Machine | Com - Restaurant | Energy Efficiency | 702608.9215 | 724621.8332 | 744023.1948 | 761801.3875 | 785936.1203 | 817863.4703 | 841671.2646 | 861880.9997 | 878919.4147 | 893285.6696 | 913884.0962 | 808555.3876 | 953634.6328
Scenario 3: Aggressive Fuel Sub | PG&E | Com | FoodServ | Com ¦ ENERGY STAR Fryer - Electric | Com - Restaurant | Energy Efficiency | 905639.4128 | 933488.9072 | 958371.0392 | 981987.413 | 1012411.1694 | 1050254.1882 | 1077945.1518 | 1100217.914 | 1117901.1325 | 1133407.697 | 1157734.6622 | 1024199.0483 | 1208130.1539
Scenario 3: Aggressive Fuel Sub | PG&E | Com | FoodServ | Com ¦ Efficient Food Holding Cabinet | Com - Restaurant | Energy Efficiency | 161130.0617 | 166085.0037 | 170511.9968 | 174713.7881 | 180126.7391 | 186859.7145 | 191786.4509 | 195749.1888 | 198895.3616 | 201654.2672 | 205982.4859 | 182224.0215 | 214948.7793
Scenario 3: Aggressive Fuel Sub | PG&E | Com | FoodServ | Com ¦ ENERGY STAR Griddle - Electric | Com - Restaurant | Energy Efficiency | 365924.1779 | 377176.7838 | 387230.4249 | 396772.6357 | 409065.3738 | 424355.8694 | 435544.4208 | 444543.7445 | 451688.6601 | 457954.0973 | 467783.423 | 413828.2737 | 488145.7533
Scenario 3: Aggressive Fuel Sub | PG&E | Com | FoodServ | Com ¦ Demand Controlled Ventilation (DCV) Exhaust Hood - Retrofit | Com - Restaurant | Energy Efficiency | 2557514.4295 | 2694181.5873 | 2769744.2818 | 2739197.797 | 2759562.0161 | 2939104.3444 | 3068282.5057 | 3183563.4671 | 3264584.7563 | 3339727.0674 | 3511532.6141 | 3201616.8172 | 3306453.7727
Scenario 3: Aggressive Fuel Sub | PG&E | Com | FoodServ | Com ¦ ENERGY STAR Fryer - Tier 2 Gas | Com - Restaurant | Energy Efficiency | 154515.3806 | 161632.9419 | 171963.8135 | 182721.1075 | 193947.1625 | 205481.0167 | 219370.8979 | 233378.6694 | 247643.2026 | 263620.8519 | 280347.5772 | 0 | 3414424.3307
Scenario 3: Aggressive Fuel Sub | PG&E | Com | FoodServ | Com ¦ ENERGY STAR Fryer - Fuel Sub | Com - Restaurant | Fuel Substitution | 52992154.8326 | 55656299.5004 | 58607489.6177 | 61797941.6632 | 64961911.9642 | 68091352.8794 | 71812376.1611 | 75972127.7709 | 80557625.2521 | 85505220.3975 | 90450862.0986 | 84667998.2505 | 89855526.156
Scenario 3: Aggressive Fuel Sub | PG&E | Com | FoodServ | Com ¦ ENERGY STAR Steamer - Gas | Com - Restaurant | Energy Efficiency | 28724.0556 | 30051.6971 | 31977.8342 | 33984.1989 | 36078.5849 | 38231.0466 | 40822.7686 | 43437.4704 | 46101.0255 | 49084.5792 | 52208.8317 | 0 | 636105.9558
Scenario 3: Aggressive Fuel Sub | PG&E | Com | FoodServ | Com ¦ ENERGY STAR Steamer - Fuel Sub | Com - Restaurant | Fuel Substitution | 4404827.0022 | 4610748.0504 | 4833469.695 | 5071387.6562 | 5313467.9332 | 5559705.2268 | 5837265.2483 | 6140003.8739 | 6467758.4624 | 6818237.5441 | 7176309.7993 | 6677045.2644 | 7043191.3899
Scenario 3: Aggressive Fuel Sub | PG&E | Com | FoodServ | Com ¦ ENERGY STAR Convection Oven - Gas | Com - Restaurant | Energy Efficiency | 29296.9246 | 30651.0444 | 32615.5961 | 34661.9755 | 36798.1317 | 38993.5218 | 41636.9327 | 44303.7818 | 47020.4585 | 50063.5159 | 53250.0781 | 0 | 648792.3731
Scenario 3: Aggressive Fuel Sub | PG&E | Com | FoodServ | Com ¦ ENERGY STAR Convection Oven - Fuel Sub | Com - Restaurant | Fuel Substitution | 6055855.8514 | 6364187.7828 | 6707085.6654 | 7078497.6313 | 7445294.1759 | 7806389.9011 | 8239548.4953 | 8725663.4975 | 9263022.4241 | 9843602.7112 | 10422023.0116 | 9765806.7462 | 10374874.1509
Scenario 3: Aggressive Fuel Sub | PG&E | Com | FoodServ | Com ¦ ENERGY STAR Griddle - Gas | Com - Restaurant | Energy Efficiency | 142043.09 | 148608.3991 | 158133.3237 | 168054.9812 | 178411.9122 | 189056.0325 | 201872.3355 | 214802.2758 | 227973.8001 | 242727.747 | 258177.4621 | 0 | 3145602.3053
Scenario 3: Aggressive Fuel Sub | PG&E | Com | FoodServ | Com ¦ ENERGY STAR Griddle - Fuel Sub | Com - Restaurant | Fuel Substitution | 34596192.0577 | 36406712.0454 | 38437007.3885 | 40645023.7504 | 42806565.9266 | 44913336.2915 | 47488194.8492 | 50401256.95 | 53639843.5841 | 57148646.7079 | 60620604.8159 | 56930447.3731 | 60615506.2895
Scenario 3: Aggressive Fuel Sub | PG&E | Com | FoodServ | Com ¦ ENERGY STAR Combination Oven - Gas | Com - Restaurant | Energy Efficiency | 1418.8208 | 1484.3995 | 1579.5408 | 1678.6449 | 1782.0968 | 1888.4173 | 2016.4351 | 2145.5879 | 2277.1539 | 2424.5261 | 2578.8481 | 0 | 31420.367
Scenario 3: Aggressive Fuel Sub | PG&E | Com | FoodServ | Com ¦ ENERGY STAR Combination Oven - Fuel Sub | Com - Restaurant | Fuel Substitution | 235677.6791 | 249325.121 | 265066.9472 | 282416.3726 | 298910.8426 | 314437.6875 | 334663.4697 | 358148.2784 | 384728.2051 | 413772.7498 | 441910.1701 | 418343.7978 | 448950.8536
Scenario 3: Aggressive Fuel Sub | PG&E | Com | FoodServ | Com ¦ ENERGY STAR Fryer - Tier 2 Gas - Panel Upgrade | Com - Restaurant | Energy Efficiency | 254255.4675 | 265967.4335 | 282966.9101 | 300668.0658 | 319140.569 | 338119.5566 | 360975.3928 | 384025.2179 | 407497.545 | 433788.8093 | 461312.6799 | 0 | 5618444.269
Scenario 3: Aggressive Fuel Sub | PG&E | Com | FoodServ | Com ¦ ENERGY STAR Fryer - Fuel Sub - Panel Upgrade | Com - Restaurant | Fuel Substitution | 87198730.9679 | 91582588.0668 | 96438779.2122 | 101688676.4934 | 106894997.994 | 112044501.2989 | 118167454.953 | 125012337.2315 | 132557785.4677 | 140699066.3683 | 148837132.8713 | 139321415.1106 | 147857506.0027
Scenario 3: Aggressive Fuel Sub | PG&E | Com | FoodServ | Com ¦ ENERGY STAR Steamer - Gas - Panel Upgrade | Com - Restaurant | Energy Efficiency | 47265.5095 | 49450.1471 | 52619.6108 | 55921.0892 | 59367.407 | 62909.2883 | 67173.9737 | 71476.4724 | 75859.3594 | 80768.8049 | 85909.7706 | 0 | 1046714.0331
Scenario 3: Aggressive Fuel Sub | PG&E | Com | FoodServ | Com ¦ ENERGY STAR Steamer - Fuel Sub - Panel Upgrade | Com - Restaurant | Fuel Substitution | 7248154.485 | 7586998.1146 | 7953487.17 | 8344981.8046 | 8743325.5409 | 9148509.659 | 9605235.4086 | 10103392.6179 | 10642713.6604 | 11219427.9166 | 11808636.7597 | 10987095.6467 | 11589590.0648
Scenario 3: Aggressive Fuel Sub | PG&E | Com | FoodServ | Com ¦ ENERGY STAR Convection Oven - Gas - Panel Upgrade | Com - Restaurant | Energy Efficiency | 48208.1669 | 50436.3746 | 53669.0497 | 57036.3724 | 60551.4231 | 64163.9432 | 68513.683 | 72901.9902 | 77372.2889 | 82379.6478 | 87623.1443 | 0 | 1067589.5663
Scenario 3: Aggressive Fuel Sub | PG&E | Com | FoodServ | Com ¦ ENERGY STAR Convection Oven - Fuel Sub - Panel Upgrade | Com - Restaurant | Fuel Substitution | 9964926.8243 | 10472287.8331 | 11036527.2061 | 11647686.5786 | 12251251.263 | 12845435.234 | 13558198.8467 | 14358102.3689 | 15242327.9042 | 16197674.3026 | 17149466.4371 | 16069660.8363 | 17071882.8621
Scenario 3: Aggressive Fuel Sub | PG&E | Com | FoodServ | Com ¦ ENERGY STAR Griddle - Gas - Panel Upgrade | Com - Restaurant | Energy Efficiency | 233732.2803 | 244535.5139 | 260208.8025 | 276534.9161 | 293577.2735 | 311092.2016 | 332181.4621 | 353457.713 | 375131.4911 | 399409.1499 | 424831.6968 | 0 | 5176096.915
Scenario 3: Aggressive Fuel Sub | PG&E | Com | FoodServ | Com ¦ ENERGY STAR Griddle - Fuel Sub - Panel Upgrade | Com - Restaurant | Fuel Substitution | 56928125.5553 | 59907340.9847 | 63248197.343 | 66881494.1078 | 70438317.4772 | 73905013.686 | 78141950.2544 | 82935401.6478 | 88264504.522 | 94038249.3447 | 99751365.5965 | 93679201.7621 | 99742975.9579
Scenario 3: Aggressive Fuel Sub | PG&E | Com | FoodServ | Com ¦ ENERGY STAR Combination Oven - Gas - Panel Upgrade | Com - Restaurant | Energy Efficiency | 2334.6734 | 2442.5833 | 2599.1385 | 2762.2146 | 2932.445 | 3107.3957 | 3318.0493 | 3530.5706 | 3747.0627 | 3989.5641 | 4243.5014 | 0 | 51702.297
Scenario 3: Aggressive Fuel Sub | PG&E | Com | FoodServ | Com ¦ ENERGY STAR Combination Oven - Fuel Sub - Panel Upgrade | Com - Restaurant | Fuel Substitution | 387808.2444 | 410265.1461 | 436168.3628 | 464716.8882 | 491858.5823 | 517408.0466 | 550689.6248 | 589333.9396 | 633071.2792 | 680864.1545 | 727164.354 | 688385.826 | 738749.8174
Scenario 3: Aggressive Fuel Sub | PG&E | Com | Lighting | Com ¦ LED High and Low Bay - 155 lpw | Com - Restaurant | Energy Efficiency | 5396957.3101 | 5546813.9038 | 5670683.8466 | 5782220.9962 | 5940839.4767 | 6150910.95 | 6281594.1203 | 6368648.1338 | 6417919.9801 | 6446387.7967 | 6535323.9215 | 5801031.2946 | 5820480.6831
Scenario 3: Aggressive Fuel Sub | PG&E | Com | Lighting | Com ¦ LED Fixtures and Retrofit Kits - 140 lpw - RET | Com - Restaurant | Energy Efficiency | 425118.4872 | 439274.9586 | 451878.7854 | 463071.2887 | 476416.5638 | 491187.2928 | 500188.617 | 506797.0571 | 511829.5506 | 515624.8782 | 523917.2917 | 467275.1329 | 471116.7572
Scenario 3: Aggressive Fuel Sub | PG&E | Com | Lighting | Com ¦ LED Fixtures and Retrofit Kits - 140 lpw | Com - Restaurant | Energy Efficiency | 880885.9695 | 908857.4783 | 932986.6359 | 953406.446 | 978632.72 | 1006891.402 | 1021027.7692 | 1028970.0612 | 1032655.685 | 1032938.9478 | 1043491.073 | 911932.1305 | 1060666.8457
Scenario 3: Aggressive Fuel Sub | SCE | Com | BldgEnv | Com ¦ Com Wall Insulation (R14) - Marine | Com - Restaurant | Energy Efficiency | 5891.5319 | 6212.3792 | 6498.2182 | 6777.1281 | 7220.4958 | 7753.4357 | 8093.5754 | 8191.126 | 8276.4568 | 8346.6378 | 8381.6684 | 8291.6351 | 8202.9107
Scenario 3: Aggressive Fuel Sub | SCE | Com | BldgEnv | Com ¦ Com Wall Insulation (R14) - Hot-Dry | Com - Restaurant | Energy Efficiency | 24301.4166 | 25624.8487 | 26803.8787 | 27954.3276 | 29783.1325 | 31981.4053 | 33384.4149 | 33786.7922 | 34138.7652 | 34428.2479 | 34572.7424 | 34201.3726 | 33835.4017
Scenario 3: Aggressive Fuel Sub | SCE | Com | BldgEnv | Com ¦ Com Wall Insulation (R14) - Cold | Com - Restaurant | Energy Efficiency | 733.357 | 773.2949 | 808.8752 | 843.5929 | 898.7817 | 965.1202 | 1007.4596 | 1019.6023 | 1030.224 | 1038.9599 | 1043.3204 | 1032.1133 | 1021.0692
Scenario 3: Aggressive Fuel Sub | SCE | Com | HVAC | Com ¦ Variable Refrigerant Flow (VRF) Heat Pump - Hot-Dry | Com - Restaurant | Energy Efficiency | 291551.4528 | 302165.6465 | 311780.4904 | 320583.4717 | 331524.4107 | 343504.8021 | 350585.2431 | 353280.7445 | 355876.2688 | 358159.3696 | 361341.5473 | 362469.0139 | 363723.3415
Scenario 3: Aggressive Fuel Sub | SCE | Com | HVAC | Com ¦ Variable Refrigerant Flow (VRF) Heat Pump - Marine | Com - Restaurant | Energy Efficiency | 71837.7644 | 74453.0831 | 76822.1637 | 78991.2028 | 81687.0309 | 84638.9782 | 86383.5864 | 87047.7532 | 87687.2858 | 88249.8378 | 89033.9208 | 89311.7266 | 89620.7907
Scenario 3: Aggressive Fuel Sub | SCE | Com | HVAC | Com ¦ Variable Refrigerant Flow (VRF) Heat Pump - Cold | Com - Restaurant | Energy Efficiency | 3782.3319 | 3920.0311 | 4044.7656 | 4158.9677 | 4300.9058 | 4456.3289 | 4548.1843 | 4583.1533 | 4616.8254 | 4646.4443 | 4687.7271 | 4702.3539 | 4718.6264
Scenario 3: Aggressive Fuel Sub | SCE | Com | HVAC | Com ¦ Demand Controlled Ventilation (HVAC) - Marine | Com - Restaurant | Energy Efficiency | 97897.8238 | 102190.117 | 108401.6671 | 114004.9213 | 121902.1609 | 131180.2867 | 137639.9771 | 140064.5911 | 142276.0729 | 144074.1381 | 146554.6472 | 146846.5325 | 147020.1961
Scenario 3: Aggressive Fuel Sub | SCE | Com | HVAC | Com ¦ Demand Controlled Ventilation (HVAC) - Hot-Dry | Com - Restaurant | Energy Efficiency | 409688.7978 | 427651.4487 | 453645.9237 | 477094.7642 | 510143.6153 | 548971.2834 | 576004.1907 | 586150.8638 | 595405.6078 | 602930.2612 | 613310.8471 | 614532.3465 | 615259.1047
Scenario 3: Aggressive Fuel Sub | SCE | Com | HVAC | Com ¦ Demand Controlled Ventilation (HVAC) - Cold | Com - Restaurant | Energy Efficiency | 70671.2015 | 73769.7537 | 78253.7932 | 82298.7116 | 87999.629 | 94697.3908 | 99360.5596 | 101110.8578 | 102707.2986 | 104005.2991 | 105795.9473 | 106006.6556 | 106132.0212
Scenario 3: Aggressive Fuel Sub | SCE | Com | HVAC | Com ¦ HVAC Energy Management System (Elec SC and Gas SH) - Marine | Com - Restaurant | Energy Efficiency | 556933.1367 | 581351.6601 | 616688.688 | 648565.1668 | 693491.9512 | 746274.4904 | 783023.1688 | 796816.6102 | 809397.5586 | 819626.6125 | 833738.0364 | 835398.5491 | 836386.5082
Scenario 3: Aggressive Fuel Sub | SCE | Com | HVAC | Com ¦ HVAC Energy Management System (Elec SC and Gas SH) - Hot-Dry | Com - Restaurant | Energy Efficiency | 2255419.1954 | 2354307.1999 | 2497412.0103 | 2626502.5914 | 2808443.1608 | 3022197.2798 | 3171018.8693 | 3226878.3443 | 3277827.5708 | 3319252.3003 | 3376399.5129 | 3383124.1122 | 3387125.0626
Scenario 3: Aggressive Fuel Sub | SCE | Com | HVAC | Com ¦ HVAC Energy Management System (Elec SC and Gas SH) - Cold | Com - Restaurant | Energy Efficiency | 34196.5569 | 35695.8921 | 37865.6403 | 39822.9054 | 42581.4796 | 45822.4092 | 48078.8349 | 48925.7736 | 49698.2633 | 50326.3431 | 51192.8063 | 51294.7644 | 51355.4266
Scenario 3: Aggressive Fuel Sub | SCE | Com | HVAC | Com ¦ Economizer - Marine | Com - Restaurant | Energy Efficiency | 19920.5413 | 21380.6034 | 22540.6042 | 21319.6292 | 20473.3269 | 24955.4385 | 29061.0371 | 29459.0867 | 30010.017 | 29752.4033 | 31703.6752 | 31843.0114 | 31932.1419
Scenario 3: Aggressive Fuel Sub | SCE | Com | HVAC | Com ¦ Economizer - Hot-Dry | Com - Restaurant | Energy Efficiency | 99876.9446 | 107197.3553 | 113013.3286 | 106891.645 | 102648.4828 | 125120.7442 | 145705.2576 | 147700.9851 | 150463.221 | 149171.6063 | 158954.8283 | 159653.4271 | 160100.3068
Scenario 3: Aggressive Fuel Sub | SCE | Com | HVAC | Com ¦ Economizer - Cold | Com - Restaurant | Energy Efficiency | 539.8392 | 579.4064 | 610.842 | 577.754 | 554.8195 | 676.2831 | 787.5433 | 798.3303 | 813.2603 | 806.279 | 859.1578 | 862.9337 | 865.3491
Scenario 3: Aggressive Fuel Sub | SCE | Com | WaterHeat | Com ¦ Com Heat Pump Water Heater (3.3 UEF - 50 Gal) - Marine | Com - Restaurant | Energy Efficiency | 5894649.8694 | 6194171.2405 | 6491477.7741 | 6785906.0522 | 7122540.4769 | 7443568.5331 | 7647389.8416 | 7755358.7463 | 7849369.7625 | 7919874.9631 | 8041878.8358 | 8128939.4031 | 8207192.5122
Scenario 3: Aggressive Fuel Sub | SCE | Com | WaterHeat | Com ¦ Com Heat Pump Water Heater (3.3 UEF - 50 Gal) - Hot-Dry | Com - Restaurant | Energy Efficiency | 23076017.9767 | 24250779.9558 | 25416839.0058 | 26571589.6993 | 27891956.5574 | 29151090.7403 | 29950263.4856 | 30373260.7521 | 30741476.2924 | 31017443.5209 | 31495498.9106 | 31836420.1625 | 32142766.4636
Scenario 3: Aggressive Fuel Sub | SCE | Com | WaterHeat | Com ¦ Com Heat Pump Water Heater (3.3 UEF - 50 Gal) - Cold | Com - Restaurant | Energy Efficiency | 399517.4571 | 419753.1993 | 439839.7755 | 459732.4648 | 482474.3287 | 504162.4786 | 517939.7453 | 525247.9152 | 531614.1696 | 536393.9851 | 544650.0354 | 550547.7012 | 555851.2373
Scenario 3: Aggressive Fuel Sub | SCE | Com | WaterHeat | Com ¦ Faucet Aerators (Elec WH) - Marine | Com - Restaurant | Energy Efficiency | 6464.2282 | 6802.605 | 6894.1309 | 7059.4989 | 8013.2297 | 9295.1984 | 9992.9676 | 10253.3111 | 10284.8109 | 10339.3413 | 10745.0568 | 10994.1865 | 11243.1697
Scenario 3: Aggressive Fuel Sub | SCE | Com | WaterHeat | Com ¦ Faucet Aerators (Elec WH) - Hot-Dry | Com - Restaurant | Energy Efficiency | 25596.4465 | 26936.3194 | 27298.7351 | 27953.5436 | 31730.0377 | 36806.2576 | 39569.2189 | 40600.103 | 40724.8328 | 40940.757 | 42547.2715 | 43533.7518 | 44519.6525
Scenario 3: Aggressive Fuel Sub | SCE | Com | WaterHeat | Com ¦ Faucet Aerators (Elec WH) - Cold | Com - Restaurant | Energy Efficiency | 530.7363 | 558.5182 | 566.0328 | 579.6101 | 657.9148 | 763.169 | 820.4584 | 841.8335 | 844.4198 | 848.8969 | 882.2076 | 902.662 | 923.1044
Scenario 3: Aggressive Fuel Sub | SCE | Com | WholeBlg | Com ¦ Com Title 24 2022 Code | Com - Restaurant | Energy Efficiency | 7487305.799 | 7937747.0925 | 8396867.5812 | 8892854.0161 | 9524772.1275 | 10087098.3481 | 10493625.0815 | 10811530.2865 | 11119950.804 | 11403614.2643 | 11697668.5369 | 11885163.5985 | 12106709.4572
Scenario 3: Aggressive Fuel Sub | SCE | Com | ComRefrig | Com ¦ Efficient Refrigerated Display Case - Marine | Com - Restaurant | Energy Efficiency | 321417.9367 | 337777.1866 | 353854.3297 | 370045.6894 | 388934.9426 | 407169.9682 | 419043.6747 | 425705.4523 | 431220.1357 | 434973.6098 | 441588.9031 | 446250.2097 | 450413.1543
Scenario 3: Aggressive Fuel Sub | SCE | Com | ComRefrig | Com ¦ Efficient Refrigerated Display Case - Hot-Dry | Com - Restaurant | Energy Efficiency | 1314438.1901 | 1381339.3191 | 1447086.7726 | 1513301.3149 | 1590548.8885 | 1665120.9996 | 1713678.5053 | 1740921.835 | 1763474.125 | 1778823.952 | 1805877.1845 | 1824939.5912 | 1841963.9471
Scenario 3: Aggressive Fuel Sub | SCE | Com | ComRefrig | Com ¦ Efficient Refrigerated Display Case - Cold | Com - Restaurant | Energy Efficiency | 17705.9257 | 18607.1064 | 19492.7468 | 20384.679 | 21425.2299 | 22429.7414 | 23083.8273 | 23450.8042 | 23754.5911 | 23961.3585 | 24325.7746 | 24582.5517 | 24811.8755
Scenario 3: Aggressive Fuel Sub | SCE | Com | ComRefrig | Com ¦ Refrigerated Display Case LED Lighting | Com - Restaurant | Energy Efficiency | 1196790.7884 | 1248538.4824 | 1297651.0633 | 1344240.1193 | 1396183.2274 | 1446013.3465 | 1478539.0092 | 1497456.6751 | 1515424.0521 | 1529734.6193 | 1552434.2049 | 1569474.8188 | 1585021.6132
Scenario 3: Aggressive Fuel Sub | SCE | Com | ComRefrig | Com ¦ Efficient EC or PMS Motor Retrofit - Marine | Com - Restaurant | Energy Efficiency | 98827.923 | 101998.9313 | 104762.1877 | 107188.0593 | 110328.4663 | 114097.1097 | 116282.5954 | 116901.8746 | 117521.7438 | 118112.2179 | 118892.6112 | 118954.4254 | 119087.9978
Scenario 3: Aggressive Fuel Sub | SCE | Com | ComRefrig | Com ¦ Efficient EC or PMS Motor Retrofit - Hot-Dry | Com - Restaurant | Energy Efficiency | 406730.2006 | 419780.6098 | 431152.9003 | 441136.6701 | 454061.1386 | 469571.1385 | 478565.5908 | 481114.259 | 483665.3549 | 486095.4743 | 489307.2136 | 489561.6122 | 490111.3348
Scenario 3: Aggressive Fuel Sub | SCE | Com | ComRefrig | Com ¦ Efficient EC or PMS Motor Retrofit - Cold | Com - Restaurant | Energy Efficiency | 5935.4656 | 6125.9118 | 6291.8691 | 6437.5636 | 6626.172 | 6852.5114 | 6983.7686 | 7020.9616 | 7058.1901 | 7093.6531 | 7140.5224 | 7144.2349 | 7152.2571
Scenario 3: Aggressive Fuel Sub | SCE | Com | ComRefrig | Com ¦ Walk-in Anti Sweat Heat Controls - Marine | Com - Restaurant | Energy Efficiency | 35924.5435 | 38444.3387 | 39766.032 | 37248.6163 | 36769.5278 | 44645.3483 | 51113.0883 | 51624.3203 | 52097.354 | 52421.7019 | 55466.1787 | 55468.8084 | 55367.394
Scenario 3: Aggressive Fuel Sub | SCE | Com | ComRefrig | Com ¦ Walk-in Anti Sweat Heat Controls - Hot-Dry | Com - Restaurant | Energy Efficiency | 144857.1239 | 155017.5951 | 160347.0068 | 150196.1306 | 148264.3208 | 180021.682 | 206101.2956 | 208162.7162 | 210070.1114 | 211377.9668 | 223654.091 | 223664.6944 | 223255.7651
Scenario 3: Aggressive Fuel Sub | SCE | Com | ComRefrig | Com ¦ Walk-in Anti Sweat Heat Controls - Cold | Com - Restaurant | Energy Efficiency | 2792.6861 | 2988.5689 | 3091.3141 | 2895.6163 | 2858.3732 | 3470.6202 | 3973.4065 | 4013.1484 | 4049.9209 | 4075.1349 | 4311.8051 | 4312.0095 | 4304.1258
Scenario 3: Aggressive Fuel Sub | SCE | Com | ComRefrig | Com ¦ Efficient Refrigeration Compressor - Marine | Com - Restaurant | Energy Efficiency | 57993.2089 | 59853.9881 | 61475.4945 | 62899.0201 | 64741.8422 | 66953.3196 | 68235.7844 | 68599.1836 | 68962.929 | 69309.4251 | 69767.3676 | 69803.6408 | 69882.0224
Scenario 3: Aggressive Fuel Sub | SCE | Com | ComRefrig | Com ¦ Efficient Refrigeration Compressor - Hot-Dry | Com - Restaurant | Energy Efficiency | 288979.2974 | 298251.5325 | 306331.4747 | 313424.8816 | 322607.6366 | 333627.3959 | 340017.8987 | 341828.7117 | 343641.2497 | 345367.8345 | 347649.7554 | 347830.5041 | 348221.0786
Scenario 3: Aggressive Fuel Sub | SCE | Com | ComRefrig | Com ¦ Efficient Refrigeration Compressor - Cold | Com - Restaurant | Energy Efficiency | 4558.1142 | 4704.3666 | 4831.8127 | 4943.6981 | 5088.5391 | 5262.3554 | 5363.1538 | 5391.716 | 5420.3054 | 5447.5391 | 5483.5322 | 5486.3832 | 5492.5438
Scenario 3: Aggressive Fuel Sub | SCE | Com | ComRefrig | Com ¦ Floating Head Pressure Controls - Marine | Com - Restaurant | Energy Efficiency | 21371.258 | 22802.9449 | 23136.8275 | 21703.7398 | 22372.5067 | 26974.7953 | 30101.8031 | 30415.24 | 30604.5124 | 31168.8482 | 32617.0132 | 32608.2778 | 32540.9435
Scenario 3: Aggressive Fuel Sub | SCE | Com | ComRefrig | Com ¦ Floating Head Pressure Controls - Hot-Dry | Com - Restaurant | Energy Efficiency | 85409.189 | 91130.856 | 92465.2015 | 86737.9366 | 89410.6309 | 107803.4524 | 120300.3866 | 121553.0216 | 122309.4396 | 124564.7802 | 130352.301 | 130317.3901 | 130048.2922
Scenario 3: Aggressive Fuel Sub | SCE | Com | ComRefrig | Com ¦ Floating Head Pressure Controls - Cold | Com - Restaurant | Energy Efficiency | 1937.692 | 2067.5004 | 2097.7729 | 1967.8375 | 2028.4733 | 2445.7542 | 2729.2742 | 2757.6929 | 2774.8539 | 2826.0212 | 2957.3236 | 2956.5315 | 2950.4265
Scenario 3: Aggressive Fuel Sub | SCE | Com | ComRefrig | Com ¦ Add Doors to Open Display Cases - Marine | Com - Restaurant | Energy Efficiency | 96266.1656 | 96647.4255 | 99672.7283 | 105739.2658 | 114439.1622 | 125655.4148 | 131520.1413 | 134171.0576 | 136646.1569 | 138769.9625 | 141173.078 | 141135.053 | 140742.8167
Scenario 3: Aggressive Fuel Sub | SCE | Com | ComRefrig | Com ¦ Add Doors to Open Display Cases - Hot-Dry | Com - Restaurant | Energy Efficiency | 368092.6743 | 369550.4967 | 381118.3388 | 404314.9413 | 437580.7115 | 480468.2661 | 502893.2046 | 513029.5061 | 522493.5365 | 530614.326 | 539803.1124 | 539657.7165 | 538157.9235
Scenario 3: Aggressive Fuel Sub | SCE | Com | ComRefrig | Com ¦ Add Doors to Open Display Cases - Cold | Com - Restaurant | Energy Efficiency | 4850.6879 | 4869.8989 | 5022.3388 | 5328.0213 | 5766.3942 | 6331.562 | 6627.0756 | 6760.6508 | 6885.3668 | 6992.3817 | 7113.4706 | 7111.5546 | 7091.7905
Scenario 3: Aggressive Fuel Sub | SCE | Com | FoodServ | Com ¦ ENERGY STAR Dishwasher - Tier 2 | Com - Restaurant | Energy Efficiency | 3590137.0153 | 3745608.3683 | 3893845.8768 | 4035867.3832 | 4198105.3691 | 4354098.1129 | 4452939.1827 | 4505453.978 | 4554897.9214 | 4594023.576 | 4655185.4376 | 4695649.3983 | 4733069.1318
Scenario 3: Aggressive Fuel Sub | SCE | Com | FoodServ | Com ¦ ENERGY STAR Combination Oven - Electric | Com - Restaurant | Energy Efficiency | 3674384.8968 | 3853030.3235 | 4026235.2126 | 4199418.0241 | 4403513.4801 | 4605306.0292 | 4735973.6919 | 4802512.6715 | 4856147.0439 | 4892171.8989 | 4954954.6214 | 4992031.0257 | 5025526.4385
Scenario 3: Aggressive Fuel Sub | SCE | Com | FoodServ | Com ¦ ENERGY STAR Steamer - Electric | Com - Restaurant | Energy Efficiency | 1948652.9356 | 2043394.7618 | 2135251.2834 | 2227096.0965 | 2335334.9503 | 2442352.4931 | 2511650.0576 | 2546937.9716 | 2575382.1276 | 2594487.3497 | 2627783.191 | 2647446.0859 | 2665209.8576
Scenario 3: Aggressive Fuel Sub | SCE | Com | FoodServ | Com ¦ ENERGY STAR Conveyor Broiler - Gas | Com - Restaurant | Energy Efficiency | 1281081.3326 | 1343366.4029 | 1403754.6192 | 1464135.1382 | 1535293.4099 | 1605648.7687 | 1651206.2996 | 1674405.2423 | 1693104.9689 | 1705665.1036 | 1727554.4201 | 1740481.1795 | 1752159.4193
Scenario 3: Aggressive Fuel Sub | SCE | Com | FoodServ | Com ¦ High Performance Conveyor Toaster | Com - Restaurant | Energy Efficiency | 10004792.0728 | 10491216.4403 | 10962827.0499 | 11434377.5456 | 11990098.4779 | 12539548.9445 | 12895337.1464 | 13076512.6832 | 13222550.934 | 13320641.1435 | 13491588.9624 | 13592542.3808 | 13683745.3031
Scenario 3: Aggressive Fuel Sub | SCE | Com | FoodServ | Com ¦ Electric Deck Oven (60% cooking efficiency) | Com - Restaurant | Energy Efficiency | 309532.7105 | 324581.9241 | 339172.8231 | 353761.8622 | 370955.0038 | 387954.1469 | 398961.6806 | 404566.97 | 409085.1664 | 412119.925 | 417408.7847 | 420532.1265 | 423353.8031
Scenario 3: Aggressive Fuel Sub | SCE | Com | FoodServ | Com ¦ Demand Controlled Ventilation (DCV) Exhaust Hood | Com - Restaurant | Energy Efficiency | 536361.7849 | 574237.1318 | 612888.4322 | 653422.226 | 703328.3437 | 747352.8993 | 777770.9728 | 802730.666 | 826597.9583 | 847438.4957 | 871986.2664 | 889664.325 | 909052.7001
Scenario 3: Aggressive Fuel Sub | SCE | Com | FoodServ | Com ¦ ENERGY STAR Ice Machine | Com - Restaurant | Energy Efficiency | 1146965.5259 | 1208938.748 | 1269081.6365 | 1328520.1411 | 1399833.6697 | 1472773.7674 | 1521533.8331 | 1548306.9896 | 1571624.0156 | 1587278.263 | 1608961.9215 | 1619155.7457 | 1627936.1459
Scenario 3: Aggressive Fuel Sub | SCE | Com | FoodServ | Com ¦ ENERGY STAR Fryer - Electric | Com - Restaurant | Energy Efficiency | 1497127.5998 | 1569916.6533 | 1640488.9605 | 1711052.2723 | 1794210.9366 | 1876431.2818 | 1929671.8023 | 1956783.1 | 1978636.4173 | 1993314.7393 | 2018895.5506 | 2034002.3262 | 2047650.0274
Scenario 3: Aggressive Fuel Sub | SCE | Com | FoodServ | Com ¦ Efficient Food Holding Cabinet | Com - Restaurant | Energy Efficiency | 266366.7892 | 279317.3129 | 291873.4363 | 304427.9592 | 319223.4291 | 333851.9547 | 343324.4315 | 348148.0346 | 352036.1454 | 354647.6913 | 359198.9925 | 361886.7683 | 364314.9476
Scenario 3: Aggressive Fuel Sub | SCE | Com | FoodServ | Com ¦ ENERGY STAR Griddle - Electric | Com - Restaurant | Energy Efficiency | 604915.3542 | 634325.8174 | 662840.6028 | 691351.7536 | 724952.0645 | 758173.247 | 779685.113 | 790639.45 | 799469.2967 | 805400.082 | 815736.025 | 821839.9273 | 827354.2895
Scenario 3: Aggressive Fuel Sub | SCE | Com | FoodServ | Com ¦ Demand Controlled Ventilation (DCV) Exhaust Hood - Retrofit | Com - Restaurant | Energy Efficiency | 1883372.683 | 2008282.6636 | 2039441.3156 | 1936560.666 | 2043696.5721 | 2465730.2698 | 2743355.5756 | 2784904.8992 | 2807368.3047 | 2842258.7236 | 2974565.4116 | 2986056.1863 | 2992615.2326
Scenario 3: Aggressive Fuel Sub | SCE | Com | Lighting | Com ¦ LED High and Low Bay - 155 lpw | Com - Restaurant | Energy Efficiency | 6160958.0986 | 6455827.5175 | 6740781.6705 | 7024652.0028 | 7358735.8349 | 7690971.859 | 7905140.9946 | 8011054.7851 | 8095626.6999 | 8151446.2826 | 8251397.2258 | 8309027.3319 | 8360280.1087
Scenario 3: Aggressive Fuel Sub | SCE | Com | Lighting | Com ¦ LED Fixtures and Retrofit Kits - 140 lpw - RET | Com - Restaurant | Energy Efficiency | 637323.8818 | 666567.9543 | 694755.0421 | 721826.8946 | 752197.0741 | 780910.8968 | 798980.0316 | 809082.2359 | 818626.2464 | 826070.6154 | 838274.637 | 847311.0139 | 855466.811
Scenario 3: Aggressive Fuel Sub | SCE | Com | Lighting | Com ¦ LED Fixtures and Retrofit Kits - 140 lpw | Com - Restaurant | Energy Efficiency | 1542486.3481 | 1614431.7249 | 1684012.5872 | 1751144.954 | 1826638.0551 | 1897594.8797 | 1942496.8824 | 1968322.3677 | 1992745.1618 | 2011911.8833 | 2042787.8075 | 2065830.4952 | 2086837.5504
Scenario 3: Aggressive Fuel Sub | SCG | Com | BldgEnv | Com ¦ Com Wall Insulation (R14) - Marine | Com - Restaurant | Energy Efficiency | 434924.0653 | 453872.4169 | 473703.7606 | 494533.062 | 516438.0394 | 539439.3771 | 563631.7379 | 589133.2715 | 616006.5778 | 644332.9759 | 674218.8492 | 705748.4316 | 739051.6856
Scenario 3: Aggressive Fuel Sub | SCG | Com | BldgEnv | Com ¦ Com Wall Insulation (R14) - Hot-Dry | Com - Restaurant | Energy Efficiency | 685160.1679 | 715010.5644 | 746251.9875 | 779065.5492 | 813573.6834 | 849808.9751 | 887920.5521 | 928094.542 | 970429.5621 | 1015053.7189 | 1062134.6042 | 1111804.9161 | 1164269.3919
Scenario 3: Aggressive Fuel Sub | SCG | Com | BldgEnv | Com ¦ Com Wall Insulation (R14) - Cold | Com - Restaurant | Energy Efficiency | 2937.5862 | 3065.5682 | 3199.514 | 3340.2003 | 3488.1521 | 3643.5089 | 3806.9101 | 3979.1539 | 4160.6629 | 4351.9865 | 4553.8432 | 4766.8019 | 4991.7405
Scenario 3: Aggressive Fuel Sub | SCG | Com | HVAC | Com ¦ Demand Controlled Ventilation (HVAC) - Marine | Com - Restaurant | Energy Efficiency | 334212.0818 | 349211.7637 | 364934.1484 | 381509.4615 | 399045.3756 | 417276.7923 | 436370.3913 | 456601.1753 | 477901.3456 | 500292.8521 | 523985.5139 | 548934.8517 | 575361.0692
Scenario 3: Aggressive Fuel Sub | SCG | Com | HVAC | Com ¦ Demand Controlled Ventilation (HVAC) - Hot-Dry | Com - Restaurant | Energy Efficiency | 1643972.6128 | 1717755.302 | 1795092.9308 | 1876626.0717 | 1962884.3612 | 2052563.7933 | 2146484.2576 | 2245998.4781 | 2350772.9567 | 2460915.664 | 2577458.6892 | 2700183.2412 | 2830172.491
Scenario 3: Aggressive Fuel Sub | SCG | Com | HVAC | Com ¦ Demand Controlled Ventilation (HVAC) - Cold | Com - Restaurant | Energy Efficiency | 53692.248 | 56101.9953 | 58627.847 | 61290.7245 | 64107.9256 | 67036.8615 | 70104.3097 | 73354.4503 | 76776.3913 | 80373.659 | 84179.9615 | 88188.153 | 92433.61
Scenario 3: Aggressive Fuel Sub | SCG | Com | HVAC | Com ¦ HVAC Energy Management System (Elec SC and Gas SH) - Marine | Com - Restaurant | Energy Efficiency | 972764.5148 | 1016422.8953 | 1062184.7896 | 1110429.2345 | 1161469.6244 | 1214534.3584 | 1270108.5779 | 1328992.7112 | 1390989.4221 | 1456162.5985 | 1525122.9441 | 1597740.9964 | 1674657.685
Scenario 3: Aggressive Fuel Sub | SCG | Com | HVAC | Com ¦ HVAC Energy Management System (Elec SC and Gas SH) - Hot-Dry | Com - Restaurant | Energy Efficiency | 5097035.2738 | 5325793.9323 | 5565574.4608 | 5818362.9145 | 6085801.3991 | 6363846.9246 | 6655041.5075 | 6963579.1854 | 7288425.9675 | 7629916.6101 | 7991251.0423 | 8371750.9152 | 8774774.534
Scenario 3: Aggressive Fuel Sub | SCG | Com | HVAC | Com ¦ HVAC Energy Management System (Elec SC and Gas SH) - Cold | Com - Restaurant | Energy Efficiency | 38769.8516 | 40509.8708 | 42333.7262 | 44256.5246 | 46290.7562 | 48405.6687 | 50620.5976 | 52967.4442 | 55438.3437 | 58035.8422 | 60784.2796 | 63678.4961 | 66744.0361
Scenario 3: Aggressive Fuel Sub | SCG | Com | HVAC | Com ¦ Com High Eff. Furnace (95 AFUE) - ZEAS 2030 - Marine | Com - Restaurant | Energy Efficiency | 334702.3469 | 350083.4427 | 366283.9341 | 383382.7305 | 401457.1706 | 0 | 0 | 0 | 0 | 0 | 0 | 0 | 0
Scenario 3: Aggressive Fuel Sub | SCG | Com | HVAC | Com ¦ Com High Eff. Furnace (95 AFUE) - ZEAS 2030 - Hot-Dry | Com - Restaurant | Energy Efficiency | 1724411.1711 | 1803655.7111 | 1887121.8373 | 1975216.0971 | 2068336.9455 | 0 | 0 | 0 | 0 | 0 | 0 | 0 | 0
Scenario 3: Aggressive Fuel Sub | SCG | Com | HVAC | Com ¦ Com High Eff. Furnace (95 AFUE) - ZEAS 2030 - Cold | Com - Restaurant | Energy Efficiency | 21386.1908 | 22368.9836 | 23404.1326 | 24496.6798 | 25651.5669 | 0 | 0 | 0 | 0 | 0 | 0 | 0 | 0
Scenario 3: Aggressive Fuel Sub | SCG | Com | HVAC | Com ¦ HVAC Heat Recovery/Energy Recovery Ventilator (ERV) - Marine | Com - Restaurant | Energy Efficiency | 17412149.9611 | 18198284.512 | 19025157.0828 | 19896942.3581 | 20817575.8595 | 21783629.2679 | 22800489.9163 | 23875862.0509 | 25010563.2082 | 26207330.1385 | 27472831.6054 | 28808913.0158 | 30222393.1007
Scenario 3: Aggressive Fuel Sub | SCG | Com | HVAC | Com ¦ HVAC Heat Recovery/Energy Recovery Ventilator (ERV) - Hot-Dry | Com - Restaurant | Energy Efficiency | 97011243.5568 | 101391167.3776 | 105998061.7893 | 110855185.9161 | 115984466.3913 | 121366802.4444 | 127032209.4299 | 133023611.3129 | 139345562.9719 | 146013312.1253 | 153064013.578 | 160507948.9564 | 168383108.606
Scenario 3: Aggressive Fuel Sub | SCG | Com | HVAC | Com ¦ HVAC Heat Recovery/Energy Recovery Ventilator (ERV) - Cold | Com - Restaurant | Energy Efficiency | 117931.4649 | 123255.9079 | 128856.2671 | 134760.8173 | 140996.2137 | 147539.2365 | 154426.3737 | 161709.8058 | 169395.0698 | 177500.7017 | 186071.8685 | 195121.0691 | 204694.4863
Scenario 3: Aggressive Fuel Sub | SCG | Com | WaterHeat | Com ¦ Com Hot Water Tank Insulation - Marine | Com - Restaurant | Energy Efficiency | 7677.2273 | 8008.8028 | 8353.3295 | 8714.1366 | 9092.4649 | 9489.4344 | 9906.6824 | 10345.7844 | 10807.9523 | 11294.4481 | 11806.4919 | 12346.4 | 12916.6468
Scenario 3: Aggressive Fuel Sub | SCG | Com | WaterHeat | Com ¦ Com Hot Water Tank Insulation - Hot-Dry | Com - Restaurant | Energy Efficiency | 41642.4012 | 43440.9149 | 45309.678 | 47266.7488 | 49318.8568 | 51472.077 | 53735.2911 | 56117.0442 | 58623.9105 | 61262.7346 | 64040.135 | 66968.6754 | 70061.7771
Scenario 3: Aggressive Fuel Sub | SCG | Com | WaterHeat | Com ¦ Com Hot Water Tank Insulation - Cold | Com - Restaurant | Energy Efficiency | 104.2421 | 108.7443 | 113.4223 | 118.3214 | 123.4583 | 128.8484 | 134.5139 | 140.476 | 146.7514 | 153.3571 | 160.3097 | 167.6406 | 175.3834
Scenario 3: Aggressive Fuel Sub | SCG | Com | WaterHeat | Com ¦ Faucet Aerators (Gas WH) - Marine | Com - Restaurant | Energy Efficiency | 58419.9859 | 60943.4598 | 63564.5265 | 66309.3294 | 69187.3385 | 72206.746 | 75380.3132 | 78719.9537 | 82235.1168 | 85935.3672 | 89829.3874 | 93934.9918 | 98271.3727
Scenario 3: Aggressive Fuel Sub | SCG | Com | WaterHeat | Com ¦ Faucet Aerators (Gas WH) - Hot-Dry | Com - Restaurant | Energy Efficiency | 311533.9841 | 324990.8148 | 338968.075 | 353605.1785 | 368952.6258 | 385054.1025 | 401977.6606 | 419786.8319 | 438532.0049 | 458264.186 | 479029.6758 | 500923.473 | 524047.9225
Scenario 3: Aggressive Fuel Sub | SCG | Com | WaterHeat | Com ¦ Faucet Aerators (Gas WH) - Cold | Com - Restaurant | Energy Efficiency | 930.209 | 970.3897 | 1012.1244 | 1055.8293 | 1101.6552 | 1149.7326 | 1200.2646 | 1253.441 | 1309.4122 | 1368.3305 | 1430.3342 | 1495.7068 | 1564.7541
Scenario 3: Aggressive Fuel Sub | SCG | Com | WaterHeat | Com ¦ Com Water Heating Controls (Gas WH) - Marine | Com - Restaurant | Energy Efficiency | 6284462.9829 | 6556206.2263 | 6839977.4124 | 7137620.2833 | 7450177.3319 | 7778703.799 | 8124251.1254 | 8487912.0973 | 8870873.8346 | 9274515.6664 | 9700135.8704 | 10149222.2685 | 10623349.4513
Scenario 3: Aggressive Fuel Sub | SCG | Com | WaterHeat | Com ¦ Com Water Heating Controls (Gas WH) - Hot-Dry | Com - Restaurant | Energy Efficiency | 33992159.2987 | 35461996.8398 | 36996892.5638 | 38606819.1255 | 40297415.2859 | 42074388.7571 | 43943426.7 | 45910439.9068 | 47981849.4158 | 50165115.907 | 52467261.6614 | 54896334.1889 | 57460850.3251
Scenario 3: Aggressive Fuel Sub | SCG | Com | WaterHeat | Com ¦ Com Water Heating Controls (Gas WH) - Cold | Com - Restaurant | Energy Efficiency | 84653.8185 | 88314.2909 | 92136.7837 | 96146.1328 | 100356.3807 | 104781.7422 | 109436.3802 | 114335.0152 | 119493.6379 | 124930.8284 | 130664.0749 | 136713.4189 | 143100.0706
Scenario 3: Aggressive Fuel Sub | SCG | Com | WaterHeat | Com ¦ Low-flow Pre-Rinse Spray Valve - Marine | Com - Restaurant | Energy Efficiency | 75027.5358 | 78316.5848 | 81755.6622 | 85369.6239 | 89175.305 | 93157.9326 | 97339.4897 | 101751.3676 | 106396.5836 | 111287.2622 | 116450.7415 | 121894.3259 | 127648.3074
Scenario 3: Aggressive Fuel Sub | SCG | Com | WaterHeat | Com ¦ Low-flow Pre-Rinse Spray Valve - Hot-Dry | Com - Restaurant | Energy Efficiency | 404810.161 | 422556.1854 | 441111.6857 | 460610.772 | 481144.2786 | 502632.4976 | 525194.0385 | 548998.2722 | 574061.4787 | 600449.0761 | 628308.5663 | 657679.3599 | 688724.8973
Scenario 3: Aggressive Fuel Sub | SCG | Com | WaterHeat | Com ¦ Low-flow Pre-Rinse Spray Valve - Cold | Com - Restaurant | Energy Efficiency | 1077.5351 | 1124.7719 | 1174.1635 | 1226.0667 | 1280.7234 | 1337.9213 | 1397.9763 | 1461.339 | 1528.053 | 1598.2922 | 1672.4494 | 1750.6294 | 1833.2673
Scenario 3: Aggressive Fuel Sub | SCG | Com | WaterHeat | Com ¦ Com Hot Water Pipe Insulation - Marine | Com - Restaurant | Energy Efficiency | 1434513.0195 | 1496445.9582 | 1561011.0871 | 1628663.7446 | 1699658.1467 | 1774229.3813 | 1852649.6684 | 1935188.6434 | 2022048.5594 | 2113523.566 | 2209927.9985 | 2311639.1693 | 2419040.1829
Scenario 3: Aggressive Fuel Sub | SCG | Com | WaterHeat | Com ¦ Com Hot Water Pipe Insulation - Hot-Dry | Com - Restaurant | Energy Efficiency | 6472470.3409 | 6751909.4979 | 7043225.0005 | 7348471.3202 | 7668795.469 | 8005258.1551 | 8359087.6258 | 8731500.4661 | 9123409.2337 | 9536141.1221 | 9971114.3999 | 10430031.4868 | 10914620.9369
Scenario 3: Aggressive Fuel Sub | SCG | Com | WaterHeat | Com ¦ Com Hot Water Pipe Insulation - Cold | Com - Restaurant | Energy Efficiency | 17796.7432 | 18565.0908 | 19366.0937 | 20205.4008 | 21086.166 | 22011.3058 | 22984.1974 | 24008.186 | 25085.7807 | 26220.6308 | 27416.6359 | 28678.4771 | 30010.9071
Scenario 3: Aggressive Fuel Sub | SCG | Com | WaterHeat | Com ¦ Com Efficient Tankless Gas Water Heater (0.87 UEF - High Draw) - ZEAS 2030 - Marine | Com - Restaurant | Energy Efficiency | 707244.3473 | 759607.6808 | 816649.0155 | 879828.4716 | 951304.4534 | 0 | 0 | 0 | 0 | 0 | 0 | 0 | 0
Scenario 3: Aggressive Fuel Sub | SCG | Com | WaterHeat | Com ¦ Com Efficient Tankless Gas Water Heater (0.87 UEF - High Draw) - ZEAS 2030 - Hot-Dry | Com - Restaurant | Energy Efficiency | 1926149.2071 | 2068758.4675 | 2224108.0606 | 2396174.5604 | 2590836.2869 | 0 | 0 | 0 | 0 | 0 | 0 | 0 | 0
Scenario 3: Aggressive Fuel Sub | SCG | Com | WaterHeat | Com ¦ Com Efficient Tankless Gas Water Heater (0.87 UEF - High Draw) - ZEAS 2030 - Cold | Com - Restaurant | Energy Efficiency | 9378.5233 | 10072.8954 | 10829.3009 | 11667.1018 | 12614.9202 | 0 | 0 | 0 | 0 | 0 | 0 | 0 | 0
Scenario 3: Aggressive Fuel Sub | SCG | Com | WaterHeat | Com ¦ Com Efficient Tankless Gas Water Heater (0.87 UEF - High Draw) - Panel Upgrade - ZEAS 2030 - Marine | Com - Restaurant | Energy Efficiency | 586779.6508 | 630223.955 | 677549.4579 | 729967.5781 | 789269.0795 | 0 | 0 | 0 | 0 | 0 | 0 | 0 | 0
Scenario 3: Aggressive Fuel Sub | SCG | Com | WaterHeat | Com ¦ Com Efficient Tankless Gas Water Heater (0.87 UEF - High Draw) - Panel Upgrade - ZEAS 2030 - Hot-Dry | Com - Restaurant | Energy Efficiency | 1598068.8476 | 1716387.5198 | 1845276.4678 | 1988034.9375 | 2149539.9963 | 0 | 0 | 0 | 0 | 0 | 0 | 0 | 0
Scenario 3: Aggressive Fuel Sub | SCG | Com | WaterHeat | Com ¦ Com Efficient Tankless Gas Water Heater (0.87 UEF - High Draw) - Panel Upgrade - ZEAS 2030 - Cold | Com - Restaurant | Energy Efficiency | 7781.0825 | 8357.1824 | 8984.7496 | 9679.8482 | 10466.225 | 0 | 0 | 0 | 0 | 0 | 0 | 0 | 0
Scenario 3: Aggressive Fuel Sub | SCG | Com | WaterHeat | Com ¦ Efficient Gas Water Heating Boiler (0.92 UEF) - ZEAS 2030 - Marine | Com - Restaurant | Energy Efficiency | 599413.4954 | 626959.273 | 655972.494 | 686594.4763 | 718963.7245 | 0 | 0 | 0 | 0 | 0 | 0 | 0 | 0
Scenario 3: Aggressive Fuel Sub | SCG | Com | WaterHeat | Com ¦ Efficient Gas Water Heating Boiler (0.92 UEF) - ZEAS 2030 - Hot-Dry | Com - Restaurant | Energy Efficiency | 3270009.1863 | 3420280.9882 | 3578558.2041 | 3745611.7723 | 3922197.2842 | 0 | 0 | 0 | 0 | 0 | 0 | 0 | 0
Scenario 3: Aggressive Fuel Sub | SCG | Com | WaterHeat | Com ¦ Efficient Gas Water Heating Boiler (0.92 UEF) - ZEAS 2030 - Cold | Com - Restaurant | Energy Efficiency | 8297.8929 | 8679.2189 | 9080.8592 | 9504.7701 | 9952.869 | 0 | 0 | 0 | 0 | 0 | 0 | 0 | 0
Scenario 3: Aggressive Fuel Sub | SCG | Com | ComRefrig | Com ¦ Add Doors to Open Display Cases - Marine | Com - Restaurant | Energy Efficiency | 166972.9465 | 174183.3101 | 181704.1469 | 189585.699 | 197859.0716 | 206550.3513 | 215691.807 | 225312.8021 | 235437.3808 | 246102.7844 | 257345.5087 | 269207.8843 | 281733.0168
Scenario 3: Aggressive Fuel Sub | SCG | Com | ComRefrig | Com ¦ Add Doors to Open Display Cases - Hot-Dry | Com - Restaurant | Energy Efficiency | 829917.374 | 865755.5511 | 903136.8951 | 942311.1276 | 983432.8533 | 1026631.7316 | 1072068.1513 | 1119888.06 | 1170210.965 | 1223221.9703 | 1279102.4732 | 1338062.873 | 1400317.4195
Scenario 3: Aggressive Fuel Sub | SCG | Com | ComRefrig | Com ¦ Add Doors to Open Display Cases - Cold | Com - Restaurant | Energy Efficiency | 1947.9114 | 2032.0278 | 2119.7661 | 2211.7125 | 2308.2299 | 2409.6226 | 2516.2671 | 2628.506 | 2746.6196 | 2871.0425 | 3002.2005 | 3140.5873 | 3286.7059
Scenario 3: Aggressive Fuel Sub | SCG | Com | FoodServ | Com ¦ ENERGY STAR Dishwasher - Tier 2 | Com - Restaurant | Energy Efficiency | 18615393.4059 | 19455852.7385 | 20339865.2375 | 21271894.0739 | 22256146.7278 | 23288957.9711 | 24376087.421 | 25525771.7155 | 26738884.8857 | 28018352.8018 | 29371305.0629 | 30799714.6006 | 32310871.3453
Scenario 3: Aggressive Fuel Sub | SCG | Com | FoodServ | Com ¦ ENERGY STAR Conveyor Broiler - Gas | Com - Restaurant | Energy Efficiency | 9367670.4663 | 9786183.0572 | 10225923.6472 | 10689249.1254 | 11178249.0918 | 11691031.3423 | 12230454.7699 | 12800626.2469 | 13401926.9236 | 14035768.4497 | 14705676.4389 | 15412621.4905 | 16160508.0377
Scenario 3: Aggressive Fuel Sub | SCG | Com | FoodServ | Com ¦ ENERGY STAR Conveyor Oven - Gas | Com - Restaurant | Energy Efficiency | 8104467.5062 | 8466544.8985 | 8846987.7562 | 9247835.149 | 9670894.9004 | 10114529.9643 | 10581213.7207 | 11074499.2419 | 11594716.2813 | 12143086.1316 | 12722658.9882 | 13334274.5674 | 13981310.8015
Scenario 3: Aggressive Fuel Sub | SCG | Com | FoodServ | Com ¦ ENERGY STAR Rack Oven - Gas | Com - Restaurant | Energy Efficiency | 3454644.0729 | 3608984.6901 | 3771153.8471 | 3942020.7262 | 4122355.9378 | 4311461.6679 | 4510392.2295 | 4720662.1702 | 4942412.052 | 5176162.4683 | 5423213.608 | 5683923.4121 | 5959731.772
Scenario 3: Aggressive Fuel Sub | SCG | Com | FoodServ | Com ¦ Demand Controlled Ventilation (DCV) Exhaust Hood | Com - Restaurant | Energy Efficiency | 416333.608 | 446813.7924 | 479981.1344 | 516690.113 | 558198.6864 | 597265.3119 | 636480.812 | 680854.3155 | 727484.2617 | 775291.9907 | 827567.8096 | 881596.8736 | 940589.6958
Scenario 3: Aggressive Fuel Sub | SCG | Com | FoodServ | Com ¦ Demand Controlled Ventilation (DCV) Exhaust Hood - Retrofit | Com - Restaurant | Energy Efficiency | 1489981.0735 | 1554491.7876 | 1621285.9924 | 1691196.2439 | 1764496.803 | 1841366.3924 | 1922113.7363 | 2007091.8109 | 2096516.6793 | 2190676.6449 | 2289732.8251 | 2394093.0236 | 2504317.9218
Scenario 3: Aggressive Fuel Sub | SCG | Com | FoodServ | Com ¦ ENERGY STAR Fryer - Tier 2 Gas | Com - Restaurant | Energy Efficiency | 735574.3486 | 788959.9168 | 846984.6925 | 911163.1705 | 983703.4403 | 1051834.8278 | 1120125.7035 | 1197384.8166 | 1278492.6897 | 1361547.2682 | 1452317.565 | 1546030.3012 | 1648338.8497
Scenario 3: Aggressive Fuel Sub | SCG | Com | FoodServ | Com ¦ ENERGY STAR Steamer - Gas | Com - Restaurant | Energy Efficiency | 136696.5711 | 146637.9567 | 157447.3688 | 169405.6744 | 182923.4493 | 195626.1126 | 208363.0411 | 222773.3807 | 237905.4116 | 253405.2788 | 270347.3496 | 287843.6326 | 306946.9491
Scenario 3: Aggressive Fuel Sub | SCG | Com | FoodServ | Com ¦ ENERGY STAR Convection Oven - Gas | Com - Restaurant | Energy Efficiency | 139422.8304 | 149562.4856 | 160587.4793 | 172784.2799 | 186571.6516 | 199527.6552 | 212518.6074 | 227216.345 | 242650.1673 | 258459.1619 | 275739.1231 | 293584.3498 | 313068.6605
Scenario 3: Aggressive Fuel Sub | SCG | Com | FoodServ | Com ¦ ENERGY STAR Griddle - Gas | Com - Restaurant | Energy Efficiency | 675977.0843 | 725138.1476 | 778591.682 | 837726.6004 | 904573.2376 | 967389.0727 | 1030374.3526 | 1101634.804 | 1176464.0849 | 1253112.3501 | 1336892.4442 | 1423413.1688 | 1517880.8212
Scenario 3: Aggressive Fuel Sub | SCG | Com | FoodServ | Com ¦ ENERGY STAR Combination Oven - Gas | Com - Restaurant | Energy Efficiency | 6752.1085 | 7243.1619 | 7777.0913 | 8367.7702 | 9035.4788 | 9662.9252 | 10292.064 | 11003.8608 | 11751.3054 | 12516.9192 | 13353.7705 | 14217.997 | 15161.6027
Scenario 3: Aggressive Fuel Sub | SCG | Com | FoodServ | Com ¦ ENERGY STAR Fryer - Tier 2 Gas - Panel Upgrade | Com - Restaurant | Energy Efficiency | 1210389.5366 | 1298235.6303 | 1393715.5522 | 1499321.4076 | 1618686.6134 | 1730796.9917 | 1843169.8084 | 1970299.8835 | 2103763.1032 | 2240429.6319 | 2389792.3953 | 2543996.9506 | 2712345.9379
Scenario 3: Aggressive Fuel Sub | SCG | Com | FoodServ | Com ¦ ENERGY STAR Steamer - Gas - Panel Upgrade | Com - Restaurant | Energy Efficiency | 224934.5695 | 241293.1456 | 259080.0618 | 278757.4854 | 301001.0198 | 321903.2858 | 342861.9354 | 366574.1874 | 391473.9842 | 416979.0567 | 444857.2789 | 473647.459 | 505082.0167
Scenario 3: Aggressive Fuel Sub | SCG | Com | FoodServ | Com ¦ ENERGY STAR Convection Oven - Gas - Panel Upgrade | Com - Restaurant | Energy Efficiency | 229420.6362 | 246105.4658 | 264247.122 | 284316.9896 | 307004.1463 | 328323.2845 | 349699.9307 | 373885.0969 | 399281.4922 | 425295.2346 | 453729.4566 | 483093.8244 | 515155.309
Scenario 3: Aggressive Fuel Sub | SCG | Com | FoodServ | Com ¦ ENERGY STAR Griddle - Gas - Panel Upgrade | Com - Restaurant | Energy Efficiency | 1112322.0805 | 1193216.7403 | 1281174.6725 | 1378481.3372 | 1488477.6555 | 1591841.2784 | 1695483.7231 | 1812742.9844 | 1935874.7641 | 2061999.6872 | 2199860.0536 | 2342230.135 | 2497676.9068
Scenario 3: Aggressive Fuel Sub | SCG | Com | FoodServ | Com ¦ ENERGY STAR Combination Oven - Gas - Panel Upgrade | Com - Restaurant | Energy Efficiency | 11110.6124 | 11918.642 | 12797.2243 | 13769.188 | 14867.9043 | 15900.3689 | 16935.6186 | 18106.882 | 19336.8041 | 20596.6237 | 21973.6646 | 23395.7517 | 24948.4574
Scenario 3: Aggressive Fuel Sub | SDG&E | Com | BldgEnv | Com ¦ Com Wall Insulation (R14) - Marine | Com - Restaurant | Energy Efficiency | 26063.7675 | 27124.3043 | 28226.5446 | 29378.4105 | 30606.4193 | 31931.859 | 33324.521 | 34782.5371 | 36315.916 | 37930.1943 | 39628.3758 | 41403.0448 | 43277.2441
Scenario 3: Aggressive Fuel Sub | SDG&E | Com | BldgEnv | Com ¦ Com Wall Insulation (R14) - Hot-Dry | Com - Restaurant | Energy Efficiency | 33362.5136 | 34524.034 | 35694.2993 | 36895.6947 | 38251.9728 | 39864.6129 | 41548.3811 | 43276.1722 | 45085.3893 | 46980.2668 | 48955.7199 | 50949.1013 | 53057.4943
Scenario 3: Aggressive Fuel Sub | SDG&E | Com | HVAC | Com ¦ Variable Refrigerant Flow (VRF) Heat Pump - Hot-Dry | Com - Restaurant | Energy Efficiency | 157089.1862 | 158626.8907 | 159147.3104 | 158739.3885 | 159222.6749 | 162097.7206 | 163722.8945 | 164383.34 | 164927.1345 | 165230.4048 | 166103.2835 | 165615.1825 | 165174.7805
Scenario 3: Aggressive Fuel Sub | SDG&E | Com | HVAC | Com ¦ Variable Refrigerant Flow (VRF) Heat Pump - Marine | Com - Restaurant | Energy Efficiency | 29032.7141 | 29316.9077 | 29413.09 | 29337.6992 | 29427.0186 | 29958.3752 | 30258.7346 | 30380.796 | 30481.2983 | 30537.3478 | 30698.6704 | 30608.4611 | 30527.0675
Scenario 3: Aggressive Fuel Sub | SDG&E | Com | HVAC | Com ¦ Demand Controlled Ventilation (HVAC) - Marine | Com - Restaurant | Energy Efficiency | 79981.0516 | 82440.8221 | 84971.9869 | 87402.603 | 90338.5244 | 94186.6187 | 98191.6751 | 102062.8434 | 106044.312 | 110136.3523 | 114591.9955 | 118801.2828 | 123212.836
Scenario 3: Aggressive Fuel Sub | SDG&E | Com | HVAC | Com ¦ Demand Controlled Ventilation (HVAC) - Hot-Dry | Com - Restaurant | Energy Efficiency | 143173.3254 | 152683.3875 | 163032.0802 | 174683.4584 | 185646.7626 | 194444.0163 | 203978.8965 | 215184.4955 | 227171.0826 | 240199.9804 | 253510.93 | 269272.4743 | 286017.5438
Scenario 3: Aggressive Fuel Sub | SDG&E | Com | HVAC | Com ¦ HVAC Energy Management System (Elec SC and Gas SH) - Marine | Com - Restaurant | Energy Efficiency | 286324.8275 | 293493.293 | 300689.4478 | 307050.292 | 315730.6854 | 328894.5316 | 342473.8833 | 354961.445 | 367656.7848 | 380477.2484 | 394717.6268 | 407149.0106 | 420105.2471
Scenario 3: Aggressive Fuel Sub | SDG&E | Com | HVAC | Com ¦ HVAC Energy Management System (Elec SC and Gas SH) - Hot-Dry | Com - Restaurant | Energy Efficiency | 1572112.1179 | 1612191.6201 | 1652523.3587 | 1688477.7002 | 1736943.3893 | 1809490.6668 | 1884383.7164 | 1953551.4212 | 2023942.2255 | 2095139.0713 | 2174080.1933 | 2243496.3618 | 2315881.9226
Scenario 3: Aggressive Fuel Sub | SDG&E | Com | HVAC | Com ¦ Economizer - Marine | Com - Restaurant | Energy Efficiency | 3944.5688 | 4215.6836 | 4423.2305 | 4166.6348 | 3482.3904 | 3804.079 | 4089.9217 | 4143.8055 | 4226.1928 | 4142.5288 | 4500.5716 | 4500.9814 | 4489.9846
Scenario 3: Aggressive Fuel Sub | SDG&E | Com | HVAC | Com ¦ Economizer - Hot-Dry | Com - Restaurant | Energy Efficiency | 26465.5438 | 28282.6392 | 29674.5926 | 27961.3888 | 23387.2094 | 25543.3185 | 27459.8198 | 27824.6275 | 28380.331 | 27825.3259 | 30225.787 | 30233.7949 | 30165.7801
Scenario 3: Aggressive Fuel Sub | SDG&E | Com | HVAC | Com ¦ Large Packaged Heat Pump (IEER 14.0) - Fuel Sub - ZEAS 2030 - Marine | Com - Restaurant | Fuel Substitution | 10634.9464 | 12036.141 | 13579.4003 | 15265.301 | 16998.6742 | -12408.319 | -12557.508 | -12757.6957 | -12965.4604 | -13188.0156 | -13384.6903 | -13652.5098 | -13920.4379
Scenario 3: Aggressive Fuel Sub | SDG&E | Com | HVAC | Com ¦ Large Packaged Heat Pump (IEER 14.0) - Fuel Sub - ZEAS 2030 - Hot-Dry | Com - Restaurant | Fuel Substitution | 4346.131 | 8772.0023 | 13644.9131 | 18970.8058 | 24482.6371 | -69914.8159 | -70745.6748 | -71824.1617 | -72940.4869 | -74129.5178 | -75194.7571 | -76605.0192 | -78017.0895
Scenario 3: Aggressive Fuel Sub | SDG&E | Com | HVAC | Com ¦ Large Packaged Heat Pump (IEER 14.0) - Fuel Sub - Panel Upgrade - ZEAS 2030 - Marine | Com - Restaurant | Fuel Substitution | 2430.0983 | 2750.273 | 3102.9097 | 3488.14 | 3884.2179 | -2835.3161 | -2869.406 | -2915.1491 | -2962.6236 | -3013.4778 | -3058.4182 | -3119.6153 | -3180.8372
Scenario 3: Aggressive Fuel Sub | SDG&E | Com | HVAC | Com ¦ Large Packaged Heat Pump (IEER 14.0) - Fuel Sub - Panel Upgrade - ZEAS 2030 - Hot-Dry | Com - Restaurant | Fuel Substitution | 993.0963 | 2004.4133 | 3117.8794 | 4334.8524 | 5594.3127 | -15975.6213 | -16165.4736 | -16411.9092 | -16666.9909 | -16938.6859 | -17182.0944 | -17504.341 | -17827.0008
Scenario 3: Aggressive Fuel Sub | SDG&E | Com | HVAC | Com ¦ Small Packaged Heat Pump (SEER 18) - Fuel Sub - ZEAS 2030 - Marine | Com - Restaurant | Fuel Substitution | 29817.4631 | 30738.627 | 31602.435 | 32424.2687 | 33376.2753 | 18719.1463 | 18892.4521 | 18931.7667 | 18956.7385 | 18947.5747 | 19016.3496 | 18895.944 | 18782.0555
Scenario 3: Aggressive Fuel Sub | SDG&E | Com | HVAC | Com ¦ Small Packaged Heat Pump (SEER 18) - Fuel Sub - ZEAS 2030 - Hot-Dry | Com - Restaurant | Fuel Substitution | 119445.737 | 122914.5973 | 126065.6461 | 128968.0451 | 132437.248 | 84438.4415 | 85215.6557 | 85369.9836 | 85457.3563 | 85385.8045 | 85676.0669 | 85086.9977 | 84527.8824
Scenario 3: Aggressive Fuel Sub | SDG&E | Com | HVAC | Com ¦ Small Packaged Heat Pump (SEER 18) - Fuel Sub - Panel Upgrade - ZEAS 2030 - Marine | Com - Restaurant | Fuel Substitution | 6813.327 | 7023.814 | 7221.1952 | 7408.9852 | 7626.5199 | 4277.3479 | 4316.9485 | 4325.9319 | 4331.638 | 4329.5441 | 4345.2592 | 4317.7464 | 4291.7228
Scenario 3: Aggressive Fuel Sub | SDG&E | Com | HVAC | Com ¦ Small Packaged Heat Pump (SEER 18) - Fuel Sub - Panel Upgrade - ZEAS 2030 - Hot-Dry | Com - Restaurant | Fuel Substitution | 27293.4976 | 28086.1365 | 28806.155 | 29469.3568 | 30262.0739 | 19294.2876 | 19471.882 | 19507.1461 | 19527.1109 | 19510.7612 | 19577.0865 | 19442.4835 | 19314.725
Scenario 3: Aggressive Fuel Sub | SDG&E | Com | HVAC | Com ¦ Com High Eff. Furnace (95 AFUE) - ZEAS 2030 - Hot-Dry | Com - Restaurant | Energy Efficiency | 384671.8449 | 401896.6046 | 420113.4358 | 439310.9743 | 459562.5233 | 0 | 0 | 0 | 0 | 0 | 0 | 0 | 0
Scenario 3: Aggressive Fuel Sub | SDG&E | Com | HVAC | Com ¦ HVAC Heat Recovery/Energy Recovery Ventilator (ERV) - Hot-Dry | Com - Restaurant | Energy Efficiency | 18696389.5709 | 19517900.4353 | 20385593.4569 | 21298986.2766 | 22261550.3147 | 23273895.9762 | 24343389.2464 | 25471251.6111 | 26658922.4136 | 27913265.6886 | 29238780.53 | 30639535.7036 | 32119397.192
Scenario 3: Aggressive Fuel Sub | SDG&E | Com | WaterHeat | Com ¦ Com Heat Pump Water Heater (3.3 UEF - 50 Gal) - Marine | Com - Restaurant | Energy Efficiency | 1140758.4062 | 1178706.3339 | 1214373.8583 | 1247112.766 | 1286099.2679 | 1330834.0368 | 1360074.3816 | 1378673.8592 | 1394076.971 | 1404449.7571 | 1425925.7054 | 1440339.5021 | 1452588.031
Scenario 3: Aggressive Fuel Sub | SDG&E | Com | WaterHeat | Com ¦ Com Heat Pump Water Heater (3.3 UEF - 50 Gal) - Hot-Dry | Com - Restaurant | Energy Efficiency | 6059356.4465 | 6260929.0272 | 6450388.2835 | 6624291.0289 | 6831380.2514 | 7069003.6076 | 7224322.2888 | 7323117.8642 | 7404934.6997 | 7460030.9819 | 7574105.9653 | 7650667.5679 | 7715727.4838
Scenario 3: Aggressive Fuel Sub | SDG&E | Com | WaterHeat | Com ¦ Com Hot Water Tank Insulation - Hot-Dry | Com - Restaurant | Energy Efficiency | 9380.1587 | 9776.3363 | 10187.9128 | 10618.8264 | 11070.548 | 11544.4059 | 12042.3401 | 12566.2178 | 13117.477 | 13697.6154 | 14308.0812 | 14951.6183 | 15631.158
Scenario 3: Aggressive Fuel Sub | SDG&E | Com | WaterHeat | Com ¦ Faucet Aerators (Gas WH) - Hot-Dry | Com - Restaurant | Energy Efficiency | 71259.9404 | 74269.948 | 77395.8014 | 80668.3722 | 84098.8675 | 87696.9884 | 91477.8274 | 95455.4811 | 99641.1404 | 104046.1369 | 108680.7632 | 113566.0849 | 118724.798
Scenario 3: Aggressive Fuel Sub | SDG&E | Com | WaterHeat | Com ¦ Faucet Aerators (Elec WH) - Marine | Com - Restaurant | Energy Efficiency | 1420.9233 | 1495.1002 | 1507.8189 | 1477.0795 | 1552.4938 | 1706.998 | 1791.4348 | 1842.4821 | 1842.4873 | 1845.45 | 1926.1039 | 1975.7246 | 2025.3539
Scenario 3: Aggressive Fuel Sub | SDG&E | Com | WaterHeat | Com ¦ Faucet Aerators (Elec WH) - Hot-Dry | Com - Restaurant | Energy Efficiency | 7502.3962 | 7894.0457 | 7961.2 | 7798.8977 | 8197.0811 | 9012.8544 | 9458.6759 | 9728.2028 | 9728.2307 | 9743.8735 | 10169.7216 | 10431.7161 | 10693.7559
Scenario 3: Aggressive Fuel Sub | SDG&E | Com | WaterHeat | Com ¦ Com Water Heating Controls (Gas WH) - Hot-Dry | Com - Restaurant | Energy Efficiency | 7643807.341 | 7967307.7188 | 8305050.5355 | 8659210.9803 | 9031020.6992 | 9421726.4848 | 9832571.0781 | 10264846.1945 | 10719954.6123 | 11199525.8396 | 11705094.2768 | 12238418.0536 | 12801357.9091
Scenario 3: Aggressive Fuel Sub | SDG&E | Com | WaterHeat | Com ¦ Low-flow Pre-Rinse Spray Valve - Hot-Dry | Com - Restaurant | Energy Efficiency | 88372.7773 | 92132.6203 | 96080.9733 | 100223.3455 | 104575.9985 | 109141.6635 | 113953.5611 | 119015.6025 | 124333.9901 | 129941.2491 | 135857.1214 | 142099.8555 | 148688.9456
Scenario 3: Aggressive Fuel Sub | SDG&E | Com | WaterHeat | Com ¦ Com Hot Water Pipe Insulation - Hot-Dry | Com - Restaurant | Energy Efficiency | 1520797.9132 | 1585034.8295 | 1651987.5035 | 1722123.828 | 1795705.3623 | 1872974.0851 | 1954210.1271 | 2039691.0389 | 2129625.2918 | 2224315.6652 | 2324085.6859 | 2429323.5877 | 2540423.6482
Scenario 3: Aggressive Fuel Sub | SDG&E | Com | WaterHeat | Com ¦ Com Efficient Tankless Gas Water Heater (0.87 UEF - High Draw) - ZEAS 2030 - Marine | Com - Restaurant | Energy Efficiency | 79426.7757 | 84261.9171 | 90850.2569 | 97929.8405 | 105647.8907 | 0 | 0 | 0 | 0 | 0 | 0 | 0 | 0
Scenario 3: Aggressive Fuel Sub | SDG&E | Com | WaterHeat | Com ¦ Com Efficient Tankless Gas Water Heater (0.87 UEF - High Draw) - ZEAS 2030 - Hot-Dry | Com - Restaurant | Energy Efficiency | 210655.1796 | 223478.8729 | 240952.3761 | 259728.7409 | 280198.4417 | 0 | 0 | 0 | 0 | 0 | 0 | 0 | 0
Scenario 3: Aggressive Fuel Sub | SDG&E | Com | WaterHeat | Com ¦ Com Heat Pump Water Heater (3.75 UEF - 50 Gal) - Fuel Sub - ZEAS 2030 - Marine | Com - Restaurant | Fuel Substitution | 17982045.1932 | 18869991.0494 | 19834885.9972 | 20885003.8838 | 21957599.6126 | 12259798.7124 | 12520219.0745 | 12685200.2402 | 12822693.7948 | 12914860.4509 | 13106292.2761 | 13234290.8245 | 13343027.9281
Scenario 3: Aggressive Fuel Sub | SDG&E | Com | WaterHeat | Com ¦ Com Heat Pump Water Heater (3.75 UEF - 50 Gal) - Fuel Sub - ZEAS 2030 - Hot-Dry | Com - Restaurant | Fuel Substitution | 47063673.4096 | 49411478.6105 | 51963348.8775 | 54741235.0034 | 57578566.7381 | 31850582.3462 | 32534092.0876 | 32964268.2044 | 33321421.1826 | 33558213.0539 | 34058321.915 | 34390022.0094 | 34670523.5506
Scenario 3: Aggressive Fuel Sub | SDG&E | Com | WaterHeat | Com ¦ Com Efficient Tankless Gas Water Heater (0.87 UEF - High Draw) - Panel Upgrade - ZEAS 2030 - Marine | Com - Restaurant | Energy Efficiency | 65898.0392 | 69909.6126 | 75375.7626 | 81249.4831 | 87652.9203 | 0 | 0 | 0 | 0 | 0 | 0 | 0 | 0
Scenario 3: Aggressive Fuel Sub | SDG&E | Com | WaterHeat | Com ¦ Com Efficient Tankless Gas Water Heater (0.87 UEF - High Draw) - Panel Upgrade - ZEAS 2030 - Hot-Dry | Com - Restaurant | Energy Efficiency | 174774.3523 | 185413.7902 | 199911.0373 | 215489.2301 | 232472.3335 | 0 | 0 | 0 | 0 | 0 | 0 | 0 | 0
Scenario 3: Aggressive Fuel Sub | SDG&E | Com | WaterHeat | Com ¦ Com Heat Pump Water Heater (3.75 UEF - 50 Gal) - Fuel Sub - Panel Upgrade - ZEAS 2030 - Marine | Com - Restaurant | Fuel Substitution | 14919169.3636 | 15655871.6948 | 16456416.4042 | 17327668.0575 | 18217568.9093 | 10171591.2394 | 10387654.2871 | 10524534.2652 | 10638608.588 | 10715076.528 | 10873901.8334 | 10980098.4313 | 11070314.3799
Scenario 3: Aggressive Fuel Sub | SDG&E | Com | WaterHeat | Com ¦ Com Heat Pump Water Heater (3.75 UEF - 50 Gal) - Fuel Sub - Panel Upgrade - ZEAS 2030 - Hot-Dry | Com - Restaurant | Fuel Substitution | 39047333.4332 | 40995237.7482 | 43112448.794 | 45417178.4918 | 47771228.4476 | 26425483.1554 | 26992570.9078 | 27349475.2685 | 27645794.4976 | 27842253.6876 | 28257179.1712 | 28532380.8979 | 28765104.704
Scenario 3: Aggressive Fuel Sub | SDG&E | Com | WaterHeat | Com ¦ Com Heat Pump Water Heater (100+ Gal, 200+ kBtuh - 4.3 COP) - Fuel Sub - ZEAS 2030 - Marine | Com - Restaurant | Fuel Substitution | 528963.085 | 555601.3619 | 584358.5423 | 615458.7485 | 647431.2927 | 0 | 0 | 0 | 0 | 0 | 0 | 0 | 0
Scenario 3: Aggressive Fuel Sub | SDG&E | Com | WaterHeat | Com ¦ Com Heat Pump Water Heater (100+ Gal, 200+ kBtuh - 4.3 COP) - Fuel Sub - ZEAS 2030 - Hot-Dry | Com - Restaurant | Fuel Substitution | 2809445.1396 | 2950844.5855 | 3103465.1228 | 3268493.0935 | 3438175.1766 | 0 | 0 | 0 | 0 | 0 | 0 | 0 | 0
Scenario 3: Aggressive Fuel Sub | SDG&E | Com | WaterHeat | Com ¦ Com Heat Pump Water Heater (100+ Gal, 200+ kBtuh - 4.3 COP) - Fuel Sub - Panel Upgrade - ZEAS 2030 - Marine | Com - Restaurant | Fuel Substitution | 438864.9771 | 460965.9651 | 484824.9444 | 510627.8628 | 537154.534 | 0 | 0 | 0 | 0 | 0 | 0 | 0 | 0
Scenario 3: Aggressive Fuel Sub | SDG&E | Com | WaterHeat | Com ¦ Com Heat Pump Water Heater (100+ Gal, 200+ kBtuh - 4.3 COP) - Fuel Sub - Panel Upgrade - ZEAS 2030 - Hot-Dry | Com - Restaurant | Fuel Substitution | 2330913.2752 | 2448228.2 | 2574852.9316 | 2711771.7424 | 2852551.9322 | 0 | 0 | 0 | 0 | 0 | 0 | 0 | 0
Scenario 3: Aggressive Fuel Sub | SDG&E | Com | WaterHeat | Com ¦ Efficient Gas Water Heating Boiler (0.92 UEF) - ZEAS 2030 - Hot-Dry | Com - Restaurant | Energy Efficiency | 723994.9442 | 756401.2441 | 790671.7698 | 826785.2185 | 864883.3387 | 0 | 0 | 0 | 0 | 0 | 0 | 0 | 0
Scenario 3: Aggressive Fuel Sub | SDG&E | Com | WholeBlg | Com ¦ Com Title 24 2022 Code | Com - Restaurant | Energy Efficiency | 656092.1487 | 641895.7665 | 628963.4023 | 608430.4924 | 592474.8257 | 594375.5363 | 597990.1438 | 594712.9639 | 586136.1371 | 576871.4777 | 564832.1801 | 537294.2616 | 508540.2368
Scenario 3: Aggressive Fuel Sub | SDG&E | Com | ComRefrig | Com ¦ Efficient Refrigerated Display Case - Marine | Com - Restaurant | Energy Efficiency | 57862.1509 | 59702.1368 | 61369.9707 | 62921.1044 | 64887.3212 | 67207.5015 | 68686.4955 | 69585.8731 | 70215.2553 | 70449.7059 | 71283.5031 | 71703.4493 | 71981.3013
Scenario 3: Aggressive Fuel Sub | SDG&E | Com | ComRefrig | Com ¦ Efficient Refrigerated Display Case - Hot-Dry | Com - Restaurant | Energy Efficiency | 306514.2416 | 316279.5147 | 325141.2764 | 333391.7454 | 343833.807 | 356145.3925 | 364028.4466 | 368861.5894 | 372276.6939 | 373615.8874 | 378119.5728 | 380448.343 | 382034.7725
Scenario 3: Aggressive Fuel Sub | SDG&E | Com | ComRefrig | Com ¦ Refrigerated Display Case LED Lighting | Com - Restaurant | Energy Efficiency | 282468.5431 | 290861.1234 | 298155.9517 | 304337.2198 | 311412.162 | 319679.5743 | 325255.4995 | 329278.3622 | 333030.4651 | 335787.9224 | 340780.1242 | 344340.0591 | 347468.9593
Scenario 3: Aggressive Fuel Sub | SDG&E | Com | ComRefrig | Com ¦ Efficient EC or PMS Motor Retrofit - Marine | Com - Restaurant | Energy Efficiency | 16932.6115 | 17015.124 | 16974.5844 | 16825.6185 | 16769.8257 | 17009.3112 | 17134.1751 | 17159.8382 | 17179.1411 | 17183.2452 | 17232.4744 | 17125.7938 | 17029.1842
Scenario 3: Aggressive Fuel Sub | SDG&E | Com | ComRefrig | Com ¦ Efficient EC or PMS Motor Retrofit - Hot-Dry | Com - Restaurant | Energy Efficiency | 90129.7968 | 90568.9988 | 90353.2125 | 89560.2888 | 89263.3119 | 90538.0578 | 91202.6903 | 91339.2911 | 91442.0373 | 91463.8829 | 91725.9229 | 91158.0777 | 90643.8391
Scenario 3: Aggressive Fuel Sub | SDG&E | Com | ComRefrig | Com ¦ Walk-in Anti Sweat Heat Controls - Marine | Com - Restaurant | Energy Efficiency | 5424.6968 | 5828.5002 | 5978.7051 | 5221.0807 | 4052.486 | 4481.5871 | 4800.3123 | 4763.9335 | 4710.2691 | 4572.5092 | 5037.0613 | 4853.5133 | 4639.4435
Scenario 3: Aggressive Fuel Sub | SDG&E | Com | ComRefrig | Com ¦ Walk-in Anti Sweat Heat Controls - Hot-Dry | Com - Restaurant | Energy Efficiency | 32918.1606 | 35286.6248 | 36239.2994 | 32116.1714 | 25698.5738 | 28228.8991 | 30147.8582 | 30086.4317 | 29935.6225 | 29322.0664 | 32087.6737 | 31234.7136 | 30220.6719
Scenario 3: Aggressive Fuel Sub | SDG&E | Com | ComRefrig | Com ¦ Efficient Refrigeration Compressor - Marine | Com - Restaurant | Energy Efficiency | 9844.5908 | 9889.0042 | 9861.0078 | 9769.1663 | 9731.7654 | 9867.3872 | 9935.4822 | 9945.0817 | 9950.6481 | 9946.9756 | 9969.4428 | 9900.0584 | 9836.2006
Scenario 3: Aggressive Fuel Sub | SDG&E | Com | ComRefrig | Com ¦ Efficient Refrigeration Compressor - Hot-Dry | Com - Restaurant | Energy Efficiency | 52330.7803 | 52566.8676 | 52418.0475 | 51929.8467 | 51731.0352 | 52451.9587 | 52813.9303 | 52864.9584 | 52894.5477 | 52875.0255 | 52994.4544 | 52625.6286 | 52286.1802
Scenario 3: Aggressive Fuel Sub | SDG&E | Com | ComRefrig | Com ¦ Floating Head Pressure Controls - Marine | Com - Restaurant | Energy Efficiency | 4560.4038 | 4842.2683 | 4901.8616 | 4435.6434 | 3994.0254 | 4308.7757 | 4525.8305 | 4581.4169 | 4602.3535 | 4685.5629 | 4972.2308 | 4952.1301 | 4919.7262
Scenario 3: Aggressive Fuel Sub | SDG&E | Com | ComRefrig | Com ¦ Floating Head Pressure Controls - Hot-Dry | Com - Restaurant | Energy Efficiency | 20879.9088 | 22169.7936 | 22443.65 | 20313.9082 | 18296.6955 | 19737.1765 | 20731.1412 | 20987.0686 | 21084.6949 | 21467.0928 | 22779.6735 | 22690.0229 | 22544.2554
Scenario 3: Aggressive Fuel Sub | SDG&E | Com | ComRefrig | Com ¦ Add Doors to Open Display Cases - Marine | Com - Restaurant | Energy Efficiency | 49168.8141 | 49892.7931 | 50566.4701 | 51258.06 | 52406.6336 | 54702.6291 | 56637.5571 | 58724.986 | 60850.748 | 62976.7852 | 65288.3574 | 67189.7396 | 69127.2648
Scenario 3: Aggressive Fuel Sub | SDG&E | Com | ComRefrig | Com ¦ Add Doors to Open Display Cases - Hot-Dry | Com - Restaurant | Energy Efficiency | 259298.7265 | 263097.7895 | 266629.6282 | 270254.7378 | 276294.6407 | 288400.0203 | 298594.4017 | 309593.2307 | 320792.7337 | 331991.5249 | 344169.0448 | 354175.1463 | 364369.7042
Scenario 3: Aggressive Fuel Sub | SDG&E | Com | FoodServ | Com ¦ ENERGY STAR Dishwasher - Tier 2 | Com - Restaurant | Energy Efficiency | 3808517.9972 | 3960404.7911 | 4116442.8235 | 4276453.4113 | 4447570.2105 | 4631749.1313 | 4817381.0608 | 5007556.7648 | 5206380.6269 | 5413227.6989 | 5637118.5421 | 5867888.8725 | 6110356.7265
Scenario 3: Aggressive Fuel Sub | SDG&E | Com | FoodServ | Com ¦ ENERGY STAR Combination Oven - Electric | Com - Restaurant | Energy Efficiency | 849835.4902 | 872334.039 | 891764.3666 | 909121.3039 | 932108.1468 | 962718.8499 | 983644.0833 | 996870.4645 | 1006639.0169 | 1011876.8283 | 1024004.1341 | 1029724.3946 | 1034335.8971
Scenario 3: Aggressive Fuel Sub | SDG&E | Com | FoodServ | Com ¦ ENERGY STAR Steamer - Electric | Com - Restaurant | Energy Efficiency | 450697.0471 | 462628.8028 | 472933.3752 | 482138.3572 | 494329.0721 | 510562.9829 | 521660.3552 | 528674.761 | 533855.361 | 536633.1529 | 543064.6811 | 546098.3323 | 548543.971
Scenario 3: Aggressive Fuel Sub | SDG&E | Com | FoodServ | Com ¦ ENERGY STAR Conveyor Broiler - Gas | Com - Restaurant | Energy Efficiency | 1837654.1948 | 1912464.3046 | 1989898.6254 | 2070281.7755 | 2156581.2876 | 2249534.2164 | 2343705.5695 | 2439883.7617 | 2539656.6198 | 2643204.6942 | 2754871.0897 | 2870350.5394 | 2991847.6216
Scenario 3: Aggressive Fuel Sub | SDG&E | Com | FoodServ | Com ¦ ENERGY STAR Conveyor Oven - Gas | Com - Restaurant | Energy Efficiency | 1498325.7118 | 1563422.1 | 1632109.3124 | 1704365.7384 | 1780465.2753 | 1860448.6131 | 1944898.9416 | 2033909.3633 | 2127586.0162 | 2226468.0393 | 2330906.7605 | 2441223.5473 | 2557765.7441
Scenario 3: Aggressive Fuel Sub | SDG&E | Com | FoodServ | Com ¦ ENERGY STAR Convection Oven - Electric | Com - Restaurant | Energy Efficiency | 2603516.6538 | 2716629.263 | 2835981.3506 | 2961535.3652 | 3093767.2358 | 3232747.666 | 3379490.0164 | 3534156.0637 | 3696930.2348 | 3868749.3473 | 4050223.8743 | 4241912.2297 | 4444417.9653
Scenario 3: Aggressive Fuel Sub | SDG&E | Com | FoodServ | Com ¦ High Performance Conveyor Toaster | Com - Restaurant | Energy Efficiency | 2313972.9818 | 2375233.1134 | 2428138.9447 | 2475399.2491 | 2537988.9314 | 2621337.2275 | 2678313.4602 | 2714326.8877 | 2740925.1722 | 2755186.9373 | 2788207.7494 | 2803783.1499 | 2816339.571
Scenario 3: Aggressive Fuel Sub | SDG&E | Com | FoodServ | Com ¦ ENERGY STAR Rack Oven - Gas | Com - Restaurant | Energy Efficiency | 638682.5582 | 666430.8157 | 695709.713 | 726510.038 | 758948.5436 | 793042.5743 | 829040.723 | 866982.6761 | 906913.6763 | 949063.5393 | 993582.0235 | 1040606.1165 | 1090283.8787
Scenario 3: Aggressive Fuel Sub | SDG&E | Com | FoodServ | Com ¦ Electric Deck Oven (60% cooking efficiency) | Com - Restaurant | Energy Efficiency | 71590.7261 | 73486.0193 | 75122.8435 | 76585.0038 | 78521.4313 | 81100.098 | 82862.854 | 83977.0535 | 84799.963 | 85241.1999 | 86262.8124 | 86744.6911 | 87133.1673
Scenario 3: Aggressive Fuel Sub | SDG&E | Com | FoodServ | Com ¦ Demand Controlled Ventilation (DCV) Exhaust Hood | Com - Restaurant | Energy Efficiency | 107355.7504 | 111316.8055 | 116803.3735 | 122090.2994 | 128205.2986 | 135040.2076 | 142230.3139 | 149005.34 | 155073.9184 | 161392.3733 | 168549.4207 | 175259.2259 | 182182.7199
Scenario 3: Aggressive Fuel Sub | SDG&E | Com | FoodServ | Com ¦ ENERGY STAR Ice Machine | Com - Restaurant | Energy Efficiency | 269700.8132 | 277167.7215 | 283544.3661 | 288986.4442 | 296637.6043 | 307729.363 | 315777.5529 | 321420.4283 | 326131.2896 | 328873.8656 | 333177.0458 | 334596.5027 | 335589.8058
Scenario 3: Aggressive Fuel Sub | SDG&E | Com | FoodServ | Com ¦ ENERGY STAR Fryer - Electric | Com - Restaurant | Energy Efficiency | 346265.3487 | 355432.3792 | 363349.2634 | 370421.345 | 379787.3309 | 392259.6575 | 400785.6408 | 406174.728 | 410154.9232 | 412289.0687 | 417230.3377 | 419561.057 | 421440.0131
Scenario 3: Aggressive Fuel Sub | SDG&E | Com | FoodServ | Com ¦ Efficient Food Holding Cabinet | Com - Restaurant | Energy Efficiency | 61607.0328 | 63238.0177 | 64646.5783 | 65904.8329 | 67571.2156 | 69790.2741 | 71307.2047 | 72266.0234 | 72974.174 | 73353.8781 | 74233.0216 | 74647.6998 | 74982.0009
Scenario 3: Aggressive Fuel Sub | SDG&E | Com | FoodServ | Com ¦ ENERGY STAR Griddle - Electric | Com - Restaurant | Energy Efficiency | 139908.7333 | 143612.6778 | 146811.4998 | 149668.9789 | 153453.3114 | 158492.7629 | 161937.6918 | 164115.1559 | 165723.3563 | 166585.6592 | 168582.182 | 169523.9106 | 170283.104
Scenario 3: Aggressive Fuel Sub | SDG&E | Com | FoodServ | Com ¦ Demand Controlled Ventilation (DCV) Exhaust Hood - Retrofit | Com - Restaurant | Energy Efficiency | 679081.0277 | 717886.3516 | 733199.9677 | 695562.8503 | 666595.0938 | 716250.0758 | 752346.692 | 771722.5166 | 786564.1931 | 804371.8738 | 847836.6708 | 861013.0552 | 873637.5565
Scenario 3: Aggressive Fuel Sub | SDG&E | Com | FoodServ | Com ¦ ENERGY STAR Fryer - Tier 2 Gas | Com - Restaurant | Energy Efficiency | 79983.4103 | 84725.1887 | 91204.8276 | 98151.5915 | 105713.0244 | 113132.943 | 121669.1665 | 130611.1219 | 139311.3663 | 148690.8185 | 158900.149 | 169821.8815 | 181343.2753
Scenario 3: Aggressive Fuel Sub | SDG&E | Com | FoodServ | Com ¦ ENERGY STAR Fryer - Fuel Sub | Com - Restaurant | Fuel Substitution | 22493675.452 | 23668577.7336 | 24962813.7197 | 26366813.3607 | 27778150.5226 | 29172973.6666 | 30802426.0992 | 32643522.3171 | 34641932.4844 | 36821246.7512 | 39028950.9422 | 41459136.1849 | 44046113.854
Scenario 3: Aggressive Fuel Sub | SDG&E | Com | FoodServ | Com ¦ ENERGY STAR Steamer - Gas | Com - Restaurant | Energy Efficiency | 14856.7383 | 15739.8205 | 16946.3613 | 18240.2533 | 19648.9037 | 21031.7741 | 22622.725 | 24289.7514 | 25912.4737 | 27662.1689 | 29566.972 | 31605.0995 | 33755.6158
Scenario 3: Aggressive Fuel Sub | SDG&E | Com | FoodServ | Com ¦ ENERGY STAR Steamer - Fuel Sub | Com - Restaurant | Fuel Substitution | 1835395.0535 | 1923398.865 | 2018364.9173 | 2120064.7666 | 2224254.2554 | 2330052.0704 | 2448358.5437 | 2578353.3739 | 2717873.0018 | 2868104.7782 | 3022706.115 | 3190191.0242 | 3367970.6417
Scenario 3: Aggressive Fuel Sub | SDG&E | Com | FoodServ | Com ¦ ENERGY STAR Convection Oven - Gas | Com - Restaurant | Energy Efficiency | 15153.0392 | 16053.7335 | 17284.3374 | 18604.0346 | 20040.779 | 21451.2292 | 23073.9098 | 24774.1831 | 26429.2688 | 28213.8597 | 30156.652 | 32235.4276 | 34428.8336
Scenario 3: Aggressive Fuel Sub | SDG&E | Com | FoodServ | Com ¦ ENERGY STAR Convection Oven - Fuel Sub | Com - Restaurant | Fuel Substitution | 2579113.0384 | 2715790.4452 | 2866843.557 | 3031037.1206 | 3195599.7897 | 3357530.8332 | 3548021.561 | 3764172.9518 | 3999188.815 | 4255958.1599 | 4515469.9805 | 4801807.4107 | 5106746.6234
Scenario 3: Aggressive Fuel Sub | SDG&E | Com | FoodServ | Com ¦ ENERGY STAR Griddle - Gas | Com - Restaurant | Energy Efficiency | 73467.9338 | 77834.8561 | 83801.3112 | 90199.7256 | 97165.6313 | 104004.0523 | 111871.4504 | 120115.0488 | 128139.5596 | 136791.9627 | 146211.389 | 156290.1162 | 166924.6168
Scenario 3: Aggressive Fuel Sub | SDG&E | Com | FoodServ | Com ¦ ENERGY STAR Griddle - Fuel Sub | Com - Restaurant | Fuel Substitution | 14842556.6553 | 15653886.5464 | 16556686.0999 | 17542106.8125 | 18523696.76 | 19480833.4846 | 20623227.2495 | 21930871.3271 | 23357507.0012 | 24922082.8355 | 26495975.855 | 28240844.1384 | 30100633.6363
Scenario 3: Aggressive Fuel Sub | SDG&E | Com | FoodServ | Com ¦ ENERGY STAR Combination Oven - Gas | Com - Restaurant | Energy Efficiency | 733.8466 | 777.4663 | 837.0632 | 900.9748 | 970.5549 | 1038.8616 | 1117.4464 | 1199.789 | 1279.9431 | 1366.3691 | 1460.4566 | 1561.1296 | 1667.354
Scenario 3: Aggressive Fuel Sub | SDG&E | Com | FoodServ | Com ¦ ENERGY STAR Combination Oven - Fuel Sub | Com - Restaurant | Fuel Substitution | 104015.4441 | 110359.388 | 117576.6145 | 125558.8733 | 133356.009 | 140734.3671 | 149966.4624 | 160823.7633 | 172792.1236 | 186066.0659 | 199233.4543 | 214040.1416 | 229861.3573
Scenario 3: Aggressive Fuel Sub | SDG&E | Com | FoodServ | Com ¦ ENERGY STAR Fryer - Tier 2 Gas - Panel Upgrade | Com - Restaurant | Energy Efficiency | 131612.9132 | 139415.5221 | 150077.7851 | 161508.7034 | 173951.0614 | 186160.5569 | 200206.9353 | 214920.9466 | 229237.2218 | 244671.1352 | 261470.6155 | 279442.3553 | 298400.8393
Scenario 3: Aggressive Fuel Sub | SDG&E | Com | FoodServ | Com ¦ ENERGY STAR Fryer - Fuel Sub - Panel Upgrade | Com - Restaurant | Fuel Substitution | 37013402.4634 | 38946707.2759 | 41076376.0149 | 43386661.1385 | 45709020.172 | 48004205.3455 | 50685473.6341 | 53715002.3313 | 57003391.5484 | 60589458.9399 | 64222242.0267 | 68221118.2726 | 72477996.8708
Scenario 3: Aggressive Fuel Sub | SDG&E | Com | FoodServ | Com ¦ ENERGY STAR Steamer - Gas - Panel Upgrade | Com - Restaurant | Energy Efficiency | 24446.8022 | 25899.9162 | 27885.2823 | 30014.385 | 32332.323 | 34607.8399 | 37225.7538 | 39968.8501 | 42639.0441 | 45518.1721 | 48652.5307 | 52006.2748 | 55544.9551
Scenario 3: Aggressive Fuel Sub | SDG&E | Com | FoodServ | Com ¦ ENERGY STAR Steamer - Fuel Sub - Panel Upgrade | Com - Restaurant | Fuel Substitution | 3020147.4161 | 3164957.9208 | 3321224.811 | 3488572.1821 | 3660016.2616 | 3834106.846 | 4028780.4608 | 4242687.2978 | 4472267.2146 | 4719474.0001 | 4973870.9088 | 5249467.7699 | 5542004.6009
Scenario 3: Aggressive Fuel Sub | SDG&E | Com | FoodServ | Com ¦ ENERGY STAR Convection Oven - Gas - Panel Upgrade | Com - Restaurant | Energy Efficiency | 24934.3661 | 26416.4609 | 28441.4229 | 30612.9881 | 32977.1548 | 35298.0543 | 37968.1796 | 40765.9839 | 43489.4318 | 46425.9808 | 49622.8506 | 53043.4814 | 56652.7367
Scenario 3: Aggressive Fuel Sub | SDG&E | Com | FoodServ | Com ¦ ENERGY STAR Convection Oven - Fuel Sub - Panel Upgrade | Com - Restaurant | Fuel Substitution | 4243937.3278 | 4468840.3621 | 4717398.6573 | 4987579.6005 | 5258367.9079 | 5524825.8685 | 5838278.865 | 6193956.5503 | 6580675.775 | 7003190.4113 | 7430217.7987 | 7901386.7975 | 8403165.0787
Scenario 3: Aggressive Fuel Sub | SDG&E | Com | FoodServ | Com ¦ ENERGY STAR Griddle - Gas - Panel Upgrade | Com - Restaurant | Energy Efficiency | 120891.6795 | 128077.4617 | 137895.2793 | 148423.8871 | 159886.3033 | 171138.9432 | 184084.7675 | 197649.6305 | 210853.9844 | 225091.5365 | 240591.2274 | 257175.7997 | 274674.8986
Scenario 3: Aggressive Fuel Sub | SDG&E | Com | FoodServ | Com ¦ ENERGY STAR Griddle - Fuel Sub - Panel Upgrade | Com - Restaurant | Fuel Substitution | 24423466.2423 | 25758511.7245 | 27244070.7782 | 28865583.1677 | 30480792.0231 | 32055763.0355 | 33935574.9979 | 36087306.7869 | 38434839.5628 | 41009353.2373 | 43599198.3646 | 46470383.741 | 49530672.2799
Scenario 3: Aggressive Fuel Sub | SDG&E | Com | FoodServ | Com ¦ ENERGY STAR Combination Oven - Gas - Panel Upgrade | Com - Restaurant | Energy Efficiency | 1207.5465 | 1279.3228 | 1377.3897 | 1482.5565 | 1597.0507 | 1709.4495 | 1838.761 | 1974.2559 | 2106.1498 | 2248.3639 | 2403.1851 | 2568.8429 | 2743.6355
Scenario 3: Aggressive Fuel Sub | SDG&E | Com | FoodServ | Com ¦ ENERGY STAR Combination Oven - Fuel Sub - Panel Upgrade | Com - Restaurant | Fuel Substitution | 171157.6884 | 181596.6649 | 193472.6302 | 206607.4581 | 219437.6657 | 231578.7734 | 246770.2106 | 264635.9279 | 284329.8965 | 306172.2037 | 327839.176 | 352203.6192 | 378237.4715
Scenario 3: Aggressive Fuel Sub | SDG&E | Com | Lighting | Com ¦ LED High and Low Bay - 155 lpw | Com - Restaurant | Energy Efficiency | 1622693.3314 | 1663226.1305 | 1696761.5583 | 1725716.1164 | 1765834.5502 | 1821385.0696 | 1856540.04 | 1875575.8579 | 1887337.037 | 1889377.6112 | 1905012.5865 | 1907058.9173 | 1906362.278
Scenario 3: Aggressive Fuel Sub | SDG&E | Com | Lighting | Com ¦ LED Fixtures and Retrofit Kits - 140 lpw - RET | Com - Restaurant | Energy Efficiency | 256625.7306 | 264544.3393 | 271540.2156 | 277533.5019 | 284520.2296 | 292477.0476 | 297301.0666 | 300413.0725 | 303204.8471 | 304940.5481 | 308888.6688 | 311366.1386 | 313344.2713
Scenario 3: Aggressive Fuel Sub | SDG&E | Com | Lighting | Com ¦ LED Fixtures and Retrofit Kits - 140 lpw | Com - Restaurant | Energy Efficiency | 594029.5335 | 612205.1686 | 628267.7509 | 641884.0381 | 657858.9493 | 676060.8523 | 686727.3362 | 693195.1879 | 698751.1225 | 701695.7092 | 709909.1466 | 714494.6304 | 717774.2453
Scenario 3: Aggressive Fuel Sub | PG&E | Com | BldgEnv | Com ¦ Com Wall Insulation (R13) - Marine | Com - Retail | Energy Efficiency | 1898780.5915 | 1974107.5858 | 2051603.9446 | 1934060.8594 | 2013419.5845 | 2101195.5053 | 2192565.446 | 2288219.3236 | 2388643.7552 | 2494485.4121 | 2605898.0054 | 2721375.0398 | 2843340.1561
Scenario 3: Aggressive Fuel Sub | PG&E | Com | BldgEnv | Com ¦ Com Wall Insulation (R14) - Marine | Com - Retail | Energy Efficiency | 3001.8855 | 3224.3154 | 3494.8988 | 0 | 36914.1792 | 4122.6192 | 4464.6132 | 4830.026 | 5171.9948 | 5548.9506 | 5965.108 | 6401.1123 | 6885.3179
Scenario 3: Aggressive Fuel Sub | PG&E | Com | BldgEnv | Com ¦ Com Wall Insulation (R14) - Hot-Dry | Com - Retail | Energy Efficiency | 2048020.7805 | 2115343.6234 | 2181262.3458 | 2035260.3975 | 2148376.4135 | 2202379.2284 | 2294628.3614 | 2389742.7495 | 2488596.149 | 2592661.4669 | 2701662.3263 | 2809418.9593 | 2923303.413
Scenario 3: Aggressive Fuel Sub | PG&E | Com | BldgEnv | Com ¦ Com Wall Insulation (R14) - Cold | Com - Retail | Energy Efficiency | 9585.419 | 9967.7684 | 10361.6715 | 9924.8153 | 10507.6442 | 10806.6968 | 11277.9314 | 11771.4491 | 12289.511 | 12835.5933 | 13410.5705 | 14007.1446 | 14637.3311
Scenario 3: Aggressive Fuel Sub | PG&E | Com | HVAC | Com ¦ Small Unitary Heat Pump (SEER 18) - Marine | Com - Retail | Energy Efficiency | 1688188.5527 | 1712333.425 | 1725896.5058 | 1550211.1574 | 1767865.0991 | 1623839.5823 | 1652230.114 | 1676263.0593 | 1697793.7513 | 1718934.7307 | 1748021.7345 | 1766512.5845 | 1784595.5205
Scenario 3: Aggressive Fuel Sub | PG&E | Com | HVAC | Com ¦ Small Unitary Heat Pump (SEER 18) - Hot-Dry | Com - Retail | Energy Efficiency | 1840911.542 | 1867240.6947 | 1882030.7677 | 1690451.9389 | 1927796.0749 | 1770741.2034 | 1801700.1015 | 1827907.2017 | 1851385.6806 | 1874439.1915 | 1906157.5684 | 1926321.2043 | 1946040.0239
Scenario 3: Aggressive Fuel Sub | PG&E | Com | HVAC | Com ¦ Small Unitary Heat Pump (SEER 18) - Cold | Com - Retail | Energy Efficiency | 6199.7088 | 6288.3785 | 6338.1876 | 5693.0002 | 6492.3132 | 5963.3935 | 6067.6549 | 6155.9136 | 6234.983 | 6312.6212 | 6419.4404 | 6487.3462 | 6553.7541
Scenario 3: Aggressive Fuel Sub | PG&E | Com | HVAC | Com ¦ Small Unitary AC (SEER 18) - Marine | Com - Retail | Energy Efficiency | 12533560.1962 | 12889067.1282 | 13216753.0541 | 12113564.1159 | 14062146.0207 | 13049623.731 | 13468993.4781 | 13888168.0106 | 14314471.5215 | 14758676.4692 | 15255010.5388 | 15731063.0573 | 16228945.5747
Scenario 3: Aggressive Fuel Sub | PG&E | Com | HVAC | Com ¦ Small Unitary AC (SEER 18) - Hot-Dry | Com - Retail | Energy Efficiency | 11819172.7616 | 12099800.2555 | 12338468.7891 | 11235828.0686 | 12970259.2719 | 11997859.3963 | 12328687.5006 | 12649366.7685 | 12968802.7533 | 13298675.9202 | 13679834.065 | 14023773.5925 | 14380595.6809
Scenario 3: Aggressive Fuel Sub | PG&E | Com | HVAC | Com ¦ Small Unitary AC (SEER 18) - Cold | Com - Retail | Energy Efficiency | 56836.0111 | 58841.5847 | 60834.2713 | 56280.6669 | 65859.5383 | 61394.7602 | 63762.1322 | 66200.4048 | 68728.3915 | 71383.9778 | 74260.6306 | 77175.6546 | 80245.1647
Scenario 3: Aggressive Fuel Sub | PG&E | Com | HVAC | Com ¦ Large Unitary Heat Pump (EER 10.0, COP 3.3) - Marine | Com - Retail | Energy Efficiency | 280291.7919 | 284300.5915 | 286552.4846 | 257383.2541 | 293520.5761 | 269607.862 | 274321.573 | 278311.7892 | 281886.5536 | 285396.6135 | 290225.9606 | 293296.0166 | 296298.3462
Scenario 3: Aggressive Fuel Sub | PG&E | Com | HVAC | Com ¦ Large Unitary Heat Pump (EER 10.0, COP 3.3) - Hot-Dry | Com - Retail | Energy Efficiency | 338730.7542 | 343575.3616 | 346296.7594 | 311045.9395 | 354717.6512 | 325819.2964 | 331515.7846 | 336337.9341 | 340658.0129 | 344899.8969 | 350736.1304 | 354446.2726 | 358074.5679
Scenario 3: Aggressive Fuel Sub | PG&E | Com | HVAC | Com ¦ Large Unitary Heat Pump (EER 10.0, COP 3.3) - Cold | Com - Retail | Energy Efficiency | 619.7086 | 628.5718 | 633.5506 | 569.0592 | 648.9567 | 596.0871 | 606.5088 | 615.3309 | 623.2345 | 630.9951 | 641.6725 | 648.4602 | 655.0982
Scenario 3: Aggressive Fuel Sub | PG&E | Com | HVAC | Com ¦ Large Unitary AC (EER 11.5) - Marine | Com - Retail | Energy Efficiency | 4583554.4819 | 4649109.5631 | 4685934.3121 | 4208935.8364 | 4799882.0898 | 4408842.3556 | 4485924.7101 | 4551175.9015 | 4609633.2933 | 4667032.5874 | 4746005.9142 | 4796209.9145 | 4845306.3985
Scenario 3: Aggressive Fuel Sub | PG&E | Com | HVAC | Com ¦ Large Unitary AC (EER 11.5) - Hot-Dry | Com - Retail | Energy Efficiency | 5650734.6095 | 5731552.7534 | 5776951.3375 | 5188894.2291 | 5917429.356 | 5435344.5966 | 5530373.8866 | 5610817.3868 | 5682885.3001 | 5753648.7608 | 5851009.2946 | 5912902.1953 | 5973429.7186
Scenario 3: Aggressive Fuel Sub | PG&E | Com | HVAC | Com ¦ Large Unitary AC (EER 11.5) - Cold | Com - Retail | Energy Efficiency | 10571.6965 | 10722.8954 | 10807.8295 | 9707.6608 | 11070.6433 | 10168.7334 | 10346.5192 | 10497.0172 | 10631.8457 | 10764.2338 | 10946.3811 | 11062.1737 | 11175.4118
Scenario 3: Aggressive Fuel Sub | PG&E | Com | HVAC | Com ¦ Variable Refrigerant Flow (VRF) Heat Pump - Hot-Dry | Com - Retail | Energy Efficiency | 863448.602 | 881691.0023 | 895817.555 | 812272.5289 | 934726.0883 | 860741.2073 | 877361.511 | 891503.7036 | 904206.1354 | 916059.7892 | 933075.4783 | 944745.2099 | 955984.5771
Scenario 3: Aggressive Fuel Sub | PG&E | Com | HVAC | Com ¦ Variable Refrigerant Flow (VRF) Heat Pump - Marine | Com - Retail | Energy Efficiency | 1185099.8958 | 1210137.9429 | 1229526.9095 | 1114859.7464 | 1282929.6235 | 1181383.9443 | 1204195.6324 | 1223606.0651 | 1241040.3982 | 1257309.7672 | 1280664.1295 | 1296681.0616 | 1312107.3102
Scenario 3: Aggressive Fuel Sub | PG&E | Com | HVAC | Com ¦ Variable Refrigerant Flow (VRF) Heat Pump - Cold | Com - Retail | Energy Efficiency | 2231.8939 | 2279.048 | 2315.5631 | 2099.6109 | 2416.1362 | 2224.8957 | 2267.8568 | 2304.4124 | 2337.2464 | 2367.8865 | 2411.8696 | 2442.0343 | 2471.0865
Scenario 3: Aggressive Fuel Sub | PG&E | Com | HVAC | Com ¦ Efficient Chiller - Marine | Com - Retail | Energy Efficiency | 3545949.8098 | 3576320.6049 | 3585593.401 | 3205400.3047 | 3638436.4952 | 3330214.3102 | 3381075.9854 | 3424822.6343 | 3465778.5209 | 3507170.6559 | 3559965.5162 | 3590474.7232 | 3620484.7056
Scenario 3: Aggressive Fuel Sub | PG&E | Com | HVAC | Com ¦ Efficient Chiller - Hot-Dry | Com - Retail | Energy Efficiency | 4027601.735 | 4062097.8429 | 4072630.1774 | 3640794.8564 | 4132651.032 | 3782562.5442 | 3840332.8404 | 3890021.6652 | 3936540.6543 | 3983555.1478 | 4043521.2169 | 4078174.5372 | 4112260.8226
Scenario 3: Aggressive Fuel Sub | PG&E | Com | HVAC | Com ¦ Efficient Chiller - Cold | Com - Retail | Energy Efficiency | 7622.4209 | 7687.7064 | 7707.6393 | 6890.3712 | 7821.2315 | 7158.673 | 7268.006 | 7362.0443 | 7450.0837 | 7539.0607 | 7652.5493 | 7718.1323 | 7782.6421
Scenario 3: Aggressive Fuel Sub | PG&E | Com | HVAC | Com ¦ Demand Controlled Ventilation (HVAC) - Marine | Com - Retail | Energy Efficiency | 2705332.5565 | 2797148.6099 | 2887415.9251 | 2611411.5081 | 3649942.0709 | 2918987.2383 | 3041956.9609 | 3166923.8496 | 3294674.6551 | 3428624.7311 | 3577759.9469 | 3723826.1081 | 3877464.0536
Scenario 3: Aggressive Fuel Sub | PG&E | Com | HVAC | Com ¦ Demand Controlled Ventilation (HVAC) - Hot-Dry | Com - Retail | Energy Efficiency | 2828620.6244 | 2901996.6012 | 2966947.8225 | 2655390.4602 | 3664713.2733 | 2938387.384 | 3053604.2043 | 3166207.0958 | 3278427.598 | 3394968.5115 | 3532478.982 | 3655993.692 | 3784711.1209
Scenario 3: Aggressive Fuel Sub | PG&E | Com | HVAC | Com ¦ Demand Controlled Ventilation (HVAC) - Cold | Com - Retail | Energy Efficiency | 25226.1116 | 26051.2625 | 26850.2393 | 24675.8043 | 33073.0848 | 27531.8745 | 28679.382 | 29838.5097 | 31021.733 | 32259.3259 | 33647.9258 | 34992.9477 | 36404.537
Scenario 3: Aggressive Fuel Sub | PG&E | Com | HVAC | Com ¦ HVAC Energy Management System (Elec SC and Gas SH) - Marine | Com - Retail | Energy Efficiency | 6016233.1003 | 6160543.1543 | 6283398.7506 | 5608806.574 | 7715785.705 | 6190664.5367 | 6428781.3119 | 6658895.5303 | 6886485.4894 | 7122141.6629 | 7405044.0078 | 7652574.3307 | 7909760.2797
Scenario 3: Aggressive Fuel Sub | PG&E | Com | HVAC | Com ¦ HVAC Energy Management System (Elec SC and Gas SH) - Hot-Dry | Com - Retail | Energy Efficiency | 4568625.744 | 4678045.0789 | 4771121.9427 | 4258678.1717 | 5858116.6204 | 4700245.9039 | 4880968.9997 | 5055580.3223 | 5228250.4159 | 5407029.8754 | 5621724.9316 | 5809479.3155 | 6004545.9509
Scenario 3: Aggressive Fuel Sub | PG&E | Com | HVAC | Com ¦ HVAC Energy Management System (Elec SC and Gas SH) - Cold | Com - Retail | Energy Efficiency | 19878.0106 | 20497.2407 | 21086.5365 | 19339.7995 | 25861.2149 | 21536.6341 | 22422.2529 | 23310.4804 | 24213.0787 | 25155.5195 | 26224.0555 | 27243.2008 | 28311.0343
Scenario 3: Aggressive Fuel Sub | PG&E | Com | HVAC | Com ¦ HVAC Pump Variable Frequency Drive (VFD) - Marine | Com - Retail | Energy Efficiency | 142372.4669 | 141915.7183 | 139726.6026 | 123348.3704 | 122103.6138 | 126071.5502 | 129520.9435 | 132184.3041 | 134518.0857 | 136783.9603 | 140383.7764 | 141671.3469 | 142864.8417
Scenario 3: Aggressive Fuel Sub | PG&E | Com | HVAC | Com ¦ HVAC Pump Variable Frequency Drive (VFD) - Hot-Dry | Com - Retail | Energy Efficiency | 66979.0804 | 66764.2032 | 65734.3345 | 58029.2005 | 57443.6052 | 59310.3195 | 60933.0855 | 62186.0626 | 63283.9894 | 64349.9694 | 66043.5016 | 66649.2388 | 67210.718
Scenario 3: Aggressive Fuel Sub | PG&E | Com | HVAC | Com ¦ HVAC Pump Variable Frequency Drive (VFD) - Cold | Com - Retail | Energy Efficiency | 190.0855 | 189.4757 | 186.553 | 164.6859 | 163.024 | 168.3217 | 172.9271 | 176.483 | 179.5989 | 182.6242 | 187.4304 | 189.1495 | 190.7429
Scenario 3: Aggressive Fuel Sub | PG&E | Com | HVAC | Com ¦ HVAC Fan Variable Frequency Drive (VFD) - Marine | Com - Retail | Energy Efficiency | 80057.531 | 80012.2327 | 79085.9966 | 70221.6713 | 70035.3745 | 72428.8256 | 74420.8473 | 75909.4787 | 77112.7772 | 78237.0006 | 80419.1537 | 81222.4868 | 81919.8678
Scenario 3: Aggressive Fuel Sub | PG&E | Com | HVAC | Com ¦ HVAC Fan Variable Frequency Drive (VFD) - Hot-Dry | Com - Retail | Energy Efficiency | 60997.0765 | 60907.283 | 60129.7758 | 53309.3125 | 53107.4529 | 54909.4871 | 56396.1387 | 57487.8914 | 58354.1564 | 59155.131 | 60775.0633 | 61318.1113 | 61774.1619
Scenario 3: Aggressive Fuel Sub | PG&E | Com | HVAC | Com ¦ HVAC Fan Variable Frequency Drive (VFD) - Cold | Com - Retail | Energy Efficiency | 126.5883 | 125.078 | 121.745 | 105.9955 | 104.1416 | 107.3647 | 109.7051 | 110.954 | 111.5412 | 111.8722 | 114.2118 | 113.6858 | 112.8289
Scenario 3: Aggressive Fuel Sub | PG&E | Com | HVAC | Com ¦ Economizer - Marine | Com - Retail | Energy Efficiency | 181422.0783 | 195645.1801 | 205724.9326 | 170722.3724 | 201656.5397 | 165879.4063 | 173964.0864 | 179395.9411 | 182827.7724 | 177499.3674 | 192368.7881 | 195525.7168 | 198325.9064
Scenario 3: Aggressive Fuel Sub | PG&E | Com | HVAC | Com ¦ Economizer - Hot-Dry | Com - Retail | Energy Efficiency | 97991.8348 | 105674.1845 | 111118.5794 | 92212.5834 | 108921.111 | 89596.7434 | 93963.5362 | 96897.4537 | 98751.095 | 95873.0539 | 103904.501 | 105609.6586 | 107122.1301
Scenario 3: Aggressive Fuel Sub | PG&E | Com | HVAC | Com ¦ Economizer - Cold | Com - Retail | Energy Efficiency | 146.8881 | 158.4038 | 166.5648 | 138.2251 | 163.2709 | 134.304 | 140.8497 | 145.2476 | 148.0262 | 143.7121 | 155.7511 | 158.3071 | 160.5742
Scenario 3: Aggressive Fuel Sub | PG&E | Com | HVAC | Com ¦ Large Packaged Heat Pump (IEER 14.0) - Fuel Sub - ZEAS 2030 - Marine | Com - Retail | Fuel Substitution | 2782749.8412 | 2951235.5977 | 3136365.7445 | 3027022.7809 | 3212625.9853 | -313099.8202 | -315740.5375 | -318830.1248 | -322186.5482 | -325742.3531 | -328561.0148 | -332275.061 | -336127.1111
Scenario 3: Aggressive Fuel Sub | PG&E | Com | HVAC | Com ¦ Large Packaged Heat Pump (IEER 14.0) - Fuel Sub - ZEAS 2030 - Hot-Dry | Com - Retail | Fuel Substitution | 1657496.6749 | 1765189.7581 | 1884357.0056 | 1827017.7796 | 1946452.3094 | -194898.6518 | -196017.6005 | -197634.8248 | -199538.8856 | -201651.2655 | -202885.2253 | -205134.4115 | -207519.9059
Scenario 3: Aggressive Fuel Sub | PG&E | Com | HVAC | Com ¦ Large Packaged Heat Pump (IEER 14.0) - Fuel Sub - ZEAS 2030 - Cold | Com - Retail | Fuel Substitution | 20988.5249 | 22228.5549 | 23604.5372 | 23176.5913 | 24576.4861 | -687.1546 | -693.0478 | -699.8854 | -707.2862 | -715.1089 | -721.3918 | -729.5547 | -738.011
Scenario 3: Aggressive Fuel Sub | PG&E | Com | HVAC | Com ¦ Large Packaged Heat Pump (IEER 14.0) - Fuel Sub - Panel Upgrade - ZEAS 2030 - Marine | Com - Retail | Fuel Substitution | 635861.7573 | 674360.9597 | 716663.4257 | 691678.4241 | 734088.9844 | -71543.6936 | -72147.1007 | -72853.0752 | -73620.0221 | -74432.5279 | -75076.5955 | -75925.2596 | -76805.4578
Scenario 3: Aggressive Fuel Sub | PG&E | Com | HVAC | Com ¦ Large Packaged Heat Pump (IEER 14.0) - Fuel Sub - Panel Upgrade - ZEAS 2030 - Hot-Dry | Com - Retail | Fuel Substitution | 378740.0265 | 403348.0283 | 430577.8907 | 417475.8071 | 444766.7439 | -44534.5814 | -44790.2625 | -45159.8003 | -45594.8805 | -46077.5619 | -46359.5232 | -46873.465 | -47418.5534
Scenario 3: Aggressive Fuel Sub | PG&E | Com | HVAC | Com ¦ Large Packaged Heat Pump (IEER 14.0) - Fuel Sub - Panel Upgrade - ZEAS 2030 - Cold | Com - Retail | Fuel Substitution | 4795.9037 | 5079.2521 | 5393.6658 | 5295.8796 | 5615.7573 | -157.0157 | -158.3623 | -159.9247 | -161.6158 | -163.4033 | -164.8389 | -166.7041 | -168.6364
Scenario 3: Aggressive Fuel Sub | PG&E | Com | HVAC | Com ¦ Small Packaged Heat Pump (SEER 18) - Fuel Sub - ZEAS 2030 - Marine | Com - Retail | Fuel Substitution | 1455601.3324 | 1517970.8526 | 1582385.5749 | 1496054.9144 | 1561054.4472 | 453266.718 | 462389.7564 | 469952.4413 | 476682.1718 | 482850.1736 | 492187.9592 | 498198.2313 | 503899.2914
Scenario 3: Aggressive Fuel Sub | PG&E | Com | HVAC | Com ¦ Small Packaged Heat Pump (SEER 18) - Fuel Sub - ZEAS 2030 - Hot-Dry | Com - Retail | Fuel Substitution | 1214076.5762 | 1261900.9211 | 1310177.5683 | 1233171.0501 | 1282031.2309 | 556403.0123 | 567336.5375 | 576465.326 | 584632.6753 | 592153.0567 | 603352.3385 | 610698.4674 | 617690.5108
Scenario 3: Aggressive Fuel Sub | PG&E | Com | HVAC | Com ¦ Small Packaged Heat Pump (SEER 18) - Fuel Sub - ZEAS 2030 - Cold | Com - Retail | Fuel Substitution | 8301.9376 | 8697.0247 | 9118.2681 | 8830.7747 | 9261.2941 | 1751.1036 | 1785.3321 | 1813.9564 | 1839.5965 | 1863.2296 | 1898.296 | 1921.3939 | 1943.3949
Scenario 3: Aggressive Fuel Sub | PG&E | Com | HVAC | Com ¦ Small Packaged Heat Pump (SEER 18) - Fuel Sub - Panel Upgrade - ZEAS 2030 - Marine | Com - Retail | Fuel Substitution | 332606.6927 | 346858.2047 | 361577.0478 | 341850.3859 | 356702.8589 | 103572.0019 | 105656.6274 | 107384.7102 | 108922.4619 | 110331.8578 | 112465.5533 | 113838.9079 | 115141.6071
Scenario 3: Aggressive Fuel Sub | PG&E | Com | HVAC | Com ¦ Small Packaged Heat Pump (SEER 18) - Fuel Sub - Panel Upgrade - ZEAS 2030 - Hot-Dry | Com - Retail | Fuel Substitution | 277417.9892 | 288345.9107 | 299377.1839 | 281781.0999 | 292945.7112 | 127138.7719 | 129637.0958 | 131723.0352 | 133589.2845 | 135307.7009 | 137866.7506 | 139545.35 | 141143.0405
Scenario 3: Aggressive Fuel Sub | PG&E | Com | HVAC | Com ¦ Small Packaged Heat Pump (SEER 18) - Fuel Sub - Panel Upgrade - ZEAS 2030 - Cold | Com - Retail | Fuel Substitution | 1897.0029 | 1987.2808 | 2083.5355 | 2017.8429 | 2116.2171 | 400.1293 | 407.9506 | 414.4913 | 420.3501 | 425.7503 | 433.763 | 439.0409 | 444.0681
Scenario 3: Aggressive Fuel Sub | PG&E | Com | HVAC | Com ¦ Efficient Hot Water Boilers (94% eff.) - ZEAS 2030 - Marine | Com - Retail | Energy Efficiency | 2049836.4527 | 2142644.4932 | 2240528.7934 | 2136490.718 | 2483070.524 | 0 | 0 | 0 | 0 | 0 | 0 | 0 | 0
Scenario 3: Aggressive Fuel Sub | PG&E | Com | HVAC | Com ¦ Efficient Hot Water Boilers (94% eff.) - ZEAS 2030 - Hot-Dry | Com - Retail | Energy Efficiency | 1379346.7067 | 1441797.7695 | 1507664.6766 | 1437656.8589 | 1670872.3983 | 0 | 0 | 0 | 0 | 0 | 0 | 0 | 0
Scenario 3: Aggressive Fuel Sub | PG&E | Com | HVAC | Com ¦ Efficient Hot Water Boilers (94% eff.) - ZEAS 2030 - Cold | Com - Retail | Energy Efficiency | 3286.2326 | 3435.0195 | 3591.9445 | 3425.154 | 3980.7797 | 0 | 0 | 0 | 0 | 0 | 0 | 0 | 0
Scenario 3: Aggressive Fuel Sub | PG&E | Com | HVAC | Com ¦ Com High Eff. Furnace (95 AFUE) - ZEAS 2030 - Marine | Com - Retail | Energy Efficiency | 587403.3909 | 613998.5652 | 642048.3981 | 612235.1326 | 711551.4234 | 0 | 0 | 0 | 0 | 0 | 0 | 0 | 0
Scenario 3: Aggressive Fuel Sub | PG&E | Com | HVAC | Com ¦ Com High Eff. Furnace (95 AFUE) - ZEAS 2030 - Hot-Dry | Com - Retail | Energy Efficiency | 473525.0826 | 494964.3224 | 517576.2099 | 493542.7617 | 573604.8715 | 0 | 0 | 0 | 0 | 0 | 0 | 0 | 0
Scenario 3: Aggressive Fuel Sub | PG&E | Com | HVAC | Com ¦ Com High Eff. Furnace (95 AFUE) - ZEAS 2030 - Cold | Com - Retail | Energy Efficiency | 2271.558 | 2374.4046 | 2482.8766 | 2367.5852 | 2751.653 | 0 | 0 | 0 | 0 | 0 | 0 | 0 | 0
Scenario 3: Aggressive Fuel Sub | PG&E | Com | WaterHeat | Com ¦ Com Heat Pump Water Heater (3.3 UEF - 50 Gal) - Marine | Com - Retail | Energy Efficiency | 3645302.5414 | 3780109.6237 | 3908029.4685 | 3609560.633 | 4228264.7565 | 3937916.6406 | 4043180.4228 | 4126713.091 | 4196884.2849 | 4259545.6061 | 4359054.3129 | 4439462.4639 | 4513551.7771
Scenario 3: Aggressive Fuel Sub | PG&E | Com | WaterHeat | Com ¦ Com Heat Pump Water Heater (3.3 UEF - 50 Gal) - Hot-Dry | Com - Retail | Energy Efficiency | 2673646.1278 | 2772714.9648 | 2866715.666 | 2647912.0103 | 3101980.5143 | 2889173.0636 | 2966512.7412 | 3027866.4289 | 3079391.7365 | 3125391.6206 | 3198494.2559 | 3257545.9815 | 3311948.2371
Scenario 3: Aggressive Fuel Sub | PG&E | Com | WaterHeat | Com ¦ Com Heat Pump Water Heater (3.3 UEF - 50 Gal) - Cold | Com - Retail | Energy Efficiency | 8166.5483 | 8468.4978 | 8755.0229 | 8086.3328 | 9472.3283 | 8821.8191 | 9057.601 | 9244.7129 | 9401.8996 | 9542.2671 | 9765.1607 | 9945.2759 | 10111.2394
Scenario 3: Aggressive Fuel Sub | PG&E | Com | WaterHeat | Com ¦ Com Hot Water Tank Insulation - Marine | Com - Retail | Energy Efficiency | 15225.4717 | 15872.7824 | 16545.5345 | 15924.0548 | 16606.1655 | 17321.9594 | 18074.3871 | 18866.2921 | 19699.8771 | 20577.4357 | 21501.193 | 22475.3316 | 23504.3212
Scenario 3: Aggressive Fuel Sub | PG&E | Com | WaterHeat | Com ¦ Com Hot Water Tank Insulation - Hot-Dry | Com - Retail | Energy Efficiency | 10728.476 | 11184.597 | 11658.6451 | 11220.7256 | 11701.368 | 12205.7451 | 12735.9357 | 13293.9436 | 13881.321 | 14499.6838 | 15150.6001 | 15837.0172 | 16562.0844
Scenario 3: Aggressive Fuel Sub | PG&E | Com | WaterHeat | Com ¦ Com Hot Water Tank Insulation - Cold | Com - Retail | Energy Efficiency | 21.8926 | 22.8233 | 23.7907 | 22.8971 | 23.8779 | 24.9071 | 25.989 | 27.1277 | 28.3263 | 29.5881 | 30.9164 | 32.3171 | 33.7967
Scenario 3: Aggressive Fuel Sub | PG&E | Com | WaterHeat | Com ¦ Faucet Aerators (Gas WH) - Marine | Com - Retail | Energy Efficiency | 257254.351 | 268192.5038 | 279556.3999 | 269052.3335 | 280573.4649 | 292661.9016 | 305368.6812 | 318741.5512 | 332818.6235 | 347638.4995 | 363236.3834 | 379683.6908 | 397057.3735
Scenario 3: Aggressive Fuel Sub | PG&E | Com | WaterHeat | Com ¦ Faucet Aerators (Gas WH) - Hot-Dry | Com - Retail | Energy Efficiency | 173422.8749 | 180796.6118 | 188457.3551 | 181376.2488 | 189142.9891 | 197292.1669 | 205858.1882 | 214873.241 | 224363.0177 | 234353.5407 | 244868.5421 | 255956.1654 | 267668.2861
Scenario 3: Aggressive Fuel Sub | PG&E | Com | WaterHeat | Com ¦ Faucet Aerators (Gas WH) - Cold | Com - Retail | Energy Efficiency | 398.8735 | 415.8332 | 433.4529 | 417.1663 | 435.0299 | 453.773 | 473.4749 | 494.2096 | 516.0361 | 539.0144 | 563.1989 | 588.7005 | 615.6385
Scenario 3: Aggressive Fuel Sub | PG&E | Com | WaterHeat | Com ¦ Faucet Aerators (Elec WH) - Marine | Com - Retail | Energy Efficiency | 24291.2872 | 25640.3705 | 25899.7638 | 23200.5469 | 24636.4056 | 27080.7862 | 28509.9375 | 29436.0497 | 29221.3563 | 29253.2338 | 30690.0144 | 31689.4618 | 32695.3027
Scenario 3: Aggressive Fuel Sub | PG&E | Com | WaterHeat | Com ¦ Faucet Aerators (Elec WH) - Hot-Dry | Com - Retail | Energy Efficiency | 17287.6161 | 18247.7313 | 18432.3363 | 16511.3584 | 17533.2299 | 19272.846 | 20289.9439 | 20949.0392 | 20796.2463 | 20818.9328 | 21841.4604 | 22552.7469 | 23268.5834
Scenario 3: Aggressive Fuel Sub | PG&E | Com | WaterHeat | Com ¦ Faucet Aerators (Elec WH) - Cold | Com - Retail | Energy Efficiency | 61.0706 | 64.4623 | 65.1144 | 58.3283 | 61.9382 | 68.0836 | 71.6766 | 74.005 | 73.4652 | 73.5454 | 77.1576 | 79.6703 | 82.199
Scenario 3: Aggressive Fuel Sub | PG&E | Com | WaterHeat | Com ¦ Com Water Heating Controls (Gas WH) - Marine | Com - Retail | Energy Efficiency | 4124098.298 | 4299819.8198 | 4483350.7017 | 4316416.8846 | 4503063.2565 | 4699265.1399 | 4905652.6188 | 5122881.1077 | 5351663.7608 | 5592828.0245 | 5847154.8135 | 6115537.626 | 6398922.444
Scenario 3: Aggressive Fuel Sub | PG&E | Com | WaterHeat | Com ¦ Com Water Heating Controls (Gas WH) - Hot-Dry | Com - Retail | Energy Efficiency | 2915543.908 | 3039770.7754 | 3169518.4937 | 3051504.1211 | 3183454.3446 | 3322159.8663 | 3468066.126 | 3621636.4707 | 3783375.0671 | 3953866.8811 | 4133663.9826 | 4323398.033 | 4523737.797
Scenario 3: Aggressive Fuel Sub | PG&E | Com | WaterHeat | Com ¦ Com Water Heating Controls (Gas WH) - Cold | Com - Retail | Energy Efficiency | 5995.1613 | 6250.606 | 6517.403 | 6274.733 | 6546.059 | 6831.2757 | 7131.2992 | 7447.0821 | 7779.6612 | 8130.2394 | 8499.9517 | 8890.0972 | 9302.0509
Scenario 3: Aggressive Fuel Sub | PG&E | Com | WaterHeat | Com ¦ Com Hot Water Pipe Insulation - Marine | Com - Retail | Energy Efficiency | 29209728.7231 | 30451779.4051 | 31746864.8005 | 30559167.942 | 31874018.9339 | 33255249.712 | 34707909.1561 | 36237004.9717 | 37846322.8149 | 39541337.752 | 41327906.0533 | 43213042.3484 | 45203875.3145
Scenario 3: Aggressive Fuel Sub | PG&E | Com | WaterHeat | Com ¦ Com Hot Water Pipe Insulation - Hot-Dry | Com - Retail | Energy Efficiency | 17458914.9907 | 18201299.7447 | 18975383.8191 | 18265486.8296 | 19051384.9771 | 19876958.9139 | 20745226.4006 | 21659180.5873 | 22621084.1943 | 23634209.7175 | 24702057.5018 | 25828820.2538 | 27018758.8474
Scenario 3: Aggressive Fuel Sub | PG&E | Com | WaterHeat | Com ¦ Com Hot Water Pipe Insulation - Cold | Com - Retail | Energy Efficiency | 36700.56 | 38261.1344 | 39888.3443 | 38396.0627 | 40048.1071 | 41783.5543 | 43608.7481 | 45529.9803 | 47552.0075 | 49681.7089 | 51926.4424 | 54295.0216 | 56796.4035
Scenario 3: Aggressive Fuel Sub | PG&E | Com | WaterHeat | Com ¦ Com Efficient Tankless Gas Water Heater (0.87 UEF - High Draw) - ZEAS 2030 - Marine | Com - Retail | Energy Efficiency | 17454.9514 | 18785.561 | 20406.3484 | 0 | 216418.6174 | 0 | 0 | 0 | 0 | 0 | 0 | 0 | 0
Scenario 3: Aggressive Fuel Sub | PG&E | Com | WaterHeat | Com ¦ Com Efficient Tankless Gas Water Heater (0.87 UEF - High Draw) - ZEAS 2030 - Hot-Dry | Com - Retail | Energy Efficiency | 13001.6853 | 13992.8184 | 15200.0966 | 0 | 161203.9667 | 0 | 0 | 0 | 0 | 0 | 0 | 0 | 0
Scenario 3: Aggressive Fuel Sub | PG&E | Com | WaterHeat | Com ¦ Com Efficient Tankless Gas Water Heater (0.87 UEF - High Draw) - ZEAS 2030 - Cold | Com - Retail | Energy Efficiency | 76.7322 | 82.7889 | 89.9324 | 0 | 827.3132 | 0 | 0 | 0 | 0 | 0 | 0 | 0 | 0
Scenario 3: Aggressive Fuel Sub | PG&E | Com | WaterHeat | Com ¦ Com Heat Pump Water Heater (3.75 UEF - 50 Gal) - Fuel Sub - ZEAS 2030 - Marine | Com - Retail | Fuel Substitution | 4480867.2915 | 4702273.3793 | 4944949.9466 | 4725116.2069 | 4966196.5606 | 3113013.0083 | 3194497.9336 | 3258808.6654 | 3313024.4378 | 3361193.1123 | 3438180.6161 | 3500164.7055 | 3556988.7469
Scenario 3: Aggressive Fuel Sub | PG&E | Com | WaterHeat | Com ¦ Com Heat Pump Water Heater (3.75 UEF - 50 Gal) - Fuel Sub - ZEAS 2030 - Hot-Dry | Com - Retail | Fuel Substitution | 3311901.1539 | 3476068.1177 | 3656151.3532 | 3494372.8339 | 3673237.3331 | 2283982.1319 | 2343845.5934 | 2391078.0585 | 2430885.7422 | 2466245.5214 | 2522798.5507 | 2568316.988 | 2610039.8511
Scenario 3: Aggressive Fuel Sub | PG&E | Com | WaterHeat | Com ¦ Com Heat Pump Water Heater (3.75 UEF - 50 Gal) - Fuel Sub - ZEAS 2030 - Cold | Com - Retail | Fuel Substitution | 19743.4027 | 20720.3695 | 21795.3566 | 21204.3518 | 22289.8015 | 13898.7373 | 14258.9435 | 14543.8633 | 14784.5437 | 14998.7375 | 15339.3535 | 15614.2048 | 15866.461
Scenario 3: Aggressive Fuel Sub | PG&E | Com | WaterHeat | Com ¦ Com Efficient Tankless Gas Water Heater (0.87 UEF - High Draw) - Panel Upgrade - ZEAS 2030 - Marine | Com - Retail | Energy Efficiency | 14481.8553 | 15585.8226 | 16930.5418 | 0 | 179556.1057 | 0 | 0 | 0 | 0 | 0 | 0 | 0 | 0
Scenario 3: Aggressive Fuel Sub | PG&E | Com | WaterHeat | Com ¦ Com Efficient Tankless Gas Water Heater (0.87 UEF - High Draw) - Panel Upgrade - ZEAS 2030 - Hot-Dry | Com - Retail | Energy Efficiency | 10787.1125 | 11609.4262 | 12611.0692 | 0 | 133746.1482 | 0 | 0 | 0 | 0 | 0 | 0 | 0 | 0
Scenario 3: Aggressive Fuel Sub | PG&E | Com | WaterHeat | Com ¦ Com Efficient Tankless Gas Water Heater (0.87 UEF - High Draw) - Panel Upgrade - ZEAS 2030 - Cold | Com - Retail | Energy Efficiency | 63.6624 | 68.6875 | 74.6143 | 0 | 686.3972 | 0 | 0 | 0 | 0 | 0 | 0 | 0 | 0
Scenario 3: Aggressive Fuel Sub | PG&E | Com | WaterHeat | Com ¦ Com Heat Pump Water Heater (3.75 UEF - 50 Gal) - Fuel Sub - Panel Upgrade - ZEAS 2030 - Marine | Com - Retail | Fuel Substitution | 3717642.643 | 3901336.7048 | 4102678.2524 | 3920288.7211 | 4120305.9376 | 2582774.5289 | 2650380.1537 | 2703736.8597 | 2748718.0775 | 2788682.1976 | 2852556.4452 | 2903982.8051 | 2951128.0263
Scenario 3: Aggressive Fuel Sub | PG&E | Com | WaterHeat | Com ¦ Com Heat Pump Water Heater (3.75 UEF - 50 Gal) - Fuel Sub - Panel Upgrade - ZEAS 2030 - Hot-Dry | Com - Retail | Fuel Substitution | 2747786.1222 | 2883990.5812 | 3033400.2985 | 2899177.4611 | 3047576.0291 | 1894952.2084 | 1944619.1462 | 1983806.5211 | 2016833.7751 | 2046170.7348 | 2093091.1052 | 2130856.4022 | 2165472.6237
Scenario 3: Aggressive Fuel Sub | PG&E | Com | WaterHeat | Com ¦ Com Heat Pump Water Heater (3.75 UEF - 50 Gal) - Fuel Sub - Panel Upgrade - ZEAS 2030 - Cold | Com - Retail | Fuel Substitution | 16380.5154 | 17191.0758 | 18082.9607 | 17592.6215 | 18493.187 | 11531.3699 | 11830.2224 | 12066.6118 | 12266.2972 | 12444.0075 | 12726.6065 | 12954.6425 | 13163.9319
Scenario 3: Aggressive Fuel Sub | PG&E | Com | WaterHeat | Com ¦ Com Heat Pump Water Heater (100+ Gal, 200+ kBtuh - 4.3 COP) - Fuel Sub - ZEAS 2030 - Marine | Com - Retail | Fuel Substitution | 54892.2855 | 57632.4016 | 60611.0621 | 57901.6447 | 60869.9323 | 0 | 0 | 0 | 0 | 0 | 0 | 0 | 0
Scenario 3: Aggressive Fuel Sub | PG&E | Com | WaterHeat | Com ¦ Com Heat Pump Water Heater (100+ Gal, 200+ kBtuh - 4.3 COP) - Fuel Sub - ZEAS 2030 - Hot-Dry | Com - Retail | Fuel Substitution | 40538.7045 | 42571.1705 | 44781.7877 | 42790.6139 | 44993.3697 | 0 | 0 | 0 | 0 | 0 | 0 | 0 | 0
Scenario 3: Aggressive Fuel Sub | PG&E | Com | WaterHeat | Com ¦ Com Heat Pump Water Heater (100+ Gal, 200+ kBtuh - 4.3 COP) - Fuel Sub - ZEAS 2030 - Cold | Com - Retail | Fuel Substitution | 120.72 | 126.7839 | 133.3958 | 129.7644 | 136.4641 | 0 | 0 | 0 | 0 | 0 | 0 | 0 | 0
Scenario 3: Aggressive Fuel Sub | PG&E | Com | WaterHeat | Com ¦ Com Heat Pump Water Heater (100+ Gal, 200+ kBtuh - 4.3 COP) - Fuel Sub - Panel Upgrade - ZEAS 2030 - Marine | Com - Retail | Fuel Substitution | 45542.5006 | 47815.8936 | 50287.1998 | 48039.2766 | 50501.9768 | 0 | 0 | 0 | 0 | 0 | 0 | 0 | 0
Scenario 3: Aggressive Fuel Sub | PG&E | Com | WaterHeat | Com ¦ Com Heat Pump Water Heater (100+ Gal, 200+ kBtuh - 4.3 COP) - Fuel Sub - Panel Upgrade - ZEAS 2030 - Hot-Dry | Com - Retail | Fuel Substitution | 33633.7603 | 35320.0371 | 37154.1205 | 35502.1028 | 37329.6639 | 0 | 0 | 0 | 0 | 0 | 0 | 0 | 0
Scenario 3: Aggressive Fuel Sub | PG&E | Com | WaterHeat | Com ¦ Com Heat Pump Water Heater (100+ Gal, 200+ kBtuh - 4.3 COP) - Fuel Sub - Panel Upgrade - ZEAS 2030 - Cold | Com - Retail | Fuel Substitution | 100.1578 | 105.1889 | 110.6745 | 107.6616 | 113.2202 | 0 | 0 | 0 | 0 | 0 | 0 | 0 | 0
Scenario 3: Aggressive Fuel Sub | PG&E | Com | WholeBlg | Com ¦ Com Title 24 2022 Code | Com - Retail | Energy Efficiency | 12205218.4217 | 12702901.8093 | 13277916.9511 | 0 | 130632409.5836 | 14319362.8917 | 15179544.3062 | 16056757.2689 | 16799501.1195 | 17622619.216 | 18520498.4867 | 19312595.4949 | 20200837.0143
Scenario 3: Aggressive Fuel Sub | PG&E | Com | ComRefrig | Com ¦ Efficient Refrigerated Display Case - Marine | Com - Retail | Energy Efficiency | 5848263.5232 | 6052678.484 | 6238013.4424 | 5745616.6579 | 6723530.4501 | 6263801.0526 | 6420606.1855 | 6535962.2096 | 6615706.7183 | 6672738.1874 | 6796857.4347 | 6880654.5898 | 6948298.2074
Scenario 3: Aggressive Fuel Sub | PG&E | Com | ComRefrig | Com ¦ Efficient Refrigerated Display Case - Hot-Dry | Com - Retail | Energy Efficiency | 4636955.6048 | 4799097.7529 | 4946153.1431 | 4555846.612 | 5331342.521 | 4966852.2547 | 5091363.4419 | 5183084.0701 | 5246635.1843 | 5292230.3618 | 5390958.4493 | 5457793.773 | 5511870.8931
Scenario 3: Aggressive Fuel Sub | PG&E | Com | ComRefrig | Com ¦ Efficient Refrigerated Display Case - Cold | Com - Retail | Energy Efficiency | 10141.4547 | 10475.7337 | 10764.305 | 9878.7786 | 11534.8213 | 10731.881 | 10947.6411 | 11069.087 | 11108.616 | 11092.6652 | 11211.2052 | 11236.1004 | 11217.8514
Scenario 3: Aggressive Fuel Sub | PG&E | Com | ComRefrig | Com ¦ Refrigerated Display Case LED Lighting | Com - Retail | Energy Efficiency | 9385445.7533 | 9706149.1614 | 9995905.7286 | 9304657.5206 | 9576388.6423 | 9880096.3449 | 10101792.002 | 10290621.1876 | 10458411.8264 | 10610814.8598 | 10840182.1096 | 11029348.4006 | 11204871.2016
Scenario 3: Aggressive Fuel Sub | PG&E | Com | ComRefrig | Com ¦ Efficient EC or PMS Motor Retrofit - Marine | Com - Retail | Energy Efficiency | 2134978.9881 | 2155128.158 | 2159459.5972 | 1951206.6942 | 1956314.7818 | 1999342.5993 | 2028964.6219 | 2053478.1589 | 2076260.1447 | 2099205.3631 | 2130148.0125 | 2147447.3705 | 2164777.0359
Scenario 3: Aggressive Fuel Sub | PG&E | Com | ComRefrig | Com ¦ Efficient EC or PMS Motor Retrofit - Hot-Dry | Com - Retail | Energy Efficiency | 1691743.1367 | 1707709.2048 | 1711141.4084 | 1546123.1945 | 1550170.8091 | 1584265.7653 | 1607738.0587 | 1627162.4223 | 1645214.7161 | 1663396.3545 | 1687915.1038 | 1701622.9999 | 1715354.9114
Scenario 3: Aggressive Fuel Sub | PG&E | Com | ComRefrig | Com ¦ Efficient EC or PMS Motor Retrofit - Cold | Com - Retail | Energy Efficiency | 4748.5963 | 4793.4119 | 4803.0458 | 4339.8521 | 4351.2134 | 4446.9154 | 4512.8004 | 4567.3231 | 4617.9945 | 4669.029 | 4737.8513 | 4776.3284 | 4814.8728
Scenario 3: Aggressive Fuel Sub | PG&E | Com | ComRefrig | Com ¦ Walk-in Anti Sweat Heat Controls - Marine | Com - Retail | Energy Efficiency | 893977.0657 | 974422.8909 | 1007207.0552 | 804668.6828 | 630540.7405 | 704631.2309 | 732186.0236 | 740329.6152 | 731683.6501 | 706071.988 | 768619.3845 | 761964.6208 | 751846.5029
Scenario 3: Aggressive Fuel Sub | PG&E | Com | ComRefrig | Com ¦ Walk-in Anti Sweat Heat Controls - Hot-Dry | Com - Retail | Energy Efficiency | 688708.1346 | 747563.7625 | 773310.4537 | 628315.275 | 509907.3496 | 564555.9984 | 586938.3216 | 595966.0212 | 593472.5686 | 579348.5466 | 626832.0973 | 626314.9954 | 623616.9204
Scenario 3: Aggressive Fuel Sub | PG&E | Com | ComRefrig | Com ¦ Walk-in Anti Sweat Heat Controls - Cold | Com - Retail | Energy Efficiency | 2059.0663 | 2240.0891 | 2316.2702 | 1864.8658 | 1485.3262 | 1652.6534 | 1717.6983 | 1740.2215 | 1726.0068 | 1674.6843 | 1817.7873 | 1808.7638 | 1792.4294
Scenario 3: Aggressive Fuel Sub | PG&E | Com | ComRefrig | Com ¦ Efficient Refrigeration Compressor - Marine | Com - Retail | Energy Efficiency | 434058.8203 | 438060.2656 | 438819.3472 | 396368.9265 | 397286.1922 | 405954.7531 | 411873.2098 | 416738.6654 | 421241.5355 | 425768.9475 | 431923.1851 | 435276.0505 | 438624.5077
Scenario 3: Aggressive Fuel Sub | PG&E | Com | ComRefrig | Com ¦ Efficient Refrigeration Compressor - Hot-Dry | Com - Retail | Energy Efficiency | 460234.0349 | 464510.4644 | 465358.3921 | 420387.3654 | 421402.9151 | 430622.3399 | 436934.5363 | 442135.3367 | 446955.4241 | 451804.5968 | 458378.3858 | 461991.6439 | 465603.9738
Scenario 3: Aggressive Fuel Sub | PG&E | Com | ComRefrig | Com ¦ Efficient Refrigeration Compressor - Cold | Com - Retail | Energy Efficiency | 1296.5625 | 1308.6523 | 1311.0953 | 1184.4533 | 1187.3683 | 1213.3765 | 1231.2055 | 1245.9099 | 1259.5464 | 1273.2688 | 1291.8493 | 1302.1017 | 1312.3563
Scenario 3: Aggressive Fuel Sub | PG&E | Com | ComRefrig | Com ¦ Floating Head Pressure Controls - Marine | Com - Retail | Energy Efficiency | 344228.9762 | 369385.5204 | 375590.47 | 307644.1662 | 276567.3567 | 299152.9436 | 310269.0048 | 316585.2881 | 316976.7403 | 320320.9526 | 339482.1274 | 343042.6565 | 346023.4758
Scenario 3: Aggressive Fuel Sub | PG&E | Com | ComRefrig | Com ¦ Floating Head Pressure Controls - Hot-Dry | Com - Retail | Energy Efficiency | 216271.8678 | 232081.2611 | 235976.2214 | 193268.5465 | 173725.7442 | 187918.4003 | 194900.2408 | 198864.2835 | 199103.2281 | 201198.0944 | 213236.1608 | 215466.2008 | 217331.3268
Scenario 3: Aggressive Fuel Sub | PG&E | Com | ComRefrig | Com ¦ Floating Head Pressure Controls - Cold | Com - Retail | Energy Efficiency | 710.3979 | 762.341 | 775.1236 | 634.7797 | 570.5283 | 617.156 | 640.0826 | 653.0893 | 653.8514 | 660.7122 | 700.2525 | 707.555 | 713.6565
Scenario 3: Aggressive Fuel Sub | PG&E | Com | ComRefrig | Com ¦ Add Doors to Open Display Cases - Marine | Com - Retail | Energy Efficiency | 11182252.3788 | 11353721.2205 | 11513975.059 | 10562661.6589 | 10787694.08 | 11265107.5982 | 11640572.5351 | 12066415.8177 | 12498920.4021 | 12948195.2555 | 13461225.2451 | 13918311.1091 | 14390298.7315
Scenario 3: Aggressive Fuel Sub | PG&E | Com | ComRefrig | Com ¦ Add Doors to Open Display Cases - Hot-Dry | Com - Retail | Energy Efficiency | 8221172.6057 | 8329843.7277 | 8428452.0609 | 7712281.6994 | 7862275.5057 | 8210816.7781 | 8477032.6004 | 8781522.2835 | 9089562.3541 | 9409034.947 | 9777044.0686 | 10098597.3787 | 10429683.1401
Scenario 3: Aggressive Fuel Sub | PG&E | Com | ComRefrig | Com ¦ Add Doors to Open Display Cases - Cold | Com - Retail | Energy Efficiency | 22128.7401 | 22491.7913 | 22835.1286 | 21347.347 | 21822.015 | 22786.9329 | 23556.7633 | 24426.3401 | 25311.203 | 26231.0867 | 27277.0633 | 28217.763 | 29190.4512
Scenario 3: Aggressive Fuel Sub | PG&E | Com | FoodServ | Com ¦ Demand Controlled Ventilation (DCV) Exhaust Hood | Com - Retail | Energy Efficiency | 42046.7282 | 44757.1792 | 47976.9691 | 0 | 495173.4814 | 54894.4848 | 58815.9638 | 62875.7407 | 66488.8238 | 70416.9429 | 74885.1793 | 79344.2836 | 84257.9544
Scenario 3: Aggressive Fuel Sub | PG&E | Com | FoodServ | Com ¦ ENERGY STAR Ice Machine | Com - Retail | Energy Efficiency | 66714.9376 | 68860.6441 | 70756.6608 | 64937.2543 | 75786.537 | 70736.3403 | 72849.0234 | 74656.0373 | 76182.3455 | 77478.3331 | 79320.6846 | 80621.481 | 81812.4681
Scenario 3: Aggressive Fuel Sub | PG&E | Com | FoodServ | Com ¦ Demand Controlled Ventilation (DCV) Exhaust Hood - Retrofit | Com - Retail | Energy Efficiency | 299203.1717 | 315350.011 | 324357.2036 | 291107.1134 | 293418.4841 | 312665.6718 | 326571.6101 | 339011.5404 | 347813.7965 | 355998.1322 | 374499.5807 | 387082.5771 | 399958.2072
Scenario 3: Aggressive Fuel Sub | PG&E | Com | Lighting | Com ¦ LED High and Low Bay - 155 lpw | Com - Retail | Energy Efficiency | 50256436.0115 | 51760108.4078 | 53043965.7683 | 49167543.1088 | 50649150.0781 | 52576599.0289 | 53907714.4006 | 54924688.1082 | 55668956.4715 | 56208447.246 | 57231753.7842 | 57856130.1956 | 58371079.2801
Scenario 3: Aggressive Fuel Sub | PG&E | Com | Lighting | Com ¦ LED Fixtures and Retrofit Kits - 140 lpw - RET | Com - Retail | Energy Efficiency | 3733367.1803 | 3862252.289 | 3979126.0012 | 3705429.8949 | 3818307.6414 | 3942527.5134 | 4024643.7964 | 4089759.4735 | 4143974.8179 | 4189845.6376 | 4270138.4741 | 4330947.0335 | 4383909.3574
Scenario 3: Aggressive Fuel Sub | PG&E | Com | Lighting | Com ¦ LED Fixtures and Retrofit Kits - 140 lpw | Com - Retail | Energy Efficiency | 8306961.2629 | 8590620.4853 | 8845303.4932 | 8126084.1506 | 9458931.4162 | 8748226.8468 | 8916877.2693 | 9042980.049 | 9139731.824 | 9214706.3981 | 9370709.3278 | 9477410.0933 | 9563225.3815
Scenario 3: Aggressive Fuel Sub | SCE | Com | BldgEnv | Com ¦ Com Wall Insulation (R14) - Marine | Com - Retail | Energy Efficiency | 46779.9848 | 49350.5408 | 51642.739 | 53881.753 | 57433.1966 | 61705.9666 | 64445.9335 | 65251.7504 | 65960.2727 | 66548.8452 | 66856.5634 | 66165.3382 | 65483.2952
Scenario 3: Aggressive Fuel Sub | SCE | Com | BldgEnv | Com ¦ Com Wall Insulation (R14) - Hot-Dry | Com - Retail | Energy Efficiency | 192958.2852 | 203561.3256 | 213016.195 | 222251.6896 | 236900.6993 | 254525.0398 | 265826.8674 | 269150.7044 | 272073.2203 | 274500.9665 | 275770.2439 | 272919.0754 | 270105.7813
Scenario 3: Aggressive Fuel Sub | SCE | Com | BldgEnv | Com ¦ Com Wall Insulation (R14) - Cold | Com - Retail | Energy Efficiency | 5823.0067 | 6142.9803 | 6428.3051 | 6707.0096 | 7149.0807 | 7680.9399 | 8022.0013 | 8122.3065 | 8210.5009 | 8283.7643 | 8322.068 | 8236.0267 | 8151.1284
Scenario 3: Aggressive Fuel Sub | SCE | Com | HVAC | Com ¦ Small Unitary Heat Pump (SEER 18) - Marine | Com - Retail | Energy Efficiency | 1137577.1053 | 1176459.2201 | 1210616.147 | 1241008.5921 | 1279602.8256 | 1325187.7308 | 1352238.9839 | 1361900.5347 | 1371159.311 | 1379453.3899 | 1390962.8455 | 1394527.7976 | 1398661.4371
Scenario 3: Aggressive Fuel Sub | SCE | Com | HVAC | Com ¦ Small Unitary Heat Pump (SEER 18) - Hot-Dry | Com - Retail | Energy Efficiency | 5340653.731 | 5523196.0049 | 5683554.6462 | 5826239.9417 | 6007430.6815 | 6221440.9605 | 6348440.1548 | 6393798.8363 | 6437266.5869 | 6476205.3131 | 6530239.4677 | 6546976.0693 | 6566382.5227
Scenario 3: Aggressive Fuel Sub | SCE | Com | HVAC | Com ¦ Small Unitary Heat Pump (SEER 18) - Cold | Com - Retail | Energy Efficiency | 101454.8228 | 104922.5245 | 107968.8103 | 110679.3607 | 114121.3877 | 118186.8778 | 120599.4441 | 121461.1095 | 122286.8536 | 123026.5611 | 124053.032 | 124370.9722 | 124739.6309
Scenario 3: Aggressive Fuel Sub | SCE | Com | HVAC | Com ¦ Small Unitary AC (SEER 18) - Marine | Com - Retail | Energy Efficiency | 5325380.7138 | 5507400.9597 | 5667301.0128 | 5809578.2618 | 5990250.8386 | 6203649.0984 | 6330285.1048 | 6375514.0711 | 6418857.5141 | 6457684.8847 | 6511564.5142 | 6528253.2531 | 6547604.2086
Scenario 3: Aggressive Fuel Sub | SCE | Com | HVAC | Com ¦ Small Unitary AC (SEER 18) - Hot-Dry | Com - Retail | Energy Efficiency | 25709224.2211 | 26587959.3888 | 27359905.3847 | 28046774.1539 | 28919003.2089 | 29949221.3296 | 30560579.2131 | 30778930.1064 | 30988178.3 | 31175624.3493 | 31435737.8608 | 31516305.721 | 31609725.9066
Scenario 3: Aggressive Fuel Sub | SCE | Com | HVAC | Com ¦ Small Unitary AC (SEER 18) - Cold | Com - Retail | Energy Efficiency | 281373.1493 | 290990.4166 | 299438.9358 | 306956.3322 | 316502.3937 | 327777.5576 | 334468.5294 | 336858.2584 | 339148.3634 | 341199.856 | 344046.6536 | 344928.424 | 345950.856
Scenario 3: Aggressive Fuel Sub | SCE | Com | HVAC | Com ¦ Large Unitary Heat Pump (EER 10.0, COP 3.3) - Marine | Com - Retail | Energy Efficiency | 329692.1855 | 340960.986 | 350860.3342 | 359668.6617 | 370854.0285 | 384065.4292 | 391905.4136 | 394705.5208 | 397388.896 | 399792.6829 | 403128.3492 | 404161.5423 | 405359.5522
Scenario 3: Aggressive Fuel Sub | SCE | Com | HVAC | Com ¦ Large Unitary Heat Pump (EER 10.0, COP 3.3) - Hot-Dry | Com - Retail | Energy Efficiency | 1086316.5597 | 1123446.6012 | 1156064.3773 | 1185087.3035 | 1221942.4361 | 1265473.2325 | 1291305.5247 | 1300531.7148 | 1309373.2799 | 1317293.6179 | 1328284.4441 | 1331688.7554 | 1335636.1282
Scenario 3: Aggressive Fuel Sub | SCE | Com | HVAC | Com ¦ Large Unitary Heat Pump (EER 10.0, COP 3.3) - Cold | Com - Retail | Energy Efficiency | 10141.1902 | 10487.8137 | 10792.3134 | 11063.2538 | 11407.3109 | 11813.6879 | 12054.8424 | 12140.9725 | 12223.512 | 12297.4515 | 12400.0551 | 12431.8357 | 12468.686
Scenario 3: Aggressive Fuel Sub | SCE | Com | HVAC | Com ¦ Large Unitary AC (EER 11.5) - Marine | Com - Retail | Energy Efficiency | 5256989.2855 | 5436671.9286 | 5594518.4585 | 5734968.5059 | 5913320.7874 | 6123978.471 | 6248988.1491 | 6293636.2605 | 6336423.0635 | 6374751.7919 | 6427939.47 | 6444413.883 | 6463516.3231
Scenario 3: Aggressive Fuel Sub | SCE | Com | HVAC | Com ¦ Large Unitary AC (EER 11.5) - Hot-Dry | Com - Retail | Energy Efficiency | 18067226.632 | 18684760.1401 | 19227247.2699 | 19709946.1491 | 20322907.469 | 21046896.0308 | 21476529.4316 | 21629976.1105 | 21777025.8426 | 21908754.0592 | 22091549.5306 | 22148168.8116 | 22213820.0989
Scenario 3: Aggressive Fuel Sub | SCE | Com | HVAC | Com ¦ Large Unitary AC (EER 11.5) - Cold | Com - Retail | Energy Efficiency | 172999.9949 | 178913.0936 | 184107.597 | 188729.6071 | 194598.9255 | 201531.3684 | 205645.258 | 207114.5635 | 208522.6159 | 209783.9596 | 211534.2899 | 212076.4393 | 212705.0733
Scenario 3: Aggressive Fuel Sub | SCE | Com | HVAC | Com ¦ Variable Refrigerant Flow (VRF) Heat Pump - Hot-Dry | Com - Retail | Energy Efficiency | 837906.1454 | 868572.9407 | 896195.8942 | 921536.6549 | 953053.4953 | 987808.6085 | 1008532.0518 | 1016644.869 | 1024419.6391 | 1031331.2143 | 1040839.8541 | 1044440.919 | 1048391.4306
Scenario 3: Aggressive Fuel Sub | SCE | Com | HVAC | Com ¦ Variable Refrigerant Flow (VRF) Heat Pump - Marine | Com - Retail | Energy Efficiency | 206320.2461 | 213871.4268 | 220673.1129 | 226912.8475 | 234673.3375 | 243231.1976 | 248333.9957 | 250331.64 | 252246.0459 | 253947.9046 | 256289.2467 | 257175.9482 | 258148.695
Scenario 3: Aggressive Fuel Sub | SCE | Com | HVAC | Com ¦ Variable Refrigerant Flow (VRF) Heat Pump - Cold | Com - Retail | Energy Efficiency | 10939.0353 | 11339.3966 | 11700.0198 | 12030.8486 | 12442.3074 | 12896.0425 | 13166.5913 | 13272.5057 | 13374.0069 | 13464.239 | 13588.3762 | 13635.3888 | 13686.9636
Scenario 3: Aggressive Fuel Sub | SCE | Com | HVAC | Com ¦ Efficient Chiller - Marine | Com - Retail | Energy Efficiency | 4654358.8089 | 4777978.9735 | 4887180.0643 | 4987296.9426 | 5120978.4958 | 5284673.5729 | 5387806.1237 | 5429939.9401 | 5471817.0387 | 5512429.9571 | 5560997.6019 | 5573183.3365 | 5586420.2975
Scenario 3: Aggressive Fuel Sub | SCE | Com | HVAC | Com ¦ Efficient Chiller - Hot-Dry | Com - Retail | Energy Efficiency | 15954135.0372 | 16377878.2166 | 16752195.9305 | 17095374.9293 | 17553606.3718 | 18114717.6811 | 18468233.7528 | 18612659.3599 | 18756204.9936 | 18895417.2916 | 19061896.6703 | 19103666.7322 | 19149040.1709
Scenario 3: Aggressive Fuel Sub | SCE | Com | HVAC | Com ¦ Efficient Chiller - Cold | Com - Retail | Energy Efficiency | 153522.7135 | 157600.2898 | 161202.257 | 164504.584 | 168914.0324 | 174313.4684 | 177715.2665 | 179105.0385 | 180486.3428 | 181825.9485 | 183427.9386 | 183829.8816 | 184266.499
Scenario 3: Aggressive Fuel Sub | SCE | Com | HVAC | Com ¦ Demand Controlled Ventilation (HVAC) - Marine | Com - Retail | Energy Efficiency | 656054.5037 | 684674.1346 | 725980.2364 | 763283.8896 | 816156.1179 | 878859.7359 | 922698.8334 | 939264.8716 | 954279.9007 | 966563.2632 | 983477.676 | 985577.3241 | 986825.1931
Scenario 3: Aggressive Fuel Sub | SCE | Com | HVAC | Com ¦ Demand Controlled Ventilation (HVAC) - Hot-Dry | Com - Retail | Energy Efficiency | 1590859.8391 | 1660259.2884 | 1760422.0313 | 1850879.2773 | 1979088.6016 | 2131137.9621 | 2237442.9399 | 2277613.7562 | 2314023.5464 | 2343809.3459 | 2384824.9322 | 2389916.3474 | 2392942.2921
Scenario 3: Aggressive Fuel Sub | SCE | Com | HVAC | Com ¦ Demand Controlled Ventilation (HVAC) - Cold | Com - Retail | Energy Efficiency | 103797.2341 | 108325.2703 | 114860.4882 | 120762.4613 | 129127.6063 | 139048.2182 | 145984.1923 | 148605.1772 | 150980.7702 | 152924.1744 | 155600.2772 | 155932.4716 | 156129.9024
Scenario 3: Aggressive Fuel Sub | SCE | Com | HVAC | Com ¦ HVAC Energy Management System (Elec SC and Gas SH) - Marine | Com - Retail | Energy Efficiency | 1482355.88 | 1547021.9676 | 1640353.1507 | 1724640.7964 | 1844105.655 | 1985784.5496 | 2084839.039 | 2122270.0208 | 2156196.4958 | 2183950.7668 | 2222168.9015 | 2226913.0587 | 2229732.6201
Scenario 3: Aggressive Fuel Sub | SCE | Com | HVAC | Com ¦ HVAC Energy Management System (Elec SC and Gas SH) - Hot-Dry | Com - Retail | Energy Efficiency | 6044106.8869 | 6307774.1689 | 6688319.525 | 7031991.0728 | 7519092.9789 | 8096769.6317 | 8500651 | 8653270.7981 | 8791601.4405 | 8904765.7507 | 9060595.0586 | 9079938.7221 | 9091435.1047
Scenario 3: Aggressive Fuel Sub | SCE | Com | HVAC | Com ¦ HVAC Energy Management System (Elec SC and Gas SH) - Cold | Com - Retail | Energy Efficiency | 92250.0449 | 96274.3481 | 102082.5389 | 107327.9318 | 114762.4749 | 123579.4429 | 129743.8068 | 132073.2135 | 134184.5276 | 135911.7328 | 138290.1256 | 138585.3643 | 138760.8313
Scenario 3: Aggressive Fuel Sub | SCE | Com | HVAC | Com ¦ HVAC Pump Variable Frequency Drive (VFD) - Marine | Com - Retail | Energy Efficiency | 84594.1206 | 88053.3248 | 93335.275 | 98028.8495 | 104714.5818 | 112884.0078 | 118691.5488 | 120708.7925 | 122555.5771 | 124113.2766 | 126021.5905 | 125824.424 | 125548.4513
Scenario 3: Aggressive Fuel Sub | SCE | Com | HVAC | Com ¦ HVAC Pump Variable Frequency Drive (VFD) - Hot-Dry | Com - Retail | Energy Efficiency | 348934.1973 | 363202.7378 | 384989.7488 | 404349.8256 | 431927.1632 | 465624.4469 | 489579.4173 | 497900.1529 | 505517.7783 | 511942.9841 | 519814.4053 | 519001.1321 | 517862.7987
Scenario 3: Aggressive Fuel Sub | SCE | Com | HVAC | Com ¦ HVAC Pump Variable Frequency Drive (VFD) - Cold | Com - Retail | Energy Efficiency | 2234.6223 | 2326 | 2465.527 | 2589.5115 | 2766.1206 | 2981.9226 | 3135.3335 | 3188.6206 | 3237.4049 | 3278.5528 | 3328.9625 | 3323.7542 | 3316.4641
Scenario 3: Aggressive Fuel Sub | SCE | Com | HVAC | Com ¦ HVAC Fan Variable Frequency Drive (VFD) - Marine | Com - Retail | Energy Efficiency | 43223.4936 | 45078.1953 | 47832.0739 | 50296.7535 | 53795.6584 | 57967.7112 | 60885.4287 | 61938.4716 | 62897.6492 | 63677.485 | 64762.2155 | 64851.1844 | 64876.1803
Scenario 3: Aggressive Fuel Sub | SCE | Com | HVAC | Com ¦ HVAC Fan Variable Frequency Drive (VFD) - Hot-Dry | Com - Retail | Energy Efficiency | 173194.4987 | 180626.2012 | 191660.8625 | 201536.7175 | 215556.6641 | 232273.883 | 243965.0391 | 248184.5323 | 252027.9116 | 255152.6771 | 259499.141 | 259855.6352 | 259955.7926
Scenario 3: Aggressive Fuel Sub | SCE | Com | HVAC | Com ¦ HVAC Fan Variable Frequency Drive (VFD) - Cold | Com - Retail | Energy Efficiency | 2169.3889 | 2262.4764 | 2400.6937 | 2524.3961 | 2700.0063 | 2909.4018 | 3055.8421 | 3108.6944 | 3156.8356 | 3195.9755 | 3250.4182 | 3254.8836 | 3256.1381
Scenario 3: Aggressive Fuel Sub | SCE | Com | HVAC | Com ¦ Economizer - Marine | Com - Retail | Energy Efficiency | 70124.8851 | 75283.9181 | 79376.733 | 74926.5666 | 71696.6107 | 87524.2164 | 102109.1432 | 103531.0161 | 105452.2248 | 104491.2739 | 111436.3773 | 111938.1065 | 112252.3203
Scenario 3: Aggressive Fuel Sub | SCE | Com | HVAC | Com ¦ Economizer - Hot-Dry | Com - Retail | Energy Efficiency | 326731.6463 | 350769.038 | 369838.6188 | 349104.0367 | 334054.7597 | 407800.0451 | 475755.3385 | 482380.2462 | 491331.7004 | 486854.3584 | 519213.5568 | 521551.2547 | 523015.2656
Scenario 3: Aggressive Fuel Sub | SCE | Com | HVAC | Com ¦ Economizer - Cold | Com - Retail | Energy Efficiency | 2085.8646 | 2239.32 | 2361.0608 | 2228.6906 | 2132.6156 | 2603.4077 | 3037.2363 | 3079.5299 | 3136.6763 | 3108.0928 | 3314.6749 | 3329.5988 | 3338.9451
Scenario 3: Aggressive Fuel Sub | SCE | Com | WaterHeat | Com ¦ Com Heat Pump Water Heater (3.3 UEF - 50 Gal) - Marine | Com - Retail | Energy Efficiency | 1662388.5371 | 1747192.1165 | 1831030.2756 | 1914162.3909 | 2009267.5977 | 2100504.8224 | 2158800.2464 | 2190052.1416 | 2217261.576 | 2237913.7191 | 2273143.557 | 2298529.984 | 2321400.7723
Scenario 3: Aggressive Fuel Sub | SCE | Com | WaterHeat | Com ¦ Com Heat Pump Water Heater (3.3 UEF - 50 Gal) - Hot-Dry | Com - Retail | Energy Efficiency | 6499985.3308 | 6832209.7849 | 7160650.0251 | 7486317.9229 | 7858913.8664 | 8216346.9666 | 8444651.048 | 8566942.8197 | 8673387.711 | 8754127.1866 | 8892006.1705 | 8991298.6536 | 9080727.0224
Scenario 3: Aggressive Fuel Sub | SCE | Com | WaterHeat | Com ¦ Com Heat Pump Water Heater (3.3 UEF - 50 Gal) - Cold | Com - Retail | Energy Efficiency | 111466.11 | 117136.2028 | 122741.7993 | 128300.349 | 134658.8688 | 140759.0149 | 144658.5652 | 146751.6402 | 148574.6884 | 149959.7281 | 152318.6905 | 154020.1179 | 155553.5705
Scenario 3: Aggressive Fuel Sub | SCE | Com | WaterHeat | Com ¦ Faucet Aerators (Elec WH) - Marine | Com - Retail | Energy Efficiency | 9216.225 | 9703.525 | 9839.0165 | 10080.0786 | 11447.6284 | 13285.7013 | 14290.196 | 14669.8519 | 14722.3044 | 14807.7897 | 15396.5696 | 15761.4525 | 16126.4878
Scenario 3: Aggressive Fuel Sub | SCE | Com | WaterHeat | Com ¦ Faucet Aerators (Elec WH) - Hot-Dry | Com - Retail | Energy Efficiency | 36493.5461 | 38423.1112 | 38959.6176 | 39914.153 | 45329.2489 | 52607.478 | 56584.9824 | 58088.3083 | 58296.0045 | 58634.5012 | 60965.897 | 62410.7263 | 63856.159
Scenario 3: Aggressive Fuel Sub | SCE | Com | WaterHeat | Com ¦ Faucet Aerators (Elec WH) - Cold | Com - Retail | Energy Efficiency | 756.685 | 796.6941 | 807.8184 | 827.6105 | 939.8912 | 1090.8036 | 1173.2762 | 1204.4473 | 1208.7538 | 1215.7725 | 1264.1134 | 1294.0716 | 1324.0423
Scenario 3: Aggressive Fuel Sub | SCE | Com | WholeBlg | Com ¦ Com Title 24 2022 Code | Com - Retail | Energy Efficiency | 23949592.0209 | 25169981.0948 | 26123098.7723 | 27287845.115 | 28948931.0722 | 30642967.1573 | 31874455.2667 | 32881955.8218 | 33753999.1287 | 34566044.3765 | 35433801.4285 | 35959639.263 | 36578023.0413
Scenario 3: Aggressive Fuel Sub | SCE | Com | ComRefrig | Com ¦ Efficient Refrigerated Display Case - Marine | Com - Retail | Energy Efficiency | 3581964.1095 | 3764978.2998 | 3944114.2199 | 4124751.5232 | 4335604.7626 | 4540322.3465 | 4674404.7879 | 4750392.275 | 4813365.6508 | 4856861.3918 | 4932364.0061 | 4986116.0295 | 5034244.5797
Scenario 3: Aggressive Fuel Sub | SCE | Com | ComRefrig | Com ¦ Efficient Refrigerated Display Case - Hot-Dry | Com - Retail | Energy Efficiency | 14648437.076 | 15396873.344 | 16129449.4318 | 16868165.424 | 17730449.4434 | 18567641.7083 | 19115971.6594 | 19426722.3789 | 19684251.9085 | 19862127.6787 | 20170895.5116 | 20390714.3339 | 20587535.9707
Scenario 3: Aggressive Fuel Sub | SCE | Com | ComRefrig | Com ¦ Efficient Refrigerated Display Case - Cold | Com - Retail | Energy Efficiency | 197319.387 | 207401.0759 | 217269.1229 | 227219.8764 | 238835.1329 | 250112.395 | 257498.5844 | 261684.5013 | 265153.5109 | 267549.5576 | 271708.7644 | 274669.798 | 277321.0519
Scenario 3: Aggressive Fuel Sub | SCE | Com | ComRefrig | Com ¦ Refrigerated Display Case LED Lighting | Com - Retail | Energy Efficiency | 13400183.4241 | 13986605.4656 | 14544078.3411 | 15073809.3332 | 15664136.8111 | 16231334.9178 | 16604760.3272 | 16825654.8819 | 17036084.0053 | 17205590.3611 | 17469664.8396 | 17670287.2114 | 17854279.5963
Scenario 3: Aggressive Fuel Sub | SCE | Com | ComRefrig | Com ¦ Efficient EC or PMS Motor Retrofit - Marine | Com - Retail | Energy Efficiency | 1106552.8814 | 1142631.0278 | 1174175.0214 | 1201967.0781 | 1237803.2884 | 1280727.0451 | 1305913.8881 | 1313527.55 | 1321155.1562 | 1328459.4678 | 1337907.9534 | 1339275.3018 | 1341451.9978
Scenario 3: Aggressive Fuel Sub | SCE | Com | ComRefrig | Com ¦ Efficient EC or PMS Motor Retrofit - Hot-Dry | Com - Retail | Energy Efficiency | 4554061.8676 | 4702542.8969 | 4832363.4421 | 4946742.7435 | 5094228.0753 | 5270882.4824 | 5374539.9249 | 5405874.2496 | 5437265.9624 | 5467327.1439 | 5506212.7579 | 5511840.134 | 5520798.4117
Scenario 3: Aggressive Fuel Sub | SCE | Com | ComRefrig | Com ¦ Efficient EC or PMS Motor Retrofit - Cold | Com - Retail | Energy Efficiency | 66458.0042 | 68624.8068 | 70519.2945 | 72188.4462 | 74340.7184 | 76918.6587 | 78431.3449 | 78888.6107 | 79346.7139 | 79785.4006 | 80352.8633 | 80434.9843 | 80565.7136
Scenario 3: Aggressive Fuel Sub | SCE | Com | ComRefrig | Com ¦ Walk-in Anti Sweat Heat Controls - Marine | Com - Retail | Energy Efficiency | 402238.6179 | 430668.1821 | 445697.8468 | 417692.1462 | 412526.7392 | 501138.9435 | 574026.5055 | 580058.8498 | 585667.6866 | 589609.6732 | 624165.2944 | 624508.1244 | 623679.1503
Scenario 3: Aggressive Fuel Sub | SCE | Com | ComRefrig | Com ¦ Walk-in Anti Sweat Heat Controls - Hot-Dry | Com - Retail | Energy Efficiency | 1621930.9585 | 1736566.3718 | 1797169.8978 | 1684243.6127 | 1663415.3453 | 2020722.8515 | 2314624.5009 | 2338948.4854 | 2361564.7774 | 2377459.8952 | 2516797.1673 | 2518179.5473 | 2514836.9076
Scenario 3: Aggressive Fuel Sub | SCE | Com | ComRefrig | Com ¦ Walk-in Anti Sweat Heat Controls - Cold | Com - Retail | Energy Efficiency | 31269.0463 | 33479.0911 | 34647.4605 | 32470.3658 | 32068.8197 | 38957.3158 | 44623.4165 | 45092.3562 | 45528.3735 | 45834.8139 | 48521.0834 | 48547.7341 | 48483.2917
Scenario 3: Aggressive Fuel Sub | SCE | Com | ComRefrig | Com ¦ Efficient Refrigeration Compressor - Marine | Com - Retail | Energy Efficiency | 244492.6041 | 252464.0622 | 259433.7004 | 265574.3489 | 273492.3513 | 282976.3454 | 288541.3726 | 290223.6094 | 291908.9273 | 293522.8132 | 295610.4539 | 295912.5693 | 296393.5097
Scenario 3: Aggressive Fuel Sub | SCE | Com | ComRefrig | Com ¦ Efficient Refrigeration Compressor - Hot-Dry | Com - Retail | Energy Efficiency | 1218303.0102 | 1258024.6675 | 1292754.2706 | 1323353.0309 | 1362808.3191 | 1410066.9208 | 1437797.3685 | 1446179.9296 | 1454577.8432 | 1462619.813 | 1473022.4957 | 1474527.9318 | 1476924.451
Scenario 3: Aggressive Fuel Sub | SCE | Com | ComRefrig | Com ¦ Efficient Refrigeration Compressor - Cold | Com - Retail | Energy Efficiency | 19216.4778 | 19843.0135 | 20390.8088 | 20873.4477 | 21495.7819 | 22241.199 | 22678.5955 | 22810.8149 | 22943.2765 | 23070.1237 | 23234.2068 | 23257.9523 | 23295.7529
Scenario 3: Aggressive Fuel Sub | SCE | Com | ComRefrig | Com ¦ Floating Head Pressure Controls - Marine | Com - Retail | Energy Efficiency | 90098.7307 | 96182.7988 | 97640.0893 | 91638.257 | 94509.3507 | 114008.2229 | 127288.2795 | 128678.2183 | 129543.9522 | 131998.902 | 138201.145 | 138233.4666 | 138017.2486
Scenario 3: Aggressive Fuel Sub | SCE | Com | ComRefrig | Com ¦ Floating Head Pressure Controls - Hot-Dry | Com - Retail | Energy Efficiency | 360075.1786 | 384389.8598 | 390213.85 | 366227.8204 | 377702.0061 | 455628.297 | 508701.3947 | 514256.2172 | 517716.0806 | 527527.1677 | 552314.1288 | 552443.3007 | 551579.1961
Scenario 3: Aggressive Fuel Sub | SCE | Com | ComRefrig | Com ¦ Floating Head Pressure Controls - Cold | Com - Retail | Energy Efficiency | 8169.0834 | 8720.7144 | 8852.8442 | 8308.6693 | 8568.986 | 10336.9123 | 11540.9902 | 11667.0133 | 11745.5078 | 11968.0935 | 12530.4393 | 12533.3698 | 12513.7657
Scenario 3: Aggressive Fuel Sub | SCE | Com | ComRefrig | Com ¦ Add Doors to Open Display Cases - Marine | Com - Retail | Energy Efficiency | 2154440.3422 | 2164058.3935 | 2232918.7379 | 2370013.1119 | 2566297.5801 | 2819236.0461 | 2952299.306 | 3013317.1776 | 3070444.9303 | 3119731.7149 | 3175349.6009 | 3176087.3709 | 3168849.9485
Scenario 3: Aggressive Fuel Sub | SCE | Com | ComRefrig | Com ¦ Add Doors to Open Display Cases - Hot-Dry | Com - Retail | Energy Efficiency | 8237927.6459 | 8274704.1622 | 8538005.2728 | 9062212.6561 | 9812745.0405 | 10779905.1612 | 11288698.7844 | 11522012.653 | 11740451.885 | 11928909.6285 | 12141575.5869 | 12144396.5961 | 12116722.884
Scenario 3: Aggressive Fuel Sub | SCE | Com | ComRefrig | Com ¦ Add Doors to Open Display Cases - Cold | Com - Retail | Energy Efficiency | 108558.5745 | 109043.2117 | 112512.967 | 119420.9187 | 129311.3583 | 142056.4962 | 148761.3269 | 151835.9134 | 154714.4834 | 157197.9604 | 160000.4508 | 160037.6258 | 159672.9444
Scenario 3: Aggressive Fuel Sub | SCE | Com | FoodServ | Com ¦ Demand Controlled Ventilation (DCV) Exhaust Hood | Com - Retail | Energy Efficiency | 43288.8903 | 45943.384 | 48109.9482 | 50590.3935 | 53936.4221 | 57284.399 | 59609.4391 | 61600.8072 | 63308.6094 | 64812.8964 | 66646.0106 | 67917.6131 | 69299.3637
Scenario 3: Aggressive Fuel Sub | SCE | Com | FoodServ | Com ¦ ENERGY STAR Ice Machine | Com - Retail | Energy Efficiency | 95684.1081 | 100872.9654 | 105889.4901 | 110853.3731 | 116812.0067 | 122937.7659 | 127053.5985 | 129334.8797 | 131321.7938 | 132673.5033 | 134530.5947 | 135428.7594 | 136206.8468
Scenario 3: Aggressive Fuel Sub | SCE | Com | FoodServ | Com ¦ Demand Controlled Ventilation (DCV) Exhaust Hood - Retrofit | Com - Retail | Energy Efficiency | 194571.2223 | 207579.7889 | 210906.19 | 200367.42 | 211558.414 | 255374.3882 | 284270.4786 | 288720.6952 | 291195.6107 | 294962.5822 | 308847.9539 | 310196.6238 | 311033.996
Scenario 3: Aggressive Fuel Sub | SCE | Com | Lighting | Com ¦ LED High and Low Bay - 155 lpw | Com - Retail | Energy Efficiency | 66827282.9076 | 70174003.3337 | 73412376.9475 | 76615217.4619 | 80444463.2073 | 84292465.1855 | 86822204.2922 | 88136835.5335 | 89227784.3118 | 89924238.3219 | 91060284.6444 | 91709351.7127 | 92284215.9375
Scenario 3: Aggressive Fuel Sub | SCE | Com | Lighting | Com ¦ LED Fixtures and Retrofit Kits - 140 lpw - RET | Com - Retail | Energy Efficiency | 5179912.3066 | 5420315.073 | 5652358.4457 | 5875555.5081 | 6125836.4884 | 6362871.1694 | 6513365.6422 | 6599029.7449 | 6680223.1648 | 6744354.1432 | 6847426.9157 | 6924713.6229 | 6994875.9588
Scenario 3: Aggressive Fuel Sub | SCE | Com | Lighting | Com ¦ LED Fixtures and Retrofit Kits - 140 lpw | Com - Retail | Energy Efficiency | 12478722.1451 | 13063198.0478 | 13625986.9116 | 14169750.512 | 14781649.0826 | 15360739.1296 | 15729866.0243 | 15944619.2842 | 16147275.3279 | 16307951.8721 | 16563720.3747 | 16756229.3447 | 16932050.4152
Scenario 3: Aggressive Fuel Sub | SCG | Com | BldgEnv | Com ¦ Com Wall Insulation (R14) - Marine | Com - Retail | Energy Efficiency | 7256149.5807 | 7575320.5246 | 7909229.7042 | 8260067.1425 | 8581877.4112 | 9027335.4291 | 9403065.0075 | 9832632.1024 | 10285343.4705 | 10762835.2236 | 11266745.0292 | 11798616.3521 | 12360524.164
Scenario 3: Aggressive Fuel Sub | SCG | Com | BldgEnv | Com ¦ Com Wall Insulation (R14) - Hot-Dry | Com - Retail | Energy Efficiency | 4052470.1459 | 4230723.1859 | 4417207.3491 | 4613145.736 | 4792872.8064 | 5041655.6215 | 5251495.9621 | 5491403.8923 | 5744237.6141 | 6010910.8755 | 6292338.2939 | 6589381.8751 | 6903200.4654
Scenario 3: Aggressive Fuel Sub | SCG | Com | BldgEnv | Com ¦ Com Wall Insulation (R14) - Cold | Com - Retail | Energy Efficiency | 21803.5966 | 22762.6555 | 23766.0004 | 24820.2122 | 25787.2018 | 27125.7336 | 28254.7423 | 29545.5244 | 30905.8513 | 32340.6395 | 33854.8098 | 35453.0001 | 37141.4453
Scenario 3: Aggressive Fuel Sub | SCG | Com | HVAC | Com ¦ Demand Controlled Ventilation (HVAC) - Marine | Com - Retail | Energy Efficiency | 352444.497 | 368265.3344 | 384678.2008 | 402029.7705 | 399533.1053 | 462381.5107 | 458858.5006 | 480265.8036 | 502700.628 | 526333.3261 | 551351.1738 | 577694.2159 | 605585.0731
Scenario 3: Aggressive Fuel Sub | SCG | Com | HVAC | Com ¦ Demand Controlled Ventilation (HVAC) - Hot-Dry | Com - Retail | Energy Efficiency | 1797772.1689 | 1878472.1415 | 1962191.9745 | 2050700.0074 | 2037964.8524 | 2358546.15 | 2340575.747 | 2449771.5321 | 2564208.5663 | 2684755.794 | 2812368.484 | 2946740.8129 | 3089008.3392
Scenario 3: Aggressive Fuel Sub | SCG | Com | HVAC | Com ¦ Demand Controlled Ventilation (HVAC) - Cold | Com - Retail | Energy Efficiency | 64258.9439 | 67143.4557 | 70135.9084 | 73299.5087 | 72844.3078 | 84303.0543 | 83660.7265 | 87563.7827 | 91654.1803 | 95962.9785 | 100524.3222 | 105327.28 | 110412.4411
Scenario 3: Aggressive Fuel Sub | SCG | Com | HVAC | Com ¦ HVAC Energy Management System (Elec SC and Gas SH) - Marine | Com - Retail | Energy Efficiency | 941568.9936 | 983834.9677 | 1027682.57 | 1074037.9541 | 1067368.0171 | 1235269.9431 | 1225858.0863 | 1283048.5175 | 1342984.0115 | 1406119.6712 | 1472955.811 | 1543332.2585 | 1617843.7532
Scenario 3: Aggressive Fuel Sub | SCG | Com | HVAC | Com ¦ HVAC Energy Management System (Elec SC and Gas SH) - Hot-Dry | Com - Retail | Energy Efficiency | 5370790.9985 | 5611879.7715 | 5861990.2881 | 6126405.4096 | 6088359.5118 | 7046086.6238 | 6992400.5784 | 7318619.7453 | 7660496.9887 | 8020628.2537 | 8401867.3776 | 8803300.7224 | 9228320.7346
Scenario 3: Aggressive Fuel Sub | SCG | Com | HVAC | Com ¦ HVAC Energy Management System (Elec SC and Gas SH) - Cold | Com - Retail | Energy Efficiency | 50935.0107 | 53221.4261 | 55593.401 | 58101.0367 | 57740.2205 | 66823.0243 | 66313.8815 | 69407.6487 | 72649.9125 | 76065.292 | 79680.8524 | 83487.9288 | 87518.6942
Scenario 3: Aggressive Fuel Sub | SCG | Com | HVAC | Com ¦ Efficient Hot Water Boilers (94% eff.) - ZEAS 2030 - Marine | Com - Retail | Energy Efficiency | 550710.5809 | 576200.2778 | 602954.6803 | 631228.5265 | 647764.0344 | 0 | 0 | 0 | 0 | 0 | 0 | 0 | 0
Scenario 3: Aggressive Fuel Sub | SCG | Com | HVAC | Com ¦ Efficient Hot Water Boilers (94% eff.) - ZEAS 2030 - Hot-Dry | Com - Retail | Energy Efficiency | 2832697.463 | 2963809.1616 | 3101426.1433 | 3246858.7083 | 3331912.6242 | 0 | 0 | 0 | 0 | 0 | 0 | 0 | 0
Scenario 3: Aggressive Fuel Sub | SCG | Com | HVAC | Com ¦ Efficient Hot Water Boilers (94% eff.) - ZEAS 2030 - Cold | Com - Retail | Energy Efficiency | 8030.6715 | 8402.372 | 8792.5149 | 9204.8149 | 9445.942 | 0 | 0 | 0 | 0 | 0 | 0 | 0 | 0
Scenario 3: Aggressive Fuel Sub | SCG | Com | HVAC | Com ¦ Com High Eff. Furnace (95 AFUE) - ZEAS 2030 - Marine | Com - Retail | Energy Efficiency | 110447.9061 | 115559.999 | 120925.7352 | 126596.2039 | 129912.4871 | 0 | 0 | 0 | 0 | 0 | 0 | 0 | 0
Scenario 3: Aggressive Fuel Sub | SCG | Com | HVAC | Com ¦ Com High Eff. Furnace (95 AFUE) - ZEAS 2030 - Hot-Dry | Com - Retail | Energy Efficiency | 569035.7562 | 595373.6357 | 623018.3046 | 652232.9774 | 669318.7128 | 0 | 0 | 0 | 0 | 0 | 0 | 0 | 0
Scenario 3: Aggressive Fuel Sub | SCG | Com | HVAC | Com ¦ Com High Eff. Furnace (95 AFUE) - ZEAS 2030 - Cold | Com - Retail | Energy Efficiency | 7057.1958 | 7383.8388 | 7726.6887 | 8089.0098 | 8300.9075 | 0 | 0 | 0 | 0 | 0 | 0 | 0 | 0
Scenario 3: Aggressive Fuel Sub | SCG | Com | WaterHeat | Com ¦ Com Hot Water Tank Insulation - Marine | Com - Retail | Energy Efficiency | 5011.6322 | 5230.7056 | 5458.4606 | 5697.0866 | 5933.193 | 6195.3387 | 6470.9919 | 6761.2022 | 7066.7838 | 7388.5852 | 7727.4292 | 8084.8579 | 8462.5202
Scenario 3: Aggressive Fuel Sub | SCG | Com | WaterHeat | Com ¦ Com Hot Water Tank Insulation - Hot-Dry | Com - Retail | Energy Efficiency | 27183.8246 | 28372.1107 | 29607.4869 | 30901.8291 | 32182.5048 | 33604.4214 | 35099.6043 | 36673.7474 | 38331.2668 | 40076.7646 | 41914.7036 | 43853.4491 | 45901.9445
Scenario 3: Aggressive Fuel Sub | SCG | Com | WaterHeat | Com ¦ Com Hot Water Tank Insulation - Cold | Com - Retail | Energy Efficiency | 68.0484 | 71.023 | 74.1155 | 77.3556 | 80.5615 | 84.1209 | 87.8637 | 91.8042 | 95.9535 | 100.3229 | 104.9238 | 109.777 | 114.9049
Scenario 3: Aggressive Fuel Sub | SCG | Com | WaterHeat | Com ¦ Faucet Aerators (Gas WH) - Marine | Com - Retail | Energy Efficiency | 77866.4698 | 81270.7055 | 84808.5477 | 88515.0935 | 92182.3357 | 96253.5473 | 100534.4239 | 105041.1755 | 109786.7535 | 114784.2901 | 120045.764 | 125595.3876 | 131459.2644
Scenario 3: Aggressive Fuel Sub | SCG | Com | WaterHeat | Com ¦ Faucet Aerators (Gas WH) - Hot-Dry | Com - Retail | Energy Efficiency | 415235.4913 | 433389.1263 | 452255.24 | 472020.9923 | 491577.1518 | 513287.5434 | 536116.0075 | 560148.9859 | 585455.5452 | 612105.7139 | 640163.371 | 669757.6328 | 701027.7
Scenario 3: Aggressive Fuel Sub | SCG | Com | WaterHeat | Com ¦ Faucet Aerators (Gas WH) - Cold | Com - Retail | Energy Efficiency | 1239.8512 | 1294.0561 | 1350.3884 | 1409.407 | 1467.7997 | 1532.6247 | 1600.7882 | 1672.5482 | 1748.1111 | 1827.6858 | 1911.4631 | 1999.8286 | 2093.1978
Scenario 3: Aggressive Fuel Sub | SCG | Com | WaterHeat | Com ¦ Com Water Heating Controls (Gas WH) - Marine | Com - Retail | Energy Efficiency | 1765983.4546 | 1843269.9807 | 1924016.9707 | 2008748.4625 | 2092748.8594 | 2186128.1915 | 2284386.663 | 2387838.9741 | 2496827.0011 | 2611747.4254 | 2732974.881 | 2860938.1746 | 2996091.4357
Scenario 3: Aggressive Fuel Sub | SCG | Com | WaterHeat | Com ¦ Com Water Heating Controls (Gas WH) - Hot-Dry | Com - Retail | Energy Efficiency | 9552428.7229 | 9970481.3553 | 10407252.0761 | 10865575.473 | 11319944.2847 | 11825044.9482 | 12356537.4959 | 12916124.1814 | 13505654.2567 | 14127273.423 | 14783008.1215 | 15475177.8234 | 16206238.9727
Scenario 3: Aggressive Fuel Sub | SCG | Com | WaterHeat | Com ¦ Com Water Heating Controls (Gas WH) - Cold | Com - Retail | Energy Efficiency | 23777.8476 | 24818.4616 | 25905.6687 | 27046.5245 | 28177.5366 | 29434.8301 | 30757.8181 | 32150.7379 | 33618.1926 | 35165.5232 | 36797.774 | 38520.7187 | 40340.4716
Scenario 3: Aggressive Fuel Sub | SCG | Com | WaterHeat | Com ¦ Com Hot Water Pipe Insulation - Marine | Com - Retail | Energy Efficiency | 9193405.8622 | 9595130.0014 | 10014140.9474 | 10453386.9608 | 10888437.567 | 11371863.508 | 11880454.6535 | 12415978.4793 | 12979773.4351 | 13573770.8106 | 14200035.4314 | 14861041.0902 | 15559303.7523
Scenario 3: Aggressive Fuel Sub | SCG | Com | WaterHeat | Com ¦ Com Hot Water Pipe Insulation - Hot-Dry | Com - Retail | Energy Efficiency | 41480311.412 | 43292876.0527 | 45183438.1346 | 47165300.1013 | 49128232.5441 | 51309432.7302 | 53604177.3993 | 56020441.3385 | 58564263.5836 | 61244358.0428 | 64070041.1344 | 67052474.5202 | 70203010.1436
Scenario 3: Aggressive Fuel Sub | SCG | Com | WaterHeat | Com ¦ Com Hot Water Pipe Insulation - Cold | Com - Retail | Energy Efficiency | 114054.5129 | 119038.3515 | 124236.6523 | 129685.9918 | 135083.2826 | 141080.7237 | 147390.3674 | 154034.1412 | 161028.6501 | 168397.8539 | 176167.3691 | 184367.8858 | 193030.6174
Scenario 3: Aggressive Fuel Sub | SCG | Com | WaterHeat | Com ¦ Com Efficient Tankless Gas Water Heater (0.87 UEF - High Draw) - ZEAS 2030 - Marine | Com - Retail | Energy Efficiency | 26291.8867 | 28145.6982 | 29885.1629 | 31934.7176 | 0 | 0 | 0 | 0 | 0 | 0 | 0 | 0 | 0
Scenario 3: Aggressive Fuel Sub | SCG | Com | WaterHeat | Com ¦ Com Efficient Tankless Gas Water Heater (0.87 UEF - High Draw) - ZEAS 2030 - Hot-Dry | Com - Retail | Energy Efficiency | 71878.6304 | 76946.7121 | 81702.1846 | 87305.403 | 0 | 0 | 0 | 0 | 0 | 0 | 0 | 0 | 0
Scenario 3: Aggressive Fuel Sub | SCG | Com | WaterHeat | Com ¦ Com Efficient Tankless Gas Water Heater (0.87 UEF - High Draw) - ZEAS 2030 - Cold | Com - Retail | Energy Efficiency | 349.8809 | 374.5506 | 397.6987 | 424.9732 | 0 | 0 | 0 | 0 | 0 | 0 | 0 | 0 | 0
Scenario 3: Aggressive Fuel Sub | SCG | Com | WaterHeat | Com ¦ Com Efficient Tankless Gas Water Heater (0.87 UEF - High Draw) - Panel Upgrade - ZEAS 2030 - Marine | Com - Retail | Energy Efficiency | 21813.5983 | 23351.6507 | 24794.833 | 26495.2877 | 0 | 0 | 0 | 0 | 0 | 0 | 0 | 0 | 0
Scenario 3: Aggressive Fuel Sub | SCG | Com | WaterHeat | Com ¦ Com Efficient Tankless Gas Water Heater (0.87 UEF - High Draw) - Panel Upgrade - ZEAS 2030 - Hot-Dry | Com - Retail | Energy Efficiency | 59635.567 | 63840.404 | 67785.8784 | 72434.7025 | 0 | 0 | 0 | 0 | 0 | 0 | 0 | 0 | 0
Scenario 3: Aggressive Fuel Sub | SCG | Com | WaterHeat | Com ¦ Com Efficient Tankless Gas Water Heater (0.87 UEF - High Draw) - Panel Upgrade - ZEAS 2030 - Cold | Com - Retail | Energy Efficiency | 290.2858 | 310.7535 | 329.9588 | 352.5877 | 0 | 0 | 0 | 0 | 0 | 0 | 0 | 0 | 0
Scenario 3: Aggressive Fuel Sub | SCG | Com | WholeBlg | Com ¦ Com Title 24 2022 Code | Com - Retail | Energy Efficiency | 7764782.5035 | 8309682.4998 | 8820396.1601 | 9422206.7271 | 0 | 22911361.9679 | 11578027.4052 | 12428113.9745 | 13264169.9039 | 14134211.7166 | 15097394.7634 | 16081390.4335 | 17155843.6204
Scenario 3: Aggressive Fuel Sub | SCG | Com | ComRefrig | Com ¦ Add Doors to Open Display Cases - Marine | Com - Retail | Energy Efficiency | 3493490.4405 | 3646178.0648 | 3805520.4508 | 3972580.2742 | 4138104.5702 | 4322045.3405 | 4515594.2964 | 4719380.8103 | 4933924.0237 | 5160020.8176 | 5398454.0115 | 5650130.4434 | 5915975.0214
Scenario 3: Aggressive Fuel Sub | SCG | Com | ComRefrig | Com ¦ Add Doors to Open Display Cases - Hot-Dry | Com - Retail | Energy Efficiency | 17363941.1298 | 18122855.163 | 18914845.8258 | 19745195.0106 | 20567912.0555 | 21482165.7971 | 22444175.7789 | 23457070.2155 | 24523429.4314 | 25647214.2208 | 26832315.4863 | 28083240.5487 | 29404586.544
Scenario 3: Aggressive Fuel Sub | SCG | Com | ComRefrig | Com ¦ Add Doors to Open Display Cases - Cold | Com - Retail | Energy Efficiency | 40755.165 | 42536.4234 | 44395.3165 | 46344.2415 | 48275.2529 | 50421.1115 | 52679.0595 | 55056.4391 | 57559.3067 | 60196.9587 | 62978.5276 | 65914.5924 | 69015.9433
Scenario 3: Aggressive Fuel Sub | SCG | Com | FoodServ | Com ¦ Demand Controlled Ventilation (DCV) Exhaust Hood | Com - Retail | Energy Efficiency | 31507.2937 | 33702.8489 | 35757.0529 | 38177.9481 | 0 | 92741.1326 | 46841.6745 | 50254.8149 | 53607.5596 | 57094.8221 | 60955.0485 | 64896.0967 | 69197.9581
Scenario 3: Aggressive Fuel Sub | SCG | Com | FoodServ | Com ¦ Demand Controlled Ventilation (DCV) Exhaust Hood - Retrofit | Com - Retail | Energy Efficiency | 143904.9528 | 150210.8515 | 156743.8078 | 163584.6896 | 170352.2646 | 177862.8038 | 185755.5895 | 194065.3205 | 202813.5202 | 212028.7466 | 221727.2978 | 231949.4045 | 242750.1957
Scenario 3: Aggressive Fuel Sub | SDG&E | Com | BldgEnv | Com ¦ Com Wall Insulation (R14) - Marine | Com - Retail | Energy Efficiency | 321367.6483 | 334950.3525 | 349119.3354 | 363968.5 | 379656.6185 | 396371.9513 | 413950.7694 | 432419.7037 | 451872.8531 | 472378.5587 | 493981.6127 | 516692.218 | 540689.7853
Scenario 3: Aggressive Fuel Sub | SDG&E | Com | BldgEnv | Com ¦ Com Wall Insulation (R14) - Hot-Dry | Com - Retail | Energy Efficiency | 303702.0429 | 315352.757 | 327286.4962 | 339665.5249 | 353184.0914 | 368469.325 | 384479.8557 | 401090.642 | 418539.2211 | 436872.8722 | 456079.7911 | 475845.9897 | 496751.0749
Scenario 3: Aggressive Fuel Sub | SDG&E | Com | HVAC | Com ¦ Small Unitary Heat Pump (SEER 18) - Marine | Com - Retail | Energy Efficiency | 190021.6681 | 191581.6841 | 191810.8203 | 190811.7352 | 190790.6857 | 194091.4739 | 195981.4498 | 196676.9835 | 197268.383 | 197634.727 | 198604.7055 | 197964.34 | 197409.1861
Scenario 3: Aggressive Fuel Sub | SDG&E | Com | HVAC | Com ¦ Small Unitary Heat Pump (SEER 18) - Hot-Dry | Com - Retail | Energy Efficiency | 942034.8218 | 949768.621 | 950904.5666 | 945951.5896 | 945847.2367 | 962210.936 | 971580.515 | 975028.6323 | 977960.5027 | 979776.6578 | 984585.3386 | 981410.7184 | 978658.5361
Scenario 3: Aggressive Fuel Sub | SDG&E | Com | HVAC | Com ¦ Small Unitary AC (SEER 18) - Marine | Com - Retail | Energy Efficiency | 1083849.9872 | 1099830.1904 | 1110033.8878 | 1114971.9154 | 1124957.3629 | 1151096.2878 | 1171217.0199 | 1186360.4633 | 1201670.0262 | 1216640.4445 | 1235175.5468 | 1246983.9337 | 1260059.1166
Scenario 3: Aggressive Fuel Sub | SDG&E | Com | HVAC | Com ¦ Small Unitary AC (SEER 18) - Hot-Dry | Com - Retail | Energy Efficiency | 5270345.3037 | 5344077.3316 | 5388702.3268 | 5406746.2062 | 5449631.7403 | 5572632.8644 | 5665231.5257 | 5732597.6574 | 5800345.1076 | 5865913.4843 | 5948747.2878 | 5997492.3387 | 6051959.2715
Scenario 3: Aggressive Fuel Sub | SDG&E | Com | HVAC | Com ¦ Large Unitary Heat Pump (EER 10.0, COP 3.3) - Marine | Com - Retail | Energy Efficiency | 55072.0112 | 55524.1344 | 55590.5426 | 55300.9881 | 55294.8876 | 56251.5208 | 56799.2729 | 57000.8523 | 57172.2515 | 57278.4252 | 57559.544 | 57373.9535 | 57213.059
Scenario 3: Aggressive Fuel Sub | SDG&E | Com | HVAC | Com ¦ Large Unitary Heat Pump (EER 10.0, COP 3.3) - Hot-Dry | Com - Retail | Energy Efficiency | 267437.3236 | 269632.897 | 269955.3843 | 268549.2675 | 268519.6425 | 273165.1862 | 275825.1464 | 276804.0436 | 277636.3818 | 278151.976 | 279517.128 | 278615.8747 | 277834.5488
Scenario 3: Aggressive Fuel Sub | SDG&E | Com | HVAC | Com ¦ Large Unitary AC (EER 11.5) - Marine | Com - Retail | Energy Efficiency | 878131.1338 | 885340.3045 | 886399.1923 | 881782.2045 | 881684.9305 | 896938.5851 | 905672.5712 | 908886.7827 | 911619.7673 | 913312.7221 | 917795.2021 | 914835.9348 | 912270.449
Scenario 3: Aggressive Fuel Sub | SDG&E | Com | HVAC | Com ¦ Large Unitary AC (EER 11.5) - Hot-Dry | Com - Retail | Energy Efficiency | 4248523.6125 | 4283402.6078 | 4288525.6581 | 4266188.0129 | 4265717.3875 | 4339516.7429 | 4381773.0126 | 4397323.8263 | 4410546.3952 | 4418737.1519 | 4440424.0294 | 4426106.6725 | 4413694.4864
Scenario 3: Aggressive Fuel Sub | SDG&E | Com | HVAC | Com ¦ Variable Refrigerant Flow (VRF) Heat Pump - Hot-Dry | Com - Retail | Energy Efficiency | 106197.8969 | 107311.4704 | 107718.2107 | 107496.2358 | 107853.2395 | 109866.6928 | 111025.1491 | 111527.7105 | 111958.7729 | 112228.6251 | 112878.5817 | 112607.8193 | 112377.4356
Scenario 3: Aggressive Fuel Sub | SDG&E | Com | HVAC | Com ¦ Variable Refrigerant Flow (VRF) Heat Pump - Marine | Com - Retail | Energy Efficiency | 19641.3246 | 19847.2802 | 19922.507 | 19881.4526 | 19947.4806 | 20319.8692 | 20534.1259 | 20627.0748 | 20706.7999 | 20756.7091 | 20876.9187 | 20826.8411 | 20784.2316
Scenario 3: Aggressive Fuel Sub | SDG&E | Com | HVAC | Com ¦ Efficient Chiller - Marine | Com - Retail | Energy Efficiency | 1120986.1154 | 1123536.963 | 1119816.3196 | 1110976.4376 | 1108580.6638 | 1124969.3962 | 1135593.6248 | 1140525.0685 | 1145081.2364 | 1148824.722 | 1155111.6647 | 1150451.5698 | 1145909.1118
Scenario 3: Aggressive Fuel Sub | SDG&E | Com | HVAC | Com ¦ Efficient Chiller - Hot-Dry | Com - Retail | Energy Efficiency | 5340180.3557 | 5352332.1443 | 5334607.6545 | 5292496.0144 | 5281082.9701 | 5359156.0034 | 5409767.957 | 5433260.4859 | 5454965.2669 | 5472798.5727 | 5502748.4602 | 5480548.5891 | 5458909.1194
Scenario 3: Aggressive Fuel Sub | SDG&E | Com | HVAC | Com ¦ Demand Controlled Ventilation (HVAC) - Marine | Com - Retail | Energy Efficiency | 191315.7425 | 193622.0187 | 195495.098 | 196032.5203 | 198848.4683 | 206822.3164 | 214802.6777 | 221044.2499 | 227159.5413 | 232930.9572 | 239821.8115 | 244002.7047 | 248257.9507
Scenario 3: Aggressive Fuel Sub | SDG&E | Com | HVAC | Com ¦ Demand Controlled Ventilation (HVAC) - Hot-Dry | Com - Retail | Energy Efficiency | 455305.9346 | 464471.2974 | 473114.677 | 479650.5744 | 490450.9163 | 510813.6574 | 531515.2722 | 549456.355 | 567527.8296 | 585397.3023 | 605661.147 | 621575.3962 | 638135.8908
Scenario 3: Aggressive Fuel Sub | SDG&E | Com | HVAC | Com ¦ HVAC Energy Management System (Elec SC and Gas SH) - Marine | Com - Retail | Energy Efficiency | 495841.119 | 502900.2138 | 508986.3294 | 511925.9507 | 520430.1586 | 541504.1411 | 562690.1516 | 579774.9924 | 596659.3382 | 612833.8062 | 631830.2028 | 644420.8968 | 657342.3769
Scenario 3: Aggressive Fuel Sub | SDG&E | Com | HVAC | Com ¦ HVAC Energy Management System (Elec SC and Gas SH) - Hot-Dry | Com - Retail | Energy Efficiency | 2612666.0508 | 2648859.1237 | 2679786.6488 | 2693842.7401 | 2737535.2829 | 2848199.5709 | 2959365.9876 | 3048547.1095 | 3136554.3045 | 3220652.991 | 3319694.4128 | 3384410.688 | 3450741.979
Scenario 3: Aggressive Fuel Sub | SDG&E | Com | HVAC | Com ¦ HVAC Pump Variable Frequency Drive (VFD) - Marine | Com - Retail | Energy Efficiency | 16761.4726 | 16626.7076 | 16402.6993 | 15985.8804 | 15859.1209 | 16393.5435 | 16954.5436 | 17275.1936 | 17554.2717 | 17762.8035 | 18063.1058 | 17936.0515 | 17782.8447
Scenario 3: Aggressive Fuel Sub | SDG&E | Com | HVAC | Com ¦ HVAC Pump Variable Frequency Drive (VFD) - Hot-Dry | Com - Retail | Energy Efficiency | 101827.1661 | 101008.4589 | 99647.5921 | 97115.3871 | 96345.3141 | 99591.9703 | 103000.0862 | 104948.0588 | 106643.4781 | 107910.3239 | 109734.6828 | 108962.8183 | 108032.0761
Scenario 3: Aggressive Fuel Sub | SDG&E | Com | HVAC | Com ¦ HVAC Fan Variable Frequency Drive (VFD) - Marine | Com - Retail | Energy Efficiency | 8522.3875 | 8477.4692 | 8394.0364 | 8210.1222 | 8177.7478 | 8476.1411 | 8764.5313 | 8923.1524 | 9060.4219 | 9158.1498 | 9317.3441 | 9273.9519 | 9214.7699
Scenario 3: Aggressive Fuel Sub | SDG&E | Com | HVAC | Com ¦ HVAC Fan Variable Frequency Drive (VFD) - Hot-Dry | Com - Retail | Energy Efficiency | 45162.266 | 44933.0619 | 44500.9389 | 43538.9062 | 43377.0912 | 44961.4391 | 46493.4878 | 47341.1777 | 48076.7409 | 48604.2155 | 49456.7317 | 49240.7353 | 48942.1328
Scenario 3: Aggressive Fuel Sub | SDG&E | Com | HVAC | Com ¦ Economizer - Marine | Com - Retail | Energy Efficiency | 12968.8457 | 13875.5078 | 14569.3196 | 13734.4559 | 11480.0113 | 12549.7447 | 13500.1167 | 13686.0098 | 13967.9728 | 13702.4489 | 14894.444 | 14907.1551 | 14885.1795
Scenario 3: Aggressive Fuel Sub | SDG&E | Com | HVAC | Com ¦ Economizer - Hot-Dry | Com - Retail | Energy Efficiency | 95495.0633 | 102169.1516 | 107277.3674 | 101138.8586 | 84556.2269 | 92430.7724 | 99427.3546 | 100799.6747 | 102879.0414 | 100930.6689 | 109705.9339 | 109805.1785 | 109649.5729
Scenario 3: Aggressive Fuel Sub | SDG&E | Com | HVAC | Com ¦ Large Packaged Heat Pump (IEER 14.0) - Fuel Sub - ZEAS 2030 - Marine | Com - Retail | Fuel Substitution | 81180.4007 | 87893.026 | 95269.6521 | 103312.2595 | 111569.402 | -29489.4564 | -29868.2936 | -30406.7456 | -30968.4003 | -31575.99 | -32101.4595 | -32850.4486 | -33599.2952
Scenario 3: Aggressive Fuel Sub | SDG&E | Com | HVAC | Com ¦ Large Packaged Heat Pump (IEER 14.0) - Fuel Sub - ZEAS 2030 - Hot-Dry | Com - Retail | Fuel Substitution | 309389.1906 | 338341.4487 | 370201.4488 | 404978.2911 | 440694.779 | -166926.545 | -169042.6927 | -171947.0196 | -174968.4471 | -178218.8465 | -181068.2523 | -185020.3706 | -188974.8757
Scenario 3: Aggressive Fuel Sub | SDG&E | Com | HVAC | Com ¦ Large Packaged Heat Pump (IEER 14.0) - Fuel Sub - Panel Upgrade - ZEAS 2030 - Marine | Com - Retail | Fuel Substitution | 18549.8213 | 20083.6644 | 21769.2325 | 23606.9782 | 25493.7454 | -6738.377 | -6824.9418 | -6947.9787 | -7076.3175 | -7215.1525 | -7335.2229 | -7506.3679 | -7677.4802
Scenario 3: Aggressive Fuel Sub | SDG&E | Com | HVAC | Com ¦ Large Packaged Heat Pump (IEER 14.0) - Fuel Sub - Panel Upgrade - ZEAS 2030 - Hot-Dry | Com - Retail | Fuel Substitution | 70695.8101 | 77311.4367 | 84591.4858 | 92538.037 | 100699.2984 | -38142.9206 | -38626.463 | -39290.1052 | -39980.5051 | -40723.2254 | -41374.3181 | -42277.382 | -43180.9912
Scenario 3: Aggressive Fuel Sub | SDG&E | Com | HVAC | Com ¦ Small Packaged Heat Pump (SEER 18) - Fuel Sub - ZEAS 2030 - Marine | Com - Retail | Fuel Substitution | 88840.7795 | 91454.4478 | 93860.5542 | 96106.965 | 98754.337 | 61056.1328 | 61655.6018 | 61831.5344 | 61962.4083 | 61985.4118 | 62255.8557 | 61926.4567 | 61617.6397
Scenario 3: Aggressive Fuel Sub | SDG&E | Com | HVAC | Com ¦ Small Packaged Heat Pump (SEER 18) - Fuel Sub - ZEAS 2030 - Hot-Dry | Com - Retail | Fuel Substitution | 397718.2365 | 409288.0151 | 419842.2844 | 429603.7502 | 441215.2616 | 283754.1456 | 286530.1995 | 287296.7585 | 287848.8414 | 287888.5387 | 289100.9944 | 287467.7436 | 285931.3001
Scenario 3: Aggressive Fuel Sub | SDG&E | Com | HVAC | Com ¦ Small Packaged Heat Pump (SEER 18) - Fuel Sub - Panel Upgrade - ZEAS 2030 - Marine | Com - Retail | Fuel Substitution | 20300.2273 | 20897.4537 | 21447.2519 | 21960.5596 | 22565.4873 | 13951.4013 | 14088.3808 | 14128.5816 | 14158.4864 | 14163.7427 | 14225.5395 | 14150.2714 | 14079.7064
Scenario 3: Aggressive Fuel Sub | SDG&E | Com | HVAC | Com ¦ Small Packaged Heat Pump (SEER 18) - Fuel Sub - Panel Upgrade - ZEAS 2030 - Hot-Dry | Com - Retail | Fuel Substitution | 90879.1056 | 93522.8143 | 95934.4778 | 98164.9847 | 100818.2293 | 64838.1709 | 65472.5026 | 65647.6623 | 65773.8139 | 65782.8848 | 66059.9324 | 65686.7326 | 65335.6533
Scenario 3: Aggressive Fuel Sub | SDG&E | Com | HVAC | Com ¦ Efficient Hot Water Boilers (94% eff.) - ZEAS 2030 - Hot-Dry | Com - Retail | Energy Efficiency | 671540.7967 | 702095.2678 | 734291.9607 | 768233.0396 | 803868.9589 | 0 | 0 | 0 | 0 | 0 | 0 | 0 | 0
Scenario 3: Aggressive Fuel Sub | SDG&E | Com | HVAC | Com ¦ Com High Eff. Furnace (95 AFUE) - ZEAS 2030 - Hot-Dry | Com - Retail | Energy Efficiency | 131099.9268 | 137064.8495 | 143350.3709 | 149976.4359 | 156933.372 | 0 | 0 | 0 | 0 | 0 | 0 | 0 | 0
Scenario 3: Aggressive Fuel Sub | SDG&E | Com | WaterHeat | Com ¦ Com Heat Pump Water Heater (3.3 UEF - 50 Gal) - Marine | Com - Retail | Energy Efficiency | 310674.6054 | 321231.8233 | 331121.0724 | 340219.8507 | 350953.1362 | 363379.6005 | 371554.5782 | 376820.6016 | 381242.1154 | 384297.7062 | 390371.6956 | 394531.1564 | 398130.76
Scenario 3: Aggressive Fuel Sub | SDG&E | Com | WaterHeat | Com ¦ Com Heat Pump Water Heater (3.3 UEF - 50 Gal) - Hot-Dry | Com - Retail | Energy Efficiency | 1649772.7966 | 1705836.5134 | 1758352.9286 | 1806671.4917 | 1863670.2032 | 1929660.6036 | 1973073.2331 | 2001037.6888 | 2024517.32 | 2040743.1248 | 2072998.2962 | 2095086.2389 | 2114201.0104
Scenario 3: Aggressive Fuel Sub | SDG&E | Com | WaterHeat | Com ¦ Com Hot Water Tank Insulation - Hot-Dry | Com - Retail | Energy Efficiency | 6302.0137 | 6571.4798 | 6851.5708 | 7144.9524 | 7452.6345 | 7775.5332 | 8114.9783 | 8472.2536 | 8848.3555 | 9244.3228 | 9661.1632 | 10100.7614 | 10565.1325
Scenario 3: Aggressive Fuel Sub | SDG&E | Com | WaterHeat | Com ¦ Faucet Aerators (Gas WH) - Hot-Dry | Com - Retail | Energy Efficiency | 97752.7209 | 101932.9062 | 106276.3364 | 110825.6668 | 115596.6088 | 120602.8336 | 125865.458 | 131404.2694 | 137235.093 | 143373.9791 | 149835.5768 | 156649.425 | 163847.3709
Scenario 3: Aggressive Fuel Sub | SDG&E | Com | WaterHeat | Com ¦ Faucet Aerators (Elec WH) - Marine | Com - Retail | Energy Efficiency | 1949.1894 | 2051.9727 | 2070.4672 | 2029.2751 | 2133.9529 | 2347.5013 | 2464.8569 | 2536.3657 | 2537.6458 | 2543.0018 | 2655.4736 | 2725.2514 | 2795.1103
Scenario 3: Aggressive Fuel Sub | SDG&E | Com | WaterHeat | Com ¦ Faucet Aerators (Elec WH) - Hot-Dry | Com - Retail | Energy Efficiency | 10291.6117 | 10834.3016 | 10931.9518 | 10714.4599 | 11267.1526 | 12394.6763 | 13014.3076 | 13391.8699 | 13398.6287 | 13426.9081 | 14020.7527 | 14389.1756 | 14758.0271
Scenario 3: Aggressive Fuel Sub | SDG&E | Com | WaterHeat | Com ¦ Com Water Heating Controls (Gas WH) - Hot-Dry | Com - Retail | Energy Efficiency | 2210788.3825 | 2305509.5155 | 2404448.5791 | 2508241.9213 | 2617253.7154 | 2731853.2501 | 2852409.3724 | 2979305.8757 | 3112959.5663 | 3253853.9507 | 3402445.8498 | 3559258.0568 | 3724844.2597
Scenario 3: Aggressive Fuel Sub | SDG&E | Com | WaterHeat | Com ¦ Com Hot Water Pipe Insulation - Hot-Dry | Com - Retail | Energy Efficiency | 10030851.6977 | 10459790.7855 | 10907088.3828 | 11375862.5735 | 11867874.0062 | 12384757.3605 | 12928402.9604 | 13500687.8115 | 14103035.1812 | 14737496.0026 | 15406262.8137 | 16111961.6601 | 16857263.9125
Scenario 3: Aggressive Fuel Sub | SDG&E | Com | WaterHeat | Com ¦ Com Efficient Tankless Gas Water Heater (0.87 UEF - High Draw) - ZEAS 2030 - Marine | Com - Retail | Energy Efficiency | 3588.6116 | 3868.9769 | 4183.5377 | 4520.688 | 4812.1032 | 0 | 0 | 0 | 0 | 0 | 0 | 0 | 0
Scenario 3: Aggressive Fuel Sub | SDG&E | Com | WaterHeat | Com ¦ Com Efficient Tankless Gas Water Heater (0.87 UEF - High Draw) - ZEAS 2030 - Hot-Dry | Com - Retail | Energy Efficiency | 9536.172 | 10281.1971 | 11117.0911 | 12013.0123 | 12787.4 | 0 | 0 | 0 | 0 | 0 | 0 | 0 | 0
Scenario 3: Aggressive Fuel Sub | SDG&E | Com | WaterHeat | Com ¦ Com Heat Pump Water Heater (3.75 UEF - 50 Gal) - Fuel Sub - ZEAS 2030 - Marine | Com - Retail | Fuel Substitution | 858486.1994 | 901766.7331 | 948932.4816 | 1000404.9679 | 1052902.4971 | 583443.2418 | 596136.0595 | 604294.6391 | 611151.0556 | 615852.6064 | 625294.939 | 631718.4881 | 637228.3809
Scenario 3: Aggressive Fuel Sub | SDG&E | Com | WaterHeat | Com ¦ Com Heat Pump Water Heater (3.75 UEF - 50 Gal) - Fuel Sub - ZEAS 2030 - Hot-Dry | Com - Retail | Fuel Substitution | 2245263.2587 | 2359623.3942 | 2484284.3826 | 2620364.3506 | 2759149.2419 | 1515574.7642 | 1548878.0007 | 1570145.7929 | 1587954.047 | 1600040.1599 | 1624700.9239 | 1641347.1325 | 1655564.4568
Scenario 3: Aggressive Fuel Sub | SDG&E | Com | WaterHeat | Com ¦ Com Efficient Tankless Gas Water Heater (0.87 UEF - High Draw) - Panel Upgrade - ZEAS 2030 - Marine | Com - Retail | Energy Efficiency | 2977.3646 | 3209.9753 | 3470.9571 | 3750.6807 | 3992.4593 | 0 | 0 | 0 | 0 | 0 | 0 | 0 | 0
Scenario 3: Aggressive Fuel Sub | SDG&E | Com | WaterHeat | Com ¦ Com Efficient Tankless Gas Water Heater (0.87 UEF - High Draw) - Panel Upgrade - ZEAS 2030 - Hot-Dry | Com - Retail | Energy Efficiency | 7911.879 | 8530.0042 | 9223.5206 | 9966.8399 | 10609.3263 | 0 | 0 | 0 | 0 | 0 | 0 | 0 | 0
Scenario 3: Aggressive Fuel Sub | SDG&E | Com | WaterHeat | Com ¦ Com Heat Pump Water Heater (3.75 UEF - 50 Gal) - Fuel Sub - Panel Upgrade - ZEAS 2030 - Marine | Com - Retail | Fuel Substitution | 712260.5281 | 748169.1028 | 787301.1248 | 830006.3195 | 873561.9618 | 484065.5468 | 494596.401 | 501365.3325 | 507053.8978 | 510954.635 | 518788.6581 | 524118.0863 | 528689.4809
Scenario 3: Aggressive Fuel Sub | SDG&E | Com | WaterHeat | Com ¦ Com Heat Pump Water Heater (3.75 UEF - 50 Gal) - Fuel Sub - Panel Upgrade - ZEAS 2030 - Hot-Dry | Com - Retail | Fuel Substitution | 1862828.3081 | 1957709.5194 | 2061137.0427 | 2174038.5546 | 2289184.2611 | 1257427.4142 | 1285058.1215 | 1302703.3776 | 1317478.3577 | 1327505.8469 | 1347966.1512 | 1361777.0166 | 1373572.7086
Scenario 3: Aggressive Fuel Sub | SDG&E | Com | WaterHeat | Com ¦ Com Heat Pump Water Heater (100+ Gal, 200+ kBtuh - 4.3 COP) - Fuel Sub - ZEAS 2030 - Marine | Com - Retail | Fuel Substitution | 5089.7903 | 5351.4482 | 5634.7828 | 5942.1091 | 6257.5301 | 0 | 0 | 0 | 0 | 0 | 0 | 0 | 0
Scenario 3: Aggressive Fuel Sub | SDG&E | Com | WaterHeat | Com ¦ Com Heat Pump Water Heater (100+ Gal, 200+ kBtuh - 4.3 COP) - Fuel Sub - ZEAS 2030 - Hot-Dry | Com - Retail | Fuel Substitution | 27034.8226 | 28424.6828 | 29929.6806 | 31562.1131 | 33237.5464 | 0 | 0 | 0 | 0 | 0 | 0 | 0 | 0
Scenario 3: Aggressive Fuel Sub | SDG&E | Com | WaterHeat | Com ¦ Com Heat Pump Water Heater (100+ Gal, 200+ kBtuh - 4.3 COP) - Fuel Sub - Panel Upgrade - ZEAS 2030 - Marine | Com - Retail | Fuel Substitution | 4222.848 | 4439.9378 | 4675.0121 | 4929.9916 | 5191.687 | 0 | 0 | 0 | 0 | 0 | 0 | 0 | 0
Scenario 3: Aggressive Fuel Sub | SDG&E | Com | WaterHeat | Com ¦ Com Heat Pump Water Heater (100+ Gal, 200+ kBtuh - 4.3 COP) - Fuel Sub - Panel Upgrade - ZEAS 2030 - Hot-Dry | Com - Retail | Fuel Substitution | 22429.9902 | 23583.1159 | 24831.768 | 26186.1488 | 27576.2061 | 0 | 0 | 0 | 0 | 0 | 0 | 0 | 0
Scenario 3: Aggressive Fuel Sub | SDG&E | Com | WholeBlg | Com ¦ Com Title 24 2022 Code | Com - Retail | Energy Efficiency | 4335635.4156 | 4472960.9732 | 4601145.8435 | 4711849.0193 | 4779604.6721 | 5017558.0559 | 5263179.6054 | 5486158.9991 | 5705102.7702 | 5945865.7276 | 6175767.4757 | 6379564.3471 | 6622611.851
Scenario 3: Aggressive Fuel Sub | SDG&E | Com | ComRefrig | Com ¦ Efficient Refrigerated Display Case - Marine | Com - Retail | Energy Efficiency | 622711.4555 | 642956.9039 | 661254.1313 | 678308.9474 | 699698.2359 | 725152.8356 | 741491.1382 | 751568.7645 | 758787.4706 | 761755.3535 | 771160.9254 | 776123.9828 | 779610.5874
Scenario 3: Aggressive Fuel Sub | SDG&E | Com | ComRefrig | Com ¦ Efficient Refrigerated Display Case - Hot-Dry | Com - Retail | Energy Efficiency | 3298700.9041 | 3406144.379 | 3503358.5632 | 3594066.0294 | 3707656.6544 | 3842723.4373 | 3929795.2969 | 3983924.2735 | 4023041.5699 | 4039816.7579 | 4090582.3518 | 4118003.8937 | 4137718.3778
Scenario 3: Aggressive Fuel Sub | SDG&E | Com | ComRefrig | Com ¦ Refrigerated Display Case LED Lighting | Com - Retail | Energy Efficiency | 3043053.6355 | 3135039.9599 | 3215279.8075 | 3283584.8668 | 3361604.6252 | 3452580.6933 | 3514564.2273 | 3559818.9882 | 3602189.6388 | 3633838.0387 | 3689713.4438 | 3730128.7128 | 3765912.0071
Scenario 3: Aggressive Fuel Sub | SDG&E | Com | ComRefrig | Com ¦ Efficient EC or PMS Motor Retrofit - Marine | Com - Retail | Energy Efficiency | 182416.2239 | 183397.1249 | 183051.9843 | 181536.6071 | 181025.4399 | 183702.7577 | 185144.1687 | 185514.522 | 185816.4056 | 185954.0675 | 186580.402 | 185518.3953 | 184564.4269
Scenario 3: Aggressive Fuel Sub | SDG&E | Com | ComRefrig | Com ¦ Efficient EC or PMS Motor Retrofit - Hot-Dry | Com - Retail | Energy Efficiency | 970974.6888 | 976195.8801 | 974358.7477 | 966292.6182 | 963571.7505 | 977822.7183 | 985495.1367 | 987466.4728 | 989073.355 | 989806.109 | 993139.9951 | 987487.09 | 982409.2569
Scenario 3: Aggressive Fuel Sub | SDG&E | Com | ComRefrig | Com ¦ Walk-in Anti Sweat Heat Controls - Marine | Com - Retail | Energy Efficiency | 58440.6429 | 62822.356 | 64473.6749 | 56331.7941 | 43745.4194 | 48401.7198 | 51870.0099 | 51502.7491 | 50948.1392 | 49482.8931 | 54537.5488 | 52576.5994 | 50282.8688
Scenario 3: Aggressive Fuel Sub | SDG&E | Com | ComRefrig | Com ¦ Walk-in Anti Sweat Heat Controls - Hot-Dry | Com - Retail | Energy Efficiency | 354629.6775 | 380336.0777 | 390800.4755 | 346510.9345 | 277408.7049 | 304875.7566 | 325764.1585 | 325263.5558 | 323795.5702 | 317318.2633 | 347421.4391 | 338355.9327 | 327535.4189
Scenario 3: Aggressive Fuel Sub | SDG&E | Com | ComRefrig | Com ¦ Efficient Refrigeration Compressor - Marine | Com - Retail | Energy Efficiency | 39933.1224 | 40133.4084 | 40039.8712 | 39686.8618 | 39554.7619 | 40126.1232 | 40423.3094 | 40482.6711 | 40525.6565 | 40531.0288 | 40642.9618 | 40380.3526 | 40140.0225
Scenario 3: Aggressive Fuel Sub | SDG&E | Com | ComRefrig | Com ¦ Efficient Refrigeration Compressor - Hot-Dry | Com - Retail | Energy Efficiency | 212272.0472 | 213336.705 | 212839.4908 | 210963.0027 | 210260.8003 | 213297.9795 | 214877.7288 | 215193.2768 | 215421.7738 | 215450.3315 | 216045.3326 | 214649.3837 | 213371.864
Scenario 3: Aggressive Fuel Sub | SDG&E | Com | ComRefrig | Com ¦ Floating Head Pressure Controls - Marine | Com - Retail | Energy Efficiency | 18498.6017 | 19651.8 | 19903.636 | 18019.6304 | 16233.717 | 17521.8079 | 18413.706 | 18649.2176 | 18743.844 | 19092.3044 | 20270.5599 | 20198.7453 | 20076.6462
Scenario 3: Aggressive Fuel Sub | SDG&E | Com | ComRefrig | Com ¦ Floating Head Pressure Controls - Hot-Dry | Com - Retail | Energy Efficiency | 84696.2525 | 89973.6078 | 91130.7319 | 82524.4699 | 74366.9217 | 80262.0144 | 84346.3178 | 85430.4288 | 85870.8995 | 87472.1518 | 92867.1157 | 92548.0524 | 91999.6409
Scenario 3: Aggressive Fuel Sub | SDG&E | Com | ComRefrig | Com ¦ Add Doors to Open Display Cases - Marine | Com - Retail | Energy Efficiency | 1058760.0467 | 1074888.743 | 1089949.1116 | 1105410.6271 | 1130747.4565 | 1180879.1179 | 1223262.4449 | 1268983.3905 | 1315578.6705 | 1362226.349 | 1412935.7632 | 1454814.1616 | 1497517.2091
Scenario 3: Aggressive Fuel Sub | SDG&E | Com | ComRefrig | Com ¦ Add Doors to Open Display Cases - Hot-Dry | Com - Retail | Energy Efficiency | 5583521.5238 | 5668170.3817 | 5747142.8342 | 5828204.56 | 5961448.7886 | 6225762.2193 | 6449065.5395 | 6689974.6509 | 6935462.4542 | 7181179.5599 | 7448322.6588 | 7668715.8105 | 7893410.8521
Scenario 3: Aggressive Fuel Sub | SDG&E | Com | FoodServ | Com ¦ Demand Controlled Ventilation (DCV) Exhaust Hood | Com - Retail | Energy Efficiency | 9874.4905 | 10405.3128 | 10949.7003 | 11473.5985 | 11888.0004 | 12634.7938 | 13348.4892 | 14004.0381 | 14647.7627 | 15333.1466 | 16041.7966 | 16744.0078 | 17541.6483
Scenario 3: Aggressive Fuel Sub | SDG&E | Com | FoodServ | Com ¦ ENERGY STAR Ice Machine | Com - Retail | Energy Efficiency | 21727.6554 | 22344.6197 | 22870.2985 | 23320.9913 | 23945.0345 | 24855.3031 | 25518.4439 | 25987.1973 | 26382.7138 | 26619.753 | 26981.7045 | 27111.3273 | 27208.5327
Scenario 3: Aggressive Fuel Sub | SDG&E | Com | FoodServ | Com ¦ Demand Controlled Ventilation (DCV) Exhaust Hood - Retrofit | Com - Retail | Energy Efficiency | 67501.1154 | 71394.2006 | 72953.7402 | 69243.5603 | 66393.1098 | 71374.5635 | 75009.2264 | 76979.614 | 78499.4503 | 80316.9497 | 84699.4155 | 86058.9097 | 87364.5582
Scenario 3: Aggressive Fuel Sub | SDG&E | Com | Lighting | Com ¦ LED High and Low Bay - 155 lpw | Com - Retail | Energy Efficiency | 15475108.4188 | 15887033.952 | 16233771.0677 | 16531230.1801 | 16950961.051 | 17532015.6609 | 17927129.0587 | 18175489.9021 | 18361220.246 | 18438175.7328 | 18630842.737 | 18694259.3266 | 18733461.2092
Scenario 3: Aggressive Fuel Sub | SDG&E | Com | Lighting | Com ¦ LED Fixtures and Retrofit Kits - 140 lpw - RET | Com - Retail | Energy Efficiency | 1767190.2213 | 1823155.3847 | 1873051.4277 | 1916339.1091 | 1966470.7625 | 2023305.8999 | 2059175.5325 | 2083648.097 | 2106115.3945 | 2121610.0151 | 2152230.4447 | 2173093.4719 | 2190768.3035
Scenario 3: Aggressive Fuel Sub | SDG&E | Com | Lighting | Com ¦ LED Fixtures and Retrofit Kits - 140 lpw | Com - Retail | Energy Efficiency | 4166191.6369 | 4298942.5407 | 4417277.0649 | 4519668.0159 | 4637447.5483 | 4772305.9372 | 4856626.2817 | 4913145.0571 | 4964441.4001 | 4998858.2023 | 5069247.3753 | 5116067.9243 | 5155224.583
Scenario 3: Aggressive Fuel Sub | PG&E | Com | BldgEnv | Com ¦ Com Wall Insulation (R13) - Marine | Com - School | Energy Efficiency | 454103.9479 | 464527.9269 | 475001.5797 | 485740.7258 | 497541.3583 | 510883.5034 | 524527.7859 | 538609.6124 | 553207.8727 | 568431.9159 | 584272.4609 | 600353.3216 | 617174.3334
Scenario 3: Aggressive Fuel Sub | PG&E | Com | BldgEnv | Com ¦ Com Wall Insulation (R14) - Marine | Com - School | Energy Efficiency | 3035.8718 | 3168.526 | 3311.2914 | 3451.8589 | 3572.4411 | 3728.8431 | 3882.6949 | 4061.0756 | 4247.6121 | 4454.7072 | 4677.7182 | 4937.2445 | 5194.3619
Scenario 3: Aggressive Fuel Sub | PG&E | Com | BldgEnv | Com ¦ Com Wall Insulation (R14) - Hot-Dry | Com - School | Energy Efficiency | 492430.0897 | 500489.0859 | 507838.6177 | 515024.785 | 524698.5759 | 538520.2685 | 552069.1148 | 565744.07 | 579723.9626 | 594316.7927 | 609412.5362 | 623635.3861 | 638568.7243
Scenario 3: Aggressive Fuel Sub | PG&E | Com | BldgEnv | Com ¦ Com Wall Insulation (R14) - Cold | Com - School | Energy Efficiency | 2238.4006 | 2290.4479 | 2342.9028 | 2396.6854 | 2455.3945 | 2521.6262 | 2589.3781 | 2659.4156 | 2732.0632 | 2807.8726 | 2886.8502 | 2967.2469 | 3051.2885
Scenario 3: Aggressive Fuel Sub | PG&E | Com | HVAC | Com ¦ Small Unitary Heat Pump (SEER 18) - Marine | Com - School | Energy Efficiency | 631026.4797 | 629911.6697 | 624800.6582 | 616553.1558 | 611906.4369 | 617102.5281 | 617763.3808 | 616739.1028 | 614769.8738 | 612608.9134 | 613157.0858 | 610020.8624 | 606592.7063
Scenario 3: Aggressive Fuel Sub | PG&E | Com | HVAC | Com ¦ Small Unitary Heat Pump (SEER 18) - Hot-Dry | Com - School | Energy Efficiency | 650670.9085 | 649521.3934 | 644251.2715 | 635747.0168 | 630955.6413 | 636313.4915 | 636994.9172 | 635938.7525 | 633908.2197 | 631679.9865 | 632245.2241 | 629011.3672 | 625476.4894
Scenario 3: Aggressive Fuel Sub | PG&E | Com | HVAC | Com ¦ Small Unitary Heat Pump (SEER 18) - Cold | Com - School | Energy Efficiency | 2283.9856 | 2279.9506 | 2261.4514 | 2231.5998 | 2214.7811 | 2233.5882 | 2235.9802 | 2232.2728 | 2225.1452 | 2217.3237 | 2219.3078 | 2207.9563 | 2195.5482
Scenario 3: Aggressive Fuel Sub | PG&E | Com | HVAC | Com ¦ Small Unitary AC (SEER 18) - Marine | Com - School | Energy Efficiency | 4898691.1513 | 4970490.9959 | 5031502.0779 | 5084613.7512 | 5152725.629 | 5259247.0921 | 5353595.9328 | 5446648.1475 | 5540652.1081 | 5638793.8407 | 5751174.0122 | 5856601.3636 | 5965766.583
Scenario 3: Aggressive Fuel Sub | PG&E | Com | HVAC | Com ¦ Small Unitary AC (SEER 18) - Hot-Dry | Com - School | Energy Efficiency | 4831142.4494 | 4890926.7224 | 4937298.1205 | 4973624.8043 | 5026519.9252 | 5122502.6416 | 5203323.8935 | 5281251.3534 | 5358981.7159 | 5440021.7753 | 5536034.8158 | 5622224.0646 | 5711276.8243
Scenario 3: Aggressive Fuel Sub | PG&E | Com | HVAC | Com ¦ Small Unitary AC (SEER 18) - Cold | Com - School | Energy Efficiency | 20657.5413 | 21071.8674 | 21468.7522 | 21855.1326 | 22286.8089 | 22827.7687 | 23349.3347 | 23881.773 | 24429.7153 | 25002.9071 | 25626.7236 | 26251.2373 | 26899.838
Scenario 3: Aggressive Fuel Sub | PG&E | Com | HVAC | Com ¦ Large Unitary Heat Pump (EER 10.0, COP 3.3) - Marine | Com - School | Energy Efficiency | 62601.8374 | 62491.2412 | 61984.1963 | 61165.9917 | 60705.0076 | 61220.4929 | 61286.0537 | 61184.4388 | 60989.0788 | 60774.6978 | 60829.08 | 60517.9467 | 60177.8518
Scenario 3: Aggressive Fuel Sub | PG&E | Com | HVAC | Com ¦ Large Unitary Heat Pump (EER 10.0, COP 3.3) - Hot-Dry | Com - School | Energy Efficiency | 113457.4005 | 113256.9597 | 112338.0093 | 110855.1235 | 110019.652 | 110953.8996 | 111072.7197 | 110888.5564 | 110534.4927 | 110145.956 | 110244.5164 | 109680.6292 | 109064.253
Scenario 3: Aggressive Fuel Sub | PG&E | Com | HVAC | Com ¦ Large Unitary Heat Pump (EER 10.0, COP 3.3) - Cold | Com - School | Energy Efficiency | 144.7963 | 144.5405 | 143.3678 | 141.4753 | 140.409 | 141.6013 | 141.753 | 141.5179 | 141.0661 | 140.5702 | 140.696 | 139.9764 | 139.1897
Scenario 3: Aggressive Fuel Sub | PG&E | Com | HVAC | Com ¦ Large Unitary AC (EER 11.5) - Marine | Com - School | Energy Efficiency | 729063.3586 | 727775.3506 | 721870.2874 | 712341.4452 | 706972.8076 | 712976.1684 | 713739.6919 | 712556.2811 | 710281.1108 | 707784.4214 | 708417.7585 | 704794.2884 | 700833.5307
Scenario 3: Aggressive Fuel Sub | PG&E | Com | HVAC | Com ¦ Large Unitary AC (EER 11.5) - Hot-Dry | Com - School | Energy Efficiency | 1332833.115 | 1330478.4504 | 1319683.1421 | 1302263.0423 | 1292448.3974 | 1303423.408 | 1304819.2392 | 1302655.7934 | 1298496.4535 | 1293932.1447 | 1295089.9764 | 1288465.7496 | 1281224.9125
Scenario 3: Aggressive Fuel Sub | PG&E | Com | HVAC | Com ¦ Large Unitary AC (EER 11.5) - Cold | Com - School | Energy Efficiency | 1721.7588 | 1718.717 | 1704.7716 | 1682.2682 | 1669.5896 | 1683.7672 | 1685.5703 | 1682.7756 | 1677.4025 | 1671.5063 | 1673.002 | 1664.4448 | 1655.0911
Scenario 3: Aggressive Fuel Sub | PG&E | Com | HVAC | Com ¦ Variable Refrigerant Flow (VRF) Heat Pump - Hot-Dry | Com - School | Energy Efficiency | 149787.2768 | 150528.7761 | 150507.4853 | 149931.6202 | 150152.3264 | 151809.3773 | 152244.6386 | 152227.9026 | 151952.1669 | 151516.3664 | 151898.5056 | 151409.9627 | 150806.5043
Scenario 3: Aggressive Fuel Sub | PG&E | Com | HVAC | Com ¦ Variable Refrigerant Flow (VRF) Heat Pump - Marine | Com - School | Energy Efficiency | 203533.2067 | 204540.767 | 204511.8368 | 203729.3426 | 204029.2416 | 206280.8672 | 206872.3069 | 206849.5658 | 206474.8919 | 205882.7196 | 206401.9761 | 205738.1367 | 204918.1483
Scenario 3: Aggressive Fuel Sub | PG&E | Com | HVAC | Com ¦ Variable Refrigerant Flow (VRF) Heat Pump - Cold | Com - School | Energy Efficiency | 356.5389 | 358.3038 | 358.2532 | 356.8824 | 357.4078 | 361.3521 | 362.3881 | 362.3483 | 361.6919 | 360.6546 | 361.5642 | 360.4013 | 358.9649
Scenario 3: Aggressive Fuel Sub | PG&E | Com | HVAC | Com ¦ Efficient Chiller - Marine | Com - School | Energy Efficiency | 2254136.328 | 2237426.2342 | 2207540.7542 | 2168117.9339 | 2141764.225 | 2152322.5013 | 2149945.8412 | 2142981.1778 | 2134270.2634 | 2125699.0816 | 2123692.7069 | 2108631.9715 | 2092883.5471
Scenario 3: Aggressive Fuel Sub | PG&E | Com | HVAC | Com ¦ Efficient Chiller - Hot-Dry | Com - School | Energy Efficiency | 2669867.0139 | 2650075.0751 | 2614677.8118 | 2567984.235 | 2536770.1078 | 2549275.6485 | 2546460.6608 | 2538211.5034 | 2527894.0339 | 2517742.0678 | 2515365.6571 | 2497527.2681 | 2478874.3596
Scenario 3: Aggressive Fuel Sub | PG&E | Com | HVAC | Com ¦ Efficient Chiller - Cold | Com - School | Energy Efficiency | 5315.769 | 5276.3628 | 5205.886 | 5112.918 | 5050.7699 | 5075.6687 | 5070.064 | 5053.6397 | 5033.0974 | 5012.8846 | 5008.1531 | 4972.6365 | 4935.4981
Scenario 3: Aggressive Fuel Sub | PG&E | Com | HVAC | Com ¦ Demand Controlled Ventilation (HVAC) - Marine | Com - School | Energy Efficiency | 3375766.8437 | 3440562.1311 | 3501334.9254 | 3558834.7863 | 3628301.6142 | 3724798.0709 | 3819953.2836 | 3916017.3241 | 4013554.4732 | 4115572.0356 | 4230378.8886 | 4341811.5407 | 4456221.2601
Scenario 3: Aggressive Fuel Sub | PG&E | Com | HVAC | Com ¦ Demand Controlled Ventilation (HVAC) - Hot-Dry | Com - School | Energy Efficiency | 2632148.3543 | 2672487.2345 | 2707012.3615 | 2736786.159 | 2779816.8128 | 2851321.4634 | 2920039.5929 | 2987517.2921 | 3054896.3948 | 3125080.4139 | 3207640.7038 | 3283216.8231 | 3360390.4195
Scenario 3: Aggressive Fuel Sub | PG&E | Com | HVAC | Com ¦ Demand Controlled Ventilation (HVAC) - Cold | Com - School | Energy Efficiency | 17281.5986 | 17578.7762 | 17849.3237 | 18095.3027 | 18413.5622 | 18898.0668 | 19369.3889 | 19836.8104 | 20308.7313 | 20799.7349 | 21368.2305 | 21899.0539 | 22444.9979
Scenario 3: Aggressive Fuel Sub | PG&E | Com | HVAC | Com ¦ HVAC Energy Management System (Elec SC and Gas SH) - Marine | Com - School | Energy Efficiency | 4658915.9788 | 4753400.6916 | 4843664.39 | 4930504.0235 | 5031908.3959 | 5166939.9842 | 5300985.5345 | 5437253.9113 | 5576175.109 | 5721621.9112 | 5883524.558 | 6042933.7096 | 6206811.2069
Scenario 3: Aggressive Fuel Sub | PG&E | Com | HVAC | Com ¦ HVAC Energy Management System (Elec SC and Gas SH) - Hot-Dry | Com - School | Energy Efficiency | 3399462.7448 | 3467051.258 | 3531203.8481 | 3592565.5766 | 3665076.7369 | 3763108.3211 | 3860188.9749 | 3958632.4045 | 4058845.6827 | 4163728.9368 | 4280939.1661 | 4395751.1576 | 4513727.3215
Scenario 3: Aggressive Fuel Sub | PG&E | Com | HVAC | Com ¦ HVAC Energy Management System (Elec SC and Gas SH) - Cold | Com - School | Energy Efficiency | 14381.1271 | 14706.9508 | 15031.3186 | 15352.2058 | 15702.929 | 16135.0566 | 16569.6463 | 17015.9546 | 17475.6723 | 17956.5191 | 18483.5085 | 19012.4376 | 19559.6405
Scenario 3: Aggressive Fuel Sub | PG&E | Com | HVAC | Com ¦ HVAC Pump Variable Frequency Drive (VFD) - Marine | Com - School | Energy Efficiency | 753395.0135 | 738903.5417 | 715808.5238 | 685463.0283 | 667635.858 | 678248.3514 | 685602.1498 | 688450.2747 | 689340.6418 | 689682.009 | 696451.955 | 691539.1648 | 686152.4842
Scenario 3: Aggressive Fuel Sub | PG&E | Com | HVAC | Com ¦ HVAC Pump Variable Frequency Drive (VFD) - Hot-Dry | Com - School | Energy Efficiency | 787632.0833 | 772482.0651 | 748337.5237 | 716613.0161 | 697975.7129 | 709070.4775 | 716758.4599 | 719736.0141 | 720666.8428 | 721023.723 | 728101.3204 | 722965.2749 | 717333.8035
Scenario 3: Aggressive Fuel Sub | PG&E | Com | HVAC | Com ¦ HVAC Pump Variable Frequency Drive (VFD) - Cold | Com - School | Energy Efficiency | 1676.4653 | 1644.2187 | 1592.8273 | 1525.3021 | 1485.6328 | 1509.2479 | 1525.6117 | 1531.9494 | 1533.9306 | 1534.6902 | 1549.7548 | 1538.8228 | 1526.8363
Scenario 3: Aggressive Fuel Sub | PG&E | Com | HVAC | Com ¦ HVAC Fan Variable Frequency Drive (VFD) - Marine | Com - School | Energy Efficiency | 746424.4412 | 733354.2716 | 712367.8856 | 685113.9682 | 671560.0499 | 683186.3357 | 690406.7388 | 692464.6758 | 691607.5993 | 689838.8765 | 697340.9278 | 692273.0651 | 686222.9441
Scenario 3: Aggressive Fuel Sub | PG&E | Com | HVAC | Com ¦ HVAC Fan Variable Frequency Drive (VFD) - Hot-Dry | Com - School | Energy Efficiency | 634727.8382 | 623270.6192 | 604992.0239 | 581309.8082 | 569414.4395 | 579189.2313 | 585161.3835 | 586678.9681 | 585676.3419 | 583877.5684 | 590048.6483 | 585385.0346 | 579862.4157
Scenario 3: Aggressive Fuel Sub | PG&E | Com | HVAC | Com ¦ HVAC Fan Variable Frequency Drive (VFD) - Cold | Com - School | Energy Efficiency | 1424.5675 | 1385.1382 | 1326.8089 | 1253.3931 | 1211.9089 | 1229.3791 | 1236.0723 | 1230.183 | 1216.9813 | 1201.1559 | 1206.6728 | 1182.0421 | 1154.5343
Scenario 3: Aggressive Fuel Sub | PG&E | Com | HVAC | Com ¦ Economizer - Marine | Com - School | Energy Efficiency | 46435.3717 | 49148.6486 | 50572.8675 | 47072.9362 | 39666.8312 | 43084.5797 | 44409.87 | 45007.5597 | 45167.9127 | 43320.5464 | 46108.4582 | 46173.2526 | 46133.082
Scenario 3: Aggressive Fuel Sub | PG&E | Com | HVAC | Com ¦ Economizer - Hot-Dry | Com - School | Energy Efficiency | 29956.9193 | 31707.3396 | 32626.148 | 30368.2322 | 25590.3208 | 27795.218 | 28650.2044 | 29035.7928 | 29139.2416 | 27947.4475 | 29746.0171 | 29787.818 | 29761.9027
Scenario 3: Aggressive Fuel Sub | PG&E | Com | HVAC | Com ¦ Economizer - Cold | Com - School | Energy Efficiency | 63.7371 | 67.4613 | 69.4162 | 64.6122 | 54.4466 | 59.1378 | 60.9569 | 61.7772 | 61.9973 | 59.4617 | 63.2883 | 63.3773 | 63.3221
Scenario 3: Aggressive Fuel Sub | PG&E | Com | HVAC | Com ¦ Large Packaged Heat Pump (IEER 14.0) - Fuel Sub - ZEAS 2030 - Marine | Com - School | Fuel Substitution | 2404283.405 | 2504676.2342 | 2614486.3324 | 2732498.409 | 2849122.6683 | -286562.6911 | -285006.8629 | -283548.3346 | -282145.649 | -280782.8523 | -279273.4558 | -277941.6809 | -276634.6021
Scenario 3: Aggressive Fuel Sub | PG&E | Com | HVAC | Com ¦ Large Packaged Heat Pump (IEER 14.0) - Fuel Sub - ZEAS 2030 - Hot-Dry | Com - School | Fuel Substitution | 1791434.6524 | 1869024.7919 | 1954287.5925 | 2046170.7403 | 2136578.9465 | -196316.2025 | -195027.4621 | -193903.9959 | -192872.4768 | -191904.7067 | -190670.7228 | -189744.2727 | -188854.7837
Scenario 3: Aggressive Fuel Sub | PG&E | Com | HVAC | Com ¦ Large Packaged Heat Pump (IEER 14.0) - Fuel Sub - ZEAS 2030 - Cold | Com - School | Fuel Substitution | 13902.445 | 14484.942 | 15131.5686 | 15832.6524 | 16516.5665 | -589.4788 | -586.2602 | -583.2498 | -580.3586 | -577.5525 | 0 | 0 | 0
Scenario 3: Aggressive Fuel Sub | PG&E | Com | HVAC | Com ¦ Large Packaged Heat Pump (IEER 14.0) - Fuel Sub - Panel Upgrade - ZEAS 2030 - Marine | Com - School | Fuel Substitution | 549381.7117 | 572321.5965 | 597413.3389 | 624379.2433 | 651028.0299 | -65479.927 | -65124.4183 | -64791.1428 | -64470.6274 | -64159.2267 | -63814.3277 | -63510.0155 | -63211.3464
Scenario 3: Aggressive Fuel Sub | PG&E | Com | HVAC | Com ¦ Large Packaged Heat Pump (IEER 14.0) - Fuel Sub - Panel Upgrade - ZEAS 2030 - Hot-Dry | Com - School | Fuel Substitution | 409345.0189 | 427074.4611 | 446557.1157 | 467552.5279 | 488210.9141 | -44858.4934 | -44564.0147 | -44307.3013 | -44071.5979 | -43850.4612 | -43568.4944 | -43356.7994 | -43153.5501
Scenario 3: Aggressive Fuel Sub | PG&E | Com | HVAC | Com ¦ Large Packaged Heat Pump (IEER 14.0) - Fuel Sub - Panel Upgrade - ZEAS 2030 - Cold | Com - School | Fuel Substitution | 3176.7258 | 3309.8271 | 3457.582 | 3617.7805 | 3774.0557 | 0 | 0 | 0 | 0 | 0 | 0 | 0 | 0
Scenario 3: Aggressive Fuel Sub | PG&E | Com | HVAC | Com ¦ Small Packaged Heat Pump (SEER 18) - Fuel Sub - ZEAS 2030 - Marine | Com - School | Fuel Substitution | 860106.462 | 885956.251 | 912887.2661 | 940972.6245 | 970076.2908 | 139301.0506 | 140053.8199 | 140186.1914 | 139982.188 | 139550.9732 | 140170.9461 | 139618.9401 | 138943.2385
Scenario 3: Aggressive Fuel Sub | PG&E | Com | HVAC | Com ¦ Small Packaged Heat Pump (SEER 18) - Fuel Sub - ZEAS 2030 - Hot-Dry | Com - School | Fuel Substitution | 744560.1736 | 766153.9527 | 788509.4043 | 811728.3163 | 835943.0349 | 179574.5789 | 180335.5089 | 180389.3596 | 180060.0456 | 179472.0614 | 180083.3686 | 179358.5312 | 178493.0729
Scenario 3: Aggressive Fuel Sub | PG&E | Com | HVAC | Com ¦ Small Packaged Heat Pump (SEER 18) - Fuel Sub - ZEAS 2030 - Cold | Com - School | Fuel Substitution | 4309.4682 | 4452.527 | 4605.9893 | 4769.0115 | 4933.2679 | 585.9876 | 588.266 | 588.3276 | 587.1882 | 585.2381 | 587.0493 | 584.6711 | 581.8524
Scenario 3: Aggressive Fuel Sub | PG&E | Com | HVAC | Com ¦ Small Packaged Heat Pump (SEER 18) - Fuel Sub - Panel Upgrade - ZEAS 2030 - Marine | Com - School | Fuel Substitution | 196535.3832 | 202442.0918 | 208595.8618 | 215013.4007 | 221663.6242 | 31830.4612 | 32002.4699 | 32032.7169 | 31986.1019 | 31887.5688 | 32029.2334 | 31903.0993 | 31748.7007
Scenario 3: Aggressive Fuel Sub | PG&E | Com | HVAC | Com ¦ Small Packaged Heat Pump (SEER 18) - Fuel Sub - Panel Upgrade - ZEAS 2030 - Hot-Dry | Com - School | Fuel Substitution | 170132.9144 | 175067.1194 | 180175.3676 | 185480.9175 | 191014.0104 | 41033.0119 | 41206.8853 | 41219.1903 | 41143.9416 | 41009.5865 | 41149.2709 | 40983.6447 | 40785.8864
Scenario 3: Aggressive Fuel Sub | PG&E | Com | HVAC | Com ¦ Small Packaged Heat Pump (SEER 18) - Fuel Sub - Panel Upgrade - ZEAS 2030 - Cold | Com - School | Fuel Substitution | 984.7188 | 1017.4079 | 1052.4742 | 1089.725 | 1127.2578 | 133.8989 | 134.4195 | 134.4336 | 134.1732 | 133.7276 | 134.1415 | 133.5981 | 132.954
Scenario 3: Aggressive Fuel Sub | PG&E | Com | HVAC | Com ¦ Efficient Hot Water Boilers (94% eff.) - ZEAS 2030 - Marine | Com - School | Energy Efficiency | 3028283.3781 | 3115100.7498 | 3205737.73 | 3299840.1998 | 3396865.1287 | 0 | 0 | 0 | 0 | 0 | 0 | 0 | 0
Scenario 3: Aggressive Fuel Sub | PG&E | Com | HVAC | Com ¦ Efficient Hot Water Boilers (94% eff.) - ZEAS 2030 - Hot-Dry | Com - School | Energy Efficiency | 2037749.2551 | 2096169.1625 | 2157159.3064 | 2220481.3981 | 2285770.0292 | 0 | 0 | 0 | 0 | 0 | 0 | 0 | 0
Scenario 3: Aggressive Fuel Sub | PG&E | Com | HVAC | Com ¦ Efficient Hot Water Boilers (94% eff.) - ZEAS 2030 - Cold | Com - School | Energy Efficiency | 4854.8476 | 4994.0304 | 5139.3368 | 5290.1988 | 5445.7461 | 0 | 0 | 0 | 0 | 0 | 0 | 0 | 0
Scenario 3: Aggressive Fuel Sub | PG&E | Com | HVAC | Com ¦ Com High Eff. Furnace (95 AFUE) - ZEAS 2030 - Marine | Com - School | Energy Efficiency | 1550076.8812 | 1594515.7873 | 1640909.8232 | 1689077.7272 | 1738741.54 | 0 | 0 | 0 | 0 | 0 | 0 | 0 | 0
Scenario 3: Aggressive Fuel Sub | PG&E | Com | HVAC | Com ¦ Com High Eff. Furnace (95 AFUE) - ZEAS 2030 - Hot-Dry | Com - School | Energy Efficiency | 1249567.6644 | 1285391.3199 | 1322791.0694 | 1361620.792 | 1401656.4156 | 0 | 0 | 0 | 0 | 0 | 0 | 0 | 0
Scenario 3: Aggressive Fuel Sub | PG&E | Com | HVAC | Com ¦ Com High Eff. Furnace (95 AFUE) - ZEAS 2030 - Cold | Com - School | Energy Efficiency | 5994.3295 | 6166.18 | 6345.5912 | 6531.8621 | 6723.9179 | 0 | 0 | 0 | 0 | 0 | 0 | 0 | 0
Scenario 3: Aggressive Fuel Sub | PG&E | Com | WaterHeat | Com ¦ Com Heat Pump Water Heater (3.3 UEF - 50 Gal) - Marine | Com - School | Energy Efficiency | 3506362.654 | 3580391.7857 | 3644367.3847 | 3699530.7253 | 3773347.2401 | 3860509.2847 | 3900891.3555 | 3918551.1621 | 3922468.9576 | 3918476.259 | 3947678.0433 | 3958552.5558 | 3961798.895
Scenario 3: Aggressive Fuel Sub | PG&E | Com | WaterHeat | Com ¦ Com Heat Pump Water Heater (3.3 UEF - 50 Gal) - Hot-Dry | Com - School | Energy Efficiency | 2607924.0985 | 2663210.5154 | 2710993.177 | 2752199.7059 | 2807329.7623 | 2872417.3303 | 2902592.7108 | 2915808.4725 | 2918768.1952 | 2915823.1892 | 2937651.3639 | 2945799.555 | 2948255.6519
Scenario 3: Aggressive Fuel Sub | PG&E | Com | WaterHeat | Com ¦ Com Heat Pump Water Heater (3.3 UEF - 50 Gal) - Cold | Com - School | Energy Efficiency | 7511.1372 | 7670.1837 | 7807.64 | 7926.1741 | 8084.7688 | 8272.0165 | 8358.8102 | 8396.8068 | 8405.2937 | 8396.7915 | 8459.5701 | 8482.9887 | 8490.0285
Scenario 3: Aggressive Fuel Sub | PG&E | Com | WaterHeat | Com ¦ Com Hot Water Tank Insulation - Marine | Com - School | Energy Efficiency | 26764.2761 | 27453.5383 | 28157.0131 | 28884.1331 | 29637.0895 | 30417.5146 | 31228.4771 | 32072.6095 | 32951.2411 | 33865.698 | 34817.0404 | 35809.3074 | 36846.6529
Scenario 3: Aggressive Fuel Sub | PG&E | Com | WaterHeat | Com ¦ Com Hot Water Tank Insulation - Hot-Dry | Com - School | Energy Efficiency | 18859.1789 | 19344.8606 | 19840.557 | 20352.9149 | 20883.478 | 21433.3968 | 22004.8334 | 22599.6429 | 23218.7618 | 23863.1247 | 24533.4786 | 25232.6696 | 25963.6247
Scenario 3: Aggressive Fuel Sub | PG&E | Com | WaterHeat | Com ¦ Com Hot Water Tank Insulation - Cold | Com - School | Energy Efficiency | 38.4841 | 39.4752 | 40.4867 | 41.5322 | 42.6149 | 43.7371 | 44.9031 | 46.1169 | 47.3803 | 48.6952 | 50.0631 | 51.4899 | 52.9815
Scenario 3: Aggressive Fuel Sub | PG&E | Com | WaterHeat | Com ¦ Faucet Aerators (Gas WH) - Marine | Com - School | Energy Efficiency | 180159.0736 | 184799.4028 | 189532.5846 | 194424.5498 | 199490.1477 | 204739.465 | 210194.0338 | 215871.3913 | 221781.1067 | 227932.0047 | 234329.6824 | 241001.8747 | 247977.4908
Scenario 3: Aggressive Fuel Sub | PG&E | Com | WaterHeat | Com ¦ Faucet Aerators (Gas WH) - Hot-Dry | Com - School | Energy Efficiency | 121450.6358 | 124578.8209 | 127769.6007 | 131067.4212 | 134482.2927 | 138021.0149 | 141698.1034 | 145525.3804 | 149509.2968 | 153655.8017 | 157968.6681 | 162466.5931 | 167169.0652
Scenario 3: Aggressive Fuel Sub | PG&E | Com | WaterHeat | Com ¦ Faucet Aerators (Gas WH) - Cold | Com - School | Energy Efficiency | 279.3371 | 286.5319 | 293.8708 | 301.4558 | 309.31 | 317.4491 | 325.9064 | 334.7091 | 343.8722 | 353.4092 | 363.3288 | 373.674 | 384.4897
Scenario 3: Aggressive Fuel Sub | PG&E | Com | WaterHeat | Com ¦ Faucet Aerators (Elec WH) - Marine | Com - School | Energy Efficiency | 17520.2991 | 18195.9947 | 18084.555 | 17572.8863 | 18360.4254 | 19857.6193 | 20569.4507 | 20896.1594 | 20410.2269 | 20103.9716 | 20752.2691 | 21083.5568 | 21403.012
Scenario 3: Aggressive Fuel Sub | PG&E | Com | WaterHeat | Com ¦ Faucet Aerators (Elec WH) - Hot-Dry | Com - School | Energy Efficiency | 12468.8413 | 12949.7202 | 12870.4108 | 12506.2665 | 13066.7422 | 14132.2646 | 14638.8606 | 14871.3726 | 14525.5443 | 14307.5886 | 14768.9688 | 15004.7395 | 15232.0893
Scenario 3: Aggressive Fuel Sub | PG&E | Com | WaterHeat | Com ¦ Faucet Aerators (Elec WH) - Cold | Com - School | Energy Efficiency | 44.0477 | 45.7464 | 45.4663 | 44.1799 | 46.1598 | 49.9239 | 51.7135 | 52.5349 | 51.3132 | 50.5433 | 52.1731 | 53.006 | 53.8092
Scenario 3: Aggressive Fuel Sub | PG&E | Com | WaterHeat | Com ¦ Com Water Heating Controls (Gas WH) - Marine | Com - School | Energy Efficiency | 46533675.254 | 47736340.3394 | 48973607.1804 | 50255391.0985 | 51585523.1835 | 52967595.5269 | 54404850.1133 | 55900490.7903 | 57458023.2627 | 59081817.1387 | 60775352.849 | 62542905.9596 | 64388866.1606
Scenario 3: Aggressive Fuel Sub | PG&E | Com | WaterHeat | Com ¦ Com Water Heating Controls (Gas WH) - Hot-Dry | Com - School | Energy Efficiency | 33004869.3063 | 33857881.7482 | 34735436.1249 | 35644565.0615 | 36587985.829 | 37568246.1849 | 38587645.5666 | 39648456.3623 | 40753165.058 | 41904870.8788 | 43106042.3849 | 44359712.1001 | 45668993.4936
Scenario 3: Aggressive Fuel Sub | PG&E | Com | WaterHeat | Com ¦ Com Water Heating Controls (Gas WH) - Cold | Com - School | Energy Efficiency | 68409.5242 | 70177.5717 | 71996.4874 | 73880.8481 | 75836.2858 | 77868.0813 | 79981.0006 | 82179.7538 | 84469.4946 | 86856.6469 | 89346.3271 | 91944.8209 | 94658.5816
Scenario 3: Aggressive Fuel Sub | PG&E | Com | WaterHeat | Com ¦ Low Flow Showerheads (Gas WH) - Marine | Com - School | Energy Efficiency | 64349.8558 | 66006.4687 | 67704.6065 | 69460.7947 | 71280.567 | 73169.3101 | 75132.704 | 77176.8112 | 79303.6602 | 81517.56 | 83824.2556 | 86231.7863 | 88747.6775
Scenario 3: Aggressive Fuel Sub | PG&E | Com | WaterHeat | Com ¦ Low Flow Showerheads (Gas WH) - Hot-Dry | Com - School | Energy Efficiency | 44433.0848 | 45576.9634 | 46749.5146 | 47962.1492 | 49218.6881 | 50522.8508 | 51878.5593 | 53289.9997 | 54758.5728 | 56287.2536 | 57880.0094 | 59542.391 | 61279.5947
Scenario 3: Aggressive Fuel Sub | PG&E | Com | WaterHeat | Com ¦ Low Flow Showerheads (Gas WH) - Cold | Com - School | Energy Efficiency | 97.2907 | 99.7953 | 102.3627 | 105.0179 | 107.7692 | 110.6248 | 113.5933 | 116.6838 | 119.8993 | 123.2465 | 126.734 | 130.374 | 134.1778
Scenario 3: Aggressive Fuel Sub | PG&E | Com | WaterHeat | Com ¦ Low Flow Showerheads (Elec WH) - Marine | Com - School | Energy Efficiency | 2956.9883 | 2991.8702 | 2981.1093 | 3024.0264 | 3156.9932 | 3354.515 | 3432.1323 | 3413.6686 | 3402.881 | 3386.2367 | 3476.2246 | 3531.5914 | 3588.6234
Scenario 3: Aggressive Fuel Sub | PG&E | Com | WaterHeat | Com ¦ Low Flow Showerheads (Elec WH) - Hot-Dry | Com - School | Energy Efficiency | 2149.1604 | 2174.5128 | 2166.6918 | 2197.8842 | 2294.5255 | 2438.0857 | 2494.4986 | 2481.079 | 2473.2385 | 2461.1412 | 2526.5452 | 2566.7862 | 2608.2374
Scenario 3: Aggressive Fuel Sub | PG&E | Com | WaterHeat | Com ¦ Low Flow Showerheads (Elec WH) - Cold | Com - School | Energy Efficiency | 7.3423 | 7.429 | 7.4022 | 7.5088 | 7.839 | 8.3294 | 8.5221 | 8.4763 | 8.4495 | 8.4082 | 8.6316 | 8.7691 | 8.9107
Scenario 3: Aggressive Fuel Sub | PG&E | Com | WaterHeat | Com ¦ Low-flow Pre-Rinse Spray Valve - Marine | Com - School | Energy Efficiency | 33741.0494 | 34632.4481 | 35554.0196 | 36505.438 | 37481.0276 | 38507.9667 | 39572.091 | 40684.3862 | 41843.728 | 43055.5277 | 44325.1801 | 45655.5486 | 47041.5623
Scenario 3: Aggressive Fuel Sub | PG&E | Com | WaterHeat | Com ¦ Low-flow Pre-Rinse Spray Valve - Hot-Dry | Com - School | Energy Efficiency | 23319.0215 | 23935.0825 | 24571.9964 | 25229.5381 | 25903.7849 | 26613.5203 | 27348.9549 | 28117.6813 | 28918.9224 | 29756.4182 | 30633.8969 | 31553.3374 | 32511.2354
Scenario 3: Aggressive Fuel Sub | PG&E | Com | WaterHeat | Com ¦ Low-flow Pre-Rinse Spray Valve - Cold | Com - School | Energy Efficiency | 50.5937 | 51.9303 | 53.3122 | 54.7388 | 56.2017 | 57.7415 | 59.3372 | 61.005 | 62.7434 | 64.5605 | 66.4643 | 68.4591 | 70.5374
Scenario 3: Aggressive Fuel Sub | PG&E | Com | WaterHeat | Com ¦ Com Hot Water Pipe Insulation - Marine | Com - School | Energy Efficiency | 12941506.778 | 13274877.2213 | 13616929.7776 | 13970751.6844 | 14337571.3477 | 14718362.5502 | 15114307.4654 | 15526465.8919 | 15955283.4828 | 16401845.2861 | 16867288.4466 | 17353106.4493 | 17860704.0126
Scenario 3: Aggressive Fuel Sub | PG&E | Com | WaterHeat | Com ¦ Com Hot Water Pipe Insulation - Hot-Dry | Com - School | Energy Efficiency | 7735253.8543 | 7934512.3372 | 8138960.1963 | 8350442.701 | 8569694.0806 | 8797296.3735 | 9033956.1755 | 9280306.9376 | 9536615.0305 | 9803528.9973 | 10081728.5195 | 10372106.2662 | 10675501.8503
Scenario 3: Aggressive Fuel Sub | PG&E | Com | WaterHeat | Com ¦ Com Hot Water Pipe Insulation - Cold | Com - School | Energy Efficiency | 16260.3546 | 16679.2178 | 17108.9897 | 17553.5492 | 18014.4397 | 18492.8848 | 18990.3697 | 19508.2261 | 20047.0139 | 20608.0964 | 21192.9024 | 21803.3084 | 22441.0793
Scenario 3: Aggressive Fuel Sub | PG&E | Com | WaterHeat | Com ¦ Com Efficient Tankless Gas Water Heater (0.87 UEF - High Draw) - ZEAS 2030 - Marine | Com - School | Energy Efficiency | 279475.1625 | 292264.5872 | 306095.3742 | 319799.6292 | 331579.5735 | 0 | 0 | 0 | 0 | 0 | 0 | 0 | 0
Scenario 3: Aggressive Fuel Sub | PG&E | Com | WaterHeat | Com ¦ Com Efficient Tankless Gas Water Heater (0.87 UEF - High Draw) - ZEAS 2030 - Hot-Dry | Com - School | Energy Efficiency | 209671.5873 | 219266.7292 | 229643.1631 | 239924.692 | 248762.5251 | 0 | 0 | 0 | 0 | 0 | 0 | 0 | 0
Scenario 3: Aggressive Fuel Sub | PG&E | Com | WaterHeat | Com ¦ Com Efficient Tankless Gas Water Heater (0.87 UEF - High Draw) - ZEAS 2030 - Cold | Com - School | Energy Efficiency | 1213.6927 | 1268.2359 | 1329.6066 | 1390.0318 | 1440.5934 | 0 | 0 | 0 | 0 | 0 | 0 | 0 | 0
Scenario 3: Aggressive Fuel Sub | PG&E | Com | WaterHeat | Com ¦ Com Heat Pump Water Heater (3.75 UEF - 50 Gal) - Fuel Sub - ZEAS 2030 - Marine | Com - School | Fuel Substitution | 22076547.265 | 22796407.7392 | 23586147.7301 | 24444124.525 | 25278177.9527 | 14862455.1365 | 15010217.9748 | 15068506.8529 | 15074249.3525 | 15048318.9138 | 15148511.6282 | 15175365.1288 | 15175005.2169
Scenario 3: Aggressive Fuel Sub | PG&E | Com | WaterHeat | Com ¦ Com Heat Pump Water Heater (3.75 UEF - 50 Gal) - Fuel Sub - ZEAS 2030 - Hot-Dry | Com - School | Fuel Substitution | 16448618.3966 | 16987364.2865 | 17578872.0059 | 18221859.0994 | 18846336.649 | 11077399.4381 | 11187969.2241 | 11231670.9677 | 11236102.0934 | 11216862.14 | 11291878.2817 | 11312084.5183 | 11311952.4626
Scenario 3: Aggressive Fuel Sub | PG&E | Com | WaterHeat | Com ¦ Com Heat Pump Water Heater (3.75 UEF - 50 Gal) - Fuel Sub - ZEAS 2030 - Cold | Com - School | Fuel Substitution | 90490.118 | 93490.1142 | 96821.9821 | 100474.4042 | 103976.063 | 61432.3688 | 62019.753 | 62246.9456 | 62262.6187 | 62150.81 | 62546.8149 | 62647.5869 | 62638.8308
Scenario 3: Aggressive Fuel Sub | PG&E | Com | WaterHeat | Com ¦ Com Efficient Tankless Gas Water Heater (0.87 UEF - High Draw) - Panel Upgrade - ZEAS 2030 - Marine | Com - School | Energy Efficiency | 231872.2502 | 242483.2564 | 253958.25 | 265328.2638 | 275101.7341 | 0 | 0 | 0 | 0 | 0 | 0 | 0 | 0
Scenario 3: Aggressive Fuel Sub | PG&E | Com | WaterHeat | Com ¦ Com Efficient Tankless Gas Water Heater (0.87 UEF - High Draw) - Panel Upgrade - ZEAS 2030 - Hot-Dry | Com - School | Energy Efficiency | 173958.2949 | 181919.0995 | 190528.1188 | 199058.3983 | 206390.8862 | 0 | 0 | 0 | 0 | 0 | 0 | 0 | 0
Scenario 3: Aggressive Fuel Sub | PG&E | Com | WaterHeat | Com ¦ Com Efficient Tankless Gas Water Heater (0.87 UEF - High Draw) - Panel Upgrade - ZEAS 2030 - Cold | Com - School | Energy Efficiency | 1006.9649 | 1052.2177 | 1103.1351 | 1153.2682 | 1195.2176 | 0 | 0 | 0 | 0 | 0 | 0 | 0 | 0
Scenario 3: Aggressive Fuel Sub | PG&E | Com | WaterHeat | Com ¦ Com Heat Pump Water Heater (3.75 UEF - 50 Gal) - Fuel Sub - Panel Upgrade - ZEAS 2030 - Marine | Com - School | Fuel Substitution | 18316256.2473 | 18913503.1243 | 19568726.9629 | 20280564.8531 | 20972554.2355 | 12330938.0528 | 12453532.4956 | 12501893.0482 | 12506657.4298 | 12485143.7142 | 12568270.6365 | 12590550.1893 | 12590251.5811
Scenario 3: Aggressive Fuel Sub | PG&E | Com | WaterHeat | Com ¦ Com Heat Pump Water Heater (3.75 UEF - 50 Gal) - Fuel Sub - Panel Upgrade - ZEAS 2030 - Hot-Dry | Com - School | Fuel Substitution | 13646930.6477 | 14093912.1278 | 14584668.5323 | 15118135.8462 | 15636246.3407 | 9190589.6437 | 9282326.1145 | 9318584.1545 | 9322260.5281 | 9306297.7095 | 9368536.3766 | 9385300.8916 | 9385191.3289
Scenario 3: Aggressive Fuel Sub | PG&E | Com | WaterHeat | Com ¦ Com Heat Pump Water Heater (3.75 UEF - 50 Gal) - Fuel Sub - Panel Upgrade - ZEAS 2030 - Cold | Com - School | Fuel Substitution | 75076.966 | 77565.9738 | 80330.3258 | 83360.6321 | 86265.8545 | 50968.6137 | 51455.949 | 51644.4439 | 51657.4474 | 51564.683 | 51893.2366 | 51976.8441 | 51969.5794
Scenario 3: Aggressive Fuel Sub | PG&E | Com | WaterHeat | Com ¦ Com Heat Pump Water Heater (100+ Gal, 200+ kBtuh - 4.3 COP) - Fuel Sub - ZEAS 2030 - Marine | Com - School | Fuel Substitution | 1993572.0567 | 2062215.6777 | 2136811.0147 | 2217274.7416 | 2296295.7242 | 0 | 0 | 0 | 0 | 0 | 0 | 0 | 0
Scenario 3: Aggressive Fuel Sub | PG&E | Com | WaterHeat | Com ¦ Com Heat Pump Water Heater (100+ Gal, 200+ kBtuh - 4.3 COP) - Fuel Sub - ZEAS 2030 - Hot-Dry | Com - School | Fuel Substitution | 1478787.6862 | 1530153.8565 | 1586015.6336 | 1646305.6403 | 1705458.7674 | 0 | 0 | 0 | 0 | 0 | 0 | 0 | 0
Scenario 3: Aggressive Fuel Sub | PG&E | Com | WaterHeat | Com ¦ Com Heat Pump Water Heater (100+ Gal, 200+ kBtuh - 4.3 COP) - Fuel Sub - ZEAS 2030 - Cold | Com - School | Fuel Substitution | 4039.6556 | 4183.7983 | 4342.2493 | 4514.6318 | 4681.6785 | 0 | 0 | 0 | 0 | 0 | 0 | 0 | 0
Scenario 3: Aggressive Fuel Sub | PG&E | Com | WaterHeat | Com ¦ Com Heat Pump Water Heater (100+ Gal, 200+ kBtuh - 4.3 COP) - Fuel Sub - Panel Upgrade - ZEAS 2030 - Marine | Com - School | Fuel Substitution | 1654007.5855 | 1710959.1612 | 1772848.699 | 1839607.0658 | 1905168.4305 | 0 | 0 | 0 | 0 | 0 | 0 | 0 | 0
Scenario 3: Aggressive Fuel Sub | PG&E | Com | WaterHeat | Com ¦ Com Heat Pump Water Heater (100+ Gal, 200+ kBtuh - 4.3 COP) - Fuel Sub - Panel Upgrade - ZEAS 2030 - Hot-Dry | Com - School | Fuel Substitution | 1226906.2672 | 1269523.2546 | 1315870.1136 | 1365890.9433 | 1414968.5378 | 0 | 0 | 0 | 0 | 0 | 0 | 0 | 0
Scenario 3: Aggressive Fuel Sub | PG&E | Com | WaterHeat | Com ¦ Com Heat Pump Water Heater (100+ Gal, 200+ kBtuh - 4.3 COP) - Fuel Sub - Panel Upgrade - ZEAS 2030 - Cold | Com - School | Fuel Substitution | 3351.5824 | 3471.1733 | 3602.6354 | 3745.656 | 3884.2497 | 0 | 0 | 0 | 0 | 0 | 0 | 0 | 0
Scenario 3: Aggressive Fuel Sub | PG&E | Com | WaterHeat | Com ¦ Efficient Gas Water Heating Boiler (0.92 UEF) - ZEAS 2030 - Marine | Com - School | Energy Efficiency | 4111117.3883 | 4228920.6923 | 4351894.0007 | 4479559.236 | 4611200.7018 | 0 | 0 | 0 | 0 | 0 | 0 | 0 | 0
Scenario 3: Aggressive Fuel Sub | PG&E | Com | WaterHeat | Com ¦ Efficient Gas Water Heating Boiler (0.92 UEF) - ZEAS 2030 - Hot-Dry | Com - School | Energy Efficiency | 2937167.1422 | 3021331.1941 | 3109188.9491 | 3200398.8441 | 3294449.5257 | 0 | 0 | 0 | 0 | 0 | 0 | 0 | 0
Scenario 3: Aggressive Fuel Sub | PG&E | Com | WaterHeat | Com ¦ Efficient Gas Water Heating Boiler (0.92 UEF) - ZEAS 2030 - Cold | Com - School | Energy Efficiency | 6054.4192 | 6227.9074 | 6409.0095 | 6597.0213 | 6790.8889 | 0 | 0 | 0 | 0 | 0 | 0 | 0 | 0
Scenario 3: Aggressive Fuel Sub | PG&E | Com | WholeBlg | Com ¦ Com Title 24 2022 Code | Com - School | Energy Efficiency | 14263038.2796 | 14615992.4231 | 14959849.0156 | 15261308.9232 | 15510161.6896 | 16023019.2175 | 16490301.8801 | 17039232.8114 | 17601991.611 | 18241110.073 | 18928278.6349 | 19684894.054 | 20417526.723
Scenario 3: Aggressive Fuel Sub | PG&E | Com | ComRefrig | Com ¦ Efficient Refrigerated Display Case - Marine | Com - School | Energy Efficiency | 16264.4694 | 16566.2899 | 16801.9376 | 17002.1031 | 17314.8849 | 17710.8127 | 17861.3382 | 17891.847 | 17823.3864 | 17693.5241 | 17738.6031 | 17678.4442 | 17572.0394
Scenario 3: Aggressive Fuel Sub | PG&E | Com | ComRefrig | Com ¦ Efficient Refrigerated Display Case - Hot-Dry | Com - School | Energy Efficiency | 12895.7292 | 13135.2169 | 13322.3433 | 13481.4031 | 13729.6295 | 14043.7075 | 14163.5481 | 14188.4154 | 14134.9686 | 14032.9507 | 14069.4539 | 14022.6924 | 13939.3574
Scenario 3: Aggressive Fuel Sub | PG&E | Com | ComRefrig | Com ¦ Efficient Refrigerated Display Case - Cold | Com - School | Energy Efficiency | 28.2042 | 28.6723 | 28.9934 | 29.2327 | 29.7052 | 30.3442 | 30.455 | 30.301 | 29.9277 | 29.4135 | 29.2593 | 28.8689 | 28.3696
Scenario 3: Aggressive Fuel Sub | PG&E | Com | ComRefrig | Com ¦ Refrigerated Display Case LED Lighting | Com - School | Energy Efficiency | 25508.59 | 25956.0755 | 26301.1499 | 26557.4169 | 26893.5243 | 27300.3146 | 27464.1026 | 27527.6476 | 27526.6756 | 27478.7694 | 27621.3969 | 27651.547 | 27639.9316
Scenario 3: Aggressive Fuel Sub | PG&E | Com | ComRefrig | Com ¦ Efficient EC or PMS Motor Retrofit - Marine | Com - School | Energy Efficiency | 5802.6337 | 5763.2196 | 5681.9534 | 5569.1474 | 5493.9499 | 5524.5091 | 5516.2186 | 5493.1011 | 5464.7436 | 5436.3007 | 5427.7376 | 5383.8395 | 5340.0247
Scenario 3: Aggressive Fuel Sub | PG&E | Com | ComRefrig | Com ¦ Efficient EC or PMS Motor Retrofit - Hot-Dry | Com - School | Energy Efficiency | 4597.9683 | 4566.7369 | 4502.3421 | 4412.9554 | 4353.3693 | 4377.5842 | 4371.0149 | 4352.6968 | 4330.2265 | 4307.6885 | 4300.9031 | 4266.1186 | 4231.4
Scenario 3: Aggressive Fuel Sub | PG&E | Com | ComRefrig | Com ¦ Efficient EC or PMS Motor Retrofit - Cold | Com - School | Energy Efficiency | 12.9062 | 12.8185 | 12.6377 | 12.3868 | 12.2196 | 12.2876 | 12.2691 | 12.2177 | 12.1546 | 12.0914 | 12.0723 | 11.9747 | 11.8772
Scenario 3: Aggressive Fuel Sub | PG&E | Com | ComRefrig | Com ¦ Walk-in Anti Sweat Heat Controls - Marine | Com - School | Energy Efficiency | 2429.7295 | 2605.7908 | 2650.1554 | 2296.6908 | 1770.7576 | 1947.0108 | 1990.6203 | 1980.3987 | 1925.8009 | 1828.5108 | 1958.4856 | 1910.3124 | 1854.6385
Scenario 3: Aggressive Fuel Sub | PG&E | Com | ComRefrig | Com ¦ Walk-in Anti Sweat Heat Controls - Hot-Dry | Com - School | Energy Efficiency | 1871.8315 | 1999.1267 | 2034.7285 | 1793.3417 | 1431.9809 | 1559.9601 | 1595.7302 | 1594.2228 | 1562.0275 | 1500.3358 | 1597.2036 | 1570.2268 | 1538.3246
Scenario 3: Aggressive Fuel Sub | PG&E | Com | ComRefrig | Com ¦ Walk-in Anti Sweat Heat Controls - Cold | Com - School | Energy Efficiency | 5.5963 | 5.9904 | 6.0946 | 5.3227 | 4.1713 | 4.5666 | 4.67 | 4.6551 | 4.5429 | 4.3369 | 4.6318 | 4.5347 | 4.4215
Scenario 3: Aggressive Fuel Sub | PG&E | Com | ComRefrig | Com ¦ Efficient Refrigeration Compressor - Marine | Com - School | Energy Efficiency | 8641.5467 | 8580.9876 | 8457.6497 | 8286.9817 | 8172.6099 | 8216.6625 | 8202.4176 | 8165.8735 | 8121.3935 | 8076.6985 | 8061.7053 | 7993.6604 | 7925.6398
Scenario 3: Aggressive Fuel Sub | PG&E | Com | ComRefrig | Com ¦ Efficient Refrigeration Compressor - Hot-Dry | Com - School | Energy Efficiency | 9162.6611 | 9099.11 | 8969.154 | 8789.1411 | 8668.7172 | 8715.9428 | 8701.5117 | 8663.5139 | 8617.1486 | 8570.5863 | 8555.483 | 8484.2809 | 8413.14
Scenario 3: Aggressive Fuel Sub | PG&E | Com | ComRefrig | Com ¦ Efficient Refrigeration Compressor - Cold | Com - School | Energy Efficiency | 25.8129 | 25.6347 | 25.2696 | 24.7637 | 24.4255 | 24.5592 | 24.5193 | 24.4132 | 24.2836 | 24.1535 | 24.1119 | 23.9125 | 23.7134
Scenario 3: Aggressive Fuel Sub | PG&E | Com | ComRefrig | Com ¦ Floating Head Pressure Controls - Marine | Com - School | Energy Efficiency | 6853.1513 | 7235.7454 | 7238.9986 | 6431.9916 | 5689.2919 | 6054.9575 | 6178.9791 | 6203.3971 | 6111.2037 | 6076.3843 | 6336.3232 | 6299.8331 | 6252.4036
Scenario 3: Aggressive Fuel Sub | PG&E | Com | ComRefrig | Com ¦ Floating Head Pressure Controls - Hot-Dry | Com - School | Energy Efficiency | 4305.6916 | 4546.1471 | 4548.1227 | 4040.7126 | 3573.7279 | 3803.5324 | 3881.4206 | 3896.6881 | 3838.6425 | 3816.6624 | 3979.9834 | 3956.9456 | 3927.0259
Scenario 3: Aggressive Fuel Sub | PG&E | Com | ComRefrig | Com ¦ Floating Head Pressure Controls - Cold | Com - School | Energy Efficiency | 14.1431 | 14.9332 | 14.9395 | 13.2715 | 11.7364 | 12.4914 | 12.7472 | 12.7971 | 12.606 | 12.5335 | 13.07 | 12.9939 | 12.8953
Scenario 3: Aggressive Fuel Sub | PG&E | Com | FoodServ | Com ¦ ENERGY STAR Dishwasher - Tier 2 | Com - School | Energy Efficiency | 1841805.0364 | 1887805.9989 | 1933876.1538 | 1980216.0616 | 2029441.7685 | 2082850.1509 | 2134402.2232 | 2186872.4076 | 2240535.7912 | 2296180.6319 | 2357160.575 | 2419234.2377 | 2483228.8585
Scenario 3: Aggressive Fuel Sub | PG&E | Com | FoodServ | Com ¦ ENERGY STAR Combination Oven - Electric | Com - School | Energy Efficiency | 910828.4039 | 924709.5448 | 934945.8506 | 943371.9188 | 957508.9355 | 978172.827 | 988495.5517 | 993575.4303 | 994217.7639 | 992762.0754 | 998790.6956 | 999306.0361 | 998283.2485
Scenario 3: Aggressive Fuel Sub | PG&E | Com | FoodServ | Com ¦ ENERGY STAR Steamer - Electric | Com - School | Energy Efficiency | 210073.4813 | 213275.0279 | 215635.9297 | 217579.3182 | 220839.88 | 225605.8004 | 227986.6338 | 229158.2571 | 229306.405 | 228970.6649 | 230361.106 | 230479.9642 | 230244.0684
Scenario 3: Aggressive Fuel Sub | PG&E | Com | FoodServ | Com ¦ ENERGY STAR Conveyor Broiler - Gas | Com - School | Energy Efficiency | 186429.2645 | 191142.0707 | 195890.9206 | 200737.398 | 205922.1088 | 211577.0424 | 217062.7534 | 222615.4121 | 228245.0756 | 234066.0591 | 240417.066 | 246895.5351 | 253585.5036
Scenario 3: Aggressive Fuel Sub | PG&E | Com | FoodServ | Com ¦ ENERGY STAR Conveyor Oven - Gas | Com - School | Energy Efficiency | 841847.4795 | 864852.7434 | 888803.7601 | 913620.7716 | 939153.6162 | 966074.139 | 994031.0692 | 1023307.9434 | 1053871.1542 | 1085843.2688 | 1119362.1183 | 1154499.6342 | 1191128.996
Scenario 3: Aggressive Fuel Sub | PG&E | Com | FoodServ | Com ¦ ENERGY STAR Convection Oven - Electric | Com - School | Energy Efficiency | 1677718.3872 | 1723598.4852 | 1771252.3097 | 1820652.2928 | 1871556.6554 | 1925088.306 | 1980706.1006 | 2039039.1646 | 2099891.1734 | 2163615.2984 | 2230252.5204 | 2300364.3236 | 2373354.8593
Scenario 3: Aggressive Fuel Sub | PG&E | Com | FoodServ | Com ¦ High Performance Conveyor Toaster | Com - School | Energy Efficiency | 1104783.0303 | 1121620.0644 | 1134036.121 | 1144256.4623 | 1161403.8592 | 1186467.9838 | 1198988.8615 | 1205150.4653 | 1205929.5794 | 1204163.9121 | 1211476.2853 | 1212101.364 | 1210860.7808
Scenario 3: Aggressive Fuel Sub | PG&E | Com | FoodServ | Com ¦ ENERGY STAR Rack Oven - Gas | Com - School | Energy Efficiency | 358849.4128 | 368655.7324 | 378865.1925 | 389443.7952 | 400327.5319 | 411802.786 | 423719.8235 | 436199.5059 | 449227.5074 | 462856.0741 | 477143.9585 | 492121.8224 | 507735.6067
Scenario 3: Aggressive Fuel Sub | PG&E | Com | FoodServ | Com ¦ Electric Deck Oven (60% cooking efficiency) | Com - School | Energy Efficiency | 18268.7645 | 18547.1828 | 18752.4956 | 18921.4998 | 19205.0503 | 19619.5123 | 19826.5583 | 19928.447 | 19941.3305 | 19912.1333 | 20033.0512 | 20043.3875 | 20022.8732
Scenario 3: Aggressive Fuel Sub | PG&E | Com | FoodServ | Com ¦ Demand Controlled Ventilation (DCV) Exhaust Hood | Com - School | Energy Efficiency | 247739.929 | 256245.9172 | 264831.7801 | 272619.8025 | 279192.4855 | 289270.4611 | 298001.9678 | 307998.9285 | 318133.8722 | 329351.7329 | 342126.0178 | 356549.0831 | 370334.0176
Scenario 3: Aggressive Fuel Sub | PG&E | Com | FoodServ | Com ¦ ENERGY STAR Ice Machine | Com - School | Energy Efficiency | 128258.4803 | 130286.3067 | 131743.8742 | 132834.2174 | 134916.2729 | 138258.9206 | 140091.4836 | 141273.4714 | 141879.0785 | 142017.0759 | 143102.6744 | 143190.7938 | 143025.427
Scenario 3: Aggressive Fuel Sub | PG&E | Com | FoodServ | Com ¦ ENERGY STAR Fryer - Electric | Com - School | Energy Efficiency | 19635.815 | 19935.0673 | 20155.7435 | 20337.3943 | 20642.1629 | 21087.6391 | 21310.1784 | 21419.6914 | 21433.5389 | 21402.1569 | 21532.1231 | 21543.2329 | 21521.1834
Scenario 3: Aggressive Fuel Sub | PG&E | Com | FoodServ | Com ¦ Efficient Food Holding Cabinet | Com - School | Energy Efficiency | 584266.2066 | 593170.498 | 599736.7486 | 605141.7918 | 614210.2191 | 627465.42 | 634087.1055 | 637345.6791 | 637757.7148 | 636823.9389 | 640691.0987 | 641021.6726 | 640365.5883
Scenario 3: Aggressive Fuel Sub | PG&E | Com | FoodServ | Com ¦ ENERGY STAR Griddle - Electric | Com - School | Energy Efficiency | 35702.3856 | 36246.4945 | 36647.7342 | 36978.0168 | 37532.1554 | 38342.1326 | 38746.7597 | 38945.8793 | 38971.0573 | 38913.9977 | 39150.3058 | 39170.5059 | 39130.415
Scenario 3: Aggressive Fuel Sub | PG&E | Com | FoodServ | Com ¦ Demand Controlled Ventilation (DCV) Exhaust Hood - Retrofit | Com - School | Energy Efficiency | 576954.2788 | 598313.185 | 605507.8642 | 589497.4234 | 584624.592 | 612957.4529 | 629925.3312 | 643406.7981 | 649498.9977 | 654093.6261 | 677023.9791 | 688520.4697 | 699984.4026
Scenario 3: Aggressive Fuel Sub | PG&E | Com | FoodServ | Com ¦ ENERGY STAR Fryer - Tier 2 Gas | Com - School | Energy Efficiency | 16135.5538 | 16848.426 | 17617.492 | 18375.9479 | 19021.2184 | 19842.0304 | 20650.2586 | 21588.753 | 22569.782 | 23657.718 | 24828.6099 | 26199.735 | 27557.1036
Scenario 3: Aggressive Fuel Sub | PG&E | Com | FoodServ | Com ¦ ENERGY STAR Fryer - Fuel Sub | Com - School | Fuel Substitution | 1747359.8753 | 1806606.2583 | 1872753.8825 | 1943927.2186 | 2011607.2546 | 2075653.0479 | 2154966.3818 | 2244263.7577 | 2342635.2035 | 2447761.1903 | 2548986.4588 | 2661425.2276 | 2780469.737
Scenario 3: Aggressive Fuel Sub | PG&E | Com | FoodServ | Com ¦ ENERGY STAR Steamer - Gas | Com - School | Energy Efficiency | 15837.0078 | 16539.1686 | 17297.0195 | 18044.8502 | 18681.8384 | 19491.5244 | 20289.1638 | 21215.1514 | 22183.3306 | 23256.9831 | 24412.6422 | 25765.6814 | 27105.7077
Scenario 3: Aggressive Fuel Sub | PG&E | Com | FoodServ | Com ¦ ENERGY STAR Steamer - Fuel Sub | Com - School | Fuel Substitution | 766857.8158 | 790197.747 | 815458.3792 | 842263.5622 | 868715.7018 | 894807.8334 | 924838.3782 | 957642.6156 | 993040.6251 | 1030537.3925 | 1067754.0059 | 1108139.6903 | 1150689.324
Scenario 3: Aggressive Fuel Sub | PG&E | Com | FoodServ | Com ¦ ENERGY STAR Convection Oven - Gas | Com - School | Energy Efficiency | 23923.3836 | 24984.0677 | 26128.8772 | 27258.5503 | 28220.7846 | 29443.8962 | 30648.8104 | 32047.6072 | 33510.1387 | 35131.9981 | 36877.7367 | 38921.6376 | 40945.8815
Scenario 3: Aggressive Fuel Sub | PG&E | Com | FoodServ | Com ¦ ENERGY STAR Convection Oven - Fuel Sub | Com - School | Fuel Substitution | 1561473.8676 | 1615401.8681 | 1675906.7589 | 1741147.2212 | 1802829.5544 | 1860807.508 | 1933450.371 | 2015609.8826 | 2106391.7143 | 2203529.6746 | 2296652.3391 | 2400443.6489 | 2510409.8519
Scenario 3: Aggressive Fuel Sub | PG&E | Com | FoodServ | Com ¦ ENERGY STAR Griddle - Gas | Com - School | Energy Efficiency | 11543.5149 | 12055.3163 | 12607.71 | 13152.8 | 13617.0975 | 14207.2735 | 14788.6689 | 15463.6166 | 16169.3175 | 16951.8973 | 17794.2514 | 18780.4748 | 19757.2132
Scenario 3: Aggressive Fuel Sub | PG&E | Com | FoodServ | Com ¦ ENERGY STAR Griddle - Fuel Sub | Com - School | Fuel Substitution | 887779.0141 | 919679.3559 | 955835.0465 | 994991.037 | 1031574.4561 | 1065476.5887 | 1109002.8437 | 1158688.6953 | 1213923.4725 | 1273175.1717 | 1329477.1551 | 1392660.8593 | 1459697.6678
Scenario 3: Aggressive Fuel Sub | PG&E | Com | FoodServ | Com ¦ ENERGY STAR Combination Oven - Gas | Com - School | Energy Efficiency | 767.938 | 801.9858 | 838.7341 | 874.9965 | 905.8841 | 945.1459 | 983.8235 | 1028.7247 | 1075.6718 | 1127.7333 | 1183.7713 | 1249.3803 | 1314.3583
Scenario 3: Aggressive Fuel Sub | PG&E | Com | FoodServ | Com ¦ ENERGY STAR Combination Oven - Fuel Sub | Com - School | Fuel Substitution | 40278.7219 | 41947.0739 | 43900.5148 | 46044.9824 | 47974.7271 | 49680.2579 | 52051.8251 | 54836.3985 | 57988.0475 | 61393.8331 | 64546.8814 | 68157.6741 | 72004.3331
Scenario 3: Aggressive Fuel Sub | PG&E | Com | FoodServ | Com ¦ ENERGY STAR Fryer - Tier 2 Gas - Panel Upgrade | Com - School | Energy Efficiency | 26551.0964 | 27724.1296 | 28989.6296 | 30237.6708 | 31299.4652 | 32650.1135 | 33980.0551 | 35524.3501 | 37138.6361 | 38928.8376 | 40855.5433 | 43111.7333 | 45345.2869
Scenario 3: Aggressive Fuel Sub | PG&E | Com | FoodServ | Com ¦ ENERGY STAR Fryer - Fuel Sub - Panel Upgrade | Com - School | Fuel Substitution | 2875285.2974 | 2972775.3774 | 3081621.4681 | 3198737.3809 | 3310105.0591 | 3415492.5815 | 3546002.8822 | 3692941.9505 | 3854812.4249 | 4027797.5143 | 4194363.9613 | 4379382.2528 | 4575270.308
Scenario 3: Aggressive Fuel Sub | PG&E | Com | FoodServ | Com ¦ ENERGY STAR Steamer - Gas - Panel Upgrade | Com - School | Energy Efficiency | 26059.8382 | 27215.2457 | 28462.2913 | 29692.8487 | 30741.0145 | 32073.3549 | 33385.8727 | 34909.5878 | 36502.7292 | 38269.4272 | 40171.0673 | 42397.4968 | 44602.5138
Scenario 3: Aggressive Fuel Sub | PG&E | Com | FoodServ | Com ¦ ENERGY STAR Steamer - Fuel Sub - Panel Upgrade | Com - School | Fuel Substitution | 1261866.5646 | 1300272.4831 | 1341838.9202 | 1385946.9198 | 1429473.9856 | 1472408.657 | 1521823.9981 | 1575803.4575 | 1634050.9757 | 1695752.0056 | 1756992.0415 | 1823446.7919 | 1893462.3267
Scenario 3: Aggressive Fuel Sub | PG&E | Com | FoodServ | Com ¦ ENERGY STAR Convection Oven - Gas - Panel Upgrade | Com - School | Energy Efficiency | 39365.991 | 41111.3495 | 42995.1365 | 44854.0166 | 46437.3758 | 48450.0091 | 50432.6986 | 52734.4225 | 55141.0219 | 57809.7959 | 60682.4133 | 64045.6577 | 67376.5563
Scenario 3: Aggressive Fuel Sub | PG&E | Com | FoodServ | Com ¦ ENERGY STAR Convection Oven - Fuel Sub - Panel Upgrade | Com - School | Fuel Substitution | 2569409.3801 | 2658148.0475 | 2757709.0054 | 2865062.3587 | 2966560.8012 | 3061963.6772 | 3181497.7005 | 3316691.394 | 3466073.1384 | 3625913.909 | 3779147.4998 | 3949936.3747 | 4130886.0527
Scenario 3: Aggressive Fuel Sub | PG&E | Com | FoodServ | Com ¦ ENERGY STAR Griddle - Gas - Panel Upgrade | Com - School | Energy Efficiency | 18994.8842 | 19837.0549 | 20746.0201 | 21642.9672 | 22406.9699 | 23378.1061 | 24334.7937 | 25445.4219 | 26606.6547 | 27894.3919 | 29280.4877 | 30903.3209 | 32510.5467
Scenario 3: Aggressive Fuel Sub | PG&E | Com | FoodServ | Com ¦ ENERGY STAR Griddle - Fuel Sub - Panel Upgrade | Com - School | Fuel Substitution | 1460842.7164 | 1513334.8132 | 1572829.0977 | 1637260.3836 | 1697458.4966 | 1753244.5454 | 1824867.1132 | 1906625.3134 | 1997514.2855 | 2095013.1133 | 2187658.1758 | 2291627.1282 | 2401936.3739
Scenario 3: Aggressive Fuel Sub | PG&E | Com | FoodServ | Com ¦ ENERGY STAR Combination Oven - Gas - Panel Upgrade | Com - School | Energy Efficiency | 1263.644 | 1319.6698 | 1380.1392 | 1439.809 | 1490.6347 | 1555.24 | 1618.8841 | 1692.7692 | 1770.0208 | 1855.6881 | 1947.8988 | 2055.8586 | 2162.7801
Scenario 3: Aggressive Fuel Sub | PG&E | Com | FoodServ | Com ¦ ENERGY STAR Combination Oven - Fuel Sub - Panel Upgrade | Com - School | Fuel Substitution | 66278.7435 | 69024.0211 | 72238.4132 | 75767.1403 | 78942.5404 | 81748.9959 | 85651.4159 | 90233.4388 | 95419.4856 | 101023.7148 | 106212.0641 | 112153.6331 | 118483.3207
Scenario 3: Aggressive Fuel Sub | PG&E | Com | Lighting | Com ¦ LED High and Low Bay - 155 lpw | Com - School | Energy Efficiency | 7849425.5423 | 7887176.7042 | 7860839.5314 | 7800346.4003 | 7825431.8816 | 7940173.4833 | 7886466.2842 | 7739614.0824 | 7514360.9834 | 7245166.4857 | 7081320.4317 | 6817478.0259 | 6520224.7814
Scenario 3: Aggressive Fuel Sub | PG&E | Com | Lighting | Com ¦ LED Fixtures and Retrofit Kits - 140 lpw - RET | Com - School | Energy Efficiency | 594073.7434 | 604024.2387 | 611267.6684 | 616112.9704 | 623546.9297 | 632457.0616 | 633203.5018 | 630570.5954 | 625760.7443 | 619299.8162 | 618415.6119 | 613945.6969 | 607933.0974
Scenario 3: Aggressive Fuel Sub | PG&E | Com | Lighting | Com ¦ LED Fixtures and Retrofit Kits - 140 lpw | Com - School | Energy Efficiency | 1200575.883 | 1218718.1082 | 1230038.3355 | 1235082.8527 | 1245835.7436 | 1260230.823 | 1254106.3501 | 1239493.3931 | 1219110.9512 | 1194343.7424 | 1182912.425 | 1162416.5026 | 1137452.7228
Scenario 3: Aggressive Fuel Sub | SCE | Com | BldgEnv | Com ¦ Com Wall Insulation (R14) - Marine | Com - School | Energy Efficiency | 8321.5411 | 8636.7823 | 8892.4093 | 9128.3148 | 9572.0309 | 10117.5878 | 10396.1268 | 10356.9081 | 10301.4239 | 10226.8881 | 10109.5159 | 9845.4126 | 9588.1736
Scenario 3: Aggressive Fuel Sub | SCE | Com | BldgEnv | Com ¦ Com Wall Insulation (R14) - Hot-Dry | Com - School | Energy Efficiency | 34324.7288 | 35625.0373 | 36679.4486 | 37652.5127 | 39482.7549 | 41733.0701 | 42881.9889 | 42720.2198 | 42491.3582 | 42183.9126 | 41699.7754 | 40610.4007 | 39549.3403
Scenario 3: Aggressive Fuel Sub | SCE | Com | BldgEnv | Com ¦ Com Wall Insulation (R14) - Cold | Com - School | Energy Efficiency | 1035.8359 | 1075.076 | 1106.8956 | 1136.2603 | 1191.4925 | 1259.4015 | 1294.073 | 1289.1912 | 1282.2847 | 1273.0068 | 1258.3967 | 1225.5221 | 1193.5019
Scenario 3: Aggressive Fuel Sub | SCE | Com | HVAC | Com ¦ Small Unitary Heat Pump (SEER 18) - Marine | Com - School | Energy Efficiency | 265008.0112 | 269664.8859 | 273121.2239 | 275509.7476 | 279459.4305 | 284793.8615 | 285929.0613 | 283354.6373 | 280758.038 | 278008.7636 | 275872.3463 | 272265.0258 | 268748.5108
Scenario 3: Aggressive Fuel Sub | SCE | Com | HVAC | Com ¦ Small Unitary Heat Pump (SEER 18) - Hot-Dry | Com - School | Energy Efficiency | 1279017.8651 | 1301493.5101 | 1318174.9604 | 1329702.78 | 1348765.279 | 1374511.0385 | 1379989.8949 | 1367564.8581 | 1355032.7962 | 1341763.8723 | 1331452.8033 | 1314042.6604 | 1297070.7751
Scenario 3: Aggressive Fuel Sub | SCE | Com | HVAC | Com ¦ Small Unitary Heat Pump (SEER 18) - Cold | Com - School | Energy Efficiency | 26771.7314 | 27242.1798 | 27591.3472 | 27832.6415 | 28231.6477 | 28770.5444 | 28885.225 | 28625.1506 | 28362.8361 | 28085.0979 | 27869.272 | 27504.852 | 27149.6054
Scenario 3: Aggressive Fuel Sub | SCE | Com | HVAC | Com ¦ Small Unitary AC (SEER 18) - Marine | Com - School | Energy Efficiency | 1163241.1468 | 1183682.296 | 1198853.7412 | 1209338.0623 | 1226675.0236 | 1250090.2765 | 1255073.1868 | 1243772.8645 | 1232375.205 | 1220307.3844 | 1210929.6735 | 1195095.4971 | 1179659.9071
Scenario 3: Aggressive Fuel Sub | SCE | Com | HVAC | Com ¦ Small Unitary AC (SEER 18) - Hot-Dry | Com - School | Energy Efficiency | 5859287.0245 | 5962249.82 | 6038668.9288 | 6091478.8273 | 6178805.7179 | 6296749.1797 | 6321848.2756 | 6264928.1506 | 6207517.7344 | 6146731.6928 | 6099495.8296 | 6019738.5196 | 5941988.904
Scenario 3: Aggressive Fuel Sub | SCE | Com | HVAC | Com ¦ Small Unitary AC (SEER 18) - Cold | Com - School | Energy Efficiency | 63674.3075 | 64793.2294 | 65623.6946 | 66197.5927 | 67146.5954 | 68428.3159 | 68701.0739 | 68082.509 | 67458.6159 | 66798.0391 | 66284.7154 | 65417.9732 | 64573.0491
Scenario 3: Aggressive Fuel Sub | SCE | Com | HVAC | Com ¦ Large Unitary Heat Pump (EER 10.0, COP 3.3) - Marine | Com - School | Energy Efficiency | 61426.0976 | 62505.5126 | 63306.6558 | 63860.2907 | 64775.7861 | 66012.2516 | 66275.3791 | 65678.6544 | 65076.7898 | 64439.5366 | 63944.3373 | 63108.198 | 62293.1064
Scenario 3: Aggressive Fuel Sub | SCE | Com | HVAC | Com ¦ Large Unitary Heat Pump (EER 10.0, COP 3.3) - Hot-Dry | Com - School | Energy Efficiency | 254308.5458 | 258777.4033 | 262094.1947 | 264386.2839 | 268176.5018 | 273295.5598 | 274384.9269 | 271914.443 | 269422.6792 | 266784.4043 | 264734.243 | 261272.5649 | 257898.026
Scenario 3: Aggressive Fuel Sub | SCE | Com | HVAC | Com ¦ Large Unitary Heat Pump (EER 10.0, COP 3.3) - Cold | Com - School | Energy Efficiency | 1697.2299 | 1727.0546 | 1749.1906 | 1764.4878 | 1789.7833 | 1823.9474 | 1831.2177 | 1814.7299 | 1798.1002 | 1780.4926 | 1766.81 | 1743.7071 | 1721.1858
Scenario 3: Aggressive Fuel Sub | SCE | Com | HVAC | Com ¦ Large Unitary AC (EER 11.5) - Marine | Com - School | Energy Efficiency | 688575.6196 | 700675.6704 | 709656.3424 | 715862.4915 | 726125.0315 | 739985.5903 | 742935.2027 | 736246.0253 | 729499.2295 | 722355.7347 | 716804.6389 | 707431.6659 | 698294.6345
Scenario 3: Aggressive Fuel Sub | SCE | Com | HVAC | Com ¦ Large Unitary AC (EER 11.5) - Hot-Dry | Com - School | Energy Efficiency | 2862619.6211 | 2912923.2361 | 2950258.6388 | 2976059.5 | 3018724.0203 | 3076346.6059 | 3088609.0475 | 3060800.0894 | 3032751.5943 | 3003053.8999 | 2979976.2953 | 2941009.9775 | 2903024.541
Scenario 3: Aggressive Fuel Sub | SCE | Com | HVAC | Com ¦ Large Unitary AC (EER 11.5) - Cold | Com - School | Energy Efficiency | 20181.5907 | 20536.2333 | 20799.4495 | 20981.3467 | 21282.1334 | 21688.375 | 21774.8258 | 21578.7714 | 21381.0283 | 21171.6583 | 21008.9602 | 20734.246 | 20466.4471
Scenario 3: Aggressive Fuel Sub | SCE | Com | HVAC | Com ¦ Variable Refrigerant Flow (VRF) Heat Pump - Hot-Dry | Com - School | Energy Efficiency | 245411.5615 | 250308.3283 | 254198.756 | 257214.9919 | 261687.1159 | 266899.3448 | 268111.8655 | 265935.1172 | 263720.3604 | 261319.0682 | 259536.256 | 256371.6761 | 253266.8862
Scenario 3: Aggressive Fuel Sub | SCE | Com | HVAC | Com ¦ Variable Refrigerant Flow (VRF) Heat Pump - Marine | Com - School | Energy Efficiency | 59237.9663 | 60419.9583 | 61359.038 | 62087.1035 | 63166.5943 | 64424.7332 | 64717.4141 | 64191.9859 | 63657.3832 | 63077.7542 | 62647.4152 | 61883.5421 | 61134.1013
Scenario 3: Aggressive Fuel Sub | SCE | Com | HVAC | Com ¦ Variable Refrigerant Flow (VRF) Heat Pump - Cold | Com - School | Energy Efficiency | 2875.126 | 2932.4942 | 2978.0726 | 3013.4094 | 3065.8027 | 3126.8667 | 3141.072 | 3115.5703 | 3089.6232 | 3061.4908 | 3040.6042 | 3003.5295 | 2967.1553
Scenario 3: Aggressive Fuel Sub | SCE | Com | HVAC | Com ¦ Efficient Chiller - Marine | Com - School | Energy Efficiency | 2227403.1926 | 2249844.8651 | 2264999.6838 | 2274511.9601 | 2297509.6745 | 2333093.8129 | 2340332.8216 | 2320816.3614 | 2301636.1318 | 2282208.7031 | 2265719.6139 | 2235264.0264 | 2205097.9719
Scenario 3: Aggressive Fuel Sub | SCE | Com | HVAC | Com ¦ Efficient Chiller - Hot-Dry | Com - School | Energy Efficiency | 7314717.5336 | 7388415.235 | 7438183.1524 | 7469421.1493 | 7544944.8736 | 7661801.9931 | 7685574.6554 | 7621483.2535 | 7558496.0214 | 7494696.9958 | 7440547.3787 | 7340532.2485 | 7241467.9353
Scenario 3: Aggressive Fuel Sub | SCE | Com | HVAC | Com ¦ Efficient Chiller - Cold | Com - School | Energy Efficiency | 82976.0366 | 83812.042 | 84376.5948 | 84730.9496 | 85587.6689 | 86913.2622 | 87182.9324 | 86455.8981 | 85741.3892 | 85017.6715 | 84403.4139 | 83268.8713 | 82145.1144
Scenario 3: Aggressive Fuel Sub | SCE | Com | HVAC | Com ¦ Demand Controlled Ventilation (HVAC) - Marine | Com - School | Energy Efficiency | 165436.7042 | 169816.4615 | 177072.835 | 183027.2353 | 192174.2411 | 203335.7082 | 209796.2872 | 210061.4358 | 210016.6162 | 209395.81 | 209642.0446 | 206929.4835 | 203982.5888
Scenario 3: Aggressive Fuel Sub | SCE | Com | HVAC | Com ¦ Demand Controlled Ventilation (HVAC) - Hot-Dry | Com - School | Energy Efficiency | 695143.264 | 713546.4279 | 744036.7547 | 769056.3612 | 807490.8759 | 854389.892 | 881536.3951 | 882650.5145 | 882462.1884 | 879853.6427 | 880888.2878 | 869490.4631 | 857107.9994
Scenario 3: Aggressive Fuel Sub | SCE | Com | HVAC | Com ¦ Demand Controlled Ventilation (HVAC) - Cold | Com - School | Energy Efficiency | 50295.1706 | 51626.6807 | 53832.724 | 55642.9486 | 58423.7717 | 61817.0204 | 63781.1307 | 63861.7397 | 63848.1139 | 63659.3798 | 63734.2387 | 62909.5806 | 62013.6816
Scenario 3: Aggressive Fuel Sub | SCE | Com | HVAC | Com ¦ HVAC Energy Management System (Elec SC and Gas SH) - Marine | Com - School | Energy Efficiency | 330019.8799 | 338756.7982 | 353232.1079 | 365110.1882 | 383357.0081 | 405622.3575 | 418510.1839 | 419039.113 | 418949.7051 | 417711.2957 | 418202.4944 | 412791.367 | 406912.7814
Scenario 3: Aggressive Fuel Sub | SCE | Com | HVAC | Com ¦ HVAC Energy Management System (Elec SC and Gas SH) - Hot-Dry | Com - School | Energy Efficiency | 1349244.4487 | 1384964.2319 | 1444144.7007 | 1492706.7265 | 1567306.5368 | 1658335.5957 | 1711025.8403 | 1713188.3002 | 1712822.767 | 1707759.6873 | 1709767.8908 | 1687645.1824 | 1663611.3303
Scenario 3: Aggressive Fuel Sub | SCE | Com | HVAC | Com ¦ HVAC Energy Management System (Elec SC and Gas SH) - Cold | Com - School | Energy Efficiency | 20307.4325 | 20845.0498 | 21735.773 | 22466.6784 | 23589.4776 | 24959.5529 | 25752.592 | 25785.1391 | 25779.6375 | 25703.4333 | 25733.6587 | 25400.6905 | 25038.9578
Scenario 3: Aggressive Fuel Sub | SCE | Com | HVAC | Com ¦ HVAC Pump Variable Frequency Drive (VFD) - Marine | Com - School | Energy Efficiency | 429376.3375 | 439748.3348 | 458632.4433 | 473950.9357 | 498135.1171 | 528363.6528 | 546614.0976 | 546966.1553 | 546405.605 | 544453.5389 | 543936.3185 | 534353.3906 | 524608.7086
Scenario 3: Aggressive Fuel Sub | SCE | Com | HVAC | Com ¦ HVAC Pump Variable Frequency Drive (VFD) - Hot-Dry | Com - School | Energy Efficiency | 1771093.3874 | 1813875.8471 | 1891769.1 | 1954954.8843 | 2054709.9011 | 2179396.6968 | 2254676.2107 | 2256128.3799 | 2253816.2197 | 2245764.3289 | 2243630.8959 | 2204103.193 | 2163908.2864
Scenario 3: Aggressive Fuel Sub | SCE | Com | HVAC | Com ¦ HVAC Pump Variable Frequency Drive (VFD) - Cold | Com - School | Energy Efficiency | 13232.7114 | 13552.3602 | 14134.3391 | 14606.4313 | 15351.7501 | 16283.3466 | 16845.797 | 16856.6468 | 16839.3716 | 16779.2119 | 16763.272 | 16467.941 | 16167.6251
Scenario 3: Aggressive Fuel Sub | SCE | Com | HVAC | Com ¦ HVAC Fan Variable Frequency Drive (VFD) - Marine | Com - School | Energy Efficiency | 282444.9139 | 289828.3946 | 302589.6985 | 313065.6353 | 329460.3755 | 349303.2551 | 360986.0049 | 361324.9895 | 361020.9839 | 359620.5091 | 359865.9566 | 354566.3333 | 348999.9572
Scenario 3: Aggressive Fuel Sub | SCE | Com | HVAC | Com ¦ HVAC Fan Variable Frequency Drive (VFD) - Hot-Dry | Com - School | Energy Efficiency | 1225814.1856 | 1257858.577 | 1313242.7832 | 1358708.4698 | 1429861.8315 | 1515980.158 | 1566683.4269 | 1568154.6239 | 1566835.2362 | 1560757.1595 | 1561822.4044 | 1538821.9783 | 1514663.8416
Scenario 3: Aggressive Fuel Sub | SCE | Com | HVAC | Com ¦ HVAC Fan Variable Frequency Drive (VFD) - Cold | Com - School | Energy Efficiency | 16349.3467 | 16776.7401 | 17515.4292 | 18121.8296 | 19070.8405 | 20219.4472 | 20895.7041 | 20915.3263 | 20897.7289 | 20816.6623 | 20830.87 | 20524.1009 | 20201.8908
Scenario 3: Aggressive Fuel Sub | SCE | Com | HVAC | Com ¦ Economizer - Marine | Com - School | Energy Efficiency | 16242.2237 | 17118.7035 | 17716.5979 | 16524.3236 | 15672.0528 | 18751.0564 | 21424.7625 | 21369.347 | 21433.9683 | 20945.7721 | 21946.3913 | 21716.2311 | 21441.5661
Scenario 3: Aggressive Fuel Sub | SCE | Com | HVAC | Com ¦ Economizer - Hot-Dry | Com - School | Energy Efficiency | 73506.3626 | 77472.9899 | 80178.8413 | 74783.0439 | 70925.9779 | 84860.4218 | 96960.6376 | 96709.8474 | 97002.2996 | 94792.9021 | 99321.3387 | 98279.7177 | 97036.6844
Scenario 3: Aggressive Fuel Sub | SCE | Com | HVAC | Com ¦ Economizer - Cold | Com - School | Energy Efficiency | 641.6319 | 676.2563 | 699.8755 | 652.776 | 619.1079 | 740.7407 | 846.3627 | 844.1735 | 846.7263 | 827.4406 | 866.969 | 857.8768 | 847.0265
Scenario 3: Aggressive Fuel Sub | SCE | Com | WaterHeat | Com ¦ Com Heat Pump Water Heater (3.3 UEF - 50 Gal) - Marine | Com - School | Energy Efficiency | 1067707.5707 | 1105171.6268 | 1140889.1236 | 1174517.4238 | 1213795.8961 | 1249506.5737 | 1263914.4411 | 1261714.0976 | 1257149.2866 | 1248813.9803 | 1248405.137 | 1242637.9554 | 1235083.0743
Scenario 3: Aggressive Fuel Sub | SCE | Com | WaterHeat | Com ¦ Com Heat Pump Water Heater (3.3 UEF - 50 Gal) - Hot-Dry | Com - School | Energy Efficiency | 4186417.9247 | 4333903.6031 | 4474513.9467 | 4606903.94 | 4761529.2651 | 4902112.12 | 4958871.3539 | 4950274.1187 | 4932371.1298 | 4899630.1604 | 4898081.1446 | 4875443.3682 | 4845773.7963
Scenario 3: Aggressive Fuel Sub | SCE | Com | WaterHeat | Com ¦ Com Heat Pump Water Heater (3.3 UEF - 50 Gal) - Cold | Com - School | Energy Efficiency | 68451.3616 | 70846.029 | 73129.0531 | 75278.4864 | 77789.1685 | 80071.7646 | 80992.2236 | 80850.792 | 80558.1956 | 80024.5268 | 79997.66 | 79628.2259 | 79144.4523
Scenario 3: Aggressive Fuel Sub | SCE | Com | WaterHeat | Com ¦ Faucet Aerators (Elec WH) - Marine | Com - School | Energy Efficiency | 4463.1686 | 4623.6002 | 4612.7822 | 4649.8152 | 5195.7449 | 5933.0403 | 6279.0149 | 6342.1948 | 6262.5348 | 6197.6225 | 6340.4396 | 6386.3417 | 6429.1895
Scenario 3: Aggressive Fuel Sub | SCE | Com | WaterHeat | Com ¦ Faucet Aerators (Elec WH) - Hot-Dry | Com - School | Energy Efficiency | 17672.8378 | 18308.0997 | 18265.2636 | 18411.9037 | 20573.6249 | 23493.0982 | 24863.0563 | 25113.23 | 24797.8 | 24540.7661 | 25106.2799 | 25288.039 | 25457.7036
Scenario 3: Aggressive Fuel Sub | SCE | Com | WaterHeat | Com ¦ Faucet Aerators (Elec WH) - Cold | Com - School | Energy Efficiency | 366.4421 | 379.6141 | 378.7259 | 381.7665 | 426.5892 | 487.1238 | 515.5296 | 520.7169 | 514.1765 | 508.847 | 520.5728 | 524.3415 | 527.8595
Scenario 3: Aggressive Fuel Sub | SCE | Com | WaterHeat | Com ¦ Low Flow Showerheads (Elec WH) - Marine | Com - School | Energy Efficiency | 778.6665 | 789.9558 | 807.2936 | 858.1896 | 950.9843 | 1041.3401 | 1084.0421 | 1078.4603 | 1080.084 | 1075.1052 | 1094.1346 | 1102.0969 | 1110.488
Scenario 3: Aggressive Fuel Sub | SCE | Com | WaterHeat | Com ¦ Low Flow Showerheads (Elec WH) - Hot-Dry | Com - School | Energy Efficiency | 3073.8021 | 3118.3667 | 3186.808 | 3387.7209 | 3754.0302 | 4110.7114 | 4279.2785 | 4257.2441 | 4263.6537 | 4243.9998 | 4319.1187 | 4350.5503 | 4383.674
Scenario 3: Aggressive Fuel Sub | SCE | Com | WaterHeat | Com ¦ Low Flow Showerheads (Elec WH) - Cold | Com - School | Energy Efficiency | 60.9215 | 61.8047 | 63.1612 | 67.1432 | 74.4033 | 81.4726 | 84.8135 | 84.3768 | 84.5039 | 84.1143 | 85.6032 | 86.2261 | 86.8826
Scenario 3: Aggressive Fuel Sub | SCE | Com | WholeBlg | Com ¦ Com Title 24 2022 Code | Com - School | Energy Efficiency | 7693513.7263 | 7864562.8281 | 8045350.2106 | 8203264.0293 | 8390088.023 | 8660313.0104 | 8776358.5127 | 8812194.072 | 8869726.8966 | 8943816.7184 | 8983072.321 | 9013696.9486 | 9006140.3294
Scenario 3: Aggressive Fuel Sub | SCE | Com | ComRefrig | Com ¦ Efficient Refrigerated Display Case - Marine | Com - School | Energy Efficiency | 6653.845 | 6881.5027 | 7095.3163 | 7301.8559 | 7550.3407 | 7780.6019 | 7881.4197 | 7881.1156 | 7858.9844 | 7805.1356 | 7800.475 | 7762.4774 | 7713.3149
Scenario 3: Aggressive Fuel Sub | SCE | Com | ComRefrig | Com ¦ Efficient Refrigerated Display Case - Hot-Dry | Com - School | Energy Efficiency | 27210.8894 | 28141.8955 | 29016.2857 | 29860.9293 | 30877.1076 | 31818.7602 | 32231.0543 | 32229.8108 | 32139.3052 | 31919.0908 | 31900.0311 | 31744.6402 | 31543.5904
Scenario 3: Aggressive Fuel Sub | SCE | Com | ComRefrig | Com ¦ Efficient Refrigerated Display Case - Cold | Com - School | Energy Efficiency | 366.5399 | 379.0808 | 390.8592 | 402.2368 | 415.9251 | 428.6094 | 434.1632 | 434.1464 | 432.9273 | 429.9609 | 429.7042 | 427.611 | 424.9028
Scenario 3: Aggressive Fuel Sub | SCE | Com | ComRefrig | Com ¦ Refrigerated Display Case LED Lighting | Com - School | Energy Efficiency | 24453.5282 | 25113.2909 | 25694.3731 | 26202.0551 | 26790.4077 | 27314.1451 | 27493.2766 | 27411.095 | 27307.6733 | 27135.9495 | 27109.4392 | 26979.8845 | 26822.5045
Scenario 3: Aggressive Fuel Sub | SCE | Com | ComRefrig | Com ¦ Efficient EC or PMS Motor Retrofit - Marine | Com - School | Energy Efficiency | 2019.3098 | 2051.6219 | 2074.3625 | 2089.3198 | 2117.0177 | 2155.2118 | 2162.2626 | 2139.9006 | 2117.721 | 2095.1916 | 2076.1666 | 2044.873 | 2015.2649
Scenario 3: Aggressive Fuel Sub | SCE | Com | ComRefrig | Com ¦ Efficient EC or PMS Motor Retrofit - Hot-Dry | Com - School | Energy Efficiency | 8310.549 | 8443.5304 | 8537.1205 | 8598.6776 | 8712.6695 | 8869.8588 | 8898.8766 | 8806.8449 | 8715.5641 | 8622.8435 | 8544.5451 | 8415.7551 | 8293.9017
Scenario 3: Aggressive Fuel Sub | SCE | Com | ComRefrig | Com ¦ Efficient EC or PMS Motor Retrofit - Cold | Com - School | Energy Efficiency | 121.2769 | 123.2175 | 124.5833 | 125.4816 | 127.1451 | 129.439 | 129.8624 | 128.5194 | 127.1873 | 125.8343 | 124.6916 | 122.8122 | 121.034
Scenario 3: Aggressive Fuel Sub | SCE | Com | ComRefrig | Com ¦ Walk-in Anti Sweat Heat Controls - Marine | Com - School | Energy Efficiency | 734.0313 | 773.2752 | 787.3945 | 726.0535 | 705.5454 | 843.3183 | 950.4425 | 944.9884 | 938.7851 | 929.9081 | 968.5802 | 953.5305 | 936.9539
Scenario 3: Aggressive Fuel Sub | SCE | Com | ComRefrig | Com ¦ Walk-in Anti Sweat Heat Controls - Hot-Dry | Com - School | Energy Efficiency | 2959.8053 | 3118.0472 | 3174.9797 | 2927.6371 | 2844.9429 | 3400.4792 | 3832.4318 | 3810.4394 | 3785.4262 | 3749.632 | 3905.5678 | 3844.8834 | 3778.0423
Scenario 3: Aggressive Fuel Sub | SCE | Com | ComRefrig | Com ¦ Walk-in Anti Sweat Heat Controls - Cold | Com - School | Energy Efficiency | 57.0618 | 60.1125 | 61.2101 | 56.4416 | 54.8474 | 65.5575 | 73.8851 | 73.4611 | 72.9789 | 72.2888 | 75.2951 | 74.1251 | 72.8365
Scenario 3: Aggressive Fuel Sub | SCE | Com | ComRefrig | Com ¦ Efficient Refrigeration Compressor - Marine | Com - School | Energy Efficiency | 3268.1942 | 3320.4903 | 3357.2954 | 3381.5032 | 3426.3315 | 3488.1476 | 3499.5591 | 3463.3668 | 3427.4699 | 3391.0067 | 3360.2152 | 3309.5674 | 3261.6475
Scenario 3: Aggressive Fuel Sub | SCE | Com | ComRefrig | Com ¦ Efficient Refrigeration Compressor - Hot-Dry | Com - School | Energy Efficiency | 16285.3631 | 16545.9537 | 16729.353 | 16849.9803 | 17073.3591 | 17381.3875 | 17438.2507 | 17257.9053 | 17079.0314 | 16897.3359 | 16743.9024 | 16491.5253 | 16252.7412
Scenario 3: Aggressive Fuel Sub | SCE | Com | ComRefrig | Com ¦ Efficient Refrigeration Compressor - Cold | Com - School | Energy Efficiency | 256.8715 | 260.9818 | 263.8746 | 265.7773 | 269.3007 | 274.1593 | 275.0562 | 272.2116 | 269.3901 | 266.5242 | 264.1041 | 260.1233 | 256.3569
Scenario 3: Aggressive Fuel Sub | SCE | Com | ComRefrig | Com ¦ Floating Head Pressure Controls - Marine | Com - School | Energy Efficiency | 1204.3724 | 1265.0278 | 1263.5468 | 1166.811 | 1184.0198 | 1405.3383 | 1543.8093 | 1535.5741 | 1521.0497 | 1524.9553 | 1570.9376 | 1546.041 | 1518.8039
Scenario 3: Aggressive Fuel Sub | SCE | Com | ComRefrig | Com ¦ Floating Head Pressure Controls - Hot-Dry | Com - School | Energy Efficiency | 4813.2156 | 5055.6217 | 5049.7031 | 4663.1031 | 4731.8775 | 5616.366 | 6169.7585 | 6136.8471 | 6078.801 | 6094.4093 | 6278.1756 | 6178.6776 | 6069.8256
Scenario 3: Aggressive Fuel Sub | SCE | Com | ComRefrig | Com ¦ Floating Head Pressure Controls - Cold | Com - School | Energy Efficiency | 109.1982 | 114.6977 | 114.5634 | 105.7926 | 107.3529 | 127.4194 | 139.9743 | 139.2276 | 137.9107 | 138.2648 | 142.434 | 140.1766 | 137.7071
Scenario 3: Aggressive Fuel Sub | SCE | Com | FoodServ | Com ¦ ENERGY STAR Dishwasher - Tier 2 | Com - School | Energy Efficiency | 384593.5176 | 394878.6984 | 404030.7039 | 412100.5223 | 421726.8882 | 430550.4359 | 433391.4047 | 431623.8247 | 429570.4592 | 426578.6654 | 425528.1041 | 422674.4018 | 419431.6646
Scenario 3: Aggressive Fuel Sub | SCE | Com | FoodServ | Com ¦ ENERGY STAR Combination Oven - Electric | Com - School | Energy Efficiency | 883605.8333 | 911857.0444 | 937816.2332 | 962583.419 | 993025.2175 | 1022273.9827 | 1034727.0487 | 1032805.0696 | 1028088.6838 | 1019742.7137 | 1016749.4238 | 1008719.8113 | 999730.4472
Scenario 3: Aggressive Fuel Sub | SCE | Com | FoodServ | Com ¦ ENERGY STAR Steamer - Electric | Com - School | Energy Efficiency | 203794.8671 | 210310.727 | 216297.9548 | 222010.259 | 229031.356 | 235777.2918 | 238649.4672 | 238206.1819 | 237118.3946 | 235193.4799 | 234503.1075 | 232651.1575 | 230577.8503
Scenario 3: Aggressive Fuel Sub | SCE | Com | FoodServ | Com ¦ ENERGY STAR Conveyor Broiler - Gas | Com - School | Energy Efficiency | 30884.2974 | 31871.7499 | 32779.0903 | 33644.7672 | 34708.7864 | 35731.106 | 36166.3727 | 36099.1946 | 35934.3448 | 35642.6316 | 35538.0084 | 35257.3528 | 34943.1514
Scenario 3: Aggressive Fuel Sub | SCE | Com | FoodServ | Com ¦ High Performance Conveyor Toaster | Com - School | Energy Efficiency | 1071763.601 | 1106030.7126 | 1137517.7317 | 1167558.9189 | 1204483.0884 | 1239960.1764 | 1255065.0369 | 1252733.7857 | 1247013.078 | 1236889.8911 | 1233259.2009 | 1223519.7377 | 1212616.1505
Scenario 3: Aggressive Fuel Sub | SCE | Com | FoodServ | Com ¦ Electric Deck Oven (60% cooking efficiency) | Com - School | Energy Efficiency | 17722.7531 | 18289.3963 | 18810.0677 | 19306.8308 | 19917.4112 | 20504.0627 | 20753.8377 | 20715.2879 | 20620.6899 | 20453.2923 | 20393.2549 | 20232.2025 | 20051.9001
Scenario 3: Aggressive Fuel Sub | SCE | Com | FoodServ | Com ¦ Demand Controlled Ventilation (DCV) Exhaust Hood | Com - School | Energy Efficiency | 115797.99 | 119539.8295 | 123382.3692 | 126643.6624 | 130170.9499 | 134814.6502 | 136673.5814 | 137470.8981 | 138530.6085 | 139647.3158 | 140695.1937 | 141764.665 | 142084.166
Scenario 3: Aggressive Fuel Sub | SCE | Com | FoodServ | Com ¦ ENERGY STAR Ice Machine | Com - School | Energy Efficiency | 122868.7106 | 127451.7014 | 131681.6235 | 135654.5674 | 140622.3631 | 145633.6929 | 148086.3893 | 148328.2679 | 148219.1833 | 147386.9326 | 147074.3809 | 145746.7601 | 144263.2568
Scenario 3: Aggressive Fuel Sub | SCE | Com | FoodServ | Com ¦ ENERGY STAR Fryer - Electric | Com - School | Energy Efficiency | 19048.9455 | 19657.9906 | 20217.6238 | 20751.5596 | 21407.8298 | 22038.3803 | 22306.8459 | 22265.4115 | 22163.7348 | 21983.8107 | 21919.2808 | 21746.1769 | 21552.3824
Scenario 3: Aggressive Fuel Sub | SCE | Com | FoodServ | Com ¦ Efficient Food Holding Cabinet | Com - School | Energy Efficiency | 566803.8306 | 584926.0453 | 601578.0038 | 617465.3319 | 636992.7358 | 655754.8484 | 663743.0772 | 662510.1913 | 659484.7863 | 654131.1233 | 652211.0272 | 647060.2971 | 641293.9182
Scenario 3: Aggressive Fuel Sub | SCE | Com | FoodServ | Com ¦ ENERGY STAR Griddle - Electric | Com - School | Energy Efficiency | 34635.3232 | 35742.7059 | 36760.2466 | 37731.0635 | 38924.3122 | 40070.7968 | 40558.9284 | 40483.5913 | 40298.7198 | 39971.5769 | 39854.2468 | 39539.5044 | 39187.1419
Scenario 3: Aggressive Fuel Sub | SCE | Com | FoodServ | Com ¦ Demand Controlled Ventilation (DCV) Exhaust Hood - Retrofit | Com - School | Energy Efficiency | 251914.432 | 264435.6624 | 264353.3404 | 247105.8914 | 256712.3803 | 304897.854 | 333940.6641 | 333715.1921 | 331164.2176 | 330054.7784 | 340035.5657 | 336029.3404 | 331519.0661
Scenario 3: Aggressive Fuel Sub | SCE | Com | Lighting | Com ¦ LED High and Low Bay - 155 lpw | Com - School | Energy Efficiency | 20811164.3653 | 21467350.479 | 22065572.1381 | 22636441.2069 | 23343445.1791 | 24017144.2115 | 24301225.0687 | 24243016.2736 | 24117141.3736 | 23904982.4913 | 23820981.8183 | 23613521.2704 | 23388900.1172
Scenario 3: Aggressive Fuel Sub | SCE | Com | Lighting | Com ¦ LED Fixtures and Retrofit Kits - 140 lpw - RET | Com - School | Energy Efficiency | 580507.762 | 597682.6832 | 613248.3006 | 627214.5282 | 643417.833 | 657569.0149 | 662299.1338 | 660220.996 | 657598.379 | 653236.8067 | 652556.6253 | 649311.5566 | 645344.8521
Scenario 3: Aggressive Fuel Sub | SCE | Com | Lighting | Com ¦ LED Fixtures and Retrofit Kits - 140 lpw | Com - School | Energy Efficiency | 1423503.1003 | 1466247.1304 | 1505313.99 | 1540403.6072 | 1580798.8446 | 1616499.1261 | 1628695.9359 | 1624460.781 | 1619025.4475 | 1609388.9656 | 1608646.6985 | 1601957.9797 | 1593137.1355
Scenario 3: Aggressive Fuel Sub | SCG | Com | BldgEnv | Com ¦ Com Wall Insulation (R14) - Marine | Com - School | Energy Efficiency | 318993.0141 | 327677.5312 | 336649.4555 | 345951.3699 | 355576.9565 | 365616.3256 | 376037.4369 | 386897.0195 | 398227.9522 | 410057.003 | 422384.2017 | 435272.2865 | 448711.6082
Scenario 3: Aggressive Fuel Sub | SCG | Com | BldgEnv | Com ¦ Com Wall Insulation (R14) - Hot-Dry | Com - School | Energy Efficiency | 388722.7634 | 399305.6581 | 410238.7853 | 421574.0362 | 433303.712 | 445537.6204 | 458236.7173 | 471470.1323 | 485277.9315 | 499692.734 | 514714.5763 | 530419.9107 | 546796.9786
Scenario 3: Aggressive Fuel Sub | SCG | Com | BldgEnv | Com ¦ Com Wall Insulation (R14) - Cold | Com - School | Energy Efficiency | 4063.3961 | 4174.0212 | 4288.3073 | 4406.7969 | 4529.4096 | 4657.293 | 4790.0392 | 4928.3707 | 5072.7064 | 5223.3872 | 5380.4135 | 5544.5844 | 5715.7772
Scenario 3: Aggressive Fuel Sub | SCG | Com | HVAC | Com ¦ Demand Controlled Ventilation (HVAC) - Marine | Com - School | Energy Efficiency | 374395.3837 | 384908.7477 | 395922.7813 | 407318.8914 | 418690.6003 | 431041.4115 | 443580.1273 | 456698.6327 | 470559.8305 | 485213.0331 | 500381.6618 | 516564.9241 | 533226.4431
Scenario 3: Aggressive Fuel Sub | SCG | Com | HVAC | Com ¦ Demand Controlled Ventilation (HVAC) - Hot-Dry | Com - School | Energy Efficiency | 1882188.8086 | 1935042.3876 | 1990412.971 | 2047704.3583 | 2104873.0738 | 2166964.0064 | 2229999.5876 | 2295949.9308 | 2365633.9934 | 2439299.6825 | 2515556.5608 | 2596914.282 | 2680676.3311
Scenario 3: Aggressive Fuel Sub | SCG | Com | HVAC | Com ¦ Demand Controlled Ventilation (HVAC) - Cold | Com - School | Energy Efficiency | 34112.821 | 35070.7401 | 36074.2775 | 37112.6275 | 38148.7543 | 39274.0914 | 40416.5493 | 41611.8344 | 42874.7895 | 44209.9076 | 45591.9886 | 47066.5172 | 48584.622
Scenario 3: Aggressive Fuel Sub | SCG | Com | HVAC | Com ¦ HVAC Energy Management System (Elec SC and Gas SH) - Marine | Com - School | Energy Efficiency | 1361316.706 | 1399543.7211 | 1439591.1913 | 1481027.9071 | 1522375.8989 | 1567283.9461 | 1612875.2223 | 1660574.6367 | 1710974.5106 | 1764254.1458 | 1819407.8913 | 1878250.8854 | 1938832.8399
Scenario 3: Aggressive Fuel Sub | SCG | Com | HVAC | Com ¦ HVAC Energy Management System (Elec SC and Gas SH) - Hot-Dry | Com - School | Energy Efficiency | 7701465.471 | 7917729.648 | 8144292.8039 | 8378715.4288 | 8612636.1101 | 8866697.3241 | 9124623.8135 | 9394476.8104 | 9679607.2925 | 9981029.6356 | 10293054.5041 | 10625950.7989 | 10968685.0273
Scenario 3: Aggressive Fuel Sub | SCG | Com | HVAC | Com ¦ HVAC Energy Management System (Elec SC and Gas SH) - Cold | Com - School | Energy Efficiency | 39962.3275 | 41084.5061 | 42260.1253 | 43476.5268 | 44690.3237 | 46008.6283 | 47346.9895 | 48747.2365 | 50226.7572 | 51790.8152 | 53409.8888 | 55137.2628 | 56915.685
Scenario 3: Aggressive Fuel Sub | SCG | Com | HVAC | Com ¦ Efficient Hot Water Boilers (94% eff.) - ZEAS 2030 - Marine | Com - School | Energy Efficiency | 757322.1973 | 779625.0906 | 802949.9031 | 827223.9567 | 852159.1766 | 0 | 0 | 0 | 0 | 0 | 0 | 0 | 0
Scenario 3: Aggressive Fuel Sub | SCG | Com | HVAC | Com ¦ Efficient Hot Water Boilers (94% eff.) - ZEAS 2030 - Hot-Dry | Com - School | Energy Efficiency | 3895448.4286 | 4010168.1223 | 4130144.2759 | 4255003.0535 | 4383262.6813 | 0 | 0 | 0 | 0 | 0 | 0 | 0 | 0
Scenario 3: Aggressive Fuel Sub | SCG | Com | HVAC | Com ¦ Efficient Hot Water Boilers (94% eff.) - ZEAS 2030 - Cold | Com - School | Energy Efficiency | 11043.5608 | 11368.7901 | 11708.9214 | 12062.8949 | 12426.5098 | 0 | 0 | 0 | 0 | 0 | 0 | 0 | 0
Scenario 3: Aggressive Fuel Sub | SCG | Com | HVAC | Com ¦ Com High Eff. Furnace (95 AFUE) - ZEAS 2030 - Marine | Com - School | Energy Efficiency | 209755.3565 | 215932.5837 | 222392.8517 | 229116.0308 | 236022.333 | 0 | 0 | 0 | 0 | 0 | 0 | 0 | 0
Scenario 3: Aggressive Fuel Sub | SCG | Com | HVAC | Com ¦ Com High Eff. Furnace (95 AFUE) - ZEAS 2030 - Hot-Dry | Com - School | Energy Efficiency | 1080675.0632 | 1112500.5936 | 1145784.3707 | 1180422.6851 | 1216004.4632 | 0 | 0 | 0 | 0 | 0 | 0 | 0 | 0
Scenario 3: Aggressive Fuel Sub | SCG | Com | HVAC | Com ¦ Com High Eff. Furnace (95 AFUE) - ZEAS 2030 - Cold | Com - School | Energy Efficiency | 13402.5594 | 13797.2604 | 14210.0466 | 14639.6319 | 15080.918 | 0 | 0 | 0 | 0 | 0 | 0 | 0 | 0
Scenario 3: Aggressive Fuel Sub | SCG | Com | WaterHeat | Com ¦ Com Hot Water Tank Insulation - Marine | Com - School | Energy Efficiency | 6381.5699 | 6553.437 | 6728.8299 | 6910.0741 | 7097.7121 | 7292.148 | 7494.1398 | 7704.3389 | 7923.0752 | 8150.6788 | 8387.4132 | 8634.2758 | 8892.2929
Scenario 3: Aggressive Fuel Sub | SCG | Com | WaterHeat | Com ¦ Com Hot Water Tank Insulation - Hot-Dry | Com - School | Energy Efficiency | 34614.5662 | 35546.7988 | 36498.1552 | 37481.2505 | 38499.0263 | 39553.6751 | 40649.3082 | 41789.4586 | 42975.9163 | 44210.4711 | 45494.5535 | 46833.5718 | 48233.0944
Scenario 3: Aggressive Fuel Sub | SCG | Com | WaterHeat | Com ¦ Com Hot Water Tank Insulation - Cold | Com - School | Energy Efficiency | 86.6496 | 88.9832 | 91.3647 | 93.8256 | 96.3734 | 99.0135 | 101.7561 | 104.6102 | 107.5803 | 110.6707 | 113.8851 | 117.237 | 120.7404
Scenario 3: Aggressive Fuel Sub | SCG | Com | WaterHeat | Com ¦ Faucet Aerators (Gas WH) - Marine | Com - School | Energy Efficiency | 39500.9449 | 40565.0062 | 41650.2546 | 42771.6381 | 43932.5363 | 45135.2477 | 46384.6621 | 47684.7702 | 49037.7552 | 50445.6368 | 51909.6993 | 53436.2387 | 55031.8238
Scenario 3: Aggressive Fuel Sub | SCG | Com | WaterHeat | Com ¦ Faucet Aerators (Gas WH) - Hot-Dry | Com - School | Energy Efficiency | 210645.1508 | 216319.4287 | 222106.6907 | 228086.6491 | 234277.3256 | 240690.9777 | 247353.6813 | 254286.7171 | 261501.7275 | 269009.4827 | 276816.832 | 284957.3493 | 293466.0637
Scenario 3: Aggressive Fuel Sub | SCG | Com | WaterHeat | Com ¦ Faucet Aerators (Gas WH) - Cold | Com - School | Energy Efficiency | 628.9651 | 645.9079 | 663.1881 | 681.0437 | 699.5284 | 718.6789 | 738.5731 | 759.2744 | 780.8177 | 803.2351 | 826.5471 | 850.8538 | 876.26
Scenario 3: Aggressive Fuel Sub | SCG | Com | WaterHeat | Com ¦ Com Water Heating Controls (Gas WH) - Marine | Com - School | Energy Efficiency | 7360915.5886 | 7559527.9097 | 7763814.3216 | 7975397.1114 | 8194904.3825 | 8422924.7147 | 8659990.7373 | 8906629.0608 | 9163413.7949 | 9431060.6778 | 9710140.6635 | 10001355.6538 | 10305426.7134
Scenario 3: Aggressive Fuel Sub | SCG | Com | WaterHeat | Com ¦ Com Water Heating Controls (Gas WH) - Hot-Dry | Com - School | Energy Efficiency | 39902221.5088 | 40978863.7739 | 42086264.2815 | 43233217.1631 | 44423127.256 | 45659185.1479 | 46944278.1273 | 48281260.857 | 49673245.4844 | 51124111.8988 | 52636955.1413 | 54215580.0979 | 55863895.5318
Scenario 3: Aggressive Fuel Sub | SCG | Com | WaterHeat | Com ¦ Com Water Heating Controls (Gas WH) - Cold | Com - School | Energy Efficiency | 100038.6093 | 102737.8524 | 105514.2092 | 108389.7276 | 111372.9437 | 114471.8567 | 117693.7053 | 121045.6463 | 124535.4822 | 128172.9403 | 131965.7801 | 135923.5409 | 140056.0221
Scenario 3: Aggressive Fuel Sub | SCG | Com | WaterHeat | Com ¦ Low Flow Showerheads (Gas WH) - Marine | Com - School | Energy Efficiency | 14661.452 | 15055.9299 | 15460.2319 | 15878.2537 | 16311.3026 | 16760.6501 | 17227.6383 | 17713.7 | 18219.3194 | 18745.5166 | 19293.6474 | 19865.6095 | 20463.1822
Scenario 3: Aggressive Fuel Sub | SCG | Com | WaterHeat | Com ¦ Low Flow Showerheads (Gas WH) - Hot-Dry | Com - School | Energy Efficiency | 79089.7411 | 81217.7128 | 83398.6796 | 85653.6568 | 87989.6959 | 90413.6559 | 92932.7773 | 95554.7891 | 98282.3025 | 101120.8206 | 104077.6574 | 107163.0501 | 110386.5967
Scenario 3: Aggressive Fuel Sub | SCG | Com | WaterHeat | Com ¦ Low Flow Showerheads (Gas WH) - Cold | Com - School | Energy Efficiency | 218.9975 | 224.8898 | 230.9288 | 237.1728 | 243.6412 | 250.3531 | 257.3285 | 264.5888 | 272.1412 | 280.001 | 288.1884 | 296.7318 | 305.6577
Scenario 3: Aggressive Fuel Sub | SCG | Com | WaterHeat | Com ¦ Low-flow Pre-Rinse Spray Valve - Marine | Com - School | Energy Efficiency | 7915.8774 | 8132.5067 | 8356.8936 | 8589.1537 | 8826.3788 | 9077.1688 | 9335.4036 | 9604.6286 | 9886.5439 | 10182.0181 | 10489.1811 | 10812.5352 | 11148.2261
Scenario 3: Aggressive Fuel Sub | SCG | Com | WaterHeat | Com ¦ Low-flow Pre-Rinse Spray Valve - Hot-Dry | Com - School | Energy Efficiency | 42710.0209 | 43878.8413 | 45089.5181 | 46342.6749 | 47622.6197 | 48975.7543 | 50369.0572 | 51821.6571 | 53342.7279 | 54936.9556 | 56594.2495 | 58338.903 | 60150.1192
Scenario 3: Aggressive Fuel Sub | SCG | Com | WaterHeat | Com ¦ Low-flow Pre-Rinse Spray Valve - Cold | Com - School | Energy Efficiency | 113.6867 | 116.7979 | 120.0205 | 123.3562 | 126.7632 | 130.365 | 134.0738 | 137.9403 | 141.9892 | 146.2327 | 150.6442 | 155.2881 | 160.1093
Scenario 3: Aggressive Fuel Sub | SCG | Com | WaterHeat | Com ¦ Com Hot Water Pipe Insulation - Marine | Com - School | Energy Efficiency | 2950511.7045 | 3029927.8642 | 3111398.5355 | 3195652.0626 | 3282978.5358 | 3373608.124 | 3467820.2145 | 3565865.6914 | 3667850.7854 | 3774031.9898 | 3884677.8609 | 4000141.3219 | 4120754.8323
Scenario 3: Aggressive Fuel Sub | SCG | Com | WaterHeat | Com ¦ Com Hot Water Pipe Insulation - Hot-Dry | Com - School | Energy Efficiency | 13312601.0274 | 13670923.8391 | 14038516.5318 | 14418665.368 | 14812679.2254 | 15221596.6164 | 15646678.1273 | 16089055.7373 | 16549208.7559 | 17028294.4715 | 17527524.5996 | 18048491.518 | 18592695.2708
Scenario 3: Aggressive Fuel Sub | SCG | Com | WaterHeat | Com ¦ Com Hot Water Pipe Insulation - Cold | Com - School | Energy Efficiency | 36604.4076 | 37589.6541 | 38600.3892 | 39645.6487 | 40729.0316 | 41853.3933 | 43022.2 | 44238.5641 | 45503.8036 | 46821.1005 | 48193.7867 | 49626.2404 | 51122.5863
Scenario 3: Aggressive Fuel Sub | SCG | Com | WaterHeat | Com ¦ Com Efficient Tankless Gas Water Heater (0.87 UEF - High Draw) - ZEAS 2030 - Marine | Com - School | Energy Efficiency | 199664.1733 | 207793.554 | 217429.3032 | 227351.9744 | 234818.6157 | 0 | 0 | 0 | 0 | 0 | 0 | 0 | 0
Scenario 3: Aggressive Fuel Sub | SCG | Com | WaterHeat | Com ¦ Com Efficient Tankless Gas Water Heater (0.87 UEF - High Draw) - ZEAS 2030 - Hot-Dry | Com - School | Energy Efficiency | 546685.695 | 568944.1507 | 595327.0823 | 622495.6139 | 642939.4719 | 0 | 0 | 0 | 0 | 0 | 0 | 0 | 0
Scenario 3: Aggressive Fuel Sub | SCG | Com | WaterHeat | Com ¦ Com Efficient Tankless Gas Water Heater (0.87 UEF - High Draw) - ZEAS 2030 - Cold | Com - School | Energy Efficiency | 2628.7857 | 2735.8174 | 2862.682 | 2993.3243 | 3091.6303 | 0 | 0 | 0 | 0 | 0 | 0 | 0 | 0
Scenario 3: Aggressive Fuel Sub | SCG | Com | WaterHeat | Com ¦ Com Efficient Tankless Gas Water Heater (0.87 UEF - High Draw) - Panel Upgrade - ZEAS 2030 - Marine | Com - School | Energy Efficiency | 165655.4405 | 172400.1465 | 180394.6417 | 188627.1876 | 194822.0383 | 0 | 0 | 0 | 0 | 0 | 0 | 0 | 0
Scenario 3: Aggressive Fuel Sub | SCG | Com | WaterHeat | Com ¦ Com Efficient Tankless Gas Water Heater (0.87 UEF - High Draw) - Panel Upgrade - ZEAS 2030 - Hot-Dry | Com - School | Energy Efficiency | 453568.9008 | 472036.0811 | 493925.2166 | 516466.1412 | 533427.8036 | 0 | 0 | 0 | 0 | 0 | 0 | 0 | 0
Scenario 3: Aggressive Fuel Sub | SCG | Com | WaterHeat | Com ¦ Com Efficient Tankless Gas Water Heater (0.87 UEF - High Draw) - Panel Upgrade - ZEAS 2030 - Cold | Com - School | Energy Efficiency | 2181.0255 | 2269.8265 | 2375.0823 | 2483.4723 | 2565.034 | 0 | 0 | 0 | 0 | 0 | 0 | 0 | 0
Scenario 3: Aggressive Fuel Sub | SCG | Com | WaterHeat | Com ¦ Efficient Gas Water Heating Boiler (0.92 UEF) - ZEAS 2030 - Marine | Com - School | Energy Efficiency | 969153.4784 | 997694.7342 | 1027543.7513 | 1058607.5224 | 1090517.3954 | 0 | 0 | 0 | 0 | 0 | 0 | 0 | 0
Scenario 3: Aggressive Fuel Sub | SCG | Com | WaterHeat | Com ¦ Efficient Gas Water Heating Boiler (0.92 UEF) - ZEAS 2030 - Hot-Dry | Com - School | Energy Efficiency | 5314903.4538 | 5471425.6381 | 5635119.6735 | 5805475.503 | 5980471.412 | 0 | 0 | 0 | 0 | 0 | 0 | 0 | 0
Scenario 3: Aggressive Fuel Sub | SCG | Com | WaterHeat | Com ¦ Efficient Gas Water Heating Boiler (0.92 UEF) - ZEAS 2030 - Cold | Com - School | Energy Efficiency | 13524.8683 | 13923.1713 | 14339.7245 | 14773.2301 | 15218.5433 | 0 | 0 | 0 | 0 | 0 | 0 | 0 | 0
Scenario 3: Aggressive Fuel Sub | SCG | Com | WholeBlg | Com ¦ Com Title 24 2022 Code | Com - School | Energy Efficiency | 10448415.6515 | 10870442.6417 | 11370859.4485 | 11885871.5409 | 12272118.8587 | 12850740.5497 | 13353261.1848 | 13900606.7496 | 14537734.0459 | 15269828.9546 | 15997037.3377 | 16873337.9871 | 17710870.0315
Scenario 3: Aggressive Fuel Sub | SCG | Com | FoodServ | Com ¦ ENERGY STAR Dishwasher - Tier 2 | Com - School | Energy Efficiency | 1951840.6337 | 2007773.4834 | 2066183.3548 | 2126899.2898 | 2189181.0942 | 2255144.5447 | 2323281.2612 | 2394489.608 | 2469186.3341 | 2547562.0114 | 2629155.8153 | 2715091.6531 | 2804355.9469
Scenario 3: Aggressive Fuel Sub | SCG | Com | FoodServ | Com ¦ ENERGY STAR Conveyor Broiler - Gas | Com - School | Energy Efficiency | 221041.5042 | 227273.0108 | 233772.499 | 240523.7962 | 247443.2336 | 254769.3842 | 262331.5245 | 270231.1312 | 278514.5607 | 287202.6521 | 296243.0521 | 305762.6275 | 315652.7389
Scenario 3: Aggressive Fuel Sub | SCG | Com | FoodServ | Com ¦ ENERGY STAR Conveyor Oven - Gas | Com - School | Energy Efficiency | 814396.0669 | 837355.1691 | 861301.6112 | 886175.8082 | 911669.4937 | 938661.6564 | 966523.2893 | 995628.2698 | 1026147.3908 | 1058157.431 | 1091465.5026 | 1126539.0275 | 1162977.7403
Scenario 3: Aggressive Fuel Sub | SCG | Com | FoodServ | Com ¦ ENERGY STAR Rack Oven - Gas | Com - School | Energy Efficiency | 347147.8593 | 356934.5018 | 367142.0119 | 377744.9908 | 388612.0353 | 400117.827 | 411994.2427 | 424400.6529 | 437409.8605 | 451054.5936 | 465252.6309 | 480203.2177 | 495735.7352
Scenario 3: Aggressive Fuel Sub | SCG | Com | FoodServ | Com ¦ Demand Controlled Ventilation (DCV) Exhaust Hood | Com - School | Energy Efficiency | 87478.7821 | 90970.3557 | 95112.4563 | 99371.4136 | 102549.2296 | 107329.7518 | 111469.4 | 115978.2867 | 121230.8531 | 127271.0962 | 133265.4927 | 140496.8111 | 147397.9955
Scenario 3: Aggressive Fuel Sub | SCG | Com | FoodServ | Com ¦ Demand Controlled Ventilation (DCV) Exhaust Hood - Retrofit | Com - School | Energy Efficiency | 195171.7506 | 200448.6066 | 205803.4468 | 211332.0777 | 217055.4511 | 222981.2971 | 229131.9818 | 235533.2756 | 242193.0959 | 249126.6103 | 256333.3154 | 263839.4115 | 271685.5333
Scenario 3: Aggressive Fuel Sub | SCG | Com | FoodServ | Com ¦ ENERGY STAR Fryer - Tier 2 Gas | Com - School | Energy Efficiency | 22590.9923 | 23478.7913 | 24532.1869 | 25613.855 | 26415.2823 | 27627.8986 | 28673.7559 | 29812.8651 | 31141.1955 | 32669.6652 | 34184.0239 | 36013.2155 | 37755.9436
Scenario 3: Aggressive Fuel Sub | SCG | Com | FoodServ | Com ¦ ENERGY STAR Steamer - Gas | Com - School | Energy Efficiency | 22165.7058 | 23039.9965 | 24077.4962 | 25143.2814 | 25934.3675 | 27129.5346 | 28161.3663 | 29285.219 | 30595.4303 | 32102.7939 | 33596.878 | 35401.017 | 37120.8035
Scenario 3: Aggressive Fuel Sub | SCG | Com | FoodServ | Com ¦ ENERGY STAR Convection Oven - Gas | Com - School | Energy Efficiency | 33483.5147 | 34804.2181 | 36371.4652 | 37981.4403 | 39176.4549 | 40981.8743 | 42540.5592 | 44238.2511 | 46217.4563 | 48494.4797 | 50751.4431 | 53476.7754 | 56074.6848
Scenario 3: Aggressive Fuel Sub | SCG | Com | FoodServ | Com ¦ ENERGY STAR Griddle - Gas | Com - School | Energy Efficiency | 16156.4708 | 16793.7369 | 17549.9652 | 18326.8106 | 18903.4293 | 19774.5805 | 20526.6774 | 21345.848 | 22300.8544 | 23399.5641 | 24488.5944 | 25803.6222 | 27057.1658
Scenario 3: Aggressive Fuel Sub | SCG | Com | FoodServ | Com ¦ ENERGY STAR Combination Oven - Gas | Com - School | Energy Efficiency | 1074.8172 | 1117.2116 | 1167.5201 | 1219.2001 | 1257.5599 | 1315.5137 | 1365.5473 | 1420.043 | 1483.5753 | 1556.6675 | 1629.1158 | 1716.5987 | 1799.9913
Scenario 3: Aggressive Fuel Sub | SCG | Com | FoodServ | Com ¦ ENERGY STAR Fryer - Tier 2 Gas - Panel Upgrade | Com - School | Energy Efficiency | 37173.5375 | 38634.4131 | 40367.7784 | 42147.6662 | 43466.4168 | 45461.7802 | 47182.7412 | 49057.1483 | 51242.9196 | 53758.0205 | 56249.9017 | 59259.8415 | 62127.5051
Scenario 3: Aggressive Fuel Sub | SCG | Com | FoodServ | Com ¦ ENERGY STAR Steamer - Gas - Panel Upgrade | Com - School | Energy Efficiency | 36473.7275 | 37912.3752 | 39619.5837 | 41373.3361 | 42675.0703 | 44641.721 | 46339.6027 | 48188.9053 | 50344.8615 | 52825.2323 | 55283.7516 | 58252.4671 | 61082.3803
Scenario 3: Aggressive Fuel Sub | SCG | Com | FoodServ | Com ¦ ENERGY STAR Convection Oven - Gas - Panel Upgrade | Com - School | Energy Efficiency | 55097.212 | 57270.433 | 59849.3422 | 62498.5605 | 64464.9602 | 67435.7826 | 70000.6028 | 72794.1592 | 76050.9466 | 79797.7947 | 83511.6339 | 87996.1754 | 92271.0422
Scenario 3: Aggressive Fuel Sub | SCG | Com | FoodServ | Com ¦ ENERGY STAR Griddle - Gas - Panel Upgrade | Com - School | Energy Efficiency | 26585.5155 | 27634.1385 | 28878.5141 | 30156.8154 | 31105.6428 | 32539.1246 | 33776.702 | 35124.6493 | 36696.1149 | 38504.0446 | 40296.0469 | 42459.9286 | 44522.638
Scenario 3: Aggressive Fuel Sub | SCG | Com | FoodServ | Com ¦ ENERGY STAR Combination Oven - Gas - Panel Upgrade | Com - School | Energy Efficiency | 1768.6145 | 1838.3746 | 1921.1573 | 2006.197 | 2069.3182 | 2164.6813 | 2247.0117 | 2336.6846 | 2441.2271 | 2561.5005 | 2680.7143 | 2824.6676 | 2961.8904
Scenario 3: Aggressive Fuel Sub | SDG&E | Com | BldgEnv | Com ¦ Com Wall Insulation (R14) - Marine | Com - School | Energy Efficiency | 52431.1762 | 53717.9448 | 55030.3598 | 56384.2317 | 57827.9173 | 59394.0174 | 61019.2805 | 62698.7894 | 64448.3289 | 66269.6803 | 68163.9561 | 70113.4983 | 72152.3826
Scenario 3: Aggressive Fuel Sub | SDG&E | Com | BldgEnv | Com ¦ Com Wall Insulation (R14) - Hot-Dry | Com - School | Energy Efficiency | 67109.3578 | 68368.4686 | 69585.6971 | 70808.4177 | 72270.3308 | 74145.6361 | 76073.8996 | 78005.3978 | 80006.9681 | 82077.1766 | 84203.3309 | 86274.928 | 88454.1153
Scenario 3: Aggressive Fuel Sub | SDG&E | Com | HVAC | Com ¦ Small Unitary Heat Pump (SEER 18) - Marine | Com - School | Energy Efficiency | 57623.3825 | 57177.899 | 56339.4487 | 55158.9965 | 54301.061 | 54366.1225 | 54027.2382 | 53368.7049 | 52698.3889 | 51975.0509 | 51423.7366 | 50465.7848 | 49542.9651
Scenario 3: Aggressive Fuel Sub | SDG&E | Com | HVAC | Com ¦ Small Unitary Heat Pump (SEER 18) - Hot-Dry | Com - School | Energy Efficiency | 281434.0756 | 279258.3229 | 275163.3103 | 269397.9514 | 265207.7725 | 265525.5342 | 263870.4147 | 260654.1215 | 257380.2807 | 253847.4797 | 251154.8461 | 246476.1851 | 241969.1104
Scenario 3: Aggressive Fuel Sub | SDG&E | Com | HVAC | Com ¦ Small Unitary AC (SEER 18) - Marine | Com - School | Energy Efficiency | 364982.267 | 366180.2051 | 365775.3636 | 364004.5563 | 363814.0332 | 367806.3797 | 370185.7843 | 371343.1719 | 372644.3855 | 373900.4185 | 376120.8098 | 376769.5199 | 377789.1578
Scenario 3: Aggressive Fuel Sub | SDG&E | Com | HVAC | Com ¦ Small Unitary AC (SEER 18) - Hot-Dry | Com - School | Energy Efficiency | 1804775.1706 | 1811359.9562 | 1810165.0481 | 1802347.3052 | 1802267.7193 | 1822598.1109 | 1835108.3243 | 1841707.895 | 1849054.5947 | 1856225.6939 | 1868144.7826 | 1872457.3121 | 1878628.4272
Scenario 3: Aggressive Fuel Sub | SDG&E | Com | HVAC | Com ¦ Large Unitary Heat Pump (EER 10.0, COP 3.3) - Marine | Com - School | Energy Efficiency | 13356.5001 | 13253.2416 | 13058.8976 | 12785.281 | 12586.4205 | 12601.5011 | 12522.9512 | 12370.3101 | 12214.9378 | 12047.2756 | 11919.4867 | 11697.4434 | 11483.5434
Scenario 3: Aggressive Fuel Sub | SDG&E | Com | HVAC | Com ¦ Large Unitary Heat Pump (EER 10.0, COP 3.3) - Hot-Dry | Com - School | Energy Efficiency | 59370.6753 | 58911.6836 | 58047.8093 | 56831.5626 | 55947.6123 | 56014.6466 | 55665.4864 | 54986.9847 | 54296.3429 | 53551.0715 | 52983.0398 | 51996.0404 | 51045.2384
Scenario 3: Aggressive Fuel Sub | SDG&E | Com | HVAC | Com ¦ Large Unitary AC (EER 11.5) - Marine | Com - School | Energy Efficiency | 149723.9881 | 148566.4795 | 146387.9173 | 143320.7247 | 141091.5337 | 141260.5842 | 140380.0544 | 138668.9742 | 136927.2786 | 135047.8152 | 133615.324 | 131126.2587 | 128728.478
Scenario 3: Aggressive Fuel Sub | SDG&E | Com | HVAC | Com ¦ Large Unitary AC (EER 11.5) - Hot-Dry | Com - School | Energy Efficiency | 653754.5415 | 648700.398 | 639187.9282 | 625795.344 | 616061.8088 | 616799.9504 | 612955.2067 | 605483.9497 | 597879.0132 | 589672.5274 | 583417.7006 | 572549.4506 | 562079.7853
Scenario 3: Aggressive Fuel Sub | SDG&E | Com | HVAC | Com ¦ Variable Refrigerant Flow (VRF) Heat Pump - Hot-Dry | Com - School | Energy Efficiency | 285827.445 | 284258.03 | 280815.4583 | 275801.6893 | 272443.6753 | 273136.8787 | 271651.155 | 268601.4184 | 265454.6717 | 261955.6062 | 259404.8131 | 254783.326 | 250314.5789
Scenario 3: Aggressive Fuel Sub | SDG&E | Com | HVAC | Com ¦ Variable Refrigerant Flow (VRF) Heat Pump - Marine | Com - School | Energy Efficiency | 51769.9963 | 51485.7387 | 50862.2089 | 49954.0988 | 49345.8844 | 49471.4396 | 49202.3405 | 48649.9623 | 48080.0133 | 47446.2512 | 46984.2433 | 46147.1845 | 45337.7905
Scenario 3: Aggressive Fuel Sub | SDG&E | Com | HVAC | Com ¦ Efficient Chiller - Marine | Com - School | Energy Efficiency | 678736.9258 | 669525.6094 | 656737.6353 | 641241.6838 | 629976.0917 | 629170.3251 | 625066.709 | 617936.1217 | 610775.7329 | 603241.2901 | 597177.8456 | 585577.0236 | 574209.5777
Scenario 3: Aggressive Fuel Sub | SDG&E | Com | HVAC | Com ¦ Efficient Chiller - Hot-Dry | Com - School | Energy Efficiency | 3278826.0756 | 3234328.2692 | 3172552.4305 | 3097694.959 | 3043273.4068 | 3039380.9289 | 3019557.2788 | 2985111.0081 | 2950520.7739 | 2914123.5681 | 2884832.4254 | 2828791.4524 | 2773877.8674
Scenario 3: Aggressive Fuel Sub | SDG&E | Com | HVAC | Com ¦ Demand Controlled Ventilation (HVAC) - Marine | Com - School | Energy Efficiency | 125721.0528 | 127278.9072 | 128738.193 | 129859.6217 | 131831.7358 | 135309.8093 | 138804.0231 | 141874.6269 | 145018.4031 | 148130.2163 | 151658.5881 | 154544.4682 | 157546.6699
Scenario 3: Aggressive Fuel Sub | SDG&E | Com | HVAC | Com ¦ Demand Controlled Ventilation (HVAC) - Hot-Dry | Com - School | Energy Efficiency | 533790.0763 | 543505.7247 | 553142.7539 | 562105.7606 | 573670.5384 | 589411.5349 | 605467.8719 | 620737.147 | 636585.6285 | 652674.5506 | 670270.8935 | 686544.9702 | 703513.9994
Scenario 3: Aggressive Fuel Sub | SDG&E | Com | HVAC | Com ¦ HVAC Energy Management System (Elec SC and Gas SH) - Marine | Com - School | Energy Efficiency | 440711.6823 | 448764.3951 | 456755.6179 | 464198.0018 | 473778.3146 | 486784.3099 | 500053.1426 | 512682.3342 | 525792.4366 | 539104.8386 | 553659.1798 | 567135.9667 | 581188.5488
Scenario 3: Aggressive Fuel Sub | SDG&E | Com | HVAC | Com ¦ HVAC Energy Management System (Elec SC and Gas SH) - Hot-Dry | Com - School | Energy Efficiency | 2667811.727 | 2719635.8432 | 2771425.0363 | 2820646.5578 | 2881807.4417 | 2961504.4472 | 3043037.4519 | 3121702.265 | 3203544.7193 | 3286985.0669 | 3377684.1612 | 3463255.3262 | 3552511.5616
Scenario 3: Aggressive Fuel Sub | SDG&E | Com | HVAC | Com ¦ HVAC Pump Variable Frequency Drive (VFD) - Marine | Com - School | Energy Efficiency | 106455.4728 | 103901.6869 | 100853.7798 | 96710.568 | 94401.0886 | 96013.267 | 97702.3543 | 97949.5326 | 97931.5833 | 97501.6553 | 97555.8737 | 95312.1695 | 92978.6566
Scenario 3: Aggressive Fuel Sub | SDG&E | Com | HVAC | Com ¦ HVAC Pump Variable Frequency Drive (VFD) - Hot-Dry | Com - School | Energy Efficiency | 660198.1785 | 644360.5255 | 625458.5133 | 599763.8181 | 585441.2657 | 595439.4109 | 605914.5165 | 607447.4264 | 607336.1118 | 604669.8545 | 605006.0971 | 591091.4587 | 576619.8589
Scenario 3: Aggressive Fuel Sub | SDG&E | Com | HVAC | Com ¦ HVAC Fan Variable Frequency Drive (VFD) - Marine | Com - School | Energy Efficiency | 68230.0713 | 66710.38 | 64914.361 | 62373.2112 | 61055.0684 | 62253.8056 | 63320.4461 | 63385.7163 | 63275.2645 | 62868.4342 | 62881.4049 | 61487.2313 | 60010.598
Scenario 3: Aggressive Fuel Sub | SDG&E | Com | HVAC | Com ¦ HVAC Fan Variable Frequency Drive (VFD) - Hot-Dry | Com - School | Energy Efficiency | 362855.104 | 354933.6983 | 345558.6824 | 332260.4236 | 325410.2314 | 331826.3813 | 337550.417 | 338001.9607 | 337531.9902 | 335505.023 | 335695.1921 | 328475.7809 | 320827.4835
Scenario 3: Aggressive Fuel Sub | SDG&E | Com | HVAC | Com ¦ Economizer - Marine | Com - School | Energy Efficiency | 4001.1166 | 4201.2498 | 4314.3417 | 4008.5177 | 3347.4009 | 3593.1753 | 3794.5883 | 3787.8887 | 3812.3096 | 3698.9686 | 3944.788 | 3892.4767 | 3832.4697
Scenario 3: Aggressive Fuel Sub | SDG&E | Com | HVAC | Com ¦ Economizer - Hot-Dry | Com - School | Energy Efficiency | 30746.767 | 32284.4053 | 33153.468 | 30804.7765 | 25727.0401 | 27615.3053 | 29162.8391 | 29111.8464 | 29299.9208 | 28429.8417 | 30318.5634 | 29917.3135 | 29456.9765
Scenario 3: Aggressive Fuel Sub | SDG&E | Com | HVAC | Com ¦ Large Packaged Heat Pump (IEER 14.0) - Fuel Sub - ZEAS 2030 - Marine | Com - School | Fuel Substitution | 62699.1586 | 66511.9303 | 70651.6715 | 75100.7059 | 79533.9014 | -27223.6218 | -27103.4971 | -27016.4352 | -26932.642 | -26856.5704 | -26762.194 | -26710.5791 | -26656.3052
Scenario 3: Aggressive Fuel Sub | SDG&E | Com | HVAC | Com ¦ Large Packaged Heat Pump (IEER 14.0) - Fuel Sub - ZEAS 2030 - Hot-Dry | Com - School | Fuel Substitution | 259445.4099 | 277144.3272 | 296382.8414 | 317073.8929 | 337661.6031 | -149608.2588 | -148939.4838 | -148418.0709 | -147911.7996 | -147440.4283 | -146888.4559 | -146526.8739 | -146154.1163
Scenario 3: Aggressive Fuel Sub | SDG&E | Com | HVAC | Com ¦ Large Packaged Heat Pump (IEER 14.0) - Fuel Sub - Panel Upgrade - ZEAS 2030 - Marine | Com - School | Fuel Substitution | 14326.8348 | 15198.0578 | 16143.9937 | 17160.6036 | 18173.5942 | -6220.631 | -6193.1824 | -6173.2886 | -6154.1418 | -6136.7593 | -6115.1942 | -6103.4001 | -6090.9985
Scenario 3: Aggressive Fuel Sub | SDG&E | Com | HVAC | Com ¦ Large Packaged Heat Pump (IEER 14.0) - Fuel Sub - Panel Upgrade - ZEAS 2030 - Hot-Dry | Com - School | Fuel Substitution | 59283.5949 | 63327.8192 | 67723.8434 | 72451.7741 | 77156.0911 | -34185.6709 | -34032.855 | -33913.7115 | -33798.0279 | -33690.319 | -33564.1926 | -33481.5707 | -33396.3951
Scenario 3: Aggressive Fuel Sub | SDG&E | Com | HVAC | Com ¦ Small Packaged Heat Pump (SEER 18) - Fuel Sub - ZEAS 2030 - Marine | Com - School | Fuel Substitution | 38266.447 | 39150.5789 | 39998.0126 | 40824.2422 | 41752.556 | 12672.502 | 12585.4193 | 12389.6773 | 12185.264 | 11957.2225 | 11792.8958 | 11487.3144 | 11192.9139
Scenario 3: Aggressive Fuel Sub | SDG&E | Com | HVAC | Com ¦ Small Packaged Heat Pump (SEER 18) - Fuel Sub - ZEAS 2030 - Hot-Dry | Com - School | Fuel Substitution | 178822.4714 | 183071.3737 | 187150.4035 | 191132.7257 | 195598.2572 | 55032.6025 | 54645.8312 | 53752.9596 | 52819.6189 | 51776.1576 | 51029.3201 | 49624.5915 | 48271.8442
Scenario 3: Aggressive Fuel Sub | SDG&E | Com | HVAC | Com ¦ Small Packaged Heat Pump (SEER 18) - Fuel Sub - Panel Upgrade - ZEAS 2030 - Marine | Com - School | Fuel Substitution | 8743.9302 | 8945.9554 | 9139.595 | 9328.3895 | 9540.5103 | 2895.6823 | 2875.7838 | 2831.0565 | 2784.3478 | 2732.24 | 2694.6912 | 2624.8655 | 2557.5946
Scenario 3: Aggressive Fuel Sub | SDG&E | Com | HVAC | Com ¦ Small Packaged Heat Pump (SEER 18) - Fuel Sub - Panel Upgrade - ZEAS 2030 - Hot-Dry | Com - School | Fuel Substitution | 40861.1544 | 41832.0338 | 42764.0971 | 43674.0626 | 44694.4421 | 12575.0173 | 12486.6396 | 12282.6173 | 12069.3478 | 11830.9156 | 11660.2623 | 11339.2801 | 11030.1757
Scenario 3: Aggressive Fuel Sub | SDG&E | Com | HVAC | Com ¦ Efficient Hot Water Boilers (94% eff.) - ZEAS 2030 - Hot-Dry | Com - School | Energy Efficiency | 1177271.2734 | 1211375.4735 | 1246857.4016 | 1283845.5508 | 1322649.9784 | 0 | 0 | 0 | 0 | 0 | 0 | 0 | 0
Scenario 3: Aggressive Fuel Sub | SDG&E | Com | HVAC | Com ¦ Com High Eff. Furnace (95 AFUE) - ZEAS 2030 - Hot-Dry | Com - School | Energy Efficiency | 299825.6486 | 308511.2542 | 317547.7374 | 326967.8227 | 336850.475 | 0 | 0 | 0 | 0 | 0 | 0 | 0 | 0
Scenario 3: Aggressive Fuel Sub | SDG&E | Com | WaterHeat | Com ¦ Com Heat Pump Water Heater (3.3 UEF - 50 Gal) - Marine | Com - School | Energy Efficiency | 251088.0349 | 255660.3547 | 259479.3018 | 262490.9003 | 266718.1439 | 271941.9856 | 273729.2769 | 273269.3462 | 272183.4557 | 270072.2233 | 270129.7642 | 268780.6436 | 267003.6821
Scenario 3: Aggressive Fuel Sub | SDG&E | Com | WaterHeat | Com ¦ Com Heat Pump Water Heater (3.3 UEF - 50 Gal) - Hot-Dry | Com - School | Energy Efficiency | 1324410.8316 | 1348545.2582 | 1368703.5791 | 1384600.9263 | 1406913.9459 | 1434486.823 | 1443922.5774 | 1441498.0744 | 1435769.8361 | 1424630.1389 | 1424936.5269 | 1417818.9413 | 1408443.3375
Scenario 3: Aggressive Fuel Sub | SDG&E | Com | WaterHeat | Com ¦ Com Hot Water Tank Insulation - Hot-Dry | Com - School | Energy Efficiency | 9585.5889 | 9834.746 | 10089.0584 | 10351.9066 | 10624.0804 | 10906.1689 | 11199.2754 | 11504.3483 | 11821.8694 | 12152.3205 | 12496.0872 | 12854.6204 | 13229.4141
Scenario 3: Aggressive Fuel Sub | SDG&E | Com | WaterHeat | Com ¦ Faucet Aerators (Gas WH) - Hot-Dry | Com - School | Energy Efficiency | 59234.8065 | 60774.7307 | 62345.5885 | 63969.0682 | 65650.0834 | 67391.9803 | 69201.8626 | 71085.5319 | 73046.1683 | 75086.7167 | 77209.0551 | 79422.3286 | 81736.0799
Scenario 3: Aggressive Fuel Sub | SDG&E | Com | WaterHeat | Com ¦ Faucet Aerators (Elec WH) - Marine | Com - School | Energy Efficiency | 1181.1421 | 1223.4331 | 1214.6118 | 1171.3066 | 1211.923 | 1311.7665 | 1355.1986 | 1372.0932 | 1350.7136 | 1331.8013 | 1368.3439 | 1381.7211 | 1394.3548
Scenario 3: Aggressive Fuel Sub | SDG&E | Com | WaterHeat | Com ¦ Faucet Aerators (Elec WH) - Hot-Dry | Com - School | Energy Efficiency | 6236.3648 | 6459.6585 | 6413.083 | 6184.4339 | 6398.8859 | 6926.0543 | 7155.3732 | 7244.5758 | 7131.6925 | 7031.8369 | 7224.7799 | 7295.4103 | 7362.1156
Scenario 3: Aggressive Fuel Sub | SDG&E | Com | WaterHeat | Com ¦ Com Water Heating Controls (Gas WH) - Hot-Dry | Com - School | Energy Efficiency | 10996109.5674 | 11282863.167 | 11577863.1914 | 11883458.6462 | 12200560.4051 | 12530022.1308 | 12872616.8879 | 13229109.1526 | 13600331.8034 | 13987322.7866 | 14390910.7915 | 14812114.2467 | 15251979.4981
Scenario 3: Aggressive Fuel Sub | SDG&E | Com | WaterHeat | Com ¦ Low Flow Showerheads (Gas WH) - Hot-Dry | Com - School | Energy Efficiency | 21942.8489 | 22512.9493 | 23097.3528 | 23701.7055 | 24327.9049 | 24977.7968 | 25653.3297 | 26356.5837 | 27088.2652 | 27849.8571 | 28643.3279 | 29471.4317 | 30336.7514
Scenario 3: Aggressive Fuel Sub | SDG&E | Com | WaterHeat | Com ¦ Low Flow Showerheads (Elec WH) - Marine | Com - School | Energy Efficiency | 206.2191 | 208.0625 | 206.2834 | 207.9097 | 215.975 | 228.6938 | 234.3412 | 232.8227 | 233.0718 | 231.6161 | 236.577 | 238.8986 | 241.3314
Scenario 3: Aggressive Fuel Sub | SDG&E | Com | WaterHeat | Com ¦ Low Flow Showerheads (Elec WH) - Hot-Dry | Com - School | Energy Efficiency | 1096.1965 | 1105.9957 | 1096.5386 | 1105.183 | 1148.056 | 1215.6651 | 1245.6848 | 1237.6131 | 1238.937 | 1231.1993 | 1257.5695 | 1269.9104 | 1282.8427
Scenario 3: Aggressive Fuel Sub | SDG&E | Com | WaterHeat | Com ¦ Low-flow Pre-Rinse Spray Valve - Hot-Dry | Com - School | Energy Efficiency | 11596.3406 | 11906.7757 | 12226.5498 | 12558.1578 | 12904.7221 | 13262.91 | 13635.6192 | 14024.8822 | 14432.2137 | 14856.9475 | 15301.2546 | 15765.5568 | 16250.4693
Scenario 3: Aggressive Fuel Sub | SDG&E | Com | WaterHeat | Com ¦ Com Hot Water Pipe Insulation - Hot-Dry | Com - School | Energy Efficiency | 3845473.6346 | 3945440.9139 | 4048012.973 | 4154109.285 | 4264096.5059 | 4378265.7429 | 4496970.2342 | 4620527.3487 | 4749072.0344 | 4882928.73 | 5022437.0805 | 5168043.2531 | 5320167.716
Scenario 3: Aggressive Fuel Sub | SDG&E | Com | WaterHeat | Com ¦ Com Efficient Tankless Gas Water Heater (0.87 UEF - High Draw) - ZEAS 2030 - Marine | Com - School | Energy Efficiency | 47650.5554 | 49887.8432 | 52254.2264 | 54757.5717 | 57641.6896 | 0 | 0 | 0 | 0 | 0 | 0 | 0 | 0
Scenario 3: Aggressive Fuel Sub | SDG&E | Com | WaterHeat | Com ¦ Com Efficient Tankless Gas Water Heater (0.87 UEF - High Draw) - ZEAS 2030 - Hot-Dry | Com - School | Energy Efficiency | 126253.5193 | 132181.339 | 138451.1983 | 145083.9407 | 152725.5688 | 0 | 0 | 0 | 0 | 0 | 0 | 0 | 0
Scenario 3: Aggressive Fuel Sub | SDG&E | Com | WaterHeat | Com ¦ Com Heat Pump Water Heater (3.75 UEF - 50 Gal) - Fuel Sub - ZEAS 2030 - Marine | Com - School | Fuel Substitution | 3562214.6028 | 3681076.2406 | 3810386.0123 | 3951147.5399 | 4090702.2599 | 2154066.1541 | 2165768.8009 | 2160157.9536 | 2149537.0199 | 2131161.3134 | 2129128.5968 | 2116388.2933 | 2100461.2334
Scenario 3: Aggressive Fuel Sub | SDG&E | Com | WaterHeat | Com ¦ Com Heat Pump Water Heater (3.75 UEF - 50 Gal) - Fuel Sub - ZEAS 2030 - Hot-Dry | Com - School | Fuel Substitution | 9236969.1309 | 9552138.7355 | 9894983.3422 | 10268160.8382 | 10638091.8064 | 5495519.5335 | 5527232.6839 | 5513299.7886 | 5486155.2155 | 5438563.4178 | 5434051.143 | 5401307.4475 | 5360158.8284
Scenario 3: Aggressive Fuel Sub | SDG&E | Com | WaterHeat | Com ¦ Com Efficient Tankless Gas Water Heater (0.87 UEF - High Draw) - Panel Upgrade - ZEAS 2030 - Marine | Com - School | Energy Efficiency | 39534.252 | 41390.4633 | 43353.7812 | 45430.7325 | 47823.5996 | 0 | 0 | 0 | 0 | 0 | 0 | 0 | 0
Scenario 3: Aggressive Fuel Sub | SDG&E | Com | WaterHeat | Com ¦ Com Efficient Tankless Gas Water Heater (0.87 UEF - High Draw) - Panel Upgrade - ZEAS 2030 - Hot-Dry | Com - School | Energy Efficiency | 104748.799 | 109666.9351 | 114868.8513 | 120371.8409 | 126711.873 | 0 | 0 | 0 | 0 | 0 | 0 | 0 | 0
Scenario 3: Aggressive Fuel Sub | SDG&E | Com | WaterHeat | Com ¦ Com Heat Pump Water Heater (3.75 UEF - 50 Gal) - Fuel Sub - Panel Upgrade - ZEAS 2030 - Marine | Com - School | Fuel Substitution | 2955463.7639 | 3054079.7381 | 3161364.219 | 3278149.882 | 3393934.2926 | 1787164.7762 | 1796874.115 | 1792218.9615 | 1783407.0879 | 1768161.3095 | 1766474.8248 | 1755904.573 | 1742690.364
Scenario 3: Aggressive Fuel Sub | SDG&E | Com | WaterHeat | Com ¦ Com Heat Pump Water Heater (3.75 UEF - 50 Gal) - Fuel Sub - Panel Upgrade - ZEAS 2030 - Hot-Dry | Com - School | Fuel Substitution | 7663639.224 | 7925126.0937 | 8209574.0916 | 8519188.3877 | 8826109.1361 | 4559469.5031 | 4585780.963 | 4574221.2532 | 4551700.2063 | 4512214.7038 | 4508471.0032 | 4481304.5306 | 4447164.7422
Scenario 3: Aggressive Fuel Sub | SDG&E | Com | WaterHeat | Com ¦ Com Heat Pump Water Heater (100+ Gal, 200+ kBtuh - 4.3 COP) - Fuel Sub - ZEAS 2030 - Marine | Com - School | Fuel Substitution | 154851.3861 | 160446.079 | 166486.601 | 173016.5412 | 179531.4413 | 0 | 0 | 0 | 0 | 0 | 0 | 0 | 0
Scenario 3: Aggressive Fuel Sub | SDG&E | Com | WaterHeat | Com ¦ Com Heat Pump Water Heater (100+ Gal, 200+ kBtuh - 4.3 COP) - Fuel Sub - ZEAS 2030 - Hot-Dry | Com - School | Fuel Substitution | 819324.4456 | 848946.4665 | 880929.7864 | 915505.2543 | 950000.0934 | 0 | 0 | 0 | 0 | 0 | 0 | 0 | 0
Scenario 3: Aggressive Fuel Sub | SDG&E | Com | WaterHeat | Com ¦ Com Heat Pump Water Heater (100+ Gal, 200+ kBtuh - 4.3 COP) - Fuel Sub - Panel Upgrade - ZEAS 2030 - Marine | Com - School | Fuel Substitution | 128475.6005 | 133117.3513 | 138128.9931 | 143546.6908 | 148951.9101 | 0 | 0 | 0 | 0 | 0 | 0 | 0 | 0
Scenario 3: Aggressive Fuel Sub | SDG&E | Com | WaterHeat | Com ¦ Com Heat Pump Water Heater (100+ Gal, 200+ kBtuh - 4.3 COP) - Fuel Sub - Panel Upgrade - ZEAS 2030 - Hot-Dry | Com - School | Fuel Substitution | 679769.1829 | 704345.6948 | 730881.3063 | 759567.5461 | 788186.8907 | 0 | 0 | 0 | 0 | 0 | 0 | 0 | 0
Scenario 3: Aggressive Fuel Sub | SDG&E | Com | WaterHeat | Com ¦ Efficient Gas Water Heating Boiler (0.92 UEF) - ZEAS 2030 - Hot-Dry | Com - School | Energy Efficiency | 1461178.4456 | 1503482.1046 | 1547490.7193 | 1593364.1827 | 1641494.7071 | 0 | 0 | 0 | 0 | 0 | 0 | 0 | 0
Scenario 3: Aggressive Fuel Sub | SDG&E | Com | WholeBlg | Com ¦ Com Title 24 2022 Code | Com - School | Energy Efficiency | 4336202.2693 | 4425096.5314 | 4505111.9286 | 4581801.7656 | 4698167.7952 | 4847769.1086 | 5004899.7381 | 5172331.0424 | 5363539.1548 | 5563902.0852 | 5780501.724 | 5987624.7144 | 6207287.4242
Scenario 3: Aggressive Fuel Sub | SDG&E | Com | ComRefrig | Com ¦ Efficient Refrigerated Display Case - Marine | Com - School | Energy Efficiency | 1458.1507 | 1481.7537 | 1499.781 | 1514.1147 | 1537.7363 | 1568.4526 | 1578.4241 | 1574.7869 | 1565.2364 | 1546.9174 | 1541.8391 | 1527.781 | 1510.8186
Scenario 3: Aggressive Fuel Sub | SDG&E | Com | ComRefrig | Com ¦ Efficient Refrigerated Display Case - Hot-Dry | Com - School | Energy Efficiency | 7724.2888 | 7849.7749 | 7945.917 | 8022.6394 | 8148.3674 | 8311.53 | 8365.4185 | 8347.6483 | 8298.7813 | 8203.7662 | 8178.604 | 8106.1897 | 8018.5439
Scenario 3: Aggressive Fuel Sub | SDG&E | Com | ComRefrig | Com ¦ Refrigerated Display Case LED Lighting | Com - School | Energy Efficiency | 6948.6156 | 7043.561 | 7107.6902 | 7141.9775 | 7194.1151 | 7270.0116 | 7281.5405 | 7256.7175 | 7225.0256 | 7171.3167 | 7164.51 | 7126.5312 | 7079.2143
Scenario 3: Aggressive Fuel Sub | SDG&E | Com | ComRefrig | Com ¦ Efficient EC or PMS Motor Retrofit - Marine | Com - School | Energy Efficiency | 416.5356 | 412.0422 | 404.6543 | 394.8521 | 387.4096 | 386.8182 | 383.5852 | 378.1727 | 372.6978 | 366.9771 | 362.2929 | 354.4389 | 346.9468
Scenario 3: Aggressive Fuel Sub | SDG&E | Com | ComRefrig | Com ¦ Efficient EC or PMS Motor Retrofit - Hot-Dry | Com - School | Energy Efficiency | 2217.1577 | 2193.2401 | 2153.9152 | 2101.7395 | 2062.1242 | 2058.9765 | 2041.7674 | 2012.9578 | 1983.8157 | 1953.3653 | 1928.432 | 1886.6259 | 1846.7467
Scenario 3: Aggressive Fuel Sub | SDG&E | Com | ComRefrig | Com ¦ Walk-in Anti Sweat Heat Controls - Marine | Com - School | Energy Efficiency | 133.4454 | 141.1443 | 142.5254 | 122.5247 | 93.6189 | 101.9183 | 107.4653 | 104.9887 | 102.1883 | 97.6536 | 105.8984 | 100.4493 | 94.5224
Scenario 3: Aggressive Fuel Sub | SDG&E | Com | ComRefrig | Com ¦ Walk-in Anti Sweat Heat Controls - Hot-Dry | Com - School | Energy Efficiency | 809.7739 | 854.5092 | 863.9026 | 753.6803 | 593.6778 | 641.9692 | 674.9243 | 663.0522 | 649.447 | 626.2221 | 674.6064 | 646.4399 | 615.7057
Scenario 3: Aggressive Fuel Sub | SDG&E | Com | ComRefrig | Com ¦ Efficient Refrigeration Compressor - Marine | Com - School | Energy Efficiency | 667.9336 | 660.4905 | 648.3563 | 632.3075 | 620.0702 | 618.9133 | 613.4724 | 604.4951 | 595.4074 | 585.9119 | 578.0835 | 565.1137 | 552.7183
Scenario 3: Aggressive Fuel Sub | SDG&E | Com | ComRefrig | Com ¦ Efficient Refrigeration Compressor - Hot-Dry | Com - School | Energy Efficiency | 3550.5271 | 3510.962 | 3446.4602 | 3361.1498 | 3296.1002 | 3289.9504 | 3261.028 | 3213.3079 | 3165.0003 | 3114.5252 | 3072.9117 | 3003.9684 | 2938.0784
Scenario 3: Aggressive Fuel Sub | SDG&E | Com | ComRefrig | Com ¦ Floating Head Pressure Controls - Marine | Com - School | Energy Efficiency | 309.4133 | 323.417 | 322.2949 | 287.0962 | 254.4838 | 270.2598 | 279.4501 | 278.4737 | 275.3866 | 275.9962 | 288.3175 | 282.6768 | 276.4505
Scenario 3: Aggressive Fuel Sub | SDG&E | Com | ComRefrig | Com ¦ Floating Head Pressure Controls - Hot-Dry | Com - School | Energy Efficiency | 1416.6554 | 1480.7293 | 1475.6587 | 1314.814 | 1165.7942 | 1237.9773 | 1280.0568 | 1275.6638 | 1261.6247 | 1264.4874 | 1320.8915 | 1295.1886 | 1266.8126
Scenario 3: Aggressive Fuel Sub | SDG&E | Com | FoodServ | Com ¦ ENERGY STAR Dishwasher - Tier 2 | Com - School | Energy Efficiency | 496652.0443 | 508644.1865 | 520573.8792 | 532518.3058 | 545422.6952 | 559354.3768 | 572864.2497 | 586428.3534 | 600582.6092 | 615081.4133 | 630950.8904 | 646980.6819 | 663662.9135
Scenario 3: Aggressive Fuel Sub | SDG&E | Com | FoodServ | Com ¦ ENERGY STAR Combination Oven - Electric | Com - School | Energy Efficiency | 248779.2016 | 251501.3484 | 253159.0111 | 254129.8161 | 256601.7931 | 260990.3669 | 262580.0304 | 262066.0714 | 260671.5217 | 258099.3731 | 257290.1088 | 254866.8932 | 252188.6704
Scenario 3: Aggressive Fuel Sub | SDG&E | Com | FoodServ | Com ¦ ENERGY STAR Steamer - Electric | Com - School | Energy Efficiency | 57378.44 | 58006.276 | 58388.5994 | 58612.5059 | 59182.6427 | 60194.8235 | 60561.4635 | 60442.924 | 60121.285 | 59528.0446 | 59341.3958 | 58782.5053 | 58164.8
Scenario 3: Aggressive Fuel Sub | SDG&E | Com | FoodServ | Com ¦ ENERGY STAR Conveyor Broiler - Gas | Com - School | Energy Efficiency | 53929.9592 | 55276.1685 | 56631.9249 | 58016.3419 | 59517.7235 | 61137.0813 | 62721.1277 | 64302.5657 | 65929.8252 | 67589.1822 | 69392.0564 | 71222.0479 | 73129.1526
Scenario 3: Aggressive Fuel Sub | SDG&E | Com | FoodServ | Com ¦ ENERGY STAR Conveyor Oven - Gas | Com - School | Energy Efficiency | 187258.4798 | 192437.5418 | 197810.1508 | 203400.7912 | 209258.4222 | 215327.1226 | 221654.629 | 228275.7196 | 235213.9149 | 242455.3767 | 250035.8819 | 257962.1745 | 266244.5929
Scenario 3: Aggressive Fuel Sub | SDG&E | Com | FoodServ | Com ¦ ENERGY STAR Convection Oven - Electric | Com - School | Energy Efficiency | 490905.1448 | 504482.2505 | 518566.747 | 533222.8209 | 548578.8208 | 564488.1471 | 581075.9431 | 598433.381 | 616622.1207 | 635605.8851 | 655478.4644 | 676257.5386 | 697970.2097
Scenario 3: Aggressive Fuel Sub | SDG&E | Com | FoodServ | Com ¦ High Performance Conveyor Toaster | Com - School | Energy Efficiency | 301755.0167 | 305056.8258 | 307067.4764 | 308245.0076 | 311243.3751 | 316566.4655 | 318494.6367 | 317871.2338 | 316179.7244 | 313059.8544 | 312078.2628 | 309139.0402 | 305890.5083
Scenario 3: Aggressive Fuel Sub | SDG&E | Com | FoodServ | Com ¦ ENERGY STAR Rack Oven - Gas | Com - School | Energy Efficiency | 79821.5795 | 82029.228 | 84319.3787 | 86702.4684 | 89199.3666 | 91786.2361 | 94483.4253 | 97305.759 | 100263.263 | 103350.0387 | 106581.3364 | 109960.0309 | 113490.529
Scenario 3: Aggressive Fuel Sub | SDG&E | Com | FoodServ | Com ¦ Electric Deck Oven (60% cooking efficiency) | Com - School | Energy Efficiency | 4989.8407 | 5044.4397 | 5077.6879 | 5097.1596 | 5146.7408 | 5234.7638 | 5266.6482 | 5256.3395 | 5228.3686 | 5176.7783 | 5160.5466 | 5111.9434 | 5058.2255
Scenario 3: Aggressive Fuel Sub | SDG&E | Com | FoodServ | Com ¦ Demand Controlled Ventilation (DCV) Exhaust Hood | Com - School | Energy Efficiency | 47917.2828 | 49033.5452 | 49983.1481 | 50791.0738 | 52043.0216 | 53620.9845 | 54984.8922 | 56310.8581 | 57825.8133 | 59327.9166 | 61100.6601 | 62673.5467 | 64297.3562
Scenario 3: Aggressive Fuel Sub | SDG&E | Com | FoodServ | Com ¦ ENERGY STAR Ice Machine | Com - School | Energy Efficiency | 35170.4942 | 35597.3083 | 35857.6074 | 35985.5602 | 36377.814 | 37163.0158 | 37551.0404 | 37641.1215 | 37620.9107 | 37368.5005 | 37291.81 | 36891.8836 | 36449.3463
Scenario 3: Aggressive Fuel Sub | SDG&E | Com | FoodServ | Com ¦ ENERGY STAR Fryer - Electric | Com - School | Energy Efficiency | 5363.2302 | 5421.9147 | 5457.6509 | 5478.5797 | 5531.8711 | 5626.4808 | 5660.7511 | 5649.6711 | 5619.6071 | 5564.1562 | 5546.7099 | 5494.4698 | 5436.7321
Scenario 3: Aggressive Fuel Sub | SDG&E | Com | FoodServ | Com ¦ Efficient Food Holding Cabinet | Com - School | Energy Efficiency | 159583.6052 | 161329.772 | 162393.1077 | 163015.8469 | 164601.5381 | 167416.6627 | 168436.379 | 168106.6914 | 167212.134 | 165562.186 | 165043.0698 | 163488.6574 | 161770.6663
Scenario 3: Aggressive Fuel Sub | SDG&E | Com | FoodServ | Com ¦ ENERGY STAR Griddle - Electric | Com - School | Energy Efficiency | 9751.5744 | 9858.2763 | 9923.2529 | 9961.3063 | 10058.2021 | 10230.2241 | 10292.5353 | 10272.3893 | 10217.7261 | 10116.9038 | 10085.1825 | 9990.198 | 9885.2178
Scenario 3: Aggressive Fuel Sub | SDG&E | Com | FoodServ | Com ¦ Demand Controlled Ventilation (DCV) Exhaust Hood - Retrofit | Com - School | Energy Efficiency | 109356.1685 | 113803.5445 | 114419.7339 | 106854.6137 | 100808.5613 | 106629.7494 | 110258.0043 | 111334.9933 | 111707.6952 | 112456.406 | 116685.7774 | 116652.4508 | 116518.217
Scenario 3: Aggressive Fuel Sub | SDG&E | Com | FoodServ | Com ¦ ENERGY STAR Fryer - Tier 2 Gas | Com - School | Energy Efficiency | 5218.1224 | 5454.9726 | 5704.7093 | 5968.3056 | 6272.382 | 6566.1114 | 6875.1031 | 7214.6945 | 7593.0632 | 7989.2813 | 8419.5798 | 8876.5561 | 9354.8077
Scenario 3: Aggressive Fuel Sub | SDG&E | Com | FoodServ | Com ¦ ENERGY STAR Fryer - Fuel Sub | Com - School | Fuel Substitution | 529455.6489 | 548428.1357 | 569402.6778 | 592054.9524 | 614025.071 | 634807.2542 | 659818.5319 | 688359.0123 | 719115.2579 | 752442.4449 | 785127.2995 | 821016.4398 | 858652.829
Scenario 3: Aggressive Fuel Sub | SDG&E | Com | FoodServ | Com ¦ ENERGY STAR Steamer - Gas | Com - School | Energy Efficiency | 5117.4432 | 5350.508 | 5596.3822 | 5855.9827 | 6155.4178 | 6444.8124 | 6749.3012 | 7083.9595 | 7456.8353 | 7847.3858 | 8271.5743 | 8722.1436 | 9193.7916
Scenario 3: Aggressive Fuel Sub | SDG&E | Com | FoodServ | Com ¦ ENERGY STAR Steamer - Fuel Sub | Com - School | Fuel Substitution | 228094.0368 | 235305.53 | 243075.3227 | 251344.1113 | 259586.6896 | 267696.0853 | 276904.3734 | 287061.9565 | 297879.6021 | 309446.1062 | 321043.8374 | 333551.9668 | 346651.8466
Scenario 3: Aggressive Fuel Sub | SDG&E | Com | FoodServ | Com ¦ ENERGY STAR Convection Oven - Gas | Com - School | Energy Efficiency | 7730.4096 | 8082.4773 | 8453.8948 | 8846.0473 | 9298.3741 | 9735.5335 | 10195.4943 | 10701.029 | 11264.2952 | 11854.2608 | 12495.0399 | 13175.6699 | 13888.1414
Scenario 3: Aggressive Fuel Sub | SDG&E | Com | FoodServ | Com ¦ ENERGY STAR Convection Oven - Fuel Sub | Com - School | Fuel Substitution | 474709.5305 | 492076.0567 | 511350.1361 | 532211.2379 | 552361.72 | 571307.0757 | 594311.6553 | 620691.7468 | 649167.4176 | 680080.8697 | 710304.5097 | 743574.9559 | 778471.5237
Scenario 3: Aggressive Fuel Sub | SDG&E | Com | FoodServ | Com ¦ ENERGY STAR Griddle - Gas | Com - School | Energy Efficiency | 3730.0785 | 3899.9582 | 4079.1747 | 4268.3962 | 4486.6529 | 4697.5912 | 4919.5315 | 5163.4622 | 5435.2495 | 5719.9198 | 6029.1087 | 6357.5263 | 6701.3082
Scenario 3: Aggressive Fuel Sub | SDG&E | Com | FoodServ | Com ¦ ENERGY STAR Griddle - Fuel Sub | Com - School | Fuel Substitution | 271884.0141 | 282277.0328 | 293903.786 | 306543.365 | 318651.6973 | 329894.0718 | 343796.9412 | 359898.1977 | 377336.3781 | 396337.283 | 414800.1606 | 435226.2431 | 456658.391
Scenario 3: Aggressive Fuel Sub | SDG&E | Com | FoodServ | Com ¦ ENERGY STAR Combination Oven - Gas | Com - School | Energy Efficiency | 248.1453 | 259.4466 | 271.3691 | 283.9572 | 298.4768 | 312.5096 | 327.2743 | 343.5019 | 361.5826 | 380.5205 | 401.0894 | 422.9376 | 445.8078
Scenario 3: Aggressive Fuel Sub | SDG&E | Com | FoodServ | Com ¦ ENERGY STAR Combination Oven - Fuel Sub | Com - School | Fuel Substitution | 12689.7609 | 13253.8881 | 13900.5944 | 14612.9613 | 15278.5386 | 15872.5899 | 16650.2279 | 17577.4009 | 18591.1727 | 19707.3587 | 20773.1289 | 21969.1515 | 23225.3584
Scenario 3: Aggressive Fuel Sub | SDG&E | Com | FoodServ | Com ¦ ENERGY STAR Fryer - Tier 2 Gas - Panel Upgrade | Com - School | Energy Efficiency | 8586.4342 | 8976.1719 | 9387.1143 | 9820.8627 | 10321.2212 | 10804.5536 | 11313.0003 | 11871.7989 | 12494.4056 | 13146.3836 | 13854.4408 | 14606.3966 | 15393.3608
Scenario 3: Aggressive Fuel Sub | SDG&E | Com | FoodServ | Com ¦ ENERGY STAR Fryer - Fuel Sub - Panel Upgrade | Com - School | Fuel Substitution | 871220.6709 | 902439.9481 | 936953.6127 | 974227.9904 | 1010379.8787 | 1044577.0161 | 1085733.1398 | 1132696.5758 | 1183306.0592 | 1238146.0336 | 1291929.0484 | 1350984.7236 | 1412915.5017
Scenario 3: Aggressive Fuel Sub | SDG&E | Com | FoodServ | Com ¦ ENERGY STAR Steamer - Gas - Panel Upgrade | Com - School | Energy Efficiency | 8420.7663 | 8804.2751 | 9208.8617 | 9636.035 | 10128.7564 | 10604.9559 | 11105.993 | 11656.6741 | 12270.2422 | 12912.8941 | 13610.8974 | 14352.3103 | 15128.4084
Scenario 3: Aggressive Fuel Sub | SDG&E | Com | FoodServ | Com ¦ ENERGY STAR Steamer - Fuel Sub - Panel Upgrade | Com - School | Fuel Substitution | 375329.3409 | 387195.8721 | 399981.0865 | 413587.4 | 427150.5844 | 440494.6165 | 455646.8789 | 472361.2088 | 490161.6732 | 509194.3864 | 528278.4837 | 548860.6438 | 570416.5307
Scenario 3: Aggressive Fuel Sub | SDG&E | Com | FoodServ | Com ¦ ENERGY STAR Convection Oven - Gas - Panel Upgrade | Com - School | Energy Efficiency | 12720.4094 | 13299.7378 | 13910.9063 | 14556.1943 | 15300.4991 | 16019.8461 | 16776.7128 | 17608.5716 | 18535.4276 | 19506.2175 | 20560.6212 | 21680.5996 | 22852.9734
Scenario 3: Aggressive Fuel Sub | SDG&E | Com | FoodServ | Com ¦ ENERGY STAR Convection Oven - Fuel Sub - Panel Upgrade | Com - School | Fuel Substitution | 781135.7882 | 809712.4531 | 841428.0018 | 875754.9999 | 908912.6715 | 940087.3045 | 977941.4011 | 1021349.9113 | 1068206.703 | 1119074.8702 | 1168807.9499 | 1223554.5571 | 1280976.9517
Scenario 3: Aggressive Fuel Sub | SDG&E | Com | FoodServ | Com ¦ ENERGY STAR Griddle - Gas - Panel Upgrade | Com - School | Energy Efficiency | 6137.854 | 6417.3916 | 6712.2927 | 7023.6572 | 7382.7993 | 7729.8987 | 8095.1021 | 8496.4908 | 8943.7175 | 9412.1432 | 9920.9142 | 10461.3264 | 11027.0204
Scenario 3: Aggressive Fuel Sub | SDG&E | Com | FoodServ | Com ¦ ENERGY STAR Griddle - Fuel Sub - Panel Upgrade | Com - School | Fuel Substitution | 447385.8644 | 464487.6042 | 483619.4574 | 504417.9181 | 524342.2109 | 542841.5679 | 565718.7763 | 592213.4364 | 620908.0084 | 652174.0477 | 682554.7617 | 716165.9344 | 751432.5905
Scenario 3: Aggressive Fuel Sub | SDG&E | Com | FoodServ | Com ¦ ENERGY STAR Combination Oven - Gas - Panel Upgrade | Com - School | Energy Efficiency | 408.3238 | 426.9201 | 446.5386 | 467.2522 | 491.1444 | 514.2353 | 538.5306 | 565.2332 | 594.9852 | 626.1475 | 659.9937 | 695.9449 | 733.578
Scenario 3: Aggressive Fuel Sub | SDG&E | Com | FoodServ | Com ¦ ENERGY STAR Combination Oven - Fuel Sub - Panel Upgrade | Com - School | Fuel Substitution | 20881.0351 | 21809.3079 | 22873.4648 | 24045.6664 | 25140.8757 | 26118.3887 | 27397.994 | 28923.6597 | 30591.8238 | 32428.5109 | 34182.2385 | 36150.2969 | 38217.3887
Scenario 3: Aggressive Fuel Sub | SDG&E | Com | Lighting | Com ¦ LED High and Low Bay - 155 lpw | Com - School | Energy Efficiency | 3186601.5089 | 3202506.5624 | 3199382.6645 | 3183493.598 | 3190844.9466 | 3229724.8173 | 3220189.6579 | 3173548.037 | 3110154.1793 | 3025585.113 | 2968611.4002 | 2882902.4343 | 2791263.2276
Scenario 3: Aggressive Fuel Sub | SDG&E | Com | Lighting | Com ¦ LED Fixtures and Retrofit Kits - 140 lpw - RET | Com - School | Energy Efficiency | 300824.7752 | 305161.8072 | 308192.3435 | 309879.5446 | 312543.9963 | 316110.1946 | 316024.6236 | 313989.0473 | 311573.5125 | 308023.3677 | 306762.1994 | 303942.5203 | 300606.1678
Scenario 3: Aggressive Fuel Sub | SDG&E | Com | Lighting | Com ¦ LED Fixtures and Retrofit Kits - 140 lpw | Com - School | Energy Efficiency | 695397.393 | 705318.305 | 712000.3492 | 715339.7983 | 721169.9153 | 729065.4783 | 727891.9548 | 721894.9789 | 714968.2161 | 705138.9125 | 700944.0885 | 692806.0147 | 683272.9488
Scenario 3: Aggressive Fuel Sub | PG&E | Com | BldgEnv | Com ¦ Com Wall Insulation (R13) - Marine | Com - Warehouse | Energy Efficiency | 5117450.9487 | 5353543.7371 | 5600205.7258 | 5859387.6424 | 6135486.8322 | 6431712.9948 | 6743438.1497 | 7072296.3595 | 7419663.774 | 7787180.3335 | 8175931.1932 | 8585208.122 | 9018933.6344
Scenario 3: Aggressive Fuel Sub | PG&E | Com | BldgEnv | Com ¦ Com Wall Insulation (R14) - Marine | Com - Warehouse | Energy Efficiency | 20722.8159 | 21675.9361 | 22931.9607 | 24435.5129 | 26053.4857 | 27883.7562 | 29588.9419 | 31582.9259 | 33292.5115 | 35328.8349 | 37339.5949 | 39529.5568 | 41945.1468
Scenario 3: Aggressive Fuel Sub | PG&E | Com | BldgEnv | Com ¦ Com Wall Insulation (R14) - Hot-Dry | Com - Warehouse | Energy Efficiency | 4985213.161 | 5198350.7989 | 5417337.9015 | 5645472.1828 | 5896517.756 | 6180082.9388 | 6474999.661 | 6784346.606 | 7109386.3626 | 7453285.4788 | 7816109.6847 | 8191098.2294 | 8588560.9967
Scenario 3: Aggressive Fuel Sub | PG&E | Com | BldgEnv | Com ¦ Com Wall Insulation (R14) - Cold | Com - Warehouse | Energy Efficiency | 23714.2672 | 24802.8397 | 25939.8021 | 27134.5398 | 28410.0033 | 29783.919 | 31227.6211 | 32750.8072 | 34357.7199 | 36058.6113 | 37856.9051 | 39748.1384 | 41752.699
Scenario 3: Aggressive Fuel Sub | PG&E | Com | HVAC | Com ¦ Small Unitary Heat Pump (SEER 18) - Marine | Com - Warehouse | Energy Efficiency | 201576.4825 | 205263.7321 | 207731.437 | 209202.6815 | 211954.1124 | 218168.8067 | 222887.2778 | 227082.0682 | 230928.8157 | 234778.7733 | 239712.502 | 243236.4579 | 246730.6711
Scenario 3: Aggressive Fuel Sub | PG&E | Com | HVAC | Com ¦ Small Unitary Heat Pump (SEER 18) - Hot-Dry | Com - Warehouse | Energy Efficiency | 203584.3741 | 207308.3522 | 209800.6378 | 211286.5373 | 214065.3749 | 220341.9734 | 225107.445 | 229344.0195 | 233229.0842 | 237117.391 | 242100.2642 | 245659.3221 | 249188.3409
Scenario 3: Aggressive Fuel Sub | PG&E | Com | HVAC | Com ¦ Small Unitary Heat Pump (SEER 18) - Cold | Com - Warehouse | Energy Efficiency | 645.2663 | 657.0696 | 664.9689 | 669.6785 | 678.4861 | 698.38 | 713.4843 | 726.9122 | 739.2261 | 751.5501 | 767.3435 | 778.624 | 789.8094
Scenario 3: Aggressive Fuel Sub | PG&E | Com | HVAC | Com ¦ Small Unitary AC (SEER 18) - Marine | Com - Warehouse | Energy Efficiency | 1383337.7729 | 1427951.5476 | 1469934.9855 | 1510217.5657 | 1557233.3977 | 1619236.8613 | 1677832.6783 | 1737052.0193 | 1797296.9517 | 1860461.0548 | 1930464.1326 | 1998444.6903 | 2069717.6855
Scenario 3: Aggressive Fuel Sub | PG&E | Com | HVAC | Com ¦ Small Unitary AC (SEER 18) - Hot-Dry | Com - Warehouse | Energy Efficiency | 1401173.8598 | 1444992.674 | 1485740.0119 | 1524400.0157 | 1570025.7043 | 1631455.2384 | 1688946.3896 | 1746769.8478 | 1805389.8631 | 1866761.1102 | 1935101.9796 | 2000851.263 | 2069687.3245
Scenario 3: Aggressive Fuel Sub | PG&E | Com | HVAC | Com ¦ Small Unitary AC (SEER 18) - Cold | Com - Warehouse | Energy Efficiency | 5422.9649 | 5629.3186 | 5834.7104 | 6041.8043 | 6271.9506 | 6546.5485 | 6818.9643 | 7100.6952 | 7392.0087 | 7699.4858 | 8032.7981 | 8370.6483 | 8727.102
Scenario 3: Aggressive Fuel Sub | PG&E | Com | HVAC | Com ¦ Large Unitary Heat Pump (EER 10.0, COP 3.3) - Marine | Com - Warehouse | Energy Efficiency | 4122.4 | 4197.8071 | 4248.2737 | 4278.3618 | 4334.6308 | 4461.7262 | 4558.2227 | 4644.0095 | 4722.6786 | 4801.4133 | 4902.312 | 4974.3797 | 5045.8391
Scenario 3: Aggressive Fuel Sub | PG&E | Com | HVAC | Com ¦ Large Unitary Heat Pump (EER 10.0, COP 3.3) - Hot-Dry | Com - Warehouse | Energy Efficiency | 18426.7586 | 18763.822 | 18989.4029 | 19123.8942 | 19375.4114 | 19943.5167 | 20374.8474 | 20758.3068 | 21109.9504 | 21461.8875 | 21912.8956 | 22235.0318 | 22554.4491
Scenario 3: Aggressive Fuel Sub | PG&E | Com | HVAC | Com ¦ Large Unitary Heat Pump (EER 10.0, COP 3.3) - Cold | Com - Warehouse | Energy Efficiency | 19.3845 | 19.7391 | 19.9764 | 20.1178 | 20.3824 | 20.9801 | 21.4338 | 21.8372 | 22.2071 | 22.5774 | 23.0518 | 23.3907 | 23.7267
Scenario 3: Aggressive Fuel Sub | PG&E | Com | HVAC | Com ¦ Large Unitary AC (EER 11.5) - Marine | Com - Warehouse | Energy Efficiency | 98835.7802 | 100643.6905 | 101853.6408 | 102575.0127 | 103924.0779 | 106971.2298 | 109284.7624 | 111341.5271 | 113227.6414 | 115115.3297 | 117534.4061 | 119262.2512 | 120975.513
Scenario 3: Aggressive Fuel Sub | PG&E | Com | HVAC | Com ¦ Large Unitary AC (EER 11.5) - Hot-Dry | Com - Warehouse | Energy Efficiency | 414513.9066 | 422096.2208 | 427170.7116 | 430196.1206 | 435854.0542 | 448633.7057 | 458336.5832 | 466962.5843 | 474872.8837 | 482789.7843 | 492935.3088 | 500181.8323 | 507367.1942
Scenario 3: Aggressive Fuel Sub | PG&E | Com | HVAC | Com ¦ Large Unitary AC (EER 11.5) - Cold | Com - Warehouse | Energy Efficiency | 498.2183 | 507.3317 | 513.4309 | 517.0673 | 523.8677 | 539.228 | 550.8902 | 561.2581 | 570.7658 | 580.2814 | 592.4756 | 601.1855 | 609.8218
Scenario 3: Aggressive Fuel Sub | PG&E | Com | HVAC | Com ¦ Variable Refrigerant Flow (VRF) Heat Pump - Hot-Dry | Com - Warehouse | Energy Efficiency | 92187.3523 | 94505.3153 | 96410.2002 | 98015.3498 | 100205.8391 | 103404.1735 | 105830.1143 | 107989.0594 | 109970.5981 | 111876.5854 | 114413.316 | 116316.8341 | 118181.6821
Scenario 3: Aggressive Fuel Sub | PG&E | Com | HVAC | Com ¦ Variable Refrigerant Flow (VRF) Heat Pump - Marine | Com - Warehouse | Energy Efficiency | 132634.4754 | 135969.4427 | 138710.0942 | 141019.5018 | 144171.0665 | 148772.6673 | 152262.9876 | 155369.1681 | 158220.1052 | 160962.3428 | 164612.0618 | 167350.747 | 170033.7955
Scenario 3: Aggressive Fuel Sub | PG&E | Com | HVAC | Com ¦ Variable Refrigerant Flow (VRF) Heat Pump - Cold | Com - Warehouse | Energy Efficiency | 222.3824 | 227.974 | 232.5692 | 236.4412 | 241.7253 | 249.4406 | 255.2927 | 260.5007 | 265.2807 | 269.8785 | 275.9978 | 280.5897 | 285.0882
Scenario 3: Aggressive Fuel Sub | PG&E | Com | HVAC | Com ¦ HVAC Energy Management System (Elec SC and Gas SH) - Marine | Com - Warehouse | Energy Efficiency | 664751.0068 | 682322.9746 | 697643.6903 | 711206.7696 | 731504.486 | 764387.5099 | 796271.8936 | 827521.6788 | 858228.8153 | 890359.6779 | 928510.4109 | 962227.9301 | 997330.6519
Scenario 3: Aggressive Fuel Sub | PG&E | Com | HVAC | Com ¦ HVAC Energy Management System (Elec SC and Gas SH) - Hot-Dry | Com - Warehouse | Energy Efficiency | 497406.5082 | 510382.9829 | 521621.3854 | 531496.115 | 546469.8691 | 570990.0368 | 594728.1645 | 617949.6172 | 640736.2357 | 664567.3214 | 692946.0078 | 717912.2006 | 743889.0943
Scenario 3: Aggressive Fuel Sub | PG&E | Com | HVAC | Com ¦ HVAC Energy Management System (Elec SC and Gas SH) - Cold | Com - Warehouse | Energy Efficiency | 2156.3416 | 2228.4732 | 2297.5795 | 2365.0181 | 2449.092 | 2563.0872 | 2676.9728 | 2792.215 | 2908.6257 | 3031.1502 | 3169.6593 | 3302.0111 | 3440.9644
Scenario 3: Aggressive Fuel Sub | PG&E | Com | HVAC | Com ¦ Economizer - Marine | Com - Warehouse | Energy Efficiency | 2429.9173 | 2624.6409 | 2761.9438 | 2622.1957 | 2245.055 | 2491.9375 | 2621.695 | 2712.6038 | 2774.5064 | 2707.7334 | 2941.4515 | 3000.4365 | 3054.653
Scenario 3: Aggressive Fuel Sub | PG&E | Com | HVAC | Com ¦ Economizer - Hot-Dry | Com - Warehouse | Energy Efficiency | 3810.5126 | 4115.8715 | 4331.1851 | 4112.037 | 3520.6179 | 3907.7707 | 4111.2518 | 4253.812 | 4350.8854 | 4246.1743 | 4612.683 | 4705.1812 | 4790.2017
Scenario 3: Aggressive Fuel Sub | PG&E | Com | HVAC | Com ¦ Economizer - Cold | Com - Warehouse | Energy Efficiency | 7.2094 | 7.7872 | 8.1946 | 7.7799 | 6.661 | 7.3935 | 7.7784 | 8.0482 | 8.2318 | 8.0337 | 8.7271 | 8.9022 | 9.063
Scenario 3: Aggressive Fuel Sub | PG&E | Com | HVAC | Com ¦ Large Packaged Heat Pump (IEER 14.0) - Fuel Sub - ZEAS 2030 - Marine | Com - Warehouse | Fuel Substitution | 1593442.7637 | 1692251.0661 | 1801323.6576 | 1920203.8584 | 2041739.8792 | -99123.6872 | -100674.8326 | -102262.7407 | -103882.6327 | -105533.0068 | -107186.724 | -108892.2065 | -110627.6801
Scenario 3: Aggressive Fuel Sub | PG&E | Com | HVAC | Com ¦ Large Packaged Heat Pump (IEER 14.0) - Fuel Sub - ZEAS 2030 - Hot-Dry | Com - Warehouse | Fuel Substitution | 1324324.5003 | 1405373.4247 | 1494649.1786 | 1591814.0733 | 1691301.7153 | -65284.2084 | -66211.6445 | -67201.9161 | -68234.6242 | -69302.4209 | -70295.6651 | -71406.1217 | -72545.5068
Scenario 3: Aggressive Fuel Sub | PG&E | Com | HVAC | Com ¦ Large Packaged Heat Pump (IEER 14.0) - Fuel Sub - ZEAS 2030 - Cold | Com - Warehouse | Fuel Substitution | 7659.3039 | 8139.1955 | 8671.9402 | 9254.6861 | 9847.709 | 0 | 0 | 0 | 0 | 0 | 0 | 0 | 0
Scenario 3: Aggressive Fuel Sub | PG&E | Com | HVAC | Com ¦ Large Packaged Heat Pump (IEER 14.0) - Fuel Sub - Panel Upgrade - ZEAS 2030 - Marine | Com - Warehouse | Fuel Substitution | 364103.6291 | 386681.4475 | 411604.6687 | 438768.9406 | 466540.0707 | -22649.8843 | -23004.3229 | -23367.1619 | -23737.3092 | -24114.4217 | -24492.2981 | -24882.003 | -25278.5608
Scenario 3: Aggressive Fuel Sub | PG&E | Com | HVAC | Com ¦ Large Packaged Heat Pump (IEER 14.0) - Fuel Sub - Panel Upgrade - ZEAS 2030 - Hot-Dry | Com - Warehouse | Fuel Substitution | 302609.7753 | 321129.5541 | 341529.1735 | 363731.4713 | 386464.5197 | -14917.5218 | -15129.4421 | -15355.7204 | -15591.6955 | -15835.6883 | -16062.6458 | -16316.3865 | -16576.7374
Scenario 3: Aggressive Fuel Sub | PG&E | Com | HVAC | Com ¦ Large Packaged Heat Pump (IEER 14.0) - Fuel Sub - Panel Upgrade - ZEAS 2030 - Cold | Com - Warehouse | Fuel Substitution | 1750.1604 | 1859.8162 | 1981.549 | 2114.7072 | 2250.2136 | 0 | 0 | 0 | 0 | 0 | 0 | 0 | 0
Scenario 3: Aggressive Fuel Sub | PG&E | Com | HVAC | Com ¦ Small Packaged Heat Pump (SEER 18) - Fuel Sub - ZEAS 2030 - Marine | Com - Warehouse | Fuel Substitution | 517378.5584 | 543900.8045 | 572100.6257 | 602064.1127 | 633561.4894 | 102059.4418 | 104567.5819 | 106739.9089 | 108738.4066 | 110623.0467 | 113253.6993 | 115133.5027 | 116955.4122
Scenario 3: Aggressive Fuel Sub | PG&E | Com | HVAC | Com ¦ Small Packaged Heat Pump (SEER 18) - Fuel Sub - ZEAS 2030 - Hot-Dry | Com - Warehouse | Fuel Substitution | 462034.5991 | 485450.3257 | 510293.9877 | 536651.6264 | 564402.3432 | 107629.8647 | 110237.4931 | 112506.3216 | 114600.3225 | 116580.2149 | 119316.3485 | 121293.6684 | 123213.5796
Scenario 3: Aggressive Fuel Sub | PG&E | Com | HVAC | Com ¦ Small Packaged Heat Pump (SEER 18) - Fuel Sub - ZEAS 2030 - Cold | Com - Warehouse | Fuel Substitution | 2151.8313 | 2269.5252 | 2396.8046 | 2533.6265 | 2675.5565 | 341.7154 | 349.9578 | 357.1396 | 363.7746 | 370.0532 | 378.7029 | 384.9758 | 391.0699
Scenario 3: Aggressive Fuel Sub | PG&E | Com | HVAC | Com ¦ Small Packaged Heat Pump (SEER 18) - Fuel Sub - Panel Upgrade - ZEAS 2030 - Marine | Com - Warehouse | Fuel Substitution | 118221.6362 | 124282.002 | 130725.6958 | 137572.3894 | 144769.5787 | 23320.7078 | 23893.8209 | 24390.2003 | 24846.8595 | 25277.5021 | 25878.6094 | 26308.1468 | 26724.4554
Scenario 3: Aggressive Fuel Sub | PG&E | Com | HVAC | Com ¦ Small Packaged Heat Pump (SEER 18) - Fuel Sub - Panel Upgrade - ZEAS 2030 - Hot-Dry | Com - Warehouse | Fuel Substitution | 105575.4735 | 110925.9958 | 116602.8031 | 122625.5559 | 128966.6288 | 24593.5563 | 25189.4026 | 25707.8327 | 26186.3145 | 26638.7223 | 27263.9322 | 27715.7522 | 28154.4543
Scenario 3: Aggressive Fuel Sub | PG&E | Com | HVAC | Com ¦ Small Packaged Heat Pump (SEER 18) - Fuel Sub - Panel Upgrade - ZEAS 2030 - Cold | Com - Warehouse | Fuel Substitution | 491.6961 | 518.5893 | 547.6728 | 578.9368 | 611.3679 | 78.0824 | 79.9658 | 81.6068 | 83.1229 | 84.5576 | 86.5341 | 87.9674 | 89.36
Scenario 3: Aggressive Fuel Sub | PG&E | Com | HVAC | Com ¦ Com High Eff. Furnace (95 AFUE) - ZEAS 2030 - Marine | Com - Warehouse | Energy Efficiency | 18651.8953 | 19574.0292 | 20551.9173 | 21589.2631 | 22687.0891 | 0 | 0 | 0 | 0 | 0 | 0 | 0 | 0
Scenario 3: Aggressive Fuel Sub | PG&E | Com | HVAC | Com ¦ Com High Eff. Furnace (95 AFUE) - ZEAS 2030 - Hot-Dry | Com - Warehouse | Energy Efficiency | 15035.9027 | 15779.265 | 16567.5726 | 17403.811 | 18288.8044 | 0 | 0 | 0 | 0 | 0 | 0 | 0 | 0
Scenario 3: Aggressive Fuel Sub | PG&E | Com | HVAC | Com ¦ Com High Eff. Furnace (95 AFUE) - ZEAS 2030 - Cold | Com - Warehouse | Energy Efficiency | 72.1291 | 75.6951 | 79.4767 | 83.4882 | 87.7336 | 0 | 0 | 0 | 0 | 0 | 0 | 0 | 0
Scenario 3: Aggressive Fuel Sub | PG&E | Com | WaterHeat | Com ¦ Com Heat Pump Water Heater (3.3 UEF - 50 Gal) - Marine | Com - Warehouse | Energy Efficiency | 523246.0006 | 544688.7333 | 565375.5756 | 585460.9863 | 609244.8417 | 635799.3061 | 655426.9672 | 671770.8653 | 685946.7315 | 699084.0365 | 718273.0078 | 734493.9389 | 749794.5064
Scenario 3: Aggressive Fuel Sub | PG&E | Com | WaterHeat | Com ¦ Com Heat Pump Water Heater (3.3 UEF - 50 Gal) - Hot-Dry | Com - Warehouse | Energy Efficiency | 386385.0472 | 402242.5637 | 417540.0787 | 432392.001 | 449981.3157 | 469621.1445 | 484133.5754 | 496214.8993 | 506691.4667 | 516398.8394 | 530585.6069 | 542575.0624 | 553882.9097
Scenario 3: Aggressive Fuel Sub | PG&E | Com | WaterHeat | Com ¦ Com Heat Pump Water Heater (3.3 UEF - 50 Gal) - Cold | Com - Warehouse | Energy Efficiency | 1071.137 | 1115.1237 | 1157.5558 | 1198.751 | 1247.5419 | 1302.0225 | 1342.2749 | 1375.7807 | 1404.8336 | 1431.7515 | 1471.0991 | 1504.3491 | 1535.7072
Scenario 3: Aggressive Fuel Sub | PG&E | Com | WaterHeat | Com ¦ Com Hot Water Tank Insulation - Marine | Com - Warehouse | Energy Efficiency | 214955.2734 | 225064.8144 | 235620.2097 | 246718.6439 | 258401.3986 | 270707.1399 | 283689.634 | 297401.8292 | 311887.3726 | 327192.0347 | 343361.201 | 360472.356 | 378608.8518
Scenario 3: Aggressive Fuel Sub | PG&E | Com | WaterHeat | Com ¦ Com Hot Water Tank Insulation - Hot-Dry | Com - Warehouse | Energy Efficiency | 151466.079 | 158589.6657 | 166027.4192 | 173847.8197 | 182079.9557 | 190751.0729 | 199899.0573 | 209561.2182 | 219768.3111 | 230552.5879 | 241946.0289 | 254003.2328 | 266782.9327
Scenario 3: Aggressive Fuel Sub | PG&E | Com | WaterHeat | Com ¦ Com Hot Water Tank Insulation - Cold | Com - Warehouse | Energy Efficiency | 309.0823 | 323.6187 | 338.7962 | 354.7545 | 371.5531 | 389.2474 | 407.9148 | 427.6314 | 448.4601 | 470.4665 | 493.716 | 518.32 | 544.3983
Scenario 3: Aggressive Fuel Sub | PG&E | Com | WaterHeat | Com ¦ Faucet Aerators (Gas WH) - Marine | Com - Warehouse | Energy Efficiency | 242720.6328 | 254136.9395 | 266052.7754 | 278581.1245 | 291768.7088 | 305657.8134 | 320310.3699 | 335785.8425 | 352134.4486 | 369407.7086 | 387654.3162 | 406962.5232 | 427427.966
Scenario 3: Aggressive Fuel Sub | PG&E | Com | WaterHeat | Com ¦ Faucet Aerators (Gas WH) - Hot-Dry | Com - Warehouse | Energy Efficiency | 163625.2595 | 171321.3343 | 179354.1567 | 187799.8926 | 196690.0388 | 206053.1009 | 215930.8288 | 226363.309 | 237384.3948 | 249028.8175 | 261329.4031 | 274345.6446 | 288142.0135
Scenario 3: Aggressive Fuel Sub | PG&E | Com | WaterHeat | Com ¦ Faucet Aerators (Gas WH) - Cold | Com - Warehouse | Energy Efficiency | 376.339 | 394.04 | 412.5155 | 431.9407 | 452.3881 | 473.9232 | 496.642 | 520.6368 | 545.9854 | 572.7676 | 601.059 | 630.9964 | 662.7281
Scenario 3: Aggressive Fuel Sub | PG&E | Com | WaterHeat | Com ¦ Faucet Aerators (Elec WH) - Marine | Com - Warehouse | Energy Efficiency | 21764.8265 | 23073.1119 | 23407.4914 | 23217.0385 | 24760.7126 | 27335.3259 | 28902.5689 | 29970.701 | 29880.987 | 30043.1623 | 31655.2719 | 32827.7421 | 34016.4279
Scenario 3: Aggressive Fuel Sub | PG&E | Com | WaterHeat | Com ¦ Faucet Aerators (Elec WH) - Hot-Dry | Com - Warehouse | Energy Efficiency | 15489.5853 | 16420.6655 | 16658.6366 | 16523.0951 | 17621.6966 | 19453.9967 | 20569.3717 | 21329.5397 | 21265.692 | 21381.1089 | 22528.4146 | 23362.8379 | 24208.8014
Scenario 3: Aggressive Fuel Sub | PG&E | Com | WaterHeat | Com ¦ Faucet Aerators (Elec WH) - Cold | Com - Warehouse | Energy Efficiency | 54.7188 | 58.008 | 58.8486 | 58.3698 | 62.2507 | 68.7236 | 72.6638 | 75.3491 | 75.1236 | 75.5313 | 79.5843 | 82.532 | 85.5205
Scenario 3: Aggressive Fuel Sub | PG&E | Com | WaterHeat | Com ¦ Com Water Heating Controls (Gas WH) - Marine | Com - Warehouse | Energy Efficiency | 159758.2675 | 167286.8429 | 175182.788 | 183496.8756 | 192260.706 | 201506.7637 | 211267.9723 | 221578.87 | 232477.0466 | 244005.6707 | 256206.5572 | 269127.1326 | 282817.8928
Scenario 3: Aggressive Fuel Sub | PG&E | Com | WaterHeat | Com ¦ Com Water Heating Controls (Gas WH) - Hot-Dry | Com - Warehouse | Energy Efficiency | 112902.4459 | 118222.9504 | 123803.078 | 129678.7102 | 135872.1793 | 142406.4422 | 149304.7665 | 156591.5604 | 164293.3889 | 172440.7598 | 181063.224 | 190194.298 | 199869.6677
Scenario 3: Aggressive Fuel Sub | PG&E | Com | WaterHeat | Com ¦ Com Water Heating Controls (Gas WH) - Cold | Com - Warehouse | Energy Efficiency | 232.5496 | 243.5085 | 255.0021 | 267.1043 | 279.8613 | 293.3201 | 307.5289 | 322.5378 | 338.4015 | 355.183 | 372.943 | 391.7507 | 411.6794
Scenario 3: Aggressive Fuel Sub | PG&E | Com | WaterHeat | Com ¦ Com Hot Water Pipe Insulation - Marine | Com - Warehouse | Energy Efficiency | 20186362.8153 | 21135884.1577 | 22130222.5414 | 23176242.8753 | 24278146.5334 | 25439941.5494 | 26666225.1567 | 27961636.0811 | 29329939.4747 | 30776273.2574 | 32306154.5672 | 33926097.2032 | 35642808.8086
Scenario 3: Aggressive Fuel Sub | PG&E | Com | WaterHeat | Com ¦ Com Hot Water Pipe Insulation - Hot-Dry | Com - Warehouse | Energy Efficiency | 12065568.8283 | 12633106.1908 | 13227431.098 | 13852646.7671 | 14511264.3968 | 15205679.6244 | 15938640.2574 | 16712918.9034 | 17530766.0275 | 18395252.61 | 19309676.2936 | 20277930.4339 | 21304024.2489
Scenario 3: Aggressive Fuel Sub | PG&E | Com | WaterHeat | Com ¦ Com Hot Water Pipe Insulation - Cold | Com - Warehouse | Energy Efficiency | 25363.153 | 26556.179 | 27805.5153 | 29119.7874 | 30504.2742 | 31964.0114 | 33504.7752 | 35132.3941 | 36851.5988 | 38668.8447 | 40591.0638 | 42626.4406 | 44783.4026
Scenario 3: Aggressive Fuel Sub | PG&E | Com | WaterHeat | Com ¦ Com Efficient Tankless Gas Water Heater (0.87 UEF - High Draw) - ZEAS 2030 - Marine | Com - Warehouse | Energy Efficiency | 1821.2312 | 1906.4736 | 2018.6652 | 2152.9119 | 2297.132 | 0 | 0 | 0 | 0 | 0 | 0 | 0 | 0
Scenario 3: Aggressive Fuel Sub | PG&E | Com | WaterHeat | Com ¦ Com Efficient Tankless Gas Water Heater (0.87 UEF - High Draw) - ZEAS 2030 - Hot-Dry | Com - Warehouse | Energy Efficiency | 1359.3353 | 1422.9584 | 1506.6959 | 1606.8947 | 1714.5375 | 0 | 0 | 0 | 0 | 0 | 0 | 0 | 0
Scenario 3: Aggressive Fuel Sub | PG&E | Com | WaterHeat | Com ¦ Com Efficient Tankless Gas Water Heater (0.87 UEF - High Draw) - ZEAS 2030 - Cold | Com - Warehouse | Energy Efficiency | 7.8665 | 8.2629 | 8.7619 | 9.3532 | 9.9806 | 0 | 0 | 0 | 0 | 0 | 0 | 0 | 0
Scenario 3: Aggressive Fuel Sub | PG&E | Com | WaterHeat | Com ¦ Com Heat Pump Water Heater (3.75 UEF - 50 Gal) - Fuel Sub - ZEAS 2030 - Marine | Com - Warehouse | Fuel Substitution | 232519.3837 | 245064.7957 | 258833.1615 | 273863.9818 | 289085.9788 | 182419.6068 | 187998.8975 | 192610.506 | 196660.785 | 200382.9458 | 205855.1713 | 210471.0229 | 214812.163
Scenario 3: Aggressive Fuel Sub | PG&E | Com | WaterHeat | Com ¦ Com Heat Pump Water Heater (3.75 UEF - 50 Gal) - Fuel Sub - ZEAS 2030 - Hot-Dry | Com - Warehouse | Fuel Substitution | 172342.3777 | 181654.7744 | 191877.5102 | 203039.8218 | 214341.5195 | 135447.4049 | 139593.6138 | 143019.9637 | 146028.7136 | 148793.3334 | 152859.6507 | 156288.9001 | 159513.7422
Scenario 3: Aggressive Fuel Sub | PG&E | Com | WaterHeat | Com ¦ Com Heat Pump Water Heater (3.75 UEF - 50 Gal) - Fuel Sub - ZEAS 2030 - Cold | Com - Warehouse | Fuel Substitution | 984.7145 | 1039.0815 | 1099.4251 | 1165.8871 | 1232.4076 | 766.0849 | 789.3465 | 808.6084 | 825.5514 | 841.1403 | 863.971 | 883.2627 | 901.4212
Scenario 3: Aggressive Fuel Sub | PG&E | Com | WaterHeat | Com ¦ Com Efficient Tankless Gas Water Heater (0.87 UEF - High Draw) - Panel Upgrade - ZEAS 2030 - Marine | Com - Warehouse | Energy Efficiency | 1511.0215 | 1581.7446 | 1674.8266 | 1786.2071 | 1905.8622 | 0 | 0 | 0 | 0 | 0 | 0 | 0 | 0
Scenario 3: Aggressive Fuel Sub | PG&E | Com | WaterHeat | Com ¦ Com Efficient Tankless Gas Water Heater (0.87 UEF - High Draw) - Panel Upgrade - ZEAS 2030 - Hot-Dry | Com - Warehouse | Energy Efficiency | 1127.8002 | 1180.5864 | 1250.0608 | 1333.1929 | 1422.5009 | 0 | 0 | 0 | 0 | 0 | 0 | 0 | 0
Scenario 3: Aggressive Fuel Sub | PG&E | Com | WaterHeat | Com ¦ Com Efficient Tankless Gas Water Heater (0.87 UEF - High Draw) - Panel Upgrade - ZEAS 2030 - Cold | Com - Warehouse | Energy Efficiency | 6.5266 | 6.8555 | 7.2695 | 7.76 | 8.2806 | 0 | 0 | 0 | 0 | 0 | 0 | 0 | 0
Scenario 3: Aggressive Fuel Sub | PG&E | Com | WaterHeat | Com ¦ Com Heat Pump Water Heater (3.75 UEF - 50 Gal) - Fuel Sub - Panel Upgrade - ZEAS 2030 - Marine | Com - Warehouse | Fuel Substitution | 192914.4337 | 203322.9898 | 214746.1944 | 227216.82 | 239846.0593 | 151348.1353 | 155977.1073 | 159803.222 | 163163.6183 | 166251.7847 | 170791.9279 | 174621.563 | 178223.2781
Scenario 3: Aggressive Fuel Sub | PG&E | Com | WaterHeat | Com ¦ Com Heat Pump Water Heater (3.75 UEF - 50 Gal) - Fuel Sub - Panel Upgrade - ZEAS 2030 - Hot-Dry | Com - Warehouse | Fuel Substitution | 142987.3573 | 150713.5766 | 159195.0771 | 168456.1159 | 177832.7992 | 112376.6931 | 115816.6796 | 118659.4205 | 121155.691 | 123449.414 | 126823.1168 | 129668.2633 | 132343.8191
Scenario 3: Aggressive Fuel Sub | PG&E | Com | WaterHeat | Com ¦ Com Heat Pump Water Heater (3.75 UEF - 50 Gal) - Fuel Sub - Panel Upgrade - ZEAS 2030 - Cold | Com - Warehouse | Fuel Substitution | 816.9884 | 862.0951 | 912.1604 | 967.302 | 1022.492 | 635.5979 | 654.8974 | 670.8784 | 684.9355 | 697.8691 | 716.8111 | 732.8168 | 747.8824
Scenario 3: Aggressive Fuel Sub | PG&E | Com | WaterHeat | Com ¦ Com Heat Pump Water Heater (100+ Gal, 200+ kBtuh - 4.3 COP) - Fuel Sub - ZEAS 2030 - Marine | Com - Warehouse | Fuel Substitution | 117881.9155 | 124298.5264 | 131291.3667 | 138883.201 | 146634.8791 | 0 | 0 | 0 | 0 | 0 | 0 | 0 | 0
Scenario 3: Aggressive Fuel Sub | PG&E | Com | WaterHeat | Com ¦ Com Heat Pump Water Heater (100+ Gal, 200+ kBtuh - 4.3 COP) - Fuel Sub - ZEAS 2030 - Hot-Dry | Com - Warehouse | Fuel Substitution | 86635.8176 | 91372.4118 | 96537.8109 | 102148.7108 | 107874.2687 | 0 | 0 | 0 | 0 | 0 | 0 | 0 | 0
Scenario 3: Aggressive Fuel Sub | PG&E | Com | WaterHeat | Com ¦ Com Heat Pump Water Heater (100+ Gal, 200+ kBtuh - 4.3 COP) - Fuel Sub - ZEAS 2030 - Cold | Com - Warehouse | Fuel Substitution | 246.0604 | 259.8945 | 275.1449 | 291.8537 | 308.7138 | 0 | 0 | 0 | 0 | 0 | 0 | 0 | 0
Scenario 3: Aggressive Fuel Sub | PG&E | Com | WaterHeat | Com ¦ Com Heat Pump Water Heater (100+ Gal, 200+ kBtuh - 4.3 COP) - Fuel Sub - Panel Upgrade - ZEAS 2030 - Marine | Com - Warehouse | Fuel Substitution | 97803.1277 | 103126.7993 | 108928.5515 | 115227.2712 | 121658.6085 | 0 | 0 | 0 | 0 | 0 | 0 | 0 | 0
Scenario 3: Aggressive Fuel Sub | PG&E | Com | WaterHeat | Com ¦ Com Heat Pump Water Heater (100+ Gal, 200+ kBtuh - 4.3 COP) - Fuel Sub - Panel Upgrade - ZEAS 2030 - Hot-Dry | Com - Warehouse | Fuel Substitution | 71879.1674 | 75808.979 | 80094.5574 | 84749.7545 | 89500.0801 | 0 | 0 | 0 | 0 | 0 | 0 | 0 | 0
Scenario 3: Aggressive Fuel Sub | PG&E | Com | WaterHeat | Com ¦ Com Heat Pump Water Heater (100+ Gal, 200+ kBtuh - 4.3 COP) - Fuel Sub - Panel Upgrade - ZEAS 2030 - Cold | Com - Warehouse | Fuel Substitution | 204.149 | 215.6267 | 228.2796 | 242.1423 | 256.1307 | 0 | 0 | 0 | 0 | 0 | 0 | 0 | 0
Scenario 3: Aggressive Fuel Sub | PG&E | Com | WaterHeat | Com ¦ Efficient Gas Water Heating Boiler (0.92 UEF) - ZEAS 2030 - Marine | Com - Warehouse | Energy Efficiency | 391817.9371 | 411183.4728 | 431718.4744 | 453500.904 | 476554.3688 | 0 | 0 | 0 | 0 | 0 | 0 | 0 | 0
Scenario 3: Aggressive Fuel Sub | PG&E | Com | WaterHeat | Com ¦ Efficient Gas Water Heating Boiler (0.92 UEF) - ZEAS 2030 - Hot-Dry | Com - Warehouse | Energy Efficiency | 277539.1766 | 291256.5049 | 305802.2096 | 321231.5142 | 337561.1401 | 0 | 0 | 0 | 0 | 0 | 0 | 0 | 0
Scenario 3: Aggressive Fuel Sub | PG&E | Com | WaterHeat | Com ¦ Efficient Gas Water Heating Boiler (0.92 UEF) - ZEAS 2030 - Cold | Com - Warehouse | Energy Efficiency | 573.1287 | 601.4555 | 631.493 | 663.3551 | 697.0764 | 0 | 0 | 0 | 0 | 0 | 0 | 0 | 0
Scenario 3: Aggressive Fuel Sub | PG&E | Com | WholeBlg | Com ¦ Com Title 24 2022 Code | Com - Warehouse | Energy Efficiency | 3173249.4475 | 3101371.8364 | 3025170.4706 | 2946781.1773 | 2900101.0558 | 2960470.8077 | 2971013.5506 | 2983929.6573 | 2946725.5573 | 2927222.0948 | 2886759.5969 | 2785014.6806 | 2682823.7109
Scenario 3: Aggressive Fuel Sub | PG&E | Com | Lighting | Com ¦ LED High and Low Bay - 155 lpw | Com - Warehouse | Energy Efficiency | 5116869.7387 | 5281363.6737 | 5421074.0616 | 5549228.7418 | 5725257.9148 | 5954225.1312 | 6104241.9488 | 6210527.379 | 6278382.9633 | 6324661.2301 | 6432977.2799 | 6488228.9489 | 6526644.9175
Scenario 3: Aggressive Fuel Sub | PG&E | Com | Lighting | Com ¦ LED Fixtures and Retrofit Kits - 140 lpw - RET | Com - Warehouse | Energy Efficiency | 106088.9121 | 110213.4561 | 114019.7594 | 117537.868 | 121619.4676 | 126098.1657 | 129237.5579 | 131841.0309 | 134101.622 | 136098.7731 | 139246.1069 | 141763.6548 | 144031.7972
Scenario 3: Aggressive Fuel Sub | PG&E | Com | Lighting | Com ¦ LED Fixtures and Retrofit Kits - 140 lpw | Com - Warehouse | Energy Efficiency | 105550.2535 | 109556.1468 | 113220.0808 | 116564.1423 | 120493.7599 | 124836.0897 | 127667.4863 | 129900.1074 | 131682.2718 | 133158.3351 | 135827.0607 | 137770.2239 | 139400.347
Scenario 3: Aggressive Fuel Sub | SCE | Com | BldgEnv | Com ¦ Com Wall Insulation (R14) - Marine | Com - Warehouse | Energy Efficiency | 74258.3461 | 78681.585 | 82696.2707 | 86659.0364 | 92776.954 | 100116.4896 | 105018.5191 | 106792.8568 | 108420.1715 | 109861.8755 | 110847.5319 | 110175.1406 | 109510.6921
Scenario 3: Aggressive Fuel Sub | SCE | Com | BldgEnv | Com ¦ Com Wall Insulation (R14) - Hot-Dry | Com - Warehouse | Energy Efficiency | 306301.1494 | 324546.1446 | 341105.9378 | 357451.5706 | 382686.7838 | 412960.9325 | 433180.8451 | 440499.641 | 447211.9958 | 453158.7426 | 457224.3826 | 454450.8999 | 451710.18
Scenario 3: Aggressive Fuel Sub | SCE | Com | BldgEnv | Com ¦ Com Wall Insulation (R14) - Cold | Com - Warehouse | Energy Efficiency | 14800.087 | 15681.6623 | 16481.8107 | 17271.6112 | 18490.945 | 19953.7539 | 20930.7547 | 21284.3897 | 21608.7222 | 21896.0616 | 22092.5082 | 21958.497 | 21826.0689
Scenario 3: Aggressive Fuel Sub | SCE | Com | HVAC | Com ¦ Small Unitary Heat Pump (SEER 18) - Marine | Com - Warehouse | Energy Efficiency | 164503.4159 | 170880.5169 | 176627.0251 | 181878.8511 | 188396.4678 | 195984.5478 | 200878.2564 | 203204.7732 | 205479.523 | 207633.1359 | 210281.7471 | 211736.3134 | 213296.6919
Scenario 3: Aggressive Fuel Sub | SCE | Com | HVAC | Com ¦ Small Unitary Heat Pump (SEER 18) - Hot-Dry | Com - Warehouse | Energy Efficiency | 805995.1408 | 837240.1604 | 865395.5495 | 891127.2109 | 923060.6959 | 960238.9855 | 984216.0276 | 995614.9473 | 1006760.2316 | 1017311.9973 | 1030289.0397 | 1037415.7814 | 1045060.9569
Scenario 3: Aggressive Fuel Sub | SCE | Com | HVAC | Com ¦ Small Unitary Heat Pump (SEER 18) - Cold | Com - Warehouse | Energy Efficiency | 16083.3119 | 16706.7938 | 17268.6234 | 17782.0884 | 18419.3084 | 19161.1863 | 19639.6387 | 19867.0996 | 20089.4993 | 20300.0556 | 20559.0073 | 20701.2186 | 20853.775
Scenario 3: Aggressive Fuel Sub | SCE | Com | HVAC | Com ¦ Small Unitary AC (SEER 18) - Marine | Com - Warehouse | Energy Efficiency | 745666.635 | 774572.9738 | 800620.9401 | 824426.594 | 853969.8668 | 888365.372 | 910547.7394 | 921093.4532 | 931404.5161 | 941166.4852 | 953172.1997 | 959765.5068 | 966838.4431
Scenario 3: Aggressive Fuel Sub | SCE | Com | HVAC | Com ¦ Small Unitary AC (SEER 18) - Hot-Dry | Com - Warehouse | Energy Efficiency | 3705199.7166 | 3848834.6245 | 3978266.3477 | 4096556.0739 | 4243355.8912 | 4414266.336 | 4524489.9903 | 4576891.3906 | 4628126.8161 | 4676633.8074 | 4736289.9165 | 4769051.9022 | 4804197.1538
Scenario 3: Aggressive Fuel Sub | SCE | Com | HVAC | Com ¦ Small Unitary AC (SEER 18) - Cold | Com - Warehouse | Energy Efficiency | 46742.7061 | 48554.7229 | 50187.5604 | 51679.8368 | 53531.7803 | 55687.8899 | 57078.4093 | 57739.4757 | 58385.8329 | 58997.7697 | 59750.3575 | 60163.6642 | 60607.0368
Scenario 3: Aggressive Fuel Sub | SCE | Com | HVAC | Com ¦ Large Unitary Heat Pump (EER 10.0, COP 3.3) - Marine | Com - Warehouse | Energy Efficiency | 11368.6531 | 11809.3676 | 12206.5026 | 12569.4506 | 13019.876 | 13544.28 | 13882.479 | 14043.262 | 14200.4675 | 14349.3014 | 14532.344 | 14632.8675 | 14740.7036
Scenario 3: Aggressive Fuel Sub | SCE | Com | HVAC | Com ¦ Large Unitary Heat Pump (EER 10.0, COP 3.3) - Hot-Dry | Com - Warehouse | Energy Efficiency | 86900.4859 | 90269.2499 | 93304.8972 | 96079.224 | 99522.2166 | 103530.6917 | 106115.8396 | 107344.8441 | 108546.5022 | 109684.1686 | 111083.3226 | 111851.711 | 112675.9957
Scenario 3: Aggressive Fuel Sub | SCE | Com | HVAC | Com ¦ Large Unitary Heat Pump (EER 10.0, COP 3.3) - Cold | Com - Warehouse | Energy Efficiency | 483.1596 | 501.8897 | 518.7676 | 534.1926 | 553.3354 | 575.6222 | 589.9954 | 596.8286 | 603.5097 | 609.835 | 617.6142 | 621.8864 | 626.4693
Scenario 3: Aggressive Fuel Sub | SCE | Com | HVAC | Com ¦ Large Unitary AC (EER 11.5) - Marine | Com - Warehouse | Energy Efficiency | 251627.8903 | 261382.4384 | 270172.4184 | 278205.7221 | 288175.2058 | 299782.0929 | 307267.6126 | 310826.3017 | 314305.807 | 317600.0186 | 321651.3902 | 323876.3254 | 326263.1132
Scenario 3: Aggressive Fuel Sub | SCE | Com | HVAC | Com ¦ Large Unitary AC (EER 11.5) - Hot-Dry | Com - Warehouse | Energy Efficiency | 1885780.8345 | 1958884.5744 | 2024759.529 | 2084963.7057 | 2159678.2429 | 2246664.0104 | 2302762.9176 | 2329432.8852 | 2355509.4238 | 2380197.3115 | 2410559.6012 | 2427233.9857 | 2445121.3459
Scenario 3: Aggressive Fuel Sub | SCE | Com | HVAC | Com ¦ Large Unitary AC (EER 11.5) - Cold | Com - Warehouse | Energy Efficiency | 12418.1283 | 12899.5265 | 13333.3222 | 13729.7751 | 14221.7807 | 14794.594 | 15164.0131 | 15339.6385 | 15511.3561 | 15673.9293 | 15873.8692 | 15983.6723 | 16101.4631
Scenario 3: Aggressive Fuel Sub | SCE | Com | HVAC | Com ¦ Variable Refrigerant Flow (VRF) Heat Pump - Hot-Dry | Com - Warehouse | Energy Efficiency | 165256.8625 | 172064.7931 | 178329.7054 | 184200.1918 | 191374.8635 | 199244.931 | 204333.3394 | 206884.4445 | 209376.8093 | 211718.0301 | 214605.086 | 216282.858 | 218054.4887
Scenario 3: Aggressive Fuel Sub | SCE | Com | HVAC | Com ¦ Variable Refrigerant Flow (VRF) Heat Pump - Marine | Com - Warehouse | Energy Efficiency | 41089.2356 | 42781.95 | 44339.6491 | 45799.2786 | 47583.179 | 49539.9816 | 50805.1563 | 51439.4596 | 52059.1577 | 52641.2755 | 53359.1091 | 53776.268 | 54216.7638
Scenario 3: Aggressive Fuel Sub | SCE | Com | HVAC | Com ¦ Variable Refrigerant Flow (VRF) Heat Pump - Cold | Com - Warehouse | Energy Efficiency | 1959.8427 | 2040.5805 | 2114.8784 | 2184.4987 | 2269.5858 | 2362.9199 | 2423.2652 | 2453.5197 | 2483.0776 | 2510.843 | 2545.0817 | 2564.979 | 2585.9894
Scenario 3: Aggressive Fuel Sub | SCE | Com | HVAC | Com ¦ HVAC Energy Management System (Elec SC and Gas SH) - Marine | Com - Warehouse | Energy Efficiency | 245772.3068 | 257719.5876 | 274696.4506 | 290324.5419 | 312163.399 | 337928.9438 | 356575.0624 | 364662.6429 | 372170.7352 | 378689.2408 | 387068.0032 | 389582.1809 | 391808.4077
Scenario 3: Aggressive Fuel Sub | SCE | Com | HVAC | Com ¦ HVAC Energy Management System (Elec SC and Gas SH) - Hot-Dry | Com - Warehouse | Energy Efficiency | 995496.9907 | 1043889.2697 | 1112653.7954 | 1175955.1415 | 1264413.1001 | 1368776.0474 | 1444301.867 | 1477060.489 | 1507471.9024 | 1533875.0105 | 1567813.0601 | 1577996.6984 | 1587013.9962
Scenario 3: Aggressive Fuel Sub | SCE | Com | HVAC | Com ¦ HVAC Energy Management System (Elec SC and Gas SH) - Cold | Com - Warehouse | Energy Efficiency | 15066.0706 | 15798.45 | 16839.1475 | 17797.164 | 19135.9062 | 20715.358 | 21858.3824 | 22354.1586 | 22814.4116 | 23214.0021 | 23727.628 | 23881.7494 | 24018.2192
Scenario 3: Aggressive Fuel Sub | SCE | Com | HVAC | Com ¦ Economizer - Marine | Com - Warehouse | Energy Efficiency | 1830.6881 | 1976.3327 | 2096.2937 | 1985.3036 | 1903.7955 | 2338.9786 | 2746.0955 | 2797.2868 | 2861.5771 | 2847.0209 | 3051.7554 | 3078.9758 | 3101.4832
Scenario 3: Aggressive Fuel Sub | SCE | Com | HVAC | Com ¦ Economizer - Hot-Dry | Com - Warehouse | Energy Efficiency | 10068.3071 | 10869.3144 | 11529.0688 | 10918.6518 | 10470.3788 | 12863.7724 | 15102.8088 | 15384.3476 | 15737.9278 | 15657.8721 | 16783.8589 | 16933.5639 | 17057.3486
Scenario 3: Aggressive Fuel Sub | SCE | Com | HVAC | Com ¦ Economizer - Cold | Com - Warehouse | Energy Efficiency | 150.4506 | 162.42 | 172.2787 | 163.1573 | 156.4587 | 192.2232 | 225.6811 | 229.8881 | 235.1716 | 233.9754 | 250.801 | 253.038 | 254.8877
Scenario 3: Aggressive Fuel Sub | SCE | Com | WaterHeat | Com ¦ Com Heat Pump Water Heater (3.3 UEF - 50 Gal) - Marine | Com - Warehouse | Energy Efficiency | 370013.8376 | 390562.4574 | 411082.7185 | 431641.7125 | 455116.9092 | 477873.6206 | 493306.6437 | 502649.15 | 511115.393 | 518152.5347 | 528606.8837 | 536832.9337 | 544558.9715
Scenario 3: Aggressive Fuel Sub | SCE | Com | WaterHeat | Com ¦ Com Heat Pump Water Heater (3.3 UEF - 50 Gal) - Hot-Dry | Com - Warehouse | Energy Efficiency | 1442339.401 | 1522578.7467 | 1602706.7387 | 1682984.4009 | 1774655.8285 | 1863519.3379 | 1923763.434 | 1960206.2564 | 1993224.3594 | 2020656.9392 | 2061441.8055 | 2093518.4283 | 2123639.7125
Scenario 3: Aggressive Fuel Sub | SCE | Com | WaterHeat | Com ¦ Com Heat Pump Water Heater (3.3 UEF - 50 Gal) - Cold | Com - Warehouse | Energy Efficiency | 22627.4105 | 23884.3154 | 25139.4842 | 26397.0189 | 27832.9437 | 29224.9157 | 30168.8712 | 30740.2459 | 31258.0154 | 31688.3596 | 32327.7438 | 32830.8137 | 33303.2931
Scenario 3: Aggressive Fuel Sub | SCE | Com | WaterHeat | Com ¦ Faucet Aerators (Elec WH) - Marine | Com - Warehouse | Energy Efficiency | 13020.925 | 13768.781 | 14021.5119 | 14427.2737 | 16455.5752 | 19180.469 | 20720.0175 | 21362.6368 | 21531.888 | 21750.7256 | 22713.5322 | 23352.5408 | 23996.886
Scenario 3: Aggressive Fuel Sub | SCE | Com | WaterHeat | Com ¦ Faucet Aerators (Elec WH) - Hot-Dry | Com - Warehouse | Energy Efficiency | 51559.0415 | 54520.3318 | 55521.0719 | 57127.7696 | 65159.2485 | 75949.0281 | 82045.1884 | 84589.772 | 85259.9571 | 86126.4901 | 89938.9214 | 92469.208 | 95020.6259
Scenario 3: Aggressive Fuel Sub | SCE | Com | WaterHeat | Com ¦ Faucet Aerators (Elec WH) - Cold | Com - Warehouse | Energy Efficiency | 1069.0645 | 1130.4662 | 1151.2163 | 1184.5308 | 1351.0616 | 1574.7851 | 1701.1875 | 1753.9489 | 1767.845 | 1785.8124 | 1864.8622 | 1917.3271 | 1970.2302
Scenario 3: Aggressive Fuel Sub | SCE | Com | WholeBlg | Com ¦ Com Title 24 2022 Code | Com - Warehouse | Energy Efficiency | 5714757.1779 | 6192978.6038 | 6600018.0921 | 7135901.0275 | 7904647.3511 | 8617356.8562 | 9176716.2242 | 9665506.5908 | 10073324.5494 | 10484478.4661 | 10906329.8414 | 11190158.4851 | 11545667.3226
Scenario 3: Aggressive Fuel Sub | SCE | Com | Lighting | Com ¦ LED High and Low Bay - 155 lpw | Com - Warehouse | Energy Efficiency | 19530315.7601 | 20564019.5816 | 21575527.9286 | 22592852.3996 | 23781790.215 | 24975697.9518 | 25795331.4066 | 26267350.7671 | 26673016.0433 | 26986800.7985 | 27449807.7702 | 27775192.691 | 28081661.622
Scenario 3: Aggressive Fuel Sub | SCE | Com | Lighting | Com ¦ LED Fixtures and Retrofit Kits - 140 lpw - RET | Com - Warehouse | Energy Efficiency | 698405.419 | 733984.551 | 768721.9387 | 802538.1899 | 840348.383 | 876646.0742 | 901267.7167 | 917076.6498 | 932381.6438 | 945410.2452 | 964016.6546 | 979120.498 | 993325.3901
Scenario 3: Aggressive Fuel Sub | SCE | Com | Lighting | Com ¦ LED Fixtures and Retrofit Kits - 140 lpw | Com - Warehouse | Energy Efficiency | 747477.0414 | 785957.1122 | 823478.6149 | 860207.6157 | 901475.8965 | 941001.2583 | 967917.1105 | 985453.9491 | 1002336.5059 | 1016769.9892 | 1037236.0512 | 1053848.3825 | 1069583.6056
Scenario 3: Aggressive Fuel Sub | SCG | Com | BldgEnv | Com ¦ Com Wall Insulation (R14) - Marine | Com - Warehouse | Energy Efficiency | 2384509.9168 | 2500163.1733 | 2621662.6753 | 2749820.3725 | 2885132.1555 | 3027957.1759 | 3178828.6242 | 3338420.4811 | 3507227.1809 | 3685933.8341 | 3875187.5975 | 4075655.5953 | 4288229.3114
Scenario 3: Aggressive Fuel Sub | SCG | Com | BldgEnv | Com ¦ Com Wall Insulation (R14) - Hot-Dry | Com - Warehouse | Energy Efficiency | 2905747.9104 | 3046682.1989 | 3194740.6832 | 3350912.7998 | 3515802.8378 | 3689848.4568 | 3873699.3993 | 4068176.9737 | 4273883.6942 | 4491654.4322 | 4722277.8083 | 4966566.7759 | 5225607.6912
Scenario 3: Aggressive Fuel Sub | SCG | Com | BldgEnv | Com ¦ Com Wall Insulation (R14) - Cold | Com - Warehouse | Energy Efficiency | 120548.2361 | 126395.0543 | 132537.4278 | 139016.4046 | 145857.0542 | 153077.5334 | 160704.7975 | 168772.9195 | 177306.8953 | 186341.3605 | 195909.0319 | 206043.6358 | 216790.2409
Scenario 3: Aggressive Fuel Sub | SCG | Com | HVAC | Com ¦ HVAC Energy Management System (Elec SC and Gas SH) - Marine | Com - Warehouse | Energy Efficiency | 127927.9251 | 134261.019 | 140860.7844 | 147886.0681 | 155377.7437 | 163264.0146 | 171558.6146 | 180355.9264 | 189608.1784 | 199404.5173 | 209795.7687 | 220763.0809 | 232442.2637
Scenario 3: Aggressive Fuel Sub | SCG | Com | HVAC | Com ¦ HVAC Energy Management System (Elec SC and Gas SH) - Hot-Dry | Com - Warehouse | Energy Efficiency | 826810.9441 | 867742.3623 | 910397.3045 | 955802.4142 | 1004221.8609 | 1055191.617 | 1108800.4439 | 1165658.3483 | 1225456.5759 | 1288771.2917 | 1355930.9862 | 1426813.8192 | 1502297.5433
Scenario 3: Aggressive Fuel Sub | SCG | Com | HVAC | Com ¦ HVAC Energy Management System (Elec SC and Gas SH) - Cold | Com - Warehouse | Energy Efficiency | 6802.2317 | 7138.9773 | 7489.9025 | 7863.4536 | 8261.8038 | 8681.1355 | 9122.1791 | 9589.9531 | 10081.9173 | 10602.8119 | 11155.3394 | 11738.4975 | 12359.5074
Scenario 3: Aggressive Fuel Sub | SCG | Com | HVAC | Com ¦ Com High Eff. Furnace (95 AFUE) - ZEAS 2030 - Marine | Com - Warehouse | Energy Efficiency | 5170.1627 | 5433.0913 | 5710.1562 | 6004.3601 | 6317.0421 | 0 | 0 | 0 | 0 | 0 | 0 | 0 | 0
Scenario 3: Aggressive Fuel Sub | SCG | Com | HVAC | Com ¦ Com High Eff. Furnace (95 AFUE) - ZEAS 2030 - Hot-Dry | Com - Warehouse | Energy Efficiency | 26637.0596 | 27991.6872 | 29419.1458 | 30934.906 | 32545.8667 | 0 | 0 | 0 | 0 | 0 | 0 | 0 | 0
Scenario 3: Aggressive Fuel Sub | SCG | Com | HVAC | Com ¦ Com High Eff. Furnace (95 AFUE) - ZEAS 2030 - Cold | Com - Warehouse | Energy Efficiency | 330.3535 | 347.1536 | 364.857 | 383.6555 | 403.6347 | 0 | 0 | 0 | 0 | 0 | 0 | 0 | 0
Scenario 3: Aggressive Fuel Sub | SCG | Com | WaterHeat | Com ¦ Com Hot Water Tank Insulation - Marine | Com - Warehouse | Energy Efficiency | 106044.5071 | 111159.4676 | 116502.0456 | 122121.8532 | 128040.0209 | 134276.3443 | 140858.3192 | 147813.0453 | 155162.8834 | 162931.2974 | 171141.548 | 179833.2555 | 189049.0621
Scenario 3: Aggressive Fuel Sub | SCG | Com | WaterHeat | Com ¦ Com Hot Water Tank Insulation - Hot-Dry | Com - Warehouse | Energy Efficiency | 575200.8822 | 602945.1741 | 631924.0968 | 662406.7536 | 694507.7587 | 728334.4868 | 764036.0794 | 801759.5286 | 841626.1228 | 883763.1344 | 928296.7315 | 975441.8217 | 1025429.7015
Scenario 3: Aggressive Fuel Sub | SCG | Com | WaterHeat | Com ¦ Com Hot Water Tank Insulation - Cold | Com - Warehouse | Energy Efficiency | 1439.8823 | 1509.3337 | 1581.8757 | 1658.182 | 1738.5395 | 1823.2168 | 1912.5875 | 2007.0194 | 2106.8162 | 2212.2965 | 2323.7761 | 2441.7929 | 2566.926
Scenario 3: Aggressive Fuel Sub | SCG | Com | WaterHeat | Com ¦ Faucet Aerators (Gas WH) - Marine | Com - Warehouse | Energy Efficiency | 110109.8289 | 115421.5297 | 120967.7537 | 126801.5365 | 132944.8705 | 139417.6683 | 146249.0517 | 153467.0101 | 161095.1982 | 169157.9055 | 177678.0914 | 186697.2517 | 196260.3757
Scenario 3: Aggressive Fuel Sub | SCG | Com | WaterHeat | Com ¦ Faucet Aerators (Gas WH) - Hot-Dry | Com - Warehouse | Energy Efficiency | 587178.3967 | 615503.8965 | 645080.0296 | 676189.6159 | 708949.9339 | 743467.1706 | 779896.6229 | 818387.5483 | 859066.0902 | 902061.7755 | 947497.0388 | 995593.1638 | 1046590.0627
Scenario 3: Aggressive Fuel Sub | SCG | Com | WaterHeat | Com ¦ Faucet Aerators (Gas WH) - Cold | Com - Warehouse | Energy Efficiency | 1753.2553 | 1837.8324 | 1926.1437 | 2019.0338 | 2116.8528 | 2219.9178 | 2328.6925 | 2443.6225 | 2565.0845 | 2693.4653 | 2829.1304 | 2972.7405 | 3125.0121
Scenario 3: Aggressive Fuel Sub | SCG | Com | WaterHeat | Com ¦ Com Water Heating Controls (Gas WH) - Marine | Com - Warehouse | Energy Efficiency | 80049.1273 | 83914.3269 | 87969.7296 | 92241.66 | 96746.5218 | 101501.1739 | 106522.7207 | 111829.1089 | 117439.8462 | 123377.3366 | 129663.2937 | 136322.3537 | 143380.7541
Scenario 3: Aggressive Fuel Sub | SCG | Com | WaterHeat | Com ¦ Com Water Heating Controls (Gas WH) - Hot-Dry | Com - Warehouse | Energy Efficiency | 432517.9584 | 453402.2366 | 475314.2121 | 498396.1202 | 522736.5933 | 548426.7224 | 575558.9252 | 604230.1712 | 634545.8627 | 666627.0523 | 700591.0619 | 736571.0048 | 774708.6464
Scenario 3: Aggressive Fuel Sub | SCG | Com | WaterHeat | Com ¦ Com Water Heating Controls (Gas WH) - Cold | Com - Warehouse | Energy Efficiency | 1082.5259 | 1134.796 | 1189.6383 | 1247.4087 | 1308.3292 | 1372.6276 | 1440.5354 | 1512.2951 | 1588.1706 | 1668.4649 | 1753.4716 | 1843.5238 | 1938.9765
Scenario 3: Aggressive Fuel Sub | SCG | Com | WaterHeat | Com ¦ Com Hot Water Pipe Insulation - Marine | Com - Warehouse | Energy Efficiency | 9522228.9559 | 9981372.0339 | 10462374.7912 | 10968589.7955 | 11502070.5422 | 12064776.8534 | 12658956.5778 | 13286879.4325 | 13950389.9888 | 14652001.1014 | 15394410.126 | 16180802.3628 | 17014460.0507
Scenario 3: Aggressive Fuel Sub | SCG | Com | WaterHeat | Com ¦ Com Hot Water Pipe Insulation - Hot-Dry | Com - Warehouse | Energy Efficiency | 42963949.1986 | 45035585.9939 | 47205852.8638 | 49489876.4708 | 51896922.1117 | 54435832.4322 | 57116749.6431 | 59949914.625 | 62943650.0171 | 66109293.7269 | 69459016.1251 | 73007189.1704 | 76768622.2044
Scenario 3: Aggressive Fuel Sub | SCG | Com | WaterHeat | Com ¦ Com Hot Water Pipe Insulation - Cold | Com - Warehouse | Energy Efficiency | 118133.9322 | 123830.1172 | 129797.4959 | 136077.6609 | 142696.0881 | 149677.0911 | 157048.5571 | 164838.6445 | 173070.2373 | 181774.5102 | 190984.927 | 200741.0049 | 211083.4637
Scenario 3: Aggressive Fuel Sub | SCG | Com | WaterHeat | Com ¦ Com Efficient Tankless Gas Water Heater (0.87 UEF - High Draw) - ZEAS 2030 - Marine | Com - Warehouse | Energy Efficiency | 1286.6229 | 1408.6682 | 1519.9278 | 1664.9224 | 1849.5444 | 0 | 0 | 0 | 0 | 0 | 0 | 0 | 0
Scenario 3: Aggressive Fuel Sub | SCG | Com | WaterHeat | Com ¦ Com Efficient Tankless Gas Water Heater (0.87 UEF - High Draw) - ZEAS 2030 - Hot-Dry | Com - Warehouse | Energy Efficiency | 3509.4602 | 3842.3572 | 4145.8346 | 4541.3297 | 5044.9142 | 0 | 0 | 0 | 0 | 0 | 0 | 0 | 0
Scenario 3: Aggressive Fuel Sub | SCG | Com | WaterHeat | Com ¦ Com Efficient Tankless Gas Water Heater (0.87 UEF - High Draw) - ZEAS 2030 - Cold | Com - Warehouse | Energy Efficiency | 17.1584 | 18.786 | 20.2698 | 22.2034 | 24.6655 | 0 | 0 | 0 | 0 | 0 | 0 | 0 | 0
Scenario 3: Aggressive Fuel Sub | SCG | Com | WaterHeat | Com ¦ Com Efficient Tankless Gas Water Heater (0.87 UEF - High Draw) - Panel Upgrade - ZEAS 2030 - Marine | Com - Warehouse | Energy Efficiency | 1067.4729 | 1168.7302 | 1261.039 | 1381.3367 | 1534.5121 | 0 | 0 | 0 | 0 | 0 | 0 | 0 | 0
Scenario 3: Aggressive Fuel Sub | SCG | Com | WaterHeat | Com ¦ Com Efficient Tankless Gas Water Heater (0.87 UEF - High Draw) - Panel Upgrade - ZEAS 2030 - Hot-Dry | Com - Warehouse | Energy Efficiency | 2911.695 | 3187.8898 | 3439.676 | 3767.8065 | 4185.6156 | 0 | 0 | 0 | 0 | 0 | 0 | 0 | 0
Scenario 3: Aggressive Fuel Sub | SCG | Com | WaterHeat | Com ¦ Com Efficient Tankless Gas Water Heater (0.87 UEF - High Draw) - Panel Upgrade - ZEAS 2030 - Cold | Com - Warehouse | Energy Efficiency | 14.2358 | 15.5862 | 16.8172 | 18.4215 | 20.4643 | 0 | 0 | 0 | 0 | 0 | 0 | 0 | 0
Scenario 3: Aggressive Fuel Sub | SCG | Com | WaterHeat | Com ¦ Efficient Gas Water Heating Boiler (0.92 UEF) - ZEAS 2030 - Marine | Com - Warehouse | Energy Efficiency | 189080.0959 | 198695.7641 | 208828.4141 | 219587.8635 | 231023.082 | 0 | 0 | 0 | 0 | 0 | 0 | 0 | 0
Scenario 3: Aggressive Fuel Sub | SCG | Com | WaterHeat | Com ¦ Efficient Gas Water Heating Boiler (0.92 UEF) - ZEAS 2030 - Hot-Dry | Com - Warehouse | Energy Efficiency | 1029276.0642 | 1081619.8979 | 1136777.9729 | 1195348.0923 | 1257596.8263 | 0 | 0 | 0 | 0 | 0 | 0 | 0 | 0
Scenario 3: Aggressive Fuel Sub | SCG | Com | WaterHeat | Com ¦ Efficient Gas Water Heating Boiler (0.92 UEF) - ZEAS 2030 - Cold | Com - Warehouse | Energy Efficiency | 2622.6168 | 2755.99 | 2896.5339 | 3045.7718 | 3204.3828 | 0 | 0 | 0 | 0 | 0 | 0 | 0 | 0
Scenario 3: Aggressive Fuel Sub | SDG&E | Com | BldgEnv | Com ¦ Com Wall Insulation (R14) - Marine | Com - Warehouse | Energy Efficiency | 148565.3834 | 155318.9435 | 162355.984 | 169743.1209 | 177640.8109 | 186216.3347 | 195252.7628 | 204749.9031 | 214782.4076 | 225384.826 | 236574.7764 | 248310.1335 | 260756.1619
Scenario 3: Aggressive Fuel Sub | SDG&E | Com | BldgEnv | Com ¦ Com Wall Insulation (R14) - Hot-Dry | Com - Warehouse | Energy Efficiency | 192511.7032 | 199992.1029 | 207537.0481 | 215308.2099 | 224102.2276 | 234630.8915 | 245652.7598 | 257000.5795 | 268931.8922 | 281470.9837 | 294578.8308 | 307836.0781 | 321910.6712
Scenario 3: Aggressive Fuel Sub | SDG&E | Com | HVAC | Com ¦ Small Unitary Heat Pump (SEER 18) - Marine | Com - Warehouse | Energy Efficiency | 19897.4564 | 20145.0456 | 20253.0987 | 20235.3762 | 20319.8376 | 20759.4303 | 21048.4448 | 21211.8806 | 21365.885 | 21496.414 | 21692.5851 | 21712.8804 | 21743.0752
Scenario 3: Aggressive Fuel Sub | SDG&E | Com | HVAC | Com ¦ Small Unitary Heat Pump (SEER 18) - Hot-Dry | Com - Warehouse | Energy Efficiency | 103108.3765 | 104391.3806 | 104951.3104 | 104859.4724 | 105297.1508 | 107575.1148 | 109072.7839 | 109919.7063 | 110717.7554 | 111394.1549 | 112410.7114 | 112515.8811 | 112672.3504
Scenario 3: Aggressive Fuel Sub | SDG&E | Com | HVAC | Com ¦ Small Unitary AC (SEER 18) - Marine | Com - Warehouse | Energy Efficiency | 117171.63 | 119617.1836 | 121503.349 | 122904.5995 | 124845.2754 | 128493.1193 | 131551.2887 | 134144.1283 | 136804.5939 | 139477.8098 | 142570.4751 | 145000.6591 | 147622.8548
Scenario 3: Aggressive Fuel Sub | SDG&E | Com | HVAC | Com ¦ Small Unitary AC (SEER 18) - Hot-Dry | Com - Warehouse | Energy Efficiency | 606353.5657 | 619157.3658 | 629105.7582 | 636583.152 | 646842.672 | 665878.9791 | 681908.3645 | 695570.8681 | 709601.821 | 723721.4248 | 740016.5827 | 752939.4851 | 766876.1066
Scenario 3: Aggressive Fuel Sub | SDG&E | Com | HVAC | Com ¦ Large Unitary Heat Pump (EER 10.0, COP 3.3) - Marine | Com - Warehouse | Energy Efficiency | 1375.0917 | 1392.2023 | 1399.6697 | 1398.445 | 1404.282 | 1434.6618 | 1454.6352 | 1465.9301 | 1476.5732 | 1485.5939 | 1499.1511 | 1500.5537 | 1502.6404
Scenario 3: Aggressive Fuel Sub | SDG&E | Com | HVAC | Com ¦ Large Unitary Heat Pump (EER 10.0, COP 3.3) - Hot-Dry | Com - Warehouse | Energy Efficiency | 5898.7633 | 5972.1631 | 6004.1963 | 5998.9423 | 6023.9816 | 6154.3025 | 6239.9831 | 6288.435 | 6334.0909 | 6372.7873 | 6430.9438 | 6436.9605 | 6445.912
Scenario 3: Aggressive Fuel Sub | SDG&E | Com | HVAC | Com ¦ Large Unitary AC (EER 11.5) - Marine | Com - Warehouse | Energy Efficiency | 30435.5685 | 30814.2861 | 30979.5664 | 30952.4576 | 31081.6517 | 31754.062 | 32196.1445 | 32446.1394 | 32681.7078 | 32881.3676 | 33181.4351 | 33212.4792 | 33258.6658
Scenario 3: Aggressive Fuel Sub | SDG&E | Com | HVAC | Com ¦ Large Unitary AC (EER 11.5) - Hot-Dry | Com - Warehouse | Energy Efficiency | 129210.1761 | 130817.9716 | 131519.6472 | 131404.5605 | 131953.0368 | 134807.6655 | 136684.4683 | 137745.7884 | 138745.863 | 139593.4924 | 140867.3893 | 140999.1827 | 141195.262
Scenario 3: Aggressive Fuel Sub | SDG&E | Com | HVAC | Com ¦ Variable Refrigerant Flow (VRF) Heat Pump - Hot-Dry | Com - Warehouse | Energy Efficiency | 38455.4383 | 39021.8475 | 39332.8051 | 39422.7459 | 39723.1492 | 40637.0748 | 41235.743 | 41596.4085 | 41934.2563 | 42213.7384 | 42636.4201 | 42711.6584 | 42803.5846
Scenario 3: Aggressive Fuel Sub | SDG&E | Com | HVAC | Com ¦ Variable Refrigerant Flow (VRF) Heat Pump - Marine | Com - Warehouse | Energy Efficiency | 7038.9158 | 7142.5918 | 7199.5097 | 7215.9726 | 7270.9586 | 7438.2443 | 7547.8251 | 7613.8416 | 7675.6815 | 7726.8382 | 7804.2062 | 7817.9779 | 7834.8041
Scenario 3: Aggressive Fuel Sub | SDG&E | Com | HVAC | Com ¦ HVAC Energy Management System (Elec SC and Gas SH) - Marine | Com - Warehouse | Energy Efficiency | 48776.3374 | 49567.6773 | 50249.474 | 50616.2236 | 51565.7401 | 53858.6963 | 56157.151 | 58026.3298 | 59882.7094 | 61663.7198 | 63748.7535 | 65124.9313 | 66536.4507
Scenario 3: Aggressive Fuel Sub | SDG&E | Com | HVAC | Com ¦ HVAC Energy Management System (Elec SC and Gas SH) - Hot-Dry | Com - Warehouse | Energy Efficiency | 252088.4846 | 255897.8425 | 259099.9258 | 260587.8754 | 265174.2085 | 276912.0998 | 288653.2084 | 298066.4822 | 307377.5122 | 316248.0597 | 326709.1924 | 333337.3609 | 340106.4809
Scenario 3: Aggressive Fuel Sub | SDG&E | Com | HVAC | Com ¦ Economizer - Marine | Com - Warehouse | Energy Efficiency | 247.16 | 265.5323 | 279.9547 | 264.9489 | 222.0453 | 243.8191 | 263.3503 | 267.9985 | 274.5917 | 270.326 | 295.1394 | 296.466 | 297.1188
Scenario 3: Aggressive Fuel Sub | SDG&E | Com | HVAC | Com ¦ Economizer - Hot-Dry | Com - Warehouse | Energy Efficiency | 1751.7676 | 1881.983 | 1984.2029 | 1877.8476 | 1573.7652 | 1728.0888 | 1866.5174 | 1899.462 | 1946.1917 | 1915.9584 | 2091.8256 | 2101.2277 | 2105.8551
Scenario 3: Aggressive Fuel Sub | SDG&E | Com | HVAC | Com ¦ Large Packaged Heat Pump (IEER 14.0) - Fuel Sub - ZEAS 2030 - Marine | Com - Warehouse | Fuel Substitution | 94855.3935 | 101285.8337 | 108382.7864 | 116151.4236 | 124139.535 | -11737.4822 | -11926.1733 | -12124.691 | -12327.1571 | -12534.6356 | -12741.505 | -12961.4109 | -13184.4995
Scenario 3: Aggressive Fuel Sub | SDG&E | Com | HVAC | Com ¦ Large Packaged Heat Pump (IEER 14.0) - Fuel Sub - ZEAS 2030 - Hot-Dry | Com - Warehouse | Fuel Substitution | 454755.9556 | 485876.4445 | 520231.2936 | 557845.4899 | 596522.708 | -63444.1885 | -64462.3948 | -65526.6616 | -66611.3218 | -67721.0799 | -68831.3926 | -70002.0096 | -71189.8735
Scenario 3: Aggressive Fuel Sub | SDG&E | Com | HVAC | Com ¦ Large Packaged Heat Pump (IEER 14.0) - Fuel Sub - Panel Upgrade - ZEAS 2030 - Marine | Com - Warehouse | Fuel Substitution | 21674.5739 | 23143.9374 | 24765.5998 | 26540.743 | 28366.0363 | -2682.0291 | -2725.1453 | -2770.5068 | -2816.7705 | -2864.1796 | -2911.4495 | -2961.6983 | -3012.6743
Scenario 3: Aggressive Fuel Sub | SDG&E | Com | HVAC | Com ¦ Large Packaged Heat Pump (IEER 14.0) - Fuel Sub - Panel Upgrade - ZEAS 2030 - Hot-Dry | Com - Warehouse | Fuel Substitution | 103912.2945 | 111023.3645 | 118873.4897 | 127468.3798 | 136306.1716 | -14497.075 | -14729.7364 | -14972.9227 | -15220.7689 | -15474.35 | -15728.0578 | -15995.5452 | -16266.9736
Scenario 3: Aggressive Fuel Sub | SDG&E | Com | HVAC | Com ¦ Small Packaged Heat Pump (SEER 18) - Fuel Sub - ZEAS 2030 - Marine | Com - Warehouse | Fuel Substitution | 34204.7363 | 35841.7657 | 37547.4144 | 39331.6377 | 41236.2666 | 8460.2362 | 8578.8762 | 8633.3199 | 8681.0215 | 8712.1731 | 8781.7589 | 8758.0683 | 8737.1133
Scenario 3: Aggressive Fuel Sub | SDG&E | Com | HVAC | Com ¦ Small Packaged Heat Pump (SEER 18) - Fuel Sub - ZEAS 2030 - Hot-Dry | Com - Warehouse | Fuel Substitution | 171297.9991 | 179438.1934 | 187901.8586 | 196740.1279 | 206189.4834 | 41687.7121 | 42270.9368 | 42532.2016 | 42759.487 | 42903.6291 | 43240.2277 | 43109.0933 | 42991.4732
Scenario 3: Aggressive Fuel Sub | SDG&E | Com | HVAC | Com ¦ Small Packaged Heat Pump (SEER 18) - Fuel Sub - Panel Upgrade - ZEAS 2030 - Marine | Com - Warehouse | Fuel Substitution | 7815.8243 | 8189.8875 | 8579.6303 | 8987.3275 | 9422.5376 | 1933.1744 | 1960.2838 | 1972.7242 | 1983.6241 | 1990.7422 | 2006.6427 | 2001.2294 | 1996.4411
Scenario 3: Aggressive Fuel Sub | SDG&E | Com | HVAC | Com ¦ Small Packaged Heat Pump (SEER 18) - Fuel Sub - Panel Upgrade - ZEAS 2030 - Hot-Dry | Com - Warehouse | Fuel Substitution | 39141.8032 | 41001.8476 | 42935.8055 | 44955.3609 | 47114.5503 | 9525.6934 | 9658.961 | 9718.6603 | 9770.5953 | 9803.532 | 9880.4452 | 9850.4808 | 9823.6045
Scenario 3: Aggressive Fuel Sub | SDG&E | Com | HVAC | Com ¦ Com High Eff. Furnace (95 AFUE) - ZEAS 2030 - Hot-Dry | Com - Warehouse | Energy Efficiency | 4431.8793 | 4652.9823 | 4886.6162 | 5134.7614 | 5395.9685 | 0 | 0 | 0 | 0 | 0 | 0 | 0 | 0
Scenario 3: Aggressive Fuel Sub | SDG&E | Com | WaterHeat | Com ¦ Com Heat Pump Water Heater (3.3 UEF - 50 Gal) - Marine | Com - Warehouse | Energy Efficiency | 50019.9387 | 51932.6753 | 53750.6449 | 55465.188 | 57456.209 | 59739.2481 | 61334.1835 | 62464.3182 | 63465.2963 | 64246.3399 | 65534.845 | 66509.8358 | 67399.6584
Scenario 3: Aggressive Fuel Sub | SDG&E | Com | WaterHeat | Com ¦ Com Heat Pump Water Heater (3.3 UEF - 50 Gal) - Hot-Dry | Com - Warehouse | Energy Efficiency | 263796.2026 | 273885.727 | 283475.2607 | 292519.1009 | 303021.5624 | 315064.583 | 323477.3456 | 329437.9215 | 334717.0751 | 338835.8841 | 345631.9002 | 350773.8719 | 355466.4798
Scenario 3: Aggressive Fuel Sub | SDG&E | Com | WaterHeat | Com ¦ Com Hot Water Tank Insulation - Hot-Dry | Com - Warehouse | Energy Efficiency | 95721.8303 | 100247.1468 | 104972.6562 | 109941.7312 | 115172.8859 | 120683.4724 | 126497.5686 | 132638.9127 | 139127.11 | 145982.7359 | 153226.1917 | 160892.1643 | 169017.9871
Scenario 3: Aggressive Fuel Sub | SDG&E | Com | WaterHeat | Com ¦ Faucet Aerators (Gas WH) - Hot-Dry | Com - Warehouse | Energy Efficiency | 99226.3744 | 103917.782 | 108815.1163 | 113964.661 | 119385.6525 | 125095.5179 | 131119.7135 | 137482.7154 | 144205.2262 | 151308.5088 | 158812.6713 | 166753.979 | 175171.751
Scenario 3: Aggressive Fuel Sub | SDG&E | Com | WaterHeat | Com ¦ Faucet Aerators (Elec WH) - Marine | Com - Warehouse | Energy Efficiency | 1978.5741 | 2091.9295 | 2119.9275 | 2086.7517 | 2203.8999 | 2434.9502 | 2567.7524 | 2653.6919 | 2666.5321 | 2683.7353 | 2814.5709 | 2901.0417 | 2988.2956
Scenario 3: Aggressive Fuel Sub | SDG&E | Com | WaterHeat | Com ¦ Faucet Aerators (Elec WH) - Hot-Dry | Com - Warehouse | Energy Efficiency | 10446.761 | 11045.2712 | 11193.0995 | 11017.9331 | 11636.4691 | 12856.4015 | 13557.59 | 14011.3457 | 14079.1414 | 14169.9732 | 14860.7777 | 15317.3386 | 15778.0344
Scenario 3: Aggressive Fuel Sub | SDG&E | Com | WaterHeat | Com ¦ Com Water Heating Controls (Gas WH) - Hot-Dry | Com - Warehouse | Energy Efficiency | 71888.4644 | 75293.2677 | 78864.5654 | 82625.2975 | 86589.7794 | 90772.724 | 95189.0627 | 99854.4635 | 104785.952 | 110003.0769 | 115524.7915 | 121372.5962 | 127569.3897
Scenario 3: Aggressive Fuel Sub | SDG&E | Com | WaterHeat | Com ¦ Com Hot Water Pipe Insulation - Hot-Dry | Com - Warehouse | Energy Efficiency | 7458004.8601 | 7810611.6387 | 8179901.4699 | 8568420.4854 | 8977730.3038 | 9409321.8495 | 9864904.7301 | 10346205.5902 | 10854629.2017 | 11392087.1117 | 11960631.023 | 12562683.092 | 13200739.6086
Scenario 3: Aggressive Fuel Sub | SDG&E | Com | WaterHeat | Com ¦ Com Efficient Tankless Gas Water Heater (0.87 UEF - High Draw) - ZEAS 2030 - Marine | Com - Warehouse | Energy Efficiency | 200.4729 | 215.074 | 230.9221 | 251.5734 | 268.2853 | 0 | 0 | 0 | 0 | 0 | 0 | 0 | 0
Scenario 3: Aggressive Fuel Sub | SDG&E | Com | WaterHeat | Com ¦ Com Efficient Tankless Gas Water Heater (0.87 UEF - High Draw) - ZEAS 2030 - Hot-Dry | Com - Warehouse | Energy Efficiency | 532.83 | 571.6376 | 613.7598 | 668.648 | 713.0658 | 0 | 0 | 0 | 0 | 0 | 0 | 0 | 0
Scenario 3: Aggressive Fuel Sub | SDG&E | Com | WaterHeat | Com ¦ Com Heat Pump Water Heater (3.75 UEF - 50 Gal) - Fuel Sub - ZEAS 2030 - Marine | Com - Warehouse | Fuel Substitution | 50242.5607 | 53007.0874 | 56025.5142 | 59326.1731 | 62714.3104 | 35313.3755 | 36237.3541 | 36892.2904 | 37472.509 | 37924.5759 | 38672.6176 | 39239.2122 | 39753.0876
Scenario 3: Aggressive Fuel Sub | SDG&E | Com | WaterHeat | Com ¦ Com Heat Pump Water Heater (3.75 UEF - 50 Gal) - Fuel Sub - ZEAS 2030 - Hot-Dry | Com - Warehouse | Fuel Substitution | 131866.5674 | 139186.047 | 147180.0866 | 155924.0086 | 164899.5977 | 91285.7642 | 93693.0022 | 95390.3446 | 96890.1934 | 98051.6423 | 99993.0523 | 101455.5136 | 102778.458
Scenario 3: Aggressive Fuel Sub | SDG&E | Com | WaterHeat | Com ¦ Com Efficient Tankless Gas Water Heater (0.87 UEF - High Draw) - Panel Upgrade - ZEAS 2030 - Marine | Com - Warehouse | Energy Efficiency | 166.3264 | 178.4405 | 191.5892 | 208.723 | 222.5884 | 0 | 0 | 0 | 0 | 0 | 0 | 0 | 0
Scenario 3: Aggressive Fuel Sub | SDG&E | Com | WaterHeat | Com ¦ Com Efficient Tankless Gas Water Heater (0.87 UEF - High Draw) - Panel Upgrade - ZEAS 2030 - Hot-Dry | Com - Warehouse | Energy Efficiency | 442.0733 | 474.2707 | 509.2183 | 554.7574 | 591.6095 | 0 | 0 | 0 | 0 | 0 | 0 | 0 | 0
Scenario 3: Aggressive Fuel Sub | SDG&E | Com | WaterHeat | Com ¦ Com Heat Pump Water Heater (3.75 UEF - 50 Gal) - Fuel Sub - Panel Upgrade - ZEAS 2030 - Marine | Com - Warehouse | Fuel Substitution | 41684.7619 | 43978.4077 | 46482.7069 | 49221.1656 | 52032.2026 | 29298.4599 | 30065.0575 | 30608.4387 | 31089.8289 | 31464.8954 | 32085.5234 | 32555.6101 | 32981.9573
Scenario 3: Aggressive Fuel Sub | SDG&E | Com | WaterHeat | Com ¦ Com Heat Pump Water Heater (3.75 UEF - 50 Gal) - Fuel Sub - Panel Upgrade - ZEAS 2030 - Hot-Dry | Com - Warehouse | Fuel Substitution | 109405.7784 | 115478.5335 | 122110.951 | 129365.5236 | 136812.3036 | 75737.09 | 77734.304 | 79142.5387 | 80386.9187 | 81350.5384 | 82961.2687 | 84174.6294 | 85272.2371
Scenario 3: Aggressive Fuel Sub | SDG&E | Com | WaterHeat | Com ¦ Com Heat Pump Water Heater (100+ Gal, 200+ kBtuh - 4.3 COP) - Fuel Sub - ZEAS 2030 - Marine | Com - Warehouse | Fuel Substitution | 12371.3961 | 13063.9045 | 13816.0348 | 14634.3157 | 15478.7715 | 0 | 0 | 0 | 0 | 0 | 0 | 0 | 0
Scenario 3: Aggressive Fuel Sub | SDG&E | Com | WaterHeat | Com ¦ Com Heat Pump Water Heater (100+ Gal, 200+ kBtuh - 4.3 COP) - Fuel Sub - ZEAS 2030 - Hot-Dry | Com - Warehouse | Fuel Substitution | 65522.1075 | 69191.6248 | 73177.4441 | 77514.2123 | 81989.3828 | 0 | 0 | 0 | 0 | 0 | 0 | 0 | 0
Scenario 3: Aggressive Fuel Sub | SDG&E | Com | WaterHeat | Com ¦ Com Heat Pump Water Heater (100+ Gal, 200+ kBtuh - 4.3 COP) - Fuel Sub - Panel Upgrade - ZEAS 2030 - Marine | Com - Warehouse | Fuel Substitution | 10264.1803 | 10838.7339 | 11462.7542 | 12141.6575 | 12842.2774 | 0 | 0 | 0 | 0 | 0 | 0 | 0 | 0
Scenario 3: Aggressive Fuel Sub | SDG&E | Com | WaterHeat | Com ¦ Com Heat Pump Water Heater (100+ Gal, 200+ kBtuh - 4.3 COP) - Fuel Sub - Panel Upgrade - ZEAS 2030 - Hot-Dry | Com - Warehouse | Fuel Substitution | 54361.7485 | 57406.2381 | 60713.1542 | 64311.2421 | 68024.1583 | 0 | 0 | 0 | 0 | 0 | 0 | 0 | 0
Scenario 3: Aggressive Fuel Sub | SDG&E | Com | WaterHeat | Com ¦ Efficient Gas Water Heating Boiler (0.92 UEF) - ZEAS 2030 - Hot-Dry | Com - Warehouse | Energy Efficiency | 170955.9156 | 179481.7907 | 188490.3048 | 198057.8511 | 208129.4321 | 0 | 0 | 0 | 0 | 0 | 0 | 0 | 0
Scenario 3: Aggressive Fuel Sub | SDG&E | Com | WholeBlg | Com ¦ Com Title 24 2022 Code | Com - Warehouse | Energy Efficiency | 542080.75 | 525321.0714 | 498727.1669 | 470612.163 | 435831.0417 | 429437.9459 | 416933.8813 | 397653.777 | 375676.9051 | 352008.0004 | 321298.2509 | 273332.2908 | 224487.6669
Scenario 3: Aggressive Fuel Sub | SDG&E | Com | Lighting | Com ¦ LED High and Low Bay - 155 lpw | Com - Warehouse | Energy Efficiency | 3008169.2118 | 3095210.2505 | 3168858.1224 | 3233671.2681 | 3320870.3017 | 3439296.8835 | 3517269.687 | 3562809.5032 | 3593380.3038 | 3603733.2229 | 3641369.802 | 3650606.01 | 3653449.9594
Scenario 3: Aggressive Fuel Sub | SDG&E | Com | Lighting | Com ¦ LED Fixtures and Retrofit Kits - 140 lpw - RET | Com - Warehouse | Energy Efficiency | 116700.075 | 120876.432 | 124663.8843 | 128019.4113 | 131865.7091 | 136198.6687 | 139096.295 | 141208.4997 | 143184.2019 | 144670.2291 | 147225.6501 | 149092.1383 | 150729.4215
Scenario 3: Aggressive Fuel Sub | SDG&E | Com | Lighting | Com ¦ LED Fixtures and Retrofit Kits - 140 lpw | Com - Warehouse | Energy Efficiency | 120242.8913 | 124515.6342 | 128361.5815 | 131757.0678 | 135629.9501 | 140039.9567 | 142875.7902 | 144851.5056 | 146661.5351 | 147928.9107 | 150311.8091 | 151931.9198 | 153294.1113

## Econ TSB (hidden)
Scenario | Utility | Sector | End Use | Measure | Building Type | Measure Type | 2025 | 2026 | 2027 | 2028 | 2029 | 2030 | 2031 | 2032 | 2033 | 2034 | 2035 | 2036 | 2037
Scenario 1: Reference | PG&E | Res | AppPlug | Res ¦ Efficient Res Clothes Washer (Electric) | Res - Single Family | Energy Efficiency | 0 | 0 | 0 | 0 | 0 | 0 | 0 | 0 | 0 | 0 | 0 | 7590733.3395 | 7954710.1426
Scenario 1: Reference | PG&E | Res | AppPlug | Res ¦ Efficient Gas Pool Heater - ZEAS 2030 | Res - Single Family | Energy Efficiency | 273417.3054 | 336288.5827 | 378584.7444 | 395414.9188 | 398640.115 | 0 | 0 | 0 | 0 | 0 | 0 | 0 | 0
Scenario 1: Reference | PG&E | Res | AppPlug | Res ¦ Heat Pump Pool Heater - Fuel Sub - ZEAS 2030 | Res - Single Family | Fuel Substitution | 639103493.188 | 676817743.0064 | 717843298.2426 | 762421273.4679 | 809239292.7016 | 0 | 0 | 0 | 0 | 0 | 0 | 0 | 0
Scenario 1: Reference | PG&E | Res | BldgEnv | Res ¦ Attic/Ceiling Insulation NEW (Add R-11) - Marine | Res - Single Family | Energy Efficiency | 635396.435 | 783007.8912 | 883045.4902 | 923786.4804 | 933017.6731 | 927935.4016 | 913399.6444 | 891673.8161 | 0 | 0 | 0 | 0 | 0
Scenario 1: Reference | PG&E | Res | BldgEnv | Res ¦ Attic/Ceiling Insulation NEW (Add R-11) - Hot-Dry | Res - Single Family | Energy Efficiency | 683923.5762 | 841813.162 | 948055.5946 | 990290.7235 | 998838.1246 | 992303.6963 | 975331.0138 | 950648.2089 | 0 | 0 | 0 | 0 | 0
Scenario 1: Reference | PG&E | Res | BldgEnv | Res ¦ Attic/Ceiling Insulation NEW (Add R-11) - Cold | Res - Single Family | Energy Efficiency | 2234.0316 | 2727.6117 | 3058.9501 | 3188.1568 | 3170.7429 | 3144.5198 | 3086.1662 | 3004.5668 | 0 | 0 | 0 | 0 | 0
Scenario 1: Reference | PG&E | Res | BldgEnv | Res ¦ Floor Insulation (R30) - Marine | Res - Single Family | Energy Efficiency | 266655.2516 | 330037.7693 | 374356.9075 | 394287.3638 | 400444.7995 | 399793.5601 | 396078.9789 | 389442.2348 | 0 | 0 | 0 | 0 | 0
Scenario 1: Reference | PG&E | Res | BldgEnv | Res ¦ Floor Insulation (R30) - Hot-Dry | Res - Single Family | Energy Efficiency | 230812.3051 | 286599.4949 | 326395.0895 | 345334.4465 | 352054.9322 | 352451.6713 | 350628.2983 | 346294.194 | 0 | 0 | 0 | 0 | 0
Scenario 1: Reference | PG&E | Res | BldgEnv | Res ¦ Floor Insulation (R30) - Cold | Res - Single Family | Energy Efficiency | 2399.6064 | 2939.6541 | 3311.2939 | 3468.9839 | 3464.8799 | 3446.7396 | 3399.7687 | 3328.3901 | 0 | 0 | 0 | 0 | 0
Scenario 1: Reference | PG&E | Res | HVAC | Res ¦ Packaged/Split System AC (SEER2 15.2) - Marine | Res - Single Family | Energy Efficiency | 30498825.7735 | 30788748.7279 | 30748828.7342 | 30412100.1928 | 30224693.9446 | 30822471.949 | 31140454.618 | 31359843.4915 | 0 | 0 | 0 | 0 | 0
Scenario 1: Reference | PG&E | Res | HVAC | Res ¦ Packaged/Split System AC (SEER2 15.2) - Hot-Dry | Res - Single Family | Energy Efficiency | 98035783.2405 | 98964251.262 | 98831445.0689 | 97743628.2656 | 97135930.2237 | 99053844.4524 | 100071362.6995 | 100771375.6523 | 0 | 0 | 0 | 0 | 0
Scenario 1: Reference | PG&E | Res | HVAC | Res ¦ Packaged/Split System AC (SEER2 15.2) - Cold | Res - Single Family | Energy Efficiency | 12579199.7944 | 12753150.5282 | 12807119.4351 | 12753515.8767 | 12759374.1488 | 13062287.8014 | 13265789.4966 | 13437797.5494 | 0 | 0 | 0 | 0 | 0
Scenario 1: Reference | PG&E | Res | HVAC | Res ¦ Packaged/Split Heat Pump (SEER2 15.2) - Marine | Res - Single Family | Energy Efficiency | 9082007.6512 | 9527000.1409 | 9961804.0825 | 10392322.3995 | 10859437.3565 | 11294614.398 | 11641610.1524 | 11962624.3638 | 0 | 0 | 0 | 0 | 0
Scenario 1: Reference | PG&E | Res | HVAC | Res ¦ Packaged/Split Heat Pump (SEER2 15.2) - Hot-Dry | Res - Single Family | Energy Efficiency | 48744518.0482 | 51132860.5026 | 53466519.4681 | 55777176.8334 | 58284253.9388 | 60619915.3879 | 62482294.4412 | 64205226.5972 | 65875359.6358 | 67423175.6772 | 69515973.5554 | 71559305.798 | 73508040.1029
Scenario 1: Reference | PG&E | Res | HVAC | Res ¦ Packaged/Split Heat Pump (SEER2 15.2) - Cold | Res - Single Family | Energy Efficiency | 0 | 0 | 0 | 0 | 0 | 0 | 0 | 0 | 6003565.3383 | 6144625.8924 | 6335353.4858 | 6521573.0175 | 6699171.3455
Scenario 1: Reference | PG&E | Res | HVAC | Res ¦ Packaged/Split Heat Pump (SEER2 16.0) - Cold | Res - Single Family | Energy Efficiency | 4585204.7997 | 4809866.7663 | 5029384.8725 | 5246739.3088 | 5482570.1763 | 5702276.6482 | 5877463.3095 | 6039532.7505 | 0 | 0 | 0 | 0 | 0
Scenario 1: Reference | PG&E | Res | HVAC | Res ¦ Ductless Mini Split Heat Pump (SEER2 19.6) - Marine | Res - Single Family | Energy Efficiency | 196769.7856 | 206410.9442 | 215831.3589 | 225158.9218 | 235279.3834 | 244707.8816 | 252225.8537 | 259180.9126 | 0 | 0 | 0 | 0 | 0
Scenario 1: Reference | PG&E | Res | HVAC | Res ¦ Ductless Mini Split Heat Pump (SEER2 19.6) - Hot-Dry | Res - Single Family | Energy Efficiency | 368317.9806 | 386364.5119 | 403997.8498 | 421457.3856 | 440401.0866 | 458049.5555 | 472121.8598 | 485140.4908 | 0 | 0 | 0 | 0 | 0
Scenario 1: Reference | PG&E | Res | HVAC | Res ¦ Ductless Mini Split Heat Pump (SEER2 19.6) - Cold | Res - Single Family | Energy Efficiency | 8874.2305 | 9309.0425 | 9733.899 | 10154.568 | 10610.9963 | 11036.2174 | 11375.2747 | 11688.9447 | 0 | 0 | 0 | 0 | 0
Scenario 1: Reference | PG&E | Res | HVAC | Res ¦ Res Smart Thermostat (Elec SC and Gas SH) - Hot-Dry | Res - Single Family | Energy Efficiency | 0 | 0 | 0 | 0 | 0 | 0 | 0 | 0 | 0 | 0 | 884424.976 | 872221.4118 | 859440.6149
Scenario 1: Reference | PG&E | Res | HVAC | Res ¦ Res Smart Thermostat (Elec SC and Gas SH) - Cold | Res - Single Family | Energy Efficiency | 0 | 0 | 0 | 0 | 0 | 0 | 0 | 0 | 0 | 0 | 196.0947 | 192.3546 | 188.6174
Scenario 1: Reference | PG&E | Res | HVAC | Res ¦ Res Brushless HVAC Motor - Hot-Dry | Res - Single Family | Energy Efficiency | 136230334.1613 | 136744486.8051 | 134533913.3942 | 0 | 0 | 0 | 0 | 0 | 0 | 0 | 0 | 0 | 0
Scenario 1: Reference | PG&E | Res | HVAC | Res ¦ Res Brushless HVAC Motor - Cold | Res - Single Family | Energy Efficiency | 3072405.3673 | 3087423.7157 | 3042680.7841 | 2936461.0923 | 2879244.1445 | 2987463.2222 | 3043919.8617 | 3082893.5348 | 3119237.2907 | 3151579.9761 | 3242903.7548 | 3315194.644 | 3381951.6292
Scenario 1: Reference | PG&E | Res | HVAC | Res ¦ HVAC Time Delay Relay - Marine | Res - Single Family | Energy Efficiency | 0 | 0 | 13280081.8373 | 0 | 0 | 0 | 0 | 0 | 0 | 0 | 0 | 0 | 0
Scenario 1: Reference | PG&E | Res | HVAC | Res ¦ HVAC Time Delay Relay - Hot-Dry | Res - Single Family | Energy Efficiency | 0 | 0 | 27676101.7952 | 0 | 0 | 0 | 0 | 0 | 0 | 0 | 0 | 0 | 0
Scenario 1: Reference | PG&E | Res | HVAC | Res ¦ HVAC Time Delay Relay - Cold | Res - Single Family | Energy Efficiency | 0 | 0 | 611559.4205 | 0 | 0 | 0 | 0 | 0 | 0 | 0 | 0 | 0 | 0
Scenario 1: Reference | PG&E | Res | HVAC | Res ¦ Efficient HVAC System Furnace (AFUE 95) and AC (SEER2 15.2) - ZEAS 2030 - Hot-Dry | Res - Single Family | Energy Efficiency | 1547906.8938 | 1866463.8775 | 2050763.1516 | 2082946.1657 | 2048722.2798 | 0 | 0 | 0 | 0 | 0 | 0 | 0 | 0
Scenario 1: Reference | PG&E | Res | HVAC | Res ¦ Efficient HVAC System Furnace (AFUE 95) and AC (SEER2 15.2) - ZEAS 2030 - Cold | Res - Single Family | Energy Efficiency | 1469.9193 | 1744.5955 | 1890.4209 | 1893.9595 | 1817.2442 | 0 | 0 | 0 | 0 | 0 | 0 | 0 | 0
Scenario 1: Reference | PG&E | Res | HVAC | Res ¦ Packaged/Split Heat Pump (SEER2 15.2) - Fuel Sub - ZEAS 2030 - Hot-Dry | Res - Single Family | Fuel Substitution | 0 | 0 | 0 | 0 | 0 | 324273064.5473 | 330319085.855 | 335692508.245 | 0 | 0 | 0 | 0 | 0
Scenario 1: Reference | PG&E | Res | HVAC | Res ¦ Packaged/Split Heat Pump (SEER2 15.2) - Fuel Sub - ZEAS 2030 - Cold | Res - Single Family | Fuel Substitution | 0 | 0 | 0 | 0 | 0 | 0 | 0 | 0 | 312875.424 | 317282.8341 | 323404.7093 | 328847.8662 | 334131.2341
Scenario 1: Reference | PG&E | Res | HVAC | Res ¦ Packaged/Split Heat Pump (SEER2 16.0) - Fuel Sub - ZEAS 2030 - Marine | Res - Single Family | Fuel Substitution | 0 | 0 | 0 | 0 | 0 | 0 | 0 | 0 | 0 | 0 | 0 | 0 | 0
Scenario 1: Reference | PG&E | Res | HVAC | Res ¦ Packaged/Split Heat Pump (SEER2 16.0) - Fuel Sub - ZEAS 2030 - Hot-Dry | Res - Single Family | Fuel Substitution | 0 | 0 | 0 | 0 | 0 | 0 | 0 | 0 | 0 | 0 | 0 | 0 | 0
Scenario 1: Reference | PG&E | Res | HVAC | Res ¦ Packaged/Split Heat Pump (SEER2 16.0) - Fuel Sub - ZEAS 2030 - Cold | Res - Single Family | Fuel Substitution | 0 | 0 | 0 | 0 | 0 | 0 | 0 | 0 | 0 | 0 | 0 | 0 | 0
Scenario 1: Reference | PG&E | Res | HVAC | Res ¦ Packaged/Split Heat Pump (SEER2 16.9) - Fuel Sub - ZEAS 2030 - Marine | Res - Single Family | Fuel Substitution | 0 | 0 | 0 | 0 | 0 | 0 | 0 | 0 | 0 | 0 | 0 | 0 | 0
Scenario 1: Reference | PG&E | Res | HVAC | Res ¦ Packaged/Split Heat Pump (SEER2 16.9) - Fuel Sub - ZEAS 2030 - Hot-Dry | Res - Single Family | Fuel Substitution | 0 | 0 | 0 | 0 | 0 | 0 | 0 | 0 | 0 | 0 | 0 | 0 | 0
Scenario 1: Reference | PG&E | Res | HVAC | Res ¦ Packaged/Split Heat Pump (SEER2 16.9) - Fuel Sub - ZEAS 2030 - Cold | Res - Single Family | Fuel Substitution | 0 | 0 | 0 | 0 | 0 | 331910.2361 | 338101.9707 | 343615.198 | 0 | 0 | 0 | 0 | 0
Scenario 1: Reference | PG&E | Res | HVAC | Res ¦ Packaged/Split Heat Pump (SEER2 17.8) - Fuel Sub - ZEAS 2030 - Marine | Res - Single Family | Fuel Substitution | 0 | 0 | 0 | 0 | 0 | 0 | 0 | 0 | 0 | 0 | 0 | 0 | 0
Scenario 1: Reference | PG&E | Res | HVAC | Res ¦ Packaged/Split Heat Pump (SEER2 17.8) - Fuel Sub - ZEAS 2030 - Hot-Dry | Res - Single Family | Fuel Substitution | 0 | 0 | 0 | 0 | 0 | 0 | 0 | 0 | 0 | 0 | 0 | 0 | 0
Scenario 1: Reference | PG&E | Res | HVAC | Res ¦ Packaged/Split Heat Pump (SEER2 17.8) - Fuel Sub - ZEAS 2030 - Cold | Res - Single Family | Fuel Substitution | 0 | 0 | 0 | 0 | 0 | 0 | 0 | 0 | 0 | 0 | 0 | 0 | 0
Scenario 1: Reference | PG&E | Res | HVAC | Res ¦ Packaged/Split Heat Pump (SEER2 18.7) - Fuel Sub - ZEAS 2030 - Marine | Res - Single Family | Fuel Substitution | 268079482.7364 | 289102104.6975 | 0 | 0 | 0 | 0 | 0 | 0 | 0 | 0 | 0 | 0 | 0
Scenario 1: Reference | PG&E | Res | HVAC | Res ¦ Packaged/Split Heat Pump (SEER2 18.7) - Fuel Sub - ZEAS 2030 - Hot-Dry | Res - Single Family | Fuel Substitution | 509177272.1769 | 553996058.3566 | 0 | 0 | 0 | 0 | 0 | 0 | 0 | 0 | 0 | 0 | 0
Scenario 1: Reference | PG&E | Res | HVAC | Res ¦ Packaged/Split Heat Pump (SEER2 18.7) - Fuel Sub - ZEAS 2030 - Cold | Res - Single Family | Fuel Substitution | 0 | 0 | 0 | 0 | 0 | 0 | 0 | 0 | 0 | 0 | 0 | 0 | 0
Scenario 1: Reference | PG&E | Res | HVAC | Res ¦ Packaged/Split Heat Pump (SEER2 19.6) - Fuel Sub - ZEAS 2030 - Marine | Res - Single Family | Fuel Substitution | 0 | 0 | 329661953.0888 | 356288565.2532 | 383743530.2404 | 0 | 0 | 0 | 0 | 0 | 0 | 0 | 0
Scenario 1: Reference | PG&E | Res | HVAC | Res ¦ Packaged/Split Heat Pump (SEER2 19.6) - Fuel Sub - ZEAS 2030 - Hot-Dry | Res - Single Family | Fuel Substitution | 0 | 0 | 654244877.0765 | 712461697.3592 | 772157706.2194 | 0 | 0 | 0 | 0 | 0 | 0 | 0 | 0
Scenario 1: Reference | PG&E | Res | HVAC | Res ¦ Packaged/Split Heat Pump (SEER2 19.6) - Fuel Sub - ZEAS 2030 - Cold | Res - Single Family | Fuel Substitution | 399692.6605 | 427232.0978 | 457900.216 | 491677.3219 | 526699.7783 | 0 | 0 | 0 | 0 | 0 | 0 | 0 | 0
Scenario 1: Reference | PG&E | Res | HVAC | Res ¦ Efficient HVAC System Furnace (AFUE 95) and AC (SEER2 15.2) - Panel Upgrade - ZEAS 2030 - Marine | Res - Single Family | Energy Efficiency | 620556.7366 | 747576.204 | 820455.6382 | 832215.888 | 817532.6932 | 0 | 0 | 0 | 0 | 0 | 0 | 0 | 0
Scenario 1: Reference | PG&E | Res | HVAC | Res ¦ Efficient HVAC System Furnace (AFUE 95) and AC (SEER2 15.2) - Panel Upgrade - ZEAS 2030 - Hot-Dry | Res - Single Family | Energy Efficiency | 1745512.0292 | 2104735.8619 | 2312562.7029 | 2348854.1868 | 2310261.2942 | 0 | 0 | 0 | 0 | 0 | 0 | 0 | 0
Scenario 1: Reference | PG&E | Res | HVAC | Res ¦ Efficient HVAC System Furnace (AFUE 95) and AC (SEER2 15.2) - Panel Upgrade - ZEAS 2030 - Cold | Res - Single Family | Energy Efficiency | 1657.5686 | 1967.3099 | 2131.7512 | 2135.7416 | 2049.2328 | 0 | 0 | 0 | 0 | 0 | 0 | 0 | 0
Scenario 1: Reference | PG&E | Res | HVAC | Res ¦ Packaged/Split Heat Pump (SEER2 15.2) - Fuel Sub - Panel Upgrade - ZEAS 2030 - Cold | Res - Single Family | Fuel Substitution | 0 | 0 | 0 | 0 | 0 | 0 | 0 | 0 | 352816.9674 | 357787.0257 | 364690.4169 | 370828.4448 | 376786.2853
Scenario 1: Reference | PG&E | Res | HVAC | Res ¦ Packaged/Split Heat Pump (SEER2 16.0) - Fuel Sub - Panel Upgrade - ZEAS 2030 - Hot-Dry | Res - Single Family | Fuel Substitution | 0 | 0 | 0 | 0 | 0 | 406565510.8383 | 414146901.627 | 420888115.0944 | 0 | 0 | 0 | 0 | 0
Scenario 1: Reference | PG&E | Res | HVAC | Res ¦ Packaged/Split Heat Pump (SEER2 16.9) - Fuel Sub - Panel Upgrade - ZEAS 2030 - Marine | Res - Single Family | Fuel Substitution | 0 | 0 | 0 | 0 | 0 | 0 | 0 | 0 | 0 | 0 | 0 | 0 | 0
Scenario 1: Reference | PG&E | Res | HVAC | Res ¦ Packaged/Split Heat Pump (SEER2 16.9) - Fuel Sub - Panel Upgrade - ZEAS 2030 - Hot-Dry | Res - Single Family | Fuel Substitution | 0 | 0 | 0 | 0 | 0 | 0 | 0 | 0 | 0 | 0 | 0 | 0 | 0
Scenario 1: Reference | PG&E | Res | HVAC | Res ¦ Packaged/Split Heat Pump (SEER2 16.9) - Fuel Sub - Panel Upgrade - ZEAS 2030 - Cold | Res - Single Family | Fuel Substitution | 0 | 0 | 0 | 0 | 0 | 0 | 0 | 0 | 0 | 0 | 0 | 0 | 0
Scenario 1: Reference | PG&E | Res | HVAC | Res ¦ Packaged/Split Heat Pump (SEER2 17.8) - Fuel Sub - Panel Upgrade - ZEAS 2030 - Marine | Res - Single Family | Fuel Substitution | 0 | 0 | 0 | 0 | 0 | 0 | 0 | 0 | 0 | 0 | 0 | 0 | 0
Scenario 1: Reference | PG&E | Res | HVAC | Res ¦ Packaged/Split Heat Pump (SEER2 17.8) - Fuel Sub - Panel Upgrade - ZEAS 2030 - Hot-Dry | Res - Single Family | Fuel Substitution | 0 | 0 | 0 | 0 | 0 | 0 | 0 | 0 | 0 | 0 | 0 | 0 | 0
Scenario 1: Reference | PG&E | Res | HVAC | Res ¦ Packaged/Split Heat Pump (SEER2 17.8) - Fuel Sub - Panel Upgrade - ZEAS 2030 - Cold | Res - Single Family | Fuel Substitution | 0 | 0 | 0 | 0 | 0 | 393542.911 | 400884.6906 | 407422.8589 | 0 | 0 | 0 | 0 | 0
Scenario 1: Reference | PG&E | Res | HVAC | Res ¦ Packaged/Split Heat Pump (SEER2 18.7) - Fuel Sub - Panel Upgrade - ZEAS 2030 - Marine | Res - Single Family | Fuel Substitution | 0 | 0 | 0 | 0 | 0 | 0 | 0 | 0 | 0 | 0 | 0 | 0 | 0
Scenario 1: Reference | PG&E | Res | HVAC | Res ¦ Packaged/Split Heat Pump (SEER2 18.7) - Fuel Sub - Panel Upgrade - ZEAS 2030 - Hot-Dry | Res - Single Family | Fuel Substitution | 0 | 0 | 0 | 0 | 0 | 0 | 0 | 0 | 0 | 0 | 0 | 0 | 0
Scenario 1: Reference | PG&E | Res | HVAC | Res ¦ Packaged/Split Heat Pump (SEER2 18.7) - Fuel Sub - Panel Upgrade - ZEAS 2030 - Cold | Res - Single Family | Fuel Substitution | 0 | 0 | 0 | 0 | 0 | 0 | 0 | 0 | 0 | 0 | 0 | 0 | 0
Scenario 1: Reference | PG&E | Res | HVAC | Res ¦ Packaged/Split Heat Pump (SEER2 19.6) - Fuel Sub - Panel Upgrade - ZEAS 2030 - Marine | Res - Single Family | Fuel Substitution | 320754154.7977 | 344723113.8936 | 371746457.7385 | 401772211.8813 | 432732066.0158 | 0 | 0 | 0 | 0 | 0 | 0 | 0 | 0
Scenario 1: Reference | PG&E | Res | HVAC | Res ¦ Packaged/Split Heat Pump (SEER2 19.6) - Fuel Sub - Panel Upgrade - ZEAS 2030 - Hot-Dry | Res - Single Family | Fuel Substitution | 627889976.8913 | 679194709.0014 | 737765499.682 | 803414254.4689 | 870731030.4176 | 0 | 0 | 0 | 0 | 0 | 0 | 0 | 0
Scenario 1: Reference | PG&E | Res | HVAC | Res ¦ Packaged/Split Heat Pump (SEER2 19.6) - Fuel Sub - Panel Upgrade - ZEAS 2030 - Cold | Res - Single Family | Fuel Substitution | 450717.2554 | 481772.3656 | 516355.5627 | 554444.6396 | 593938.0479 | 0 | 0 | 0 | 0 | 0 | 0 | 0 | 0
Scenario 1: Reference | PG&E | Res | HVAC | Res ¦ Res Efficient Furnace FS (AFUE = 95) - ZEAS 2030 - Marine | Res - Single Family | Energy Efficiency | 73452284.6411 | 76744670.3727 | 80010587.0532 | 83269718.7946 | 86782697.623 | 0 | 0 | 0 | 0 | 0 | 0 | 0 | 0
Scenario 1: Reference | PG&E | Res | HVAC | Res ¦ Res Efficient Furnace FS (AFUE = 95) - ZEAS 2030 - Hot-Dry | Res - Single Family | Energy Efficiency | 10740299.6479 | 11260232.4646 | 11786710.7011 | 12321885.4079 | 12893449.1632 | 0 | 0 | 0 | 0 | 0 | 0 | 0 | 0
Scenario 1: Reference | PG&E | Res | HVAC | Res ¦ Res Efficient Furnace FS (AFUE = 95) - ZEAS 2030 - Cold | Res - Single Family | Energy Efficiency | 4632.3016 | 4851.0512 | 5070.5481 | 5291.7262 | 5527.5534 | 0 | 0 | 0 | 0 | 0 | 0 | 0 | 0
Scenario 1: Reference | PG&E | Res | HVAC | Res ¦ Res Furnace Heat Pump Heating Only (SEER2 15.2) - Fuel Sub - ZEAS 2030 - Hot-Dry | Res - Single Family | Fuel Substitution | 0 | 0 | 0 | 0 | 0 | 0 | 0 | 0 | 44926201.4082 | 45469468.3298 | 46343901.3273 | 47078299.0176 | 47774683.1583
Scenario 1: Reference | PG&E | Res | HVAC | Res ¦ Res Furnace Heat Pump Heating Only (SEER2 16.0) - Fuel Sub - ZEAS 2030 - Cold | Res - Single Family | Fuel Substitution | 0 | 0 | 0 | 0 | 0 | 0 | 0 | 0 | 0 | 54093.2153 | 0 | 56034.4833 | 56897.1286
Scenario 1: Reference | PG&E | Res | HVAC | Res ¦ Res Furnace Heat Pump Heating Only (SEER2 16.9) - Fuel Sub - ZEAS 2030 - Hot-Dry | Res - Single Family | Fuel Substitution | 0 | 0 | 0 | 0 | 0 | 51835177.2239 | 52789455.2365 | 53599769.4196 | 0 | 0 | 0 | 0 | 0
Scenario 1: Reference | PG&E | Res | HVAC | Res ¦ Res Furnace Heat Pump Heating Only (SEER2 16.9) - Fuel Sub - ZEAS 2030 - Cold | Res - Single Family | Fuel Substitution | 0 | 0 | 0 | 0 | 0 | 0 | 0 | 0 | 54943.8787 | 0 | 56734.0227 | 0 | 0
Scenario 1: Reference | PG&E | Res | HVAC | Res ¦ Res Furnace Heat Pump Heating Only (SEER2 17.8) - Fuel Sub - ZEAS 2030 - Cold | Res - Single Family | Fuel Substitution | 0 | 0 | 0 | 0 | 0 | 55312.5078 | 56336.3291 | 57223.0647 | 0 | 0 | 0 | 0 | 0
Scenario 1: Reference | PG&E | Res | HVAC | Res ¦ Res Efficient Furnace FS (AFUE = 95) - Panel Upgrade - ZEAS 2030 - Marine | Res - Single Family | Energy Efficiency | 82829172.0421 | 86541862.3351 | 90224704.5493 | 93899895.662 | 97861339.8728 | 0 | 0 | 0 | 0 | 0 | 0 | 0 | 0
Scenario 1: Reference | PG&E | Res | HVAC | Res ¦ Res Efficient Furnace FS (AFUE = 95) - Panel Upgrade - ZEAS 2030 - Hot-Dry | Res - Single Family | Energy Efficiency | 12111401.7306 | 12697708.9495 | 13291397.1736 | 13894892.0557 | 14539421.3968 | 0 | 0 | 0 | 0 | 0 | 0 | 0 | 0
Scenario 1: Reference | PG&E | Res | HVAC | Res ¦ Res Efficient Furnace FS (AFUE = 95) - Panel Upgrade - ZEAS 2030 - Cold | Res - Single Family | Energy Efficiency | 5223.6593 | 5470.3343 | 5717.8521 | 5967.2657 | 6233.1985 | 0 | 0 | 0 | 0 | 0 | 0 | 0 | 0
Scenario 1: Reference | PG&E | Res | HVAC | Res ¦ Res Furnace Heat Pump Heating Only (SEER2 15.2) - Fuel Sub - Panel Upgrade - ZEAS 2030 - Marine | Res - Single Family | Fuel Substitution | 0 | 0 | 0 | 0 | 0 | 27144962.277 | 27511299.9831 | 27403085.2134 | 0 | 0 | 0 | 0 | 0
Scenario 1: Reference | PG&E | Res | HVAC | Res ¦ Res Furnace Heat Pump Heating Only (SEER2 15.2) - Fuel Sub - Panel Upgrade - ZEAS 2030 - Hot-Dry | Res - Single Family | Fuel Substitution | 0 | 0 | 0 | 0 | 0 | 0 | 0 | 0 | 50661461.1624 | 51274081.3081 | 52260144.0499 | 53088294.6369 | 53873578.8806
Scenario 1: Reference | PG&E | Res | HVAC | Res ¦ Res Furnace Heat Pump Heating Only (SEER2 16.0) - Fuel Sub - Panel Upgrade - ZEAS 2030 - Cold | Res - Single Family | Fuel Substitution | 0 | 0 | 0 | 0 | 0 | 0 | 0 | 0 | 0 | 60998.7321 | 0 | 63187.8216 | 64160.5918
Scenario 1: Reference | PG&E | Res | HVAC | Res ¦ Res Furnace Heat Pump Heating Only (SEER2 16.9) - Fuel Sub - Panel Upgrade - ZEAS 2030 - Hot-Dry | Res - Single Family | Fuel Substitution | 0 | 0 | 0 | 0 | 0 | 58452433.8908 | 59528534.6284 | 60442293.1753 | 0 | 0 | 0 | 0 | 0
Scenario 1: Reference | PG&E | Res | HVAC | Res ¦ Res Furnace Heat Pump Heating Only (SEER2 16.9) - Fuel Sub - Panel Upgrade - ZEAS 2030 - Cold | Res - Single Family | Fuel Substitution | 0 | 0 | 0 | 0 | 0 | 0 | 0 | 0 | 61957.9908 | 0 | 63976.6639 | 0 | 0
Scenario 1: Reference | PG&E | Res | HVAC | Res ¦ Res Furnace Heat Pump Heating Only (SEER2 17.8) - Fuel Sub - Panel Upgrade - ZEAS 2030 - Cold | Res - Single Family | Fuel Substitution | 0 | 0 | 0 | 0 | 0 | 62373.679 | 63528.2009 | 64528.1368 | 0 | 0 | 0 | 0 | 0
Scenario 1: Reference | PG&E | Res | HVAC | Res ¦ Ductless Mini Split Heat Pump (SEER2 15.2) - Fuel Sub - ZEAS 2030 - Marine | Res - Single Family | Fuel Substitution | 0 | 0 | 0 | 0 | 0 | 0 | 0 | 0 | 0 | 0 | 0 | 0 | 0
Scenario 1: Reference | PG&E | Res | HVAC | Res ¦ Ductless Mini Split Heat Pump (SEER2 15.2) - Fuel Sub - ZEAS 2030 - Hot-Dry | Res - Single Family | Fuel Substitution | 0 | 0 | 0 | 0 | 0 | 0 | 0 | 0 | 0 | 0 | 0 | 0 | 0
Scenario 1: Reference | PG&E | Res | HVAC | Res ¦ Ductless Mini Split Heat Pump (SEER2 15.2) - Fuel Sub - ZEAS 2030 - Cold | Res - Single Family | Fuel Substitution | 0 | 0 | 0 | 0 | 0 | 0 | 0 | 0 | 0 | 0 | 0 | 0 | 0
Scenario 1: Reference | PG&E | Res | HVAC | Res ¦ Ductless Mini Split Heat Pump (SEER2 16.0) - Fuel Sub - ZEAS 2030 - Marine | Res - Single Family | Fuel Substitution | 0 | 0 | 0 | 0 | 0 | -125791.7799 | -128312.588 | -131097.4474 | 0 | 0 | 0 | 0 | 0
Scenario 1: Reference | PG&E | Res | HVAC | Res ¦ Ductless Mini Split Heat Pump (SEER2 16.0) - Fuel Sub - ZEAS 2030 - Hot-Dry | Res - Single Family | Fuel Substitution | 0 | 0 | 0 | 0 | 0 | -94519.1663 | -96471.1468 | -98794.6696 | 0 | 0 | 0 | 0 | 0
Scenario 1: Reference | PG&E | Res | HVAC | Res ¦ Ductless Mini Split Heat Pump (SEER2 16.0) - Fuel Sub - ZEAS 2030 - Cold | Res - Single Family | Fuel Substitution | 0 | 0 | 0 | 0 | 0 | -149.6679 | -152.9909 | -157.5967 | 0 | 0 | 0 | 0 | 0
Scenario 1: Reference | PG&E | Res | HVAC | Res ¦ Ductless Mini Split Heat Pump (SEER2 17.8) - Fuel Sub - ZEAS 2030 - Marine | Res - Single Family | Fuel Substitution | 2610371.651 | 0 | 0 | 0 | 0 | 0 | 0 | 0 | 0 | 0 | 0 | 0 | 0
Scenario 1: Reference | PG&E | Res | HVAC | Res ¦ Ductless Mini Split Heat Pump (SEER2 17.8) - Fuel Sub - ZEAS 2030 - Hot-Dry | Res - Single Family | Fuel Substitution | 0 | 0 | 0 | 0 | 0 | 0 | 0 | 0 | 0 | 0 | 0 | 0 | 0
Scenario 1: Reference | PG&E | Res | HVAC | Res ¦ Ductless Mini Split Heat Pump (SEER2 17.8) - Fuel Sub - ZEAS 2030 - Cold | Res - Single Family | Fuel Substitution | 0 | 0 | 0 | 0 | 0 | 0 | 0 | 0 | 0 | 0 | 0 | 0 | 0
Scenario 1: Reference | PG&E | Res | HVAC | Res ¦ Ductless Mini Split Heat Pump (SEER2 19.6) - Fuel Sub - ZEAS 2030 - Marine | Res - Single Family | Fuel Substitution | 0 | 2856487.2666 | 3031658.2151 | 3220381.5789 | 3419067.057 | 0 | 0 | 0 | 0 | 0 | 0 | 0 | 0
Scenario 1: Reference | PG&E | Res | HVAC | Res ¦ Ductless Mini Split Heat Pump (SEER2 19.6) - Fuel Sub - ZEAS 2030 - Hot-Dry | Res - Single Family | Fuel Substitution | 3322254.1294 | 3506197.4756 | 3701792.8261 | 3909912.0647 | 4130770.1316 | 0 | 0 | 0 | 0 | 0 | 0 | 0 | 0
Scenario 1: Reference | PG&E | Res | HVAC | Res ¦ Ductless Mini Split Heat Pump (SEER2 19.6) - Fuel Sub - ZEAS 2030 - Cold | Res - Single Family | Fuel Substitution | 12290.8006 | 12848.5046 | 13414.5694 | 13994.4703 | 14625.161 | 0 | 0 | 0 | 0 | 0 | 0 | 0 | 0
Scenario 1: Reference | PG&E | Res | HVAC | Res ¦ Ductless Mini Split Heat Pump (SEER2 15.2) - Fuel Sub - Panel Upgrade - ZEAS 2030 - Marine | Res - Single Family | Fuel Substitution | 0 | 0 | 0 | 0 | 0 | 0 | 0 | 0 | 0 | 0 | 0 | 0 | 0
Scenario 1: Reference | PG&E | Res | HVAC | Res ¦ Ductless Mini Split Heat Pump (SEER2 15.2) - Fuel Sub - Panel Upgrade - ZEAS 2030 - Hot-Dry | Res - Single Family | Fuel Substitution | 0 | 0 | 0 | 0 | 0 | 0 | 0 | 0 | 0 | 0 | 0 | 0 | 0
Scenario 1: Reference | PG&E | Res | HVAC | Res ¦ Ductless Mini Split Heat Pump (SEER2 16.0) - Fuel Sub - Panel Upgrade - ZEAS 2030 - Marine | Res - Single Family | Fuel Substitution | 0 | 0 | 0 | 0 | 0 | 0 | 0 | 0 | 0 | 0 | 0 | 0 | 0
Scenario 1: Reference | PG&E | Res | HVAC | Res ¦ Ductless Mini Split Heat Pump (SEER2 16.0) - Fuel Sub - Panel Upgrade - ZEAS 2030 - Hot-Dry | Res - Single Family | Fuel Substitution | 0 | 0 | 0 | 0 | 0 | 0 | 0 | 0 | 0 | 0 | 0 | 0 | 0
Scenario 1: Reference | PG&E | Res | HVAC | Res ¦ Ductless Mini Split Heat Pump (SEER2 16.0) - Fuel Sub - Panel Upgrade - ZEAS 2030 - Cold | Res - Single Family | Fuel Substitution | 0 | 0 | 0 | 0 | 0 | 0 | 0 | 0 | 0 | 0 | 0 | 0 | 0
Scenario 1: Reference | PG&E | Res | HVAC | Res ¦ Ductless Mini Split Heat Pump (SEER2 17.8) - Fuel Sub - Panel Upgrade - ZEAS 2030 - Marine | Res - Single Family | Fuel Substitution | 0 | 0 | 0 | 0 | 0 | -42343.3467 | -43328.1389 | -44809.5175 | 0 | 0 | 0 | 0 | 0
Scenario 1: Reference | PG&E | Res | HVAC | Res ¦ Ductless Mini Split Heat Pump (SEER2 17.8) - Fuel Sub - Panel Upgrade - ZEAS 2030 - Hot-Dry | Res - Single Family | Fuel Substitution | 0 | 0 | 0 | 0 | 0 | 0 | 0 | 0 | 0 | 0 | 0 | 0 | 0
Scenario 1: Reference | PG&E | Res | HVAC | Res ¦ Ductless Mini Split Heat Pump (SEER2 17.8) - Fuel Sub - Panel Upgrade - ZEAS 2030 - Cold | Res - Single Family | Fuel Substitution | 0 | 0 | 0 | 0 | 0 | 0 | 0 | 0 | 0 | 0 | 0 | 0 | 0
Scenario 1: Reference | PG&E | Res | HVAC | Res ¦ Ductless Mini Split Heat Pump (SEER2 19.6) - Fuel Sub - Panel Upgrade - ZEAS 2030 - Marine | Res - Single Family | Fuel Substitution | 3038360.3025 | 3221145.2155 | 3418678.4128 | 3631494.1209 | 3855543.7026 | 0 | 0 | 0 | 0 | 0 | 0 | 0 | 0
Scenario 1: Reference | PG&E | Res | HVAC | Res ¦ Ductless Mini Split Heat Pump (SEER2 19.6) - Fuel Sub - Panel Upgrade - ZEAS 2030 - Hot-Dry | Res - Single Family | Fuel Substitution | 3746371.6778 | 3953797.1533 | 4174362.123 | 4409049.775 | 4658102.4888 | 161650.3649 | 164457.2288 | 166309.1532 | 0 | 0 | 0 | 0 | 0
Scenario 1: Reference | PG&E | Res | HVAC | Res ¦ Ductless Mini Split Heat Pump (SEER2 19.6) - Fuel Sub - Panel Upgrade - ZEAS 2030 - Cold | Res - Single Family | Fuel Substitution | 13859.839 | 14488.7393 | 15127.0676 | 15780.9984 | 16492.2028 | 747.4573 | 760.8164 | 770.8982 | 0 | 0 | 0 | 0 | 0
Scenario 1: Reference | PG&E | Res | HVAC | Res ¦ Res Efficient Furnace (AFUE 95, VSM) - ZEAS 2030 - Marine | Res - Single Family | Energy Efficiency | 604167.3354 | 636022.2105 | 668707.9054 | 702332.2049 | 737798.2511 | 0 | 0 | 0 | 0 | 0 | 0 | 0 | 0
Scenario 1: Reference | PG&E | Res | HVAC | Res ¦ Res Efficient Furnace (AFUE 95, VSM) - ZEAS 2030 - Hot-Dry | Res - Single Family | Energy Efficiency | 2284030.5962 | 2405288.9014 | 2529988.8049 | 2658499.1509 | 2793956.2735 | 0 | 0 | 0 | 0 | 0 | 0 | 0 | 0
Scenario 1: Reference | PG&E | Res | HVAC | Res ¦ Res Efficient Furnace (AFUE 95, VSM) - ZEAS 2030 - Cold | Res - Single Family | Energy Efficiency | 492.1847 | 517.6865 | 543.703 | 570.3428 | 598.4915 | 0 | 0 | 0 | 0 | 0 | 0 | 0 | 0
Scenario 1: Reference | PG&E | Res | WaterHeat | Res ¦ Res Heat Pump Water Heater (3.50 UEF - 50 Gal) - Marine | Res - Single Family | Energy Efficiency | 166245759.6501 | 172290103.9322 | 177569448.5806 | 182107050.342 | 187511250.0273 | 194633343.4824 | 200223273.9766 | 205191283.2527 | 209787842.7747 | 214123713.961 | 220062976.9272 | 225235454.6965 | 230202495.3331
Scenario 1: Reference | PG&E | Res | WaterHeat | Res ¦ Res Heat Pump Water Heater (3.50 UEF - 50 Gal) - Hot-Dry | Res - Single Family | Energy Efficiency | 199910692.2433 | 207201289.9283 | 213565854.3714 | 219032678.5874 | 225549269.4238 | 234146400.4134 | 240887199.7618 | 246874166.127 | 252410560.7223 | 257630431.5086 | 264791717.0822 | 271023459.5387 | 277005668.4546
Scenario 1: Reference | PG&E | Res | WaterHeat | Res ¦ Res Heat Pump Water Heater (3.50 UEF - 50 Gal) - Cold | Res - Single Family | Energy Efficiency | 9358473.4301 | 9707903.2207 | 10011746.9361 | 10271448.4091 | 10583098.5847 | 10997540.6962 | 11320003.4804 | 11604995.6199 | 11867469.4584 | 12114013.3208 | 12456311.4965 | 12752361.5617 | 13035818.8014
Scenario 1: Reference | PG&E | Res | WaterHeat | Res ¦ Res Low Flow Showerheads (Elec WH) | Res - Single Family | Energy Efficiency | 2093228.5818 | 2178131.5548 | 2251272.4137 | 2313091.0008 | 2393880.2447 | 2511041.7071 | 2600734.2475 | 2679298.4836 | 2748970.9802 | 2809831.97 | 2895632.7617 | 2965935.0957 | 3032568.0322
Scenario 1: Reference | PG&E | Res | WaterHeat | Res ¦ Res Low Flow Showerheads (Gas WH) | Res - Single Family | Energy Efficiency | 332085387.6727 | 349391035.2581 | 367354468.1546 | 386002841.7241 | 405498402.7186 | 426140436.9409 | 447982461.1953 | 471123614.3659 | 495688746.8098 | 521808132.4708 | 549578039.7111 | 579119234.5884 | 610542918.9665
Scenario 1: Reference | PG&E | Res | WaterHeat | Res ¦ Res Tankless Gas Water Heater (0.87 UEF - High Draw) - ZEAS 2030 - Marine | Res - Single Family | Energy Efficiency | 3838029.8594 | 4729227.1598 | 5334404.4351 | 5582749.6293 | 5639636.4038 | 0 | 0 | 0 | 0 | 0 | 0 | 0 | 0
Scenario 1: Reference | PG&E | Res | WaterHeat | Res ¦ Res Tankless Gas Water Heater (0.87 UEF - High Draw) - ZEAS 2030 - Hot-Dry | Res - Single Family | Energy Efficiency | 3906045.3288 | 4813040.8609 | 5428950.1844 | 5681705.1683 | 5739607.2504 | 0 | 0 | 0 | 0 | 0 | 0 | 0 | 0
Scenario 1: Reference | PG&E | Res | WaterHeat | Res ¦ Res Tankless Gas Water Heater (0.87 UEF - High Draw) - ZEAS 2030 - Cold | Res - Single Family | Energy Efficiency | 13888.4102 | 16981.0368 | 19080.9909 | 19933.7159 | 19863.0675 | 0 | 0 | 0 | 0 | 0 | 0 | 0 | 0
Scenario 1: Reference | PG&E | Res | WaterHeat | Res ¦ Res Heat Pump Water Heater (3.70 UEF - 50 Gal) - Fuel Sub - ZEAS 2030 - Marine | Res - Single Family | Fuel Substitution | 1563842179.1996 | 1661786612.0963 | 1769536261.179 | 1887524803.2398 | 2010226756.8031 | 933441572.1721 | 960855737.0196 | 985376285.8221 | 1008122396.0106 | 1029557289.3884 | 1058597998.4815 | 1083928835.3719 | 1108270532.4131
Scenario 1: Reference | PG&E | Res | WaterHeat | Res ¦ Res Heat Pump Water Heater (3.70 UEF - 50 Gal) - Fuel Sub - ZEAS 2030 - Hot-Dry | Res - Single Family | Fuel Substitution | 1576959149.0295 | 1676323860.9547 | 1785736514.7294 | 1905636083.7386 | 2030270482.433 | 960925958.2264 | 989204416.7925 | 1014484000.7379 | 1037923711.399 | 1060003227.7399 | 1089957173.3628 | 1116066737.0792 | 1141149521.0245
Scenario 1: Reference | PG&E | Res | WaterHeat | Res ¦ Res Heat Pump Water Heater (3.70 UEF - 50 Gal) - Fuel Sub - ZEAS 2030 - Cold | Res - Single Family | Fuel Substitution | 3891327.12 | 4165059.8593 | 4473149.8327 | 4816708.6752 | 5169764.691 | 1686718.2602 | 1737069.4124 | 1781905.8967 | 1823347.9963 | 1862272.9185 | 1915578.1942 | 1961819.4651 | 2006151.9813
Scenario 1: Reference | PG&E | Res | WaterHeat | Res ¦ Res Tankless Gas Water Heater (0.87 UEF - High Draw) - Panel Upgrade - ZEAS 2030 - Marine | Res - Single Family | Energy Efficiency | 3838029.8594 | 4729227.1598 | 5334404.4351 | 5582749.6293 | 5639636.4038 | 0 | 0 | 0 | 0 | 0 | 0 | 0 | 0
Scenario 1: Reference | PG&E | Res | WaterHeat | Res ¦ Res Tankless Gas Water Heater (0.87 UEF - High Draw) - Panel Upgrade - ZEAS 2030 - Hot-Dry | Res - Single Family | Energy Efficiency | 3906045.3288 | 4813040.8609 | 5428950.1844 | 5681705.1683 | 5739607.2504 | 0 | 0 | 0 | 0 | 0 | 0 | 0 | 0
Scenario 1: Reference | PG&E | Res | WaterHeat | Res ¦ Res Tankless Gas Water Heater (0.87 UEF - High Draw) - Panel Upgrade - ZEAS 2030 - Cold | Res - Single Family | Energy Efficiency | 13888.4102 | 16981.0368 | 19080.9909 | 19933.7159 | 19863.0675 | 0 | 0 | 0 | 0 | 0 | 0 | 0 | 0
Scenario 1: Reference | PG&E | Res | WaterHeat | Res ¦ Res Heat Pump Water Heater (3.70 UEF - 50 Gal) - Fuel Sub - Panel Upgrade - ZEAS 2030 - Marine | Res - Single Family | Fuel Substitution | 1563842179.1996 | 1661786612.0963 | 1769536261.179 | 1887524803.2398 | 2010226756.8031 | 933441572.1721 | 960855737.0196 | 985376285.8221 | 1008122396.0106 | 1029557289.3884 | 1058597998.4815 | 1083928835.3719 | 1108270532.4131
Scenario 1: Reference | PG&E | Res | WaterHeat | Res ¦ Res Heat Pump Water Heater (3.70 UEF - 50 Gal) - Fuel Sub - Panel Upgrade - ZEAS 2030 - Hot-Dry | Res - Single Family | Fuel Substitution | 1576959149.0295 | 1676323860.9547 | 1785736514.7294 | 1905636083.7386 | 2030270482.433 | 960925958.2264 | 989204416.7925 | 1014484000.7379 | 1037923711.399 | 1060003227.7399 | 1089957173.3628 | 1116066737.0792 | 1141149521.0245
Scenario 1: Reference | PG&E | Res | WaterHeat | Res ¦ Res Heat Pump Water Heater (3.70 UEF - 50 Gal) - Fuel Sub - Panel Upgrade - ZEAS 2030 - Cold | Res - Single Family | Fuel Substitution | 3891327.12 | 4165059.8593 | 4473149.8327 | 4816708.6752 | 5169764.691 | 1686718.2602 | 1737069.4124 | 1781905.8967 | 1823347.9963 | 1862272.9185 | 1915578.1942 | 1961819.4651 | 2006151.9813
Scenario 1: Reference | PG&E | Res | WholeBlg | Res ¦ Res All-Electric Homes - Marine | Res - Single Family | Energy Efficiency | 0 | 0 | 0 | 0 | 0 | 0 | 0 | 0 | 0 | 0 | 0 | 0 | 0
Scenario 1: Reference | PG&E | Res | WholeBlg | Res ¦ Res All-Electric Homes - Hot-Dry | Res - Single Family | Energy Efficiency | 0 | 0 | 0 | 0 | 0 | 0 | 0 | 0 | 0 | 0 | 0 | 56020244.1687 | 54395823.8308
Scenario 1: Reference | PG&E | Res | WholeBlg | Res ¦ Res All-Electric Homes - Cold | Res - Single Family | Energy Efficiency | 0 | 211069.7582 | 236919.1893 | 246549.4004 | 245186.7025 | 241666.7682 | 233536.4135 | 223118.4269 | 212546.7453 | 203012.5648 | 196254.7515 | 190384.5897 | 184667.1071
Scenario 1: Reference | SCE | Res | AppPlug | Res ¦ Efficient Res Clothes Washer (Electric) | Res - Single Family | Energy Efficiency | 0 | 0 | 0 | 0 | 0 | 0 | 0 | 0 | 0 | 0 | 0 | 0 | 0
Scenario 1: Reference | SCE | Res | BldgEnv | Res ¦ Attic/Ceiling Insulation NEW (Add R-11) - Marine | Res - Single Family | Energy Efficiency | 52089.125 | 63678.5415 | 70608.3574 | 72808.4013 | 75708.1605 | 75473.5754 | 72798.3675 | 69080.2309 | 0 | 0 | 0 | 0 | 0
Scenario 1: Reference | SCE | Res | BldgEnv | Res ¦ Attic/Ceiling Insulation NEW (Add R-11) - Hot-Dry | Res - Single Family | Energy Efficiency | 479839.1749 | 586599.5791 | 650436.2653 | 670702.8234 | 697415.0793 | 695254.1075 | 670610.3926 | 636359.3354 | 0 | 0 | 0 | 0 | 0
Scenario 1: Reference | SCE | Res | BldgEnv | Res ¦ Attic/Ceiling Insulation NEW (Add R-11) - Cold | Res - Single Family | Energy Efficiency | 9694.4963 | 11851.4447 | 13141.1779 | 13550.6361 | 14090.3208 | 14046.6613 | 13548.7686 | 12856.7727 | 0 | 0 | 0 | 0 | 0
Scenario 1: Reference | SCE | Res | BldgEnv | Res ¦ Attic/Ceiling Insulation RET (Add R-30) - Marine | Res - Single Family | Energy Efficiency | 0 | 0 | 0 | 0 | 0 | 0 | 0 | 0 | 0 | 0 | 0 | 0 | 0
Scenario 1: Reference | SCE | Res | BldgEnv | Res ¦ Attic/Ceiling Insulation RET (Add R-30) - Hot-Dry | Res - Single Family | Energy Efficiency | 0 | 0 | 0 | 0 | 0 | 0 | 0 | 0 | 0 | 0 | 0 | 0 | 0
Scenario 1: Reference | SCE | Res | BldgEnv | Res ¦ Attic/Ceiling Insulation RET (Add R-30) - Cold | Res - Single Family | Energy Efficiency | 0 | 0 | 0 | 0 | 0 | 0 | 0 | 0 | 0 | 0 | 0 | 0 | 0
Scenario 1: Reference | SCE | Res | BldgEnv | Res ¦ Wall Insulation (R13) - Marine | Res - Single Family | Energy Efficiency | 6252471.7073 | 6601285.2382 | 6920882.4647 | 7213131.7823 | 7575803.417 | 8027538.996 | 8333373.7593 | 8540368.8215 | 0 | 0 | 0 | 0 | 0
Scenario 1: Reference | SCE | Res | BldgEnv | Res ¦ Wall Insulation (R13) - Hot-Dry | Res - Single Family | Energy Efficiency | 54258068.749 | 57285023.4361 | 60058443.1491 | 62594541.5607 | 65741754.9202 | 69661852.6427 | 72315843.6384 | 74112117.6309 | 0 | 0 | 0 | 0 | 0
Scenario 1: Reference | SCE | Res | BldgEnv | Res ¦ Wall Insulation (R13) - Cold | Res - Single Family | Energy Efficiency | 1269209.4349 | 1340016.2206 | 1404892.2943 | 1464216.9276 | 1537836.8146 | 1629536.0794 | 1691618.4663 | 1733637.0628 | 0 | 0 | 0 | 0 | 0
Scenario 1: Reference | SCE | Res | HVAC | Res ¦ Packaged/Split System AC (SEER2 15.2) - Marine | Res - Single Family | Energy Efficiency | 11433961.316 | 11790960.5381 | 12076011.4959 | 12291777.2231 | 12581158.5413 | 13046637.7003 | 13359917.787 | 13556232.4007 | 0 | 0 | 0 | 0 | 0
Scenario 1: Reference | SCE | Res | HVAC | Res ¦ Packaged/Split System AC (SEER2 15.2) - Hot-Dry | Res - Single Family | Energy Efficiency | 219377747.8647 | 226227314.971 | 231696446.3972 | 235836236.4468 | 241388452.3503 | 250319370.2322 | 256330119.9609 | 260096711.1403 | 0 | 0 | 0 | 0 | 0
Scenario 1: Reference | SCE | Res | HVAC | Res ¦ Packaged/Split System AC (SEER2 15.2) - Cold | Res - Single Family | Energy Efficiency | 6043983.325 | 6232692.8445 | 6383370.5657 | 6497424.1663 | 6650390.9128 | 6896442.845 | 7062042.4625 | 7165814.2192 | 0 | 0 | 0 | 0 | 0
Scenario 1: Reference | SCE | Res | HVAC | Res ¦ Packaged/Split Heat Pump (SEER2 15.2) - Marine | Res - Single Family | Energy Efficiency | 0 | 0 | 0 | 0 | 0 | 0 | 0 | 0 | 0 | 0 | 0 | 0 | 0
Scenario 1: Reference | SCE | Res | HVAC | Res ¦ Packaged/Split Heat Pump (SEER2 15.2) - Hot-Dry | Res - Single Family | Energy Efficiency | 0 | 0 | 0 | 0 | 0 | 0 | 0 | 0 | 0 | 0 | 0 | 0 | 0
Scenario 1: Reference | SCE | Res | HVAC | Res ¦ Packaged/Split Heat Pump (SEER2 15.2) - Cold | Res - Single Family | Energy Efficiency | 720429.4423 | 758580.5989 | 0 | 0 | 0 | 0 | 0 | 0 | 993310.2722 | 1015992.7735 | 1046025.21 | 1075299.9614 | 1103146.9481
Scenario 1: Reference | SCE | Res | HVAC | Res ¦ Packaged/Split Heat Pump (SEER2 16.0) - Cold | Res - Single Family | Energy Efficiency | 0 | 0 | 822020.5929 | 860984.8789 | 903838.8877 | 943261.8872 | 973420.261 | 999252.2335 | 0 | 0 | 0 | 0 | 0
Scenario 1: Reference | SCE | Res | HVAC | Res ¦ Ductless Mini Split Heat Pump (SEER2 19.6) - Marine | Res - Single Family | Energy Efficiency | 40918.5538 | 43085.4422 | 45233.9804 | 47378.0991 | 49736.2607 | 51905.6214 | 53565.1702 | 54986.6467 | 0 | 0 | 0 | 0 | 0
Scenario 1: Reference | SCE | Res | HVAC | Res ¦ Ductless Mini Split Heat Pump (SEER2 19.6) - Hot-Dry | Res - Single Family | Energy Efficiency | 346035.8769 | 364360.5985 | 382530.1385 | 400662.3043 | 420604.5662 | 438950.196 | 452984.5 | 465005.4982 | 0 | 0 | 0 | 0 | 0
Scenario 1: Reference | SCE | Res | HVAC | Res ¦ Ductless Mini Split Heat Pump (SEER2 19.6) - Cold | Res - Single Family | Energy Efficiency | 16620.9784 | 17501.1611 | 18373.8901 | 19244.8239 | 20202.7012 | 21083.8882 | 21757.9913 | 22335.3902 | 0 | 0 | 0 | 0 | 0
Scenario 1: Reference | SCE | Res | HVAC | Res ¦ Res Brushless HVAC Motor - Hot-Dry | Res - Single Family | Energy Efficiency | 194724669.6687 | 202652073.3221 | 211531923.0125 | 217059439.2788 | 226932838.4705 | 244957806.5827 | 256331120.8603 | 261033099.9696 | 265389746.7059 | 268966461.9501 | 275152410.1099 | 278263641.0846 | 281226125.3867
Scenario 1: Reference | SCE | Res | HVAC | Res ¦ Res Brushless HVAC Motor - Cold | Res - Single Family | Energy Efficiency | 6497571.3581 | 6762092.9054 | 7058395.6652 | 7242837.7876 | 7572293.2999 | 8173750.3045 | 8553254.9724 | 8710150.577 | 8855523.1336 | 8974870.9418 | 9181283.6149 | 9285099.1474 | 9383951.302
Scenario 1: Reference | SCE | Res | HVAC | Res ¦ HVAC Time Delay Relay - Marine | Res - Single Family | Energy Efficiency | 4350612.5692 | 4844675.2793 | 5076386.8619 | 4633383.1638 | 4406355.3781 | 5345210.8932 | 5913038.6227 | 6044589.1334 | 6098586.3367 | 6107366.1101 | 6379979.2683 | 6464452.0326 | 6539496.4203
Scenario 1: Reference | SCE | Res | HVAC | Res ¦ HVAC Time Delay Relay - Hot-Dry | Res - Single Family | Energy Efficiency | 45565253.051 | 50739718.0376 | 53166502.0197 | 48526793.1778 | 46149063.987 | 55981975.6617 | 61929003.5275 | 63306770.9606 | 63872299.6514 | 63964252.8169 | 66819411.1058 | 67704119.3668 | 68490081.4498
Scenario 1: Reference | SCE | Res | HVAC | Res ¦ HVAC Time Delay Relay - Cold | Res - Single Family | Energy Efficiency | 1066949.497 | 1188114.0345 | 1244939.2638 | 1136296.5002 | 1080619.931 | 1310865.9949 | 1450120.7551 | 1482382.3618 | 1495624.7013 | 1497777.8636 | 1564633.8447 | 1585350.0478 | 1603754.0243
Scenario 1: Reference | SCE | Res | WaterHeat | Res ¦ Res Heat Pump Water Heater (3.50 UEF - 50 Gal) - Marine | Res - Single Family | Energy Efficiency | 34471485.9636 | 35900166.3174 | 37198801.3577 | 38359755.5778 | 39747540.4013 | 41450167.4778 | 42679590.1228 | 43541228.549 | 44380571.9827 | 45118261.115 | 46129367.6846 | 46956250.1338 | 47742158.2369
Scenario 1: Reference | SCE | Res | WaterHeat | Res ¦ Res Heat Pump Water Heater (3.50 UEF - 50 Gal) - Hot-Dry | Res - Single Family | Energy Efficiency | 89506656.8817 | 93226592.1545 | 96607139.2059 | 99628344.2711 | 103241608.4263 | 107677027.4098 | 110876758.7643 | 113115986.3413 | 115296771.3276 | 117211879.9362 | 119840671.5899 | 121988178.478 | 124028455.5258
Scenario 1: Reference | SCE | Res | WaterHeat | Res ¦ Res Heat Pump Water Heater (3.50 UEF - 50 Gal) - Cold | Res - Single Family | Energy Efficiency | 12669838.3126 | 13210636.1378 | 13701017.4201 | 14137981.1023 | 14663010.7994 | 15310844.909 | 15774108.3931 | 16093764.5927 | 16404384.8385 | 16675013.468 | 17051834.6976 | 17356470.209 | 17644769.5257
Scenario 1: Reference | SCE | Res | WaterHeat | Res ¦ Res Faucet Aerators (Elec WH) | Res - Single Family | Energy Efficiency | 0 | 0 | 0 | 0 | 0 | 0 | 0 | 0 | 0 | 0 | 1443.0935 | 1388.7658 | 1332.0356
Scenario 1: Reference | SCE | Res | WaterHeat | Res ¦ Res Low Flow Showerheads (Elec WH) | Res - Single Family | Energy Efficiency | 270222.8903 | 284701.649 | 297952.4257 | 309860.1294 | 324620.4575 | 343520.8111 | 356936.4475 | 365832.8989 | 374001.2037 | 380297.0981 | 388933.826 | 395340.9796 | 401366.0253
Scenario 1: Reference | SCE | Res | WholeBlg | Res ¦ Res All-Electric Homes - Marine | Res - Single Family | Energy Efficiency | 0 | 0 | 0 | 0 | 0 | 0 | 0 | 0 | 0 | 0 | 0 | 0 | 0
Scenario 1: Reference | SCE | Res | WholeBlg | Res ¦ Res All-Electric Homes - Hot-Dry | Res - Single Family | Energy Efficiency | 0 | 0 | 0 | 0 | 0 | 0 | 0 | 0 | 0 | 0 | 0 | 0 | 0
Scenario 1: Reference | SCE | Res | WholeBlg | Res ¦ Res All-Electric Homes - Cold | Res - Single Family | Energy Efficiency | 0 | 2212959.4515 | 2508134.9291 | 2644302.0804 | 2808742.8723 | 2829292.1966 | 2749730.9662 | 2629977.1809 | 2514628.1559 | 2402407.1506 | 2321697.1148 | 2248585.3491 | 2174610.6333
Scenario 1: Reference | SCG | Res | AppPlug | Res ¦ Efficient Res Clothes Washer (Gas) | Res - Single Family | Energy Efficiency | 0 | 0 | 0 | 0 | 0 | 0 | 0 | 0 | 0 | 0 | 0 | 0 | 0
Scenario 1: Reference | SCG | Res | BldgEnv | Res ¦ Attic/Ceiling Insulation NEW (Add R-11) - Marine | Res - Single Family | Energy Efficiency | 251953.6527 | 307812.9198 | 347597.3902 | 367323.3427 | 385404.9095 | 390681.8982 | 387712.1138 | 381245.1644 | 0 | 0 | 0 | 0 | 0
Scenario 1: Reference | SCG | Res | BldgEnv | Res ¦ Attic/Ceiling Insulation NEW (Add R-11) - Hot-Dry | Res - Single Family | Energy Efficiency | 1634525.8574 | 1996907.6506 | 2255005.6974 | 2382975.9774 | 2500278.4577 | 2534512.4308 | 2515246.2313 | 2473292.4991 | 0 | 0 | 0 | 0 | 0
Scenario 1: Reference | SCG | Res | BldgEnv | Res ¦ Attic/Ceiling Insulation NEW (Add R-11) - Cold | Res - Single Family | Energy Efficiency | 35551.5906 | 43433.5394 | 49047.275 | 51830.6798 | 54382.0556 | 55126.6582 | 54707.6106 | 53795.1002 | 0 | 0 | 0 | 0 | 0
Scenario 1: Reference | SCG | Res | BldgEnv | Res ¦ Wall Insulation (R13) - Cold | Res - Single Family | Energy Efficiency | 0 | 0 | 0 | 0 | 0 | 0 | 6513526.1285 | 6864180.976 | 0 | 0 | 0 | 0 | 0
Scenario 1: Reference | SCG | Res | BldgEnv | Res ¦ Floor Insulation (R30) - Marine | Res - Single Family | Energy Efficiency | 186282.6236 | 227217.2481 | 256172.5599 | 270281.5568 | 283148.2687 | 286597.0541 | 284013.2954 | 278897.4099 | 0 | 0 | 0 | 0 | 0
Scenario 1: Reference | SCG | Res | BldgEnv | Res ¦ Floor Insulation (R30) - Hot-Dry | Res - Single Family | Energy Efficiency | 568622.896 | 693574.7797 | 781960.1209 | 825027.4695 | 864302.7751 | 874830.1034 | 866943.2466 | 851327.1385 | 0 | 0 | 0 | 0 | 0
Scenario 1: Reference | SCG | Res | BldgEnv | Res ¦ Floor Insulation (R30) - Cold | Res - Single Family | Energy Efficiency | 57177.1308 | 69741.5039 | 78628.9761 | 82959.557 | 86908.8339 | 87967.3956 | 87174.3431 | 85604.0858 | 0 | 0 | 0 | 0 | 0
Scenario 1: Reference | SCG | Res | HVAC | Res ¦ Res Smart Thermostat (Elec SC and Gas SH) - Marine | Res - Single Family | Energy Efficiency | 0 | 0 | 0 | 0 | 0 | 0 | 0 | 0 | 0 | 0 | 0 | 0 | 0
Scenario 1: Reference | SCG | Res | HVAC | Res ¦ Res Smart Thermostat (Elec SC and Gas SH) - Hot-Dry | Res - Single Family | Energy Efficiency | 0 | 0 | 0 | 0 | 0 | 0 | 0 | 0 | 0 | 0 | 0 | 0 | 0
Scenario 1: Reference | SCG | Res | HVAC | Res ¦ Res Smart Thermostat (Elec SC and Gas SH) - Cold | Res - Single Family | Energy Efficiency | 0 | 0 | 0 | 0 | 0 | 0 | 0 | 0 | 0 | 0 | 0 | 17682.8564 | 17555.3459
Scenario 1: Reference | SCG | Res | HVAC | Res ¦ Efficient HVAC System Furnace (AFUE 95) and AC (SEER2 15.2) - Panel Upgrade - ZEAS 2030 - Marine | Res - Single Family | Energy Efficiency | 0 | 0 | 0 | 0 | 0 | 0 | 0 | 0 | 0 | 0 | 0 | 0 | 0
Scenario 1: Reference | SCG | Res | HVAC | Res ¦ Efficient HVAC System Furnace (AFUE 95) and AC (SEER2 15.2) - Panel Upgrade - ZEAS 2030 - Hot-Dry | Res - Single Family | Energy Efficiency | 0 | 0 | 0 | 0 | 0 | 0 | 0 | 0 | 0 | 0 | 0 | 0 | 0
Scenario 1: Reference | SCG | Res | HVAC | Res ¦ Efficient HVAC System Furnace (AFUE 95) and AC (SEER2 15.2) - Panel Upgrade - ZEAS 2030 - Cold | Res - Single Family | Energy Efficiency | 30898.5144 | 37707.0945 | 42534.0027 | 44899.8054 | 0 | 0 | 0 | 0 | 0 | 0 | 0 | 0 | 0
Scenario 1: Reference | SCG | Res | HVAC | Res ¦ Res Efficient Furnace FS (AFUE = 95) - ZEAS 2030 - Marine | Res - Single Family | Energy Efficiency | 0 | 0 | 0 | 0 | 0 | 0 | 0 | 0 | 0 | 0 | 0 | 0 | 0
Scenario 1: Reference | SCG | Res | HVAC | Res ¦ Res Efficient Furnace FS (AFUE = 95) - ZEAS 2030 - Hot-Dry | Res - Single Family | Energy Efficiency | 11534863.5892 | 12187331.6104 | 12872088.0604 | 13590472.8787 | 14352583.4947 | 0 | 0 | 0 | 0 | 0 | 0 | 0 | 0
Scenario 1: Reference | SCG | Res | HVAC | Res ¦ Res Efficient Furnace FS (AFUE = 95) - ZEAS 2030 - Cold | Res - Single Family | Energy Efficiency | 721886.3837 | 762719.7908 | 805573.9046 | 850532.5827 | 898227.7524 | 0 | 0 | 0 | 0 | 0 | 0 | 0 | 0
Scenario 1: Reference | SCG | Res | HVAC | Res ¦ Res Efficient Furnace FS (AFUE = 95) - Panel Upgrade - ZEAS 2030 - Marine | Res - Single Family | Energy Efficiency | 25216331.6172 | 26642690.0534 | 28139634.1296 | 29710093.0837 | 31376140.8764 | 0 | 0 | 0 | 0 | 0 | 0 | 0 | 0
Scenario 1: Reference | SCG | Res | HVAC | Res ¦ Res Efficient Furnace FS (AFUE = 95) - Panel Upgrade - ZEAS 2030 - Hot-Dry | Res - Single Family | Energy Efficiency | 13007399.3666 | 13743161.1777 | 14515333.3447 | 15325426.8632 | 16184828.1961 | 0 | 0 | 0 | 0 | 0 | 0 | 0 | 0
Scenario 1: Reference | SCG | Res | HVAC | Res ¦ Res Efficient Furnace FS (AFUE = 95) - Panel Upgrade - ZEAS 2030 - Cold | Res - Single Family | Energy Efficiency | 814042.0923 | 860088.2747 | 908413.1265 | 959111.2102 | 1012895.125 | 0 | 0 | 0 | 0 | 0 | 0 | 0 | 0
Scenario 1: Reference | SCG | Res | HVAC | Res ¦ Res Efficient Furnace (AFUE 95, VSM) - ZEAS 2030 - Marine | Res - Single Family | Energy Efficiency | 115362.0692 | 121887.5093 | 128735.8712 | 135920.556 | 143542.5497 | 0 | 0 | 0 | 0 | 0 | 0 | 0 | 0
Scenario 1: Reference | SCG | Res | HVAC | Res ¦ Res Efficient Furnace (AFUE 95, VSM) - ZEAS 2030 - Hot-Dry | Res - Single Family | Energy Efficiency | 1083577.7287 | 1144870.1585 | 1209195.7427 | 1276680.3543 | 1348272.5395 | 0 | 0 | 0 | 0 | 0 | 0 | 0 | 0
Scenario 1: Reference | SCG | Res | HVAC | Res ¦ Res Efficient Furnace (AFUE 95, VSM) - ZEAS 2030 - Cold | Res - Single Family | Energy Efficiency | 43456.4396 | 45914.5473 | 48494.2984 | 51200.741 | 54071.9162 | 0 | 0 | 0 | 0 | 0 | 0 | 0 | 0
Scenario 1: Reference | SCG | Res | WaterHeat | Res ¦ Res Faucet Aerators (Gas WH) | Res - Single Family | Energy Efficiency | 1070104.0397 | 1302573.7908 | 1465325.2502 | 1542504.413 | 1612157.6174 | 1627889.6067 | 1609293.8674 | 1576462.0151 | 1545285.3982 | 1519790.7598 | 1500394.2262 | 1487139.9223 | 1475739.4045
Scenario 1: Reference | SCG | Res | WaterHeat | Res ¦ Res Low Flow Showerheads (Gas WH) | Res - Single Family | Energy Efficiency | 250938161.3272 | 264281997.3816 | 278208979.905 | 292759011.8607 | 308151307.7235 | 324352631.0966 | 341468586.1661 | 359609972.7284 | 378879973.77 | 399365947.8258 | 421151416.1668 | 444328753.9227 | 468989186.7067
Scenario 1: Reference | SCG | Res | WaterHeat | Res ¦ Res Tankless Gas Water Heater (0.87 UEF - High Draw) - ZEAS 2030 - Marine | Res - Single Family | Energy Efficiency | 1570500.8026 | 1915610.0745 | 2159724.8477 | 2278674.1657 | 2387150.0982 | 0 | 0 | 0 | 0 | 0 | 0 | 0 | 0
Scenario 1: Reference | SCG | Res | WaterHeat | Res ¦ Res Tankless Gas Water Heater (0.87 UEF - High Draw) - ZEAS 2030 - Hot-Dry | Res - Single Family | Energy Efficiency | 6957126.6046 | 8485918.4988 | 9567317.1077 | 10094248.0479 | 10574783.1707 | 0 | 0 | 0 | 0 | 0 | 0 | 0 | 0
Scenario 1: Reference | SCG | Res | WaterHeat | Res ¦ Res Tankless Gas Water Heater (0.87 UEF - High Draw) - ZEAS 2030 - Cold | Res - Single Family | Energy Efficiency | 114992.2636 | 140261.2073 | 158135.3213 | 166844.8051 | 174787.4264 | 0 | 0 | 0 | 0 | 0 | 0 | 0 | 0
Scenario 1: Reference | SCG | Res | WaterHeat | Res ¦ Res Tankless Gas Water Heater (0.87 UEF - High Draw) - Panel Upgrade - ZEAS 2030 - Marine | Res - Single Family | Energy Efficiency | 1570500.8026 | 1915610.0745 | 2159724.8477 | 2278674.1657 | 2387150.0982 | 0 | 0 | 0 | 0 | 0 | 0 | 0 | 0
Scenario 1: Reference | SCG | Res | WaterHeat | Res ¦ Res Tankless Gas Water Heater (0.87 UEF - High Draw) - Panel Upgrade - ZEAS 2030 - Hot-Dry | Res - Single Family | Energy Efficiency | 6957126.6046 | 8485918.4988 | 9567317.1077 | 10094248.0479 | 10574783.1707 | 0 | 0 | 0 | 0 | 0 | 0 | 0 | 0
Scenario 1: Reference | SCG | Res | WaterHeat | Res ¦ Res Tankless Gas Water Heater (0.87 UEF - High Draw) - Panel Upgrade - ZEAS 2030 - Cold | Res - Single Family | Energy Efficiency | 114992.2636 | 140261.2073 | 158135.3213 | 166844.8051 | 174787.4264 | 0 | 0 | 0 | 0 | 0 | 0 | 0 | 0
Scenario 1: Reference | SCG | Res | WholeBlg | Res ¦ Res All-Electric Homes - Marine | Res - Single Family | Energy Efficiency | 0 | 0 | 0 | 0 | 0 | 0 | 0 | 0 | 0 | 0 | 0 | 0 | 0
Scenario 1: Reference | SCG | Res | WholeBlg | Res ¦ Res All-Electric Homes - Hot-Dry | Res - Single Family | Energy Efficiency | 0 | 0 | 0 | 0 | 0 | 0 | 0 | 0 | 0 | 0 | 0 | 0 | 0
Scenario 1: Reference | SCG | Res | WholeBlg | Res ¦ Res All-Electric Homes - Cold | Res - Single Family | Energy Efficiency | 0 | 0 | 0 | 0 | 0 | 0 | 0 | 0 | 0 | 0 | 0 | 0 | 0
Scenario 1: Reference | SDG&E | Res | AppPlug | Res ¦ Efficient Res Clothes Washer (Electric) | Res - Single Family | Energy Efficiency | 0 | 0 | 0 | 0 | 0 | 663373.6765 | 695657.8297 | 728520.6397 | 762845.8379 | 798389.1001 | 836986.847 | 877203.6716 | 919706.6127
Scenario 1: Reference | SDG&E | Res | AppPlug | Res ¦ Efficient Gas Pool Heater - ZEAS 2030 | Res - Single Family | Energy Efficiency | 33413.8462 | 41549.6443 | 46485.763 | 48360.8475 | 45522.1825 | 0 | 0 | 0 | 0 | 0 | 0 | 0 | 0
Scenario 1: Reference | SDG&E | Res | AppPlug | Res ¦ Heat Pump Pool Heater - Fuel Sub - ZEAS 2030 | Res - Single Family | Fuel Substitution | 80433809.0219 | 85558964.6196 | 91118375.9764 | 97149777.2851 | 103501997.7704 | 0 | 0 | 0 | 0 | 0 | 0 | 0 | 0
Scenario 1: Reference | SDG&E | Res | BldgEnv | Res ¦ Attic/Ceiling Insulation NEW (Add R-11) - Marine | Res - Single Family | Energy Efficiency | 28786.3021 | 35842.3783 | 40132.1212 | 41764.2886 | 39342.2318 | 38908.9423 | 38130.6189 | 37106.1895 | 0 | 0 | 0 | 0 | 0
Scenario 1: Reference | SDG&E | Res | BldgEnv | Res ¦ Attic/Ceiling Insulation NEW (Add R-11) - Hot-Dry | Res - Single Family | Energy Efficiency | 111298.6468 | 138670.4587 | 155398.85 | 161881.7074 | 152626.0461 | 151070.1447 | 148249.1717 | 144499.6978 | 0 | 0 | 0 | 0 | 0
Scenario 1: Reference | SDG&E | Res | BldgEnv | Res ¦ Attic/Ceiling Insulation RET (Add R-30) - Marine | Res - Single Family | Energy Efficiency | 3779484.8164 | 3978323.8426 | 4183772.5308 | 4397409.2005 | 4629912.5168 | 4879766.273 | 5125502.7623 | 5374372.6307 | 0 | 0 | 0 | 0 | 0
Scenario 1: Reference | SDG&E | Res | BldgEnv | Res ¦ Attic/Ceiling Insulation RET (Add R-30) - Hot-Dry | Res - Single Family | Energy Efficiency | 14826170.7998 | 15600521.337 | 16403746.9808 | 17241661.8649 | 18149023.9343 | 19121643.9475 | 20091649.0627 | 21082947.7758 | 0 | 0 | 0 | 0 | 0
Scenario 1: Reference | SDG&E | Res | BldgEnv | Res ¦ Wall Insulation (R13) - Marine | Res - Single Family | Energy Efficiency | 6848754.8046 | 7211914.1796 | 7585568.11 | 7972766.4987 | 8396448.8677 | 8852982.8579 | 9295244.7937 | 9738655.072 | 10202604.7564 | 10675975.6433 | 11200200.8661 | 11744095.8891 | 12313117.6623
Scenario 1: Reference | SDG&E | Res | BldgEnv | Res ¦ Wall Insulation (R13) - Hot-Dry | Res - Single Family | Energy Efficiency | 24121801.8772 | 25387008.9265 | 26696403.1416 | 28059801.4488 | 29540511.7625 | 31130052.1467 | 32702513.0061 | 34301088.981 | 0 | 0 | 0 | 0 | 0
Scenario 1: Reference | SDG&E | Res | BldgEnv | Res ¦ Floor Insulation (R30) - Marine | Res - Single Family | Energy Efficiency | 6699.8735 | 8411.815 | 9564.2804 | 10161.7512 | 9723.1438 | 9752.9396 | 9865.7676 | 9985.0446 | 0 | 0 | 0 | 0 | 0
Scenario 1: Reference | SDG&E | Res | BldgEnv | Res ¦ Floor Insulation (R30) - Hot-Dry | Res - Single Family | Energy Efficiency | 14535.3524 | 18374.7687 | 21147.1794 | 22824.8586 | 22093.0042 | 22386.9577 | 23141.3339 | 24018.4354 | 0 | 0 | 0 | 0 | 0
Scenario 1: Reference | SDG&E | Res | HVAC | Res ¦ Packaged/Split System AC (SEER2 15.2) - Marine | Res - Single Family | Energy Efficiency | 3225163.5127 | 3289157.1059 | 3326395.6386 | 3339061.7508 | 3368823.9067 | 3464364.2415 | 3519118.9108 | 3543735.2484 | 0 | 0 | 0 | 0 | 0
Scenario 1: Reference | SDG&E | Res | HVAC | Res ¦ Packaged/Split System AC (SEER2 15.2) - Hot-Dry | Res - Single Family | Energy Efficiency | 16842609.3748 | 17167852.8493 | 17350581.8297 | 17402296.752 | 17543991.6901 | 18033349.0556 | 18305363.2877 | 18416414.3668 | 0 | 0 | 0 | 0 | 0
Scenario 1: Reference | SDG&E | Res | HVAC | Res ¦ Packaged/Split Heat Pump (SEER2 15.2) - Marine | Res - Single Family | Energy Efficiency | 0 | 0 | 0 | 0 | 0 | 0 | 0 | 0 | 0 | 0 | 0 | 0 | 0
Scenario 1: Reference | SDG&E | Res | HVAC | Res ¦ Packaged/Split Heat Pump (SEER2 15.2) - Hot-Dry | Res - Single Family | Energy Efficiency | 0 | 0 | 0 | 0 | 0 | 0 | 0 | 0 | 0 | 0 | 0 | 0 | 0
Scenario 1: Reference | SDG&E | Res | HVAC | Res ¦ Ductless Mini Split Heat Pump (SEER2 19.6) - Marine | Res - Single Family | Energy Efficiency | 19253.9179 | 20280.4932 | 21308.0048 | 22345.2605 | 23451.5245 | 24444.3436 | 25220.1002 | 25920.8201 | 0 | 0 | 0 | 0 | 0
Scenario 1: Reference | SDG&E | Res | HVAC | Res ¦ Ductless Mini Split Heat Pump (SEER2 19.6) - Hot-Dry | Res - Single Family | Energy Efficiency | 96046.2675 | 101167.2371 | 106292.8772 | 111467.1247 | 116985.6137 | 121938.1937 | 125807.9787 | 129303.4509 | 0 | 0 | 0 | 0 | 0
Scenario 1: Reference | SDG&E | Res | HVAC | Res ¦ Res Smart Thermostat (Elec SC and Gas SH) - Marine | Res - Single Family | Energy Efficiency | 0 | 0 | 0 | 0 | 15779.7682 | 15640.6753 | 15307.9382 | 14867.3509 | 14418.6913 | 13977.0492 | 13647.6259 | 13442.6636 | 13263.6731
Scenario 1: Reference | SDG&E | Res | HVAC | Res ¦ Res Smart Thermostat (Elec SC and Gas SH) - Hot-Dry | Res - Single Family | Energy Efficiency | 0 | 0 | 0 | 0 | 0 | 0 | 0 | 0 | 0 | 0 | 0 | 0 | 0
Scenario 1: Reference | SDG&E | Res | HVAC | Res ¦ HVAC Time Delay Relay - Marine | Res - Single Family | Energy Efficiency | 975590.9189 | 1080200.3663 | 1125769.0969 | 1016563.9749 | 929639.9992 | 1091411.638 | 1186681.1617 | 1214176.8437 | 1224258.3099 | 1219588.6762 | 1277860.8548 | 1292514.2245 | 1304770.0305
Scenario 1: Reference | SDG&E | Res | HVAC | Res ¦ HVAC Time Delay Relay - Hot-Dry | Res - Single Family | Energy Efficiency | 3322383.8932 | 3678632.3337 | 3833817.067 | 3461918.0145 | 3165897.6116 | 3716812.4231 | 4041253.6666 | 4134890.466 | 4169222.9924 | 4153320.5114 | 4351766.9545 | 4401669.1404 | 4443406.401
Scenario 1: Reference | SDG&E | Res | HVAC | Res ¦ Efficient HVAC System Furnace (AFUE 95) and AC (SEER2 15.2) - ZEAS 2030 - Marine | Res - Single Family | Energy Efficiency | 0 | 0 | 0 | 0 | 0 | 0 | 0 | 0 | 0 | 0 | 0 | 0 | 0
Scenario 1: Reference | SDG&E | Res | HVAC | Res ¦ Efficient HVAC System Furnace (AFUE 95) and AC (SEER2 15.2) - ZEAS 2030 - Hot-Dry | Res - Single Family | Energy Efficiency | 0 | 0 | 0 | 0 | 0 | 0 | 0 | 0 | 0 | 0 | 0 | 0 | 0
Scenario 1: Reference | SDG&E | Res | HVAC | Res ¦ Packaged/Split Heat Pump (SEER2 16.9) - Fuel Sub - ZEAS 2030 - Marine | Res - Single Family | Fuel Substitution | 0 | 0 | 0 | 0 | 0 | 0 | 0 | 0 | 0 | 0 | 0 | 0 | 0
Scenario 1: Reference | SDG&E | Res | HVAC | Res ¦ Packaged/Split Heat Pump (SEER2 16.9) - Fuel Sub - ZEAS 2030 - Hot-Dry | Res - Single Family | Fuel Substitution | 0 | 0 | 0 | 0 | 0 | 0 | 0 | 0 | 0 | 0 | 0 | 0 | 0
Scenario 1: Reference | SDG&E | Res | HVAC | Res ¦ Packaged/Split Heat Pump (SEER2 17.8) - Fuel Sub - ZEAS 2030 - Marine | Res - Single Family | Fuel Substitution | 0 | 0 | 0 | 0 | 0 | 0 | 0 | 0 | 0 | 0 | 0 | 0 | 0
Scenario 1: Reference | SDG&E | Res | HVAC | Res ¦ Packaged/Split Heat Pump (SEER2 17.8) - Fuel Sub - ZEAS 2030 - Hot-Dry | Res - Single Family | Fuel Substitution | 0 | 0 | 0 | 0 | 0 | 0 | 0 | 0 | 0 | 0 | 0 | 0 | 0
Scenario 1: Reference | SDG&E | Res | HVAC | Res ¦ Packaged/Split Heat Pump (SEER2 18.7) - Fuel Sub - ZEAS 2030 - Marine | Res - Single Family | Fuel Substitution | 58312293.3036 | 61915430.1916 | 65854011.6708 | 70139158.1182 | 74608549.3664 | 0 | 0 | 0 | 0 | 0 | 0 | 0 | 0
Scenario 1: Reference | SDG&E | Res | HVAC | Res ¦ Packaged/Split Heat Pump (SEER2 18.7) - Fuel Sub - ZEAS 2030 - Hot-Dry | Res - Single Family | Fuel Substitution | 0 | 0 | 0 | 0 | 0 | 0 | 0 | 0 | 0 | 0 | 0 | 0 | 0
Scenario 1: Reference | SDG&E | Res | HVAC | Res ¦ Packaged/Split Heat Pump (SEER2 19.6) - Fuel Sub - ZEAS 2030 - Hot-Dry | Res - Single Family | Fuel Substitution | 194367682.6991 | 206020626.2509 | 218689051.8415 | 232412746.4861 | 246770406.7061 | 0 | 0 | 0 | 0 | 0 | 0 | 0 | 0
Scenario 1: Reference | SDG&E | Res | HVAC | Res ¦ Efficient HVAC System Furnace (AFUE 95) and AC (SEER2 15.2) - Panel Upgrade - ZEAS 2030 - Marine | Res - Single Family | Energy Efficiency | 98142.4425 | 119742.0386 | 130840.6997 | 132414.6958 | 121726.8832 | 0 | 0 | 0 | 0 | 0 | 0 | 0 | 0
Scenario 1: Reference | SDG&E | Res | HVAC | Res ¦ Efficient HVAC System Furnace (AFUE 95) and AC (SEER2 15.2) - Panel Upgrade - ZEAS 2030 - Hot-Dry | Res - Single Family | Energy Efficiency | 236742.5621 | 288511.3864 | 314795.5112 | 318032.5711 | 291910.441 | 0 | 0 | 0 | 0 | 0 | 0 | 0 | 0
Scenario 1: Reference | SDG&E | Res | HVAC | Res ¦ Packaged/Split Heat Pump (SEER2 17.8) - Fuel Sub - Panel Upgrade - ZEAS 2030 - Marine | Res - Single Family | Fuel Substitution | 0 | 0 | 0 | 0 | 0 | 0 | 0 | 0 | 0 | 0 | 0 | 0 | 0
Scenario 1: Reference | SDG&E | Res | HVAC | Res ¦ Packaged/Split Heat Pump (SEER2 17.8) - Fuel Sub - Panel Upgrade - ZEAS 2030 - Hot-Dry | Res - Single Family | Fuel Substitution | 0 | 0 | 0 | 0 | 0 | 0 | 0 | 0 | 0 | 0 | 0 | 0 | 0
Scenario 1: Reference | SDG&E | Res | HVAC | Res ¦ Packaged/Split Heat Pump (SEER2 18.7) - Fuel Sub - Panel Upgrade - ZEAS 2030 - Marine | Res - Single Family | Fuel Substitution | 0 | 0 | 0 | 0 | 0 | 0 | 0 | 0 | 0 | 0 | 0 | 0 | 0
Scenario 1: Reference | SDG&E | Res | HVAC | Res ¦ Packaged/Split Heat Pump (SEER2 18.7) - Fuel Sub - Panel Upgrade - ZEAS 2030 - Hot-Dry | Res - Single Family | Fuel Substitution | 0 | 0 | 0 | 0 | 0 | 0 | 0 | 0 | 0 | 0 | 0 | 0 | 0
Scenario 1: Reference | SDG&E | Res | HVAC | Res ¦ Packaged/Split Heat Pump (SEER2 19.6) - Fuel Sub - Panel Upgrade - ZEAS 2030 - Marine | Res - Single Family | Fuel Substitution | 68749898.1039 | 72877981.2163 | 77364820.6579 | 82224608.6273 | 87309977.9324 | 0 | 0 | 0 | 0 | 0 | 0 | 0 | 0
Scenario 1: Reference | SDG&E | Res | HVAC | Res ¦ Packaged/Split Heat Pump (SEER2 19.6) - Fuel Sub - Panel Upgrade - ZEAS 2030 - Hot-Dry | Res - Single Family | Fuel Substitution | 219180578.3628 | 232321131.7297 | 246606803.1404 | 262082458.8034 | 278273011.8176 | 0 | 0 | 0 | 0 | 0 | 0 | 0 | 0
Scenario 1: Reference | SDG&E | Res | HVAC | Res ¦ Res Efficient Furnace FS (AFUE = 95) - ZEAS 2030 - Marine | Res - Single Family | Energy Efficiency | 2125500.0703 | 2221998.9653 | 2317919.75 | 2414020.7004 | 0 | 0 | 0 | 0 | 0 | 0 | 0 | 0 | 0
Scenario 1: Reference | SDG&E | Res | HVAC | Res ¦ Res Efficient Furnace FS (AFUE = 95) - ZEAS 2030 - Hot-Dry | Res - Single Family | Energy Efficiency | 8039351.1863 | 8381409.2862 | 8714813.4779 | 9042632.1112 | 9397015.055 | 0 | 0 | 0 | 0 | 0 | 0 | 0 | 0
Scenario 1: Reference | SDG&E | Res | HVAC | Res ¦ Res Efficient Furnace FS (AFUE = 95) - Panel Upgrade - ZEAS 2030 - Marine | Res - Single Family | Energy Efficiency | 2396840.5048 | 2505658.4077 | 2613824.3989 | 2722193.5557 | 2838168.6296 | 0 | 0 | 0 | 0 | 0 | 0 | 0 | 0
Scenario 1: Reference | SDG&E | Res | HVAC | Res ¦ Res Efficient Furnace FS (AFUE = 95) - Panel Upgrade - ZEAS 2030 - Hot-Dry | Res - Single Family | Energy Efficiency | 9065651.3377 | 9451376.4291 | 9827342.858 | 10197010.6785 | 10596633.9982 | 0 | 0 | 0 | 0 | 0 | 0 | 0 | 0
Scenario 1: Reference | SDG&E | Res | HVAC | Res ¦ Ductless Mini Split Heat Pump (SEER2 15.2) - Fuel Sub - ZEAS 2030 - Marine | Res - Single Family | Fuel Substitution | 762952.9834 | 806932.856 | 0 | 0 | 0 | 0 | 0 | 0 | 0 | 0 | 0 | 0 | 0
Scenario 1: Reference | SDG&E | Res | HVAC | Res ¦ Ductless Mini Split Heat Pump (SEER2 15.2) - Fuel Sub - ZEAS 2030 - Hot-Dry | Res - Single Family | Fuel Substitution | 0 | 0 | 0 | 0 | 0 | 0 | 0 | 0 | 0 | 0 | 0 | 0 | 0
Scenario 1: Reference | SDG&E | Res | HVAC | Res ¦ Ductless Mini Split Heat Pump (SEER2 16.0) - Fuel Sub - ZEAS 2030 - Marine | Res - Single Family | Fuel Substitution | 0 | 0 | 868501.8061 | 918366.9658 | 971442.0095 | -87769.4107 | -89447.4012 | -91360.8755 | 0 | 0 | 0 | 0 | 0
Scenario 1: Reference | SDG&E | Res | HVAC | Res ¦ Ductless Mini Split Heat Pump (SEER2 16.0) - Fuel Sub - ZEAS 2030 - Hot-Dry | Res - Single Family | Fuel Substitution | 0 | 0 | 0 | 0 | 0 | -352878.6615 | -359593.8154 | -367463.4932 | 0 | 0 | 0 | 0 | 0
Scenario 1: Reference | SDG&E | Res | HVAC | Res ¦ Ductless Mini Split Heat Pump (SEER2 17.8) - Fuel Sub - ZEAS 2030 - Hot-Dry | Res - Single Family | Fuel Substitution | 4236293.4908 | 4471674.2845 | 4720686.9415 | 0 | 0 | 0 | 0 | 0 | 0 | 0 | 0 | 0 | 0
Scenario 1: Reference | SDG&E | Res | HVAC | Res ¦ Ductless Mini Split Heat Pump (SEER2 19.6) - Fuel Sub - ZEAS 2030 - Hot-Dry | Res - Single Family | Fuel Substitution | 0 | 0 | 0 | 5095107.7217 | 5377828.0084 | 0 | 0 | 0 | 0 | 0 | 0 | 0 | 0
Scenario 1: Reference | SDG&E | Res | HVAC | Res ¦ Ductless Mini Split Heat Pump (SEER2 15.2) - Fuel Sub - Panel Upgrade - ZEAS 2030 - Marine | Res - Single Family | Fuel Substitution | 0 | 0 | 0 | 0 | 0 | 0 | 0 | 0 | 0 | 0 | 0 | 0 | 0
Scenario 1: Reference | SDG&E | Res | HVAC | Res ¦ Ductless Mini Split Heat Pump (SEER2 15.2) - Fuel Sub - Panel Upgrade - ZEAS 2030 - Hot-Dry | Res - Single Family | Fuel Substitution | 0 | 0 | 0 | 0 | 0 | 0 | 0 | 0 | 0 | 0 | 0 | 0 | 0
Scenario 1: Reference | SDG&E | Res | HVAC | Res ¦ Ductless Mini Split Heat Pump (SEER2 16.0) - Fuel Sub - Panel Upgrade - ZEAS 2030 - Marine | Res - Single Family | Fuel Substitution | 0 | 0 | 0 | 0 | 0 | 0 | 0 | 0 | 0 | 0 | 0 | 0 | 0
Scenario 1: Reference | SDG&E | Res | HVAC | Res ¦ Ductless Mini Split Heat Pump (SEER2 16.0) - Fuel Sub - Panel Upgrade - ZEAS 2030 - Hot-Dry | Res - Single Family | Fuel Substitution | 0 | 0 | 0 | 0 | 0 | 0 | 0 | 0 | 0 | 0 | 0 | 0 | 0
Scenario 1: Reference | SDG&E | Res | HVAC | Res ¦ Ductless Mini Split Heat Pump (SEER2 17.8) - Fuel Sub - Panel Upgrade - ZEAS 2030 - Marine | Res - Single Family | Fuel Substitution | 902148.0745 | 952649.5682 | 1005996.9851 | 1062464.6514 | 1122704.7831 | -70862.5521 | -72174.9826 | -73959.0556 | 0 | 0 | 0 | 0 | 0
Scenario 1: Reference | SDG&E | Res | HVAC | Res ¦ Ductless Mini Split Heat Pump (SEER2 17.8) - Fuel Sub - Panel Upgrade - ZEAS 2030 - Hot-Dry | Res - Single Family | Fuel Substitution | 0 | 0 | 0 | 0 | 0 | -258254.4025 | -262946.1986 | -269963.9033 | 0 | 0 | 0 | 0 | 0
Scenario 1: Reference | SDG&E | Res | HVAC | Res ¦ Ductless Mini Split Heat Pump (SEER2 19.6) - Fuel Sub - Panel Upgrade - ZEAS 2030 - Hot-Dry | Res - Single Family | Fuel Substitution | 4896245.6888 | 5164261.1298 | 5446872.0819 | 5745547.0053 | 6064359.2435 | 0 | 0 | 0 | 0 | 0 | 0 | 0 | 0
Scenario 1: Reference | SDG&E | Res | HVAC | Res ¦ Res Efficient Furnace (AFUE 95, VSM) - ZEAS 2030 - Hot-Dry | Res - Single Family | Energy Efficiency | 354252.5916 | 372933.0888 | 392082.4329 | 411815.3 | 432534.2574 | 0 | 0 | 0 | 0 | 0 | 0 | 0 | 0
Scenario 1: Reference | SDG&E | Res | WaterHeat | Res ¦ Res Heat Pump Water Heater (3.50 UEF - 50 Gal) - Marine | Res - Single Family | Energy Efficiency | 1180690.4911 | 1222673.8072 | 1259946.4694 | 1292417.0529 | 1330139.153 | 1379538.6619 | 1416356.3714 | 1444804.1624 | 1471959.1093 | 1495165.8068 | 1528043.9811 | 1553845.5204 | 1578020.7164
Scenario 1: Reference | SDG&E | Res | WaterHeat | Res ¦ Res Heat Pump Water Heater (3.50 UEF - 50 Gal) - Hot-Dry | Res - Single Family | Energy Efficiency | 31645879.3452 | 32771152.1967 | 33770166.0614 | 34640470.4947 | 35651530.5807 | 36975578.5939 | 37962398.4258 | 38724880.5226 | 39452710.7041 | 40074716.5166 | 40955945.5469 | 41647500.5351 | 42295464.8763
Scenario 1: Reference | SDG&E | Res | WaterHeat | Res ¦ Res Faucet Aerators (Elec WH) | Res - Single Family | Energy Efficiency | 1566.695 | 1950.5584 | 2172.5416 | 2221.3432 | 2072.6743 | 2064.655 | 2001.4048 | 1905.2616 | 1809.5673 | 1713.1369 | 1645.3081 | 1580.1117 | 1514.9409
Scenario 1: Reference | SDG&E | Res | WaterHeat | Res ¦ Res Faucet Aerators (Gas WH) | Res - Single Family | Energy Efficiency | 223153.9964 | 277481.6761 | 310325.571 | 322651.9504 | 303448.1835 | 299613.0998 | 293618.7653 | 285965.9634 | 278220.2221 | 271221.153 | 265391.8467 | 262350.4576 | 260256.3946
Scenario 1: Reference | SDG&E | Res | WaterHeat | Res ¦ Res Low Flow Showerheads (Elec WH) | Res - Single Family | Energy Efficiency | 433575.6503 | 453149.1244 | 470711.8768 | 486162.5929 | 505001.8836 | 530733.1301 | 549829.8141 | 564078.4224 | 576839.326 | 586310.3095 | 599498.9515 | 608678.4632 | 617150.7193
Scenario 1: Reference | SDG&E | Res | WaterHeat | Res ¦ Res Low Flow Showerheads (Gas WH) | Res - Single Family | Energy Efficiency | 59514392.3193 | 62610528.6655 | 65829819.7288 | 69190713.8673 | 72684682.6187 | 76420774.443 | 80378550.7698 | 84575038.3886 | 89029627.1514 | 93762141.4522 | 98792368.5774 | 104144730.1709 | 109838373.3801
Scenario 1: Reference | SDG&E | Res | WaterHeat | Res ¦ Res Tankless Gas Water Heater (0.87 UEF - High Draw) - ZEAS 2030 - Marine | Res - Single Family | Energy Efficiency | 253536.481 | 315833.8458 | 354026.4144 | 369028.9234 | 348052.1042 | 0 | 0 | 0 | 0 | 0 | 0 | 0 | 0
Scenario 1: Reference | SDG&E | Res | WaterHeat | Res ¦ Res Tankless Gas Water Heater (0.87 UEF - High Draw) - ZEAS 2030 - Hot-Dry | Res - Single Family | Energy Efficiency | 1080387.8796 | 1345854.2093 | 1508603.5916 | 1572533.8979 | 1483146.2986 | 0 | 0 | 0 | 0 | 0 | 0 | 0 | 0
Scenario 1: Reference | SDG&E | Res | WaterHeat | Res ¦ Res Heat Pump Water Heater (3.70 UEF - 50 Gal) - Fuel Sub - ZEAS 2030 - Marine | Res - Single Family | Fuel Substitution | 139058841.9696 | 147694530.4312 | 157113602.9914 | 167375420.9849 | 178093974.134 | 80397575.6739 | 82580996.38 | 84283388.4102 | 85910400.8553 | 87306609.4234 | 89260131.939 | 90798479.8445 | 92240676.0904
Scenario 1: Reference | SDG&E | Res | WaterHeat | Res ¦ Res Heat Pump Water Heater (3.70 UEF - 50 Gal) - Fuel Sub - ZEAS 2030 - Hot-Dry | Res - Single Family | Fuel Substitution | 595847125.9067 | 632794758.2249 | 673083395.929 | 716966375.7508 | 762809252.9721 | 328851883.4713 | 337782774.8021 | 344746104.49 | 351401107.4863 | 357112048.5625 | 365102582.5218 | 371394919.0991 | 377293964.5345
Scenario 1: Reference | SDG&E | Res | WaterHeat | Res ¦ Res Tankless Gas Water Heater (0.87 UEF - High Draw) - Panel Upgrade - ZEAS 2030 - Marine | Res - Single Family | Energy Efficiency | 253536.481 | 315833.8458 | 354026.4144 | 369028.9234 | 348052.1042 | 0 | 0 | 0 | 0 | 0 | 0 | 0 | 0
Scenario 1: Reference | SDG&E | Res | WaterHeat | Res ¦ Res Tankless Gas Water Heater (0.87 UEF - High Draw) - Panel Upgrade - ZEAS 2030 - Hot-Dry | Res - Single Family | Energy Efficiency | 1080387.8796 | 1345854.2093 | 1508603.5916 | 1572533.8979 | 1483146.2986 | 0 | 0 | 0 | 0 | 0 | 0 | 0 | 0
Scenario 1: Reference | SDG&E | Res | WaterHeat | Res ¦ Res Heat Pump Water Heater (3.70 UEF - 50 Gal) - Fuel Sub - Panel Upgrade - ZEAS 2030 - Marine | Res - Single Family | Fuel Substitution | 139058841.9696 | 147694530.4312 | 157113602.9914 | 167375420.9849 | 178093974.134 | 80397575.6739 | 82580996.38 | 84283388.4102 | 85910400.8553 | 87306609.4234 | 89260131.939 | 90798479.8445 | 92240676.0904
Scenario 1: Reference | SDG&E | Res | WaterHeat | Res ¦ Res Heat Pump Water Heater (3.70 UEF - 50 Gal) - Fuel Sub - Panel Upgrade - ZEAS 2030 - Hot-Dry | Res - Single Family | Fuel Substitution | 595847125.9067 | 632794758.2249 | 673083395.929 | 716966375.7508 | 762809252.9721 | 328851883.4713 | 337782774.8021 | 344746104.49 | 351401107.4863 | 357112048.5625 | 365102582.5218 | 371394919.0991 | 377293964.5345
Scenario 1: Reference | PG&E | Res | AppPlug | Res ¦ Efficient Res Clothes Washer (Electric) | Res - Multi Family | Energy Efficiency | 0 | 0 | 1677657.2317 | 1750195.3534 | 1829488.4484 | 1919051.4997 | 2006686.6141 | 2095715.2309 | 2186928.3465 | 2280792.4175 | 2385354.4589 | 2492943.8986 | 2605663.5333
Scenario 1: Reference | PG&E | Res | AppPlug | Res ¦ Heat Pump Pool Heater - Fuel Sub - ZEAS 2030 | Res - Multi Family | Fuel Substitution | 61301375.8782 | 64774235.499 | 68547603.8687 | 72642834.6009 | 76936873.9868 | 0 | 0 | 0 | 0 | 0 | 0 | 0 | 0
Scenario 1: Reference | PG&E | Res | HVAC | Res ¦ Packaged/Split Heat Pump (SEER2 15.2) - Hot-Dry | Res - Multi Family | Energy Efficiency | 24245369.412 | 25393126.214 | 26526344.5215 | 27643640.2438 | 28853086.9392 | 29975223.9295 | 30862013.7516 | 31677794.9552 | 32463446.7108 | 33184568.0357 | 34172662.3747 | 35136187.0152 | 36051161.7827
Scenario 1: Reference | PG&E | Res | HVAC | Res ¦ Packaged/Split Heat Pump (SEER2 15.2) - Cold | Res - Multi Family | Energy Efficiency | 0 | 0 | 0 | 0 | 0 | 0 | 0 | 0 | 0 | 0 | 0 | 0 | 0
Scenario 1: Reference | PG&E | Res | HVAC | Res ¦ Packaged/Split Heat Pump (SEER2 16.0) - Cold | Res - Multi Family | Energy Efficiency | 3104511.5842 | 3251476.7315 | 3396580.2893 | 3539645.0311 | 3694509.2945 | 3838193.9391 | 3951743.4267 | 4056200.577 | 4156799.7857 | 4249136.1601 | 4375657.24 | 4499032.2795 | 4616190.7239
Scenario 1: Reference | PG&E | Res | HVAC | Res ¦ Res Smart Thermostat (Elec SC and Gas SH) - Hot-Dry | Res - Multi Family | Energy Efficiency | 0 | 0 | 0 | 0 | 0 | 0 | 0 | 0 | 0 | 0 | 219289.3823 | 219298.4009 | 219355.5339
Scenario 1: Reference | PG&E | Res | HVAC | Res ¦ Res Smart Thermostat (Elec SC and Gas SH) - Cold | Res - Multi Family | Energy Efficiency | 0 | 0 | 0 | 0 | 0 | 0 | 0 | 0 | 0 | 0 | 0 | 111.7607 | 111.2359
Scenario 1: Reference | PG&E | Res | HVAC | Res ¦ HVAC Time Delay Relay - Marine | Res - Multi Family | Energy Efficiency | 0 | 0 | 2710866.8013 | 0 | 0 | 0 | 0 | 0 | 0 | 0 | 0 | 0 | 0
Scenario 1: Reference | PG&E | Res | HVAC | Res ¦ HVAC Time Delay Relay - Hot-Dry | Res - Multi Family | Energy Efficiency | 0 | 0 | 5263537.6041 | 0 | 0 | 0 | 0 | 0 | 0 | 0 | 0 | 0 | 0
Scenario 1: Reference | PG&E | Res | HVAC | Res ¦ HVAC Time Delay Relay - Cold | Res - Multi Family | Energy Efficiency | 0 | 0 | 160505.736 | 0 | 0 | 0 | 0 | 0 | 0 | 0 | 0 | 0 | 0
Scenario 1: Reference | PG&E | Res | HVAC | Res ¦ Packaged/Split Heat Pump (SEER2 15.2) - Fuel Sub - ZEAS 2030 - Marine | Res - Multi Family | Fuel Substitution | 0 | 0 | 0 | 0 | 0 | 0 | 0 | 0 | 0 | 0 | 0 | 0 | 0
Scenario 1: Reference | PG&E | Res | HVAC | Res ¦ Packaged/Split Heat Pump (SEER2 15.2) - Fuel Sub - ZEAS 2030 - Hot-Dry | Res - Multi Family | Fuel Substitution | 0 | 0 | 0 | 0 | 0 | 37034844.6017 | 37682471.6177 | 38252934.1244 | 38783074.629 | 39284577.4369 | 39996694.624 | 40623395.0667 | 41228929.4545
Scenario 1: Reference | PG&E | Res | HVAC | Res ¦ Packaged/Split Heat Pump (SEER2 16.0) - Fuel Sub - ZEAS 2030 - Marine | Res - Multi Family | Fuel Substitution | 0 | 0 | 0 | 0 | 0 | 0 | 0 | 0 | 0 | 0 | 0 | 0 | 0
Scenario 1: Reference | PG&E | Res | HVAC | Res ¦ Packaged/Split Heat Pump (SEER2 16.0) - Fuel Sub - ZEAS 2030 - Hot-Dry | Res - Multi Family | Fuel Substitution | 30499669.6381 | 0 | 0 | 0 | 0 | 0 | 0 | 0 | 0 | 0 | 0 | 0 | 0
Scenario 1: Reference | PG&E | Res | HVAC | Res ¦ Packaged/Split Heat Pump (SEER2 16.0) - Fuel Sub - ZEAS 2030 - Cold | Res - Multi Family | Fuel Substitution | 0 | 0 | 0 | 0 | 0 | 0 | 0 | 0 | 0 | 0 | 0 | 0 | 0
Scenario 1: Reference | PG&E | Res | HVAC | Res ¦ Packaged/Split Heat Pump (SEER2 16.9) - Fuel Sub - ZEAS 2030 - Marine | Res - Multi Family | Fuel Substitution | 8122155.5818 | 8687952.1948 | 9320212.4047 | 10018040.1784 | 0 | 0 | 0 | 0 | 0 | 0 | 0 | 0 | 0
Scenario 1: Reference | PG&E | Res | HVAC | Res ¦ Packaged/Split Heat Pump (SEER2 16.9) - Fuel Sub - ZEAS 2030 - Hot-Dry | Res - Multi Family | Fuel Substitution | 0 | 32448087.5912 | 34594546.464 | 36939357.8377 | 39378673.2582 | 0 | 0 | 0 | 0 | 0 | 0 | 0 | 0
Scenario 1: Reference | PG&E | Res | HVAC | Res ¦ Packaged/Split Heat Pump (SEER2 16.9) - Fuel Sub - ZEAS 2030 - Cold | Res - Multi Family | Fuel Substitution | 0 | 0 | 0 | 0 | 0 | 0 | 0 | 0 | 0 | 0 | 0 | 0 | 0
Scenario 1: Reference | PG&E | Res | HVAC | Res ¦ Packaged/Split Heat Pump (SEER2 17.8) - Fuel Sub - ZEAS 2030 - Marine | Res - Multi Family | Fuel Substitution | 0 | 0 | 0 | 0 | 10873975.5725 | 0 | 0 | 0 | 0 | 0 | 0 | 0 | 0
Scenario 1: Reference | PG&E | Res | HVAC | Res ¦ Packaged/Split Heat Pump (SEER2 17.8) - Fuel Sub - ZEAS 2030 - Cold | Res - Multi Family | Fuel Substitution | 0 | 0 | 0 | 0 | 0 | 44482.4379 | 45260.6189 | 45947.0682 | 46585.6487 | 47190.2727 | 48045.7692 | 48799.7197 | 49528.6164
Scenario 1: Reference | PG&E | Res | HVAC | Res ¦ Packaged/Split Heat Pump (SEER2 18.7) - Fuel Sub - ZEAS 2030 - Cold | Res - Multi Family | Fuel Substitution | 38137.241 | 40306.4535 | 0 | 0 | 0 | 0 | 0 | 0 | 0 | 0 | 0 | 0 | 0
Scenario 1: Reference | PG&E | Res | HVAC | Res ¦ Packaged/Split Heat Pump (SEER2 19.6) - Fuel Sub - ZEAS 2030 - Cold | Res - Multi Family | Fuel Substitution | 0 | 0 | 44607.2568 | 47123.2417 | 49776.0033 | 0 | 0 | 0 | 0 | 0 | 0 | 0 | 0
Scenario 1: Reference | PG&E | Res | HVAC | Res ¦ Packaged/Split Heat Pump (SEER2 15.2) - Fuel Sub - Panel Upgrade - ZEAS 2030 - Marine | Res - Multi Family | Fuel Substitution | 0 | 0 | 0 | 0 | 0 | 0 | 0 | 0 | 0 | 0 | 0 | 0 | 0
Scenario 1: Reference | PG&E | Res | HVAC | Res ¦ Packaged/Split Heat Pump (SEER2 15.2) - Fuel Sub - Panel Upgrade - ZEAS 2030 - Hot-Dry | Res - Multi Family | Fuel Substitution | 0 | 0 | 0 | 0 | 0 | 41762697.104 | 42492999.9093 | 43136287.4169 | 43734105.4328 | 44299629.8756 | 45102655.6398 | 45809360.3943 | 46492197.0444
Scenario 1: Reference | PG&E | Res | HVAC | Res ¦ Packaged/Split Heat Pump (SEER2 16.0) - Fuel Sub - Panel Upgrade - ZEAS 2030 - Marine | Res - Multi Family | Fuel Substitution | 0 | 0 | 0 | 0 | 0 | 0 | 0 | 0 | 0 | 0 | 0 | 0 | 0
Scenario 1: Reference | PG&E | Res | HVAC | Res ¦ Packaged/Split Heat Pump (SEER2 16.0) - Fuel Sub - Panel Upgrade - ZEAS 2030 - Hot-Dry | Res - Multi Family | Fuel Substitution | 34393244.4855 | 0 | 0 | 0 | 0 | 0 | 0 | 0 | 0 | 0 | 0 | 0 | 0
Scenario 1: Reference | PG&E | Res | HVAC | Res ¦ Packaged/Split Heat Pump (SEER2 16.0) - Fuel Sub - Panel Upgrade - ZEAS 2030 - Cold | Res - Multi Family | Fuel Substitution | 0 | 0 | 0 | 0 | 0 | 0 | 0 | 0 | 0 | 0 | 0 | 0 | 0
Scenario 1: Reference | PG&E | Res | HVAC | Res ¦ Packaged/Split Heat Pump (SEER2 16.9) - Fuel Sub - Panel Upgrade - ZEAS 2030 - Marine | Res - Multi Family | Fuel Substitution | 9159026.5071 | 9797052.475 | 10510026.7542 | 11296938.9246 | 0 | 0 | 0 | 0 | 0 | 0 | 0 | 0 | 0
Scenario 1: Reference | PG&E | Res | HVAC | Res ¦ Packaged/Split Heat Pump (SEER2 16.9) - Fuel Sub - Panel Upgrade - ZEAS 2030 - Hot-Dry | Res - Multi Family | Fuel Substitution | 0 | 36590396.6454 | 39010871.5445 | 41655020.5404 | 44405737.9295 | 0 | 0 | 0 | 0 | 0 | 0 | 0 | 0
Scenario 1: Reference | PG&E | Res | HVAC | Res ¦ Packaged/Split Heat Pump (SEER2 16.9) - Fuel Sub - Panel Upgrade - ZEAS 2030 - Cold | Res - Multi Family | Fuel Substitution | 0 | 0 | 0 | 0 | 0 | 0 | 0 | 0 | 0 | 0 | 0 | 0 | 0
Scenario 1: Reference | PG&E | Res | HVAC | Res ¦ Packaged/Split Heat Pump (SEER2 17.8) - Fuel Sub - Panel Upgrade - ZEAS 2030 - Marine | Res - Multi Family | Fuel Substitution | 0 | 0 | 0 | 0 | 12262142.6669 | 0 | 0 | 0 | 0 | 0 | 0 | 0 | 0
Scenario 1: Reference | PG&E | Res | HVAC | Res ¦ Packaged/Split Heat Pump (SEER2 17.8) - Fuel Sub - Panel Upgrade - ZEAS 2030 - Cold | Res - Multi Family | Fuel Substitution | 0 | 0 | 0 | 0 | 0 | 50161.047 | 51038.5703 | 51812.6514 | 52532.7527 | 53214.5629 | 54179.2717 | 55029.4712 | 55851.4185
Scenario 1: Reference | PG&E | Res | HVAC | Res ¦ Packaged/Split Heat Pump (SEER2 18.7) - Fuel Sub - Panel Upgrade - ZEAS 2030 - Cold | Res - Multi Family | Fuel Substitution | 43005.8249 | 45451.9583 | 0 | 0 | 0 | 0 | 0 | 0 | 0 | 0 | 0 | 0 | 0
Scenario 1: Reference | PG&E | Res | HVAC | Res ¦ Packaged/Split Heat Pump (SEER2 19.6) - Fuel Sub - Panel Upgrade - ZEAS 2030 - Cold | Res - Multi Family | Fuel Substitution | 0 | 0 | 50301.8002 | 53138.9747 | 56130.3867 | 0 | 0 | 0 | 0 | 0 | 0 | 0 | 0
Scenario 1: Reference | PG&E | Res | HVAC | Res ¦ Res Furnace Heat Pump Heating Only (SEER2 16.0) - Fuel Sub - ZEAS 2030 - Hot-Dry | Res - Multi Family | Fuel Substitution | 0 | 0 | 0 | 0 | 0 | 6785502.0451 | 6903098.2783 | 7003385.9386 | 7094411.4909 | 7178721.1763 | 7308611.8677 | 7419356.8718 | 7524994.016
Scenario 1: Reference | PG&E | Res | HVAC | Res ¦ Res Furnace Heat Pump Heating Only (SEER2 19.6) - Fuel Sub - ZEAS 2030 - Cold | Res - Multi Family | Fuel Substitution | 0 | 0 | 0 | 0 | 0 | 20460.536 | 20816.9447 | 21126.5892 | 21411.5136 | 21678.7016 | 22071.363 | 22412.2771 | 22739.8945
Scenario 1: Reference | PG&E | Res | HVAC | Res ¦ Res Furnace Heat Pump Heating Only (SEER2 16.0) - Fuel Sub - Panel Upgrade - ZEAS 2030 - Hot-Dry | Res - Multi Family | Fuel Substitution | 0 | 0 | 0 | 0 | 0 | 7651736.3487 | 7784344.867 | 7897435.2074 | 8000081.0429 | 8095153.6669 | 8241626.1487 | 8366508.8128 | 8485631.5499
Scenario 1: Reference | PG&E | Res | HVAC | Res ¦ Res Furnace Heat Pump Heating Only (SEER2 19.6) - Fuel Sub - Panel Upgrade - ZEAS 2030 - Cold | Res - Multi Family | Fuel Substitution | 0 | 0 | 0 | 0 | 0 | 23072.5193 | 23474.427 | 23823.6005 | 24144.8983 | 24446.1954 | 24888.9838 | 25273.4189 | 25642.8597
Scenario 1: Reference | PG&E | Res | HVAC | Res ¦ Ductless Mini Split Heat Pump (SEER2 15.2) - Fuel Sub - ZEAS 2030 - Marine | Res - Multi Family | Fuel Substitution | 0 | 0 | 0 | 0 | 20776.2544 | 0 | 0 | 0 | 0 | 0 | 0 | 0 | 0
Scenario 1: Reference | PG&E | Res | HVAC | Res ¦ Ductless Mini Split Heat Pump (SEER2 15.2) - Fuel Sub - Panel Upgrade - ZEAS 2030 - Marine | Res - Multi Family | Fuel Substitution | 0 | 0 | 0 | 0 | 23428.5421 | 0 | 0 | 0 | 0 | 0 | 0 | 0 | 0
Scenario 1: Reference | PG&E | Res | HVAC | Res ¦ Res Efficient Furnace (AFUE 95, VSM) - ZEAS 2030 - Cold | Res - Multi Family | Energy Efficiency | 0 | 155.4262 | 163.0542 | 170.8824 | 179.1603 | 0 | 0 | 0 | 0 | 0 | 0 | 0 | 0
Scenario 1: Reference | PG&E | Res | HVAC | Res ¦ Efficient Condensing Central Boiler - ZEAS 2030 - Cold | Res - Multi Family | Energy Efficiency | 270.0936 | 284.0717 | 298.8159 | 314.1921 | 330.3212 | 0 | 0 | 0 | 0 | 0 | 0 | 0 | 0
Scenario 1: Reference | PG&E | Res | WaterHeat | Res ¦ Res Heat Pump Water Heater (3.50 UEF - 50 Gal) - Marine | Res - Multi Family | Energy Efficiency | 58523162.4551 | 60553295.0551 | 62347129.774 | 63872378.0252 | 65691203.5062 | 68106376.2898 | 69983768.1123 | 71639758.1143 | 73157644.2946 | 74575826.0845 | 76549199.6758 | 78256646.7425 | 79889201.5981
Scenario 1: Reference | PG&E | Res | WaterHeat | Res ¦ Res Heat Pump Water Heater (3.50 UEF - 50 Gal) - Hot-Dry | Res - Multi Family | Energy Efficiency | 52132763.6776 | 53946783.2618 | 55548768.2107 | 56910040.626 | 58534740.5426 | 60694336.2423 | 62371399.4322 | 63849742.9748 | 65204085.1418 | 66468847.5841 | 68231474.7239 | 69755354.8219 | 71211897.9959
Scenario 1: Reference | PG&E | Res | WaterHeat | Res ¦ Res Heat Pump Water Heater (3.50 UEF - 50 Gal) - Cold | Res - Multi Family | Energy Efficiency | 3581160.7774 | 3705318.4708 | 3815036.0945 | 3908336.7618 | 4019577.8803 | 4167264.3115 | 4282086.7979 | 4383380.1604 | 4476235.0444 | 4562998.4662 | 4683693.4908 | 4788139.4495 | 4888010.483
Scenario 1: Reference | PG&E | Res | WaterHeat | Res ¦ Res Low Flow Showerheads (Elec WH) | Res - Multi Family | Energy Efficiency | 1461083.1104 | 1517942.8771 | 1567396.1711 | 1608742.9704 | 1663024.7128 | 1742433.7559 | 1802679.4483 | 1855072.5458 | 1901065.2502 | 1940718.5349 | 1997528.2389 | 2043644.7021 | 2087133.4252
Scenario 1: Reference | PG&E | Res | WaterHeat | Res ¦ Res Low Flow Showerheads (Gas WH) | Res - Multi Family | Energy Efficiency | 56951668.0562 | 59795445.8772 | 62784540.5436 | 65892132.6801 | 69143568.9211 | 72583383.1642 | 76225129.2964 | 80080490.5758 | 84162331.9822 | 88490677.3072 | 93090329.4308 | 97985827.9349 | 103188880.1009
Scenario 1: Reference | PG&E | Res | WaterHeat | Res ¦ Res Condensing Eff. Small Gas Storage Water Heater (0.68 UEF - 50 Gal) - ZEAS 2030 - Marine | Res - Multi Family | Energy Efficiency | 0 | 0 | 0 | 0 | 0 | 0 | 0 | 0 | 0 | 0 | 0 | 0 | 0
Scenario 1: Reference | PG&E | Res | WaterHeat | Res ¦ Res Condensing Eff. Small Gas Storage Water Heater (0.68 UEF - 50 Gal) - ZEAS 2030 - Hot-Dry | Res - Multi Family | Energy Efficiency | 0 | 0 | 0 | 0 | 0 | 0 | 0 | 0 | 0 | 0 | 0 | 0 | 0
Scenario 1: Reference | PG&E | Res | WaterHeat | Res ¦ Res Condensing Eff. Small Gas Storage Water Heater (0.68 UEF - 50 Gal) - ZEAS 2030 - Cold | Res - Multi Family | Energy Efficiency | 0 | 0 | 0 | 0 | 0 | 0 | 0 | 0 | 0 | 0 | 0 | 0 | 0
Scenario 1: Reference | PG&E | Res | WaterHeat | Res ¦ Res Tankless Gas Water Heater (0.87 UEF - High Draw) - ZEAS 2030 - Marine | Res - Multi Family | Energy Efficiency | 421695.7796 | 485493.5014 | 547107.0109 | 576356.6741 | 586275.2812 | 0 | 0 | 0 | 0 | 0 | 0 | 0 | 0
Scenario 1: Reference | PG&E | Res | WaterHeat | Res ¦ Res Tankless Gas Water Heater (0.87 UEF - High Draw) - ZEAS 2030 - Hot-Dry | Res - Multi Family | Energy Efficiency | 572512.8969 | 659125.9822 | 742772.9071 | 782480.7818 | 795944.4097 | 0 | 0 | 0 | 0 | 0 | 0 | 0 | 0
Scenario 1: Reference | PG&E | Res | WaterHeat | Res ¦ Res Tankless Gas Water Heater (0.87 UEF - High Draw) - ZEAS 2030 - Cold | Res - Multi Family | Energy Efficiency | 965.2935 | 1078.5772 | 1185.8723 | 1233.1171 | 1236.5455 | 0 | 0 | 0 | 0 | 0 | 0 | 0 | 0
Scenario 1: Reference | PG&E | Res | WaterHeat | Res ¦ Res Heat Pump Water Heater (3.70 UEF - 50 Gal) - Fuel Sub - ZEAS 2030 - Marine | Res - Multi Family | Fuel Substitution | 144466581.5215 | 153149035.4769 | 162644515.001 | 172990116.4341 | 183764626.5955 | 105406176.6141 | 108377216.5913 | 111015418.6113 | 113447822.1667 | 115727176.894 | 118854866.0163 | 121559323.1721 | 124146672.2169
Scenario 1: Reference | PG&E | Res | WaterHeat | Res ¦ Res Heat Pump Water Heater (3.70 UEF - 50 Gal) - Fuel Sub - ZEAS 2030 - Hot-Dry | Res - Multi Family | Fuel Substitution | 193505085.0361 | 205171782.2793 | 217935499.0771 | 231846046.5032 | 246331104.8175 | 125645246.1288 | 129193301.5227 | 132342299.3268 | 135244465.5042 | 137963005.2319 | 141697860.7293 | 144925323.8318 | 148012215.0055
Scenario 1: Reference | PG&E | Res | WaterHeat | Res ¦ Res Heat Pump Water Heater (3.70 UEF - 50 Gal) - Fuel Sub - ZEAS 2030 - Cold | Res - Multi Family | Fuel Substitution | 302431.7277 | 320909.7942 | 341193.1678 | 363359.3733 | 386397.2289 | 201093.7043 | 206758.3724 | 211789.2805 | 216428.3728 | 220776.1113 | 226739.5957 | 231897.1769 | 236831.8588
Scenario 1: Reference | PG&E | Res | WaterHeat | Res ¦ Res Condensing Eff. Small Gas Storage Water Heater (0.68 UEF - 50 Gal) - Panel Upgrade - ZEAS 2030 - Marine | Res - Multi Family | Energy Efficiency | 0 | 0 | 0 | 0 | 0 | 0 | 0 | 0 | 0 | 0 | 0 | 0 | 0
Scenario 1: Reference | PG&E | Res | WaterHeat | Res ¦ Res Condensing Eff. Small Gas Storage Water Heater (0.68 UEF - 50 Gal) - Panel Upgrade - ZEAS 2030 - Hot-Dry | Res - Multi Family | Energy Efficiency | 0 | 0 | 0 | 0 | 0 | 0 | 0 | 0 | 0 | 0 | 0 | 0 | 0
Scenario 1: Reference | PG&E | Res | WaterHeat | Res ¦ Res Condensing Eff. Small Gas Storage Water Heater (0.68 UEF - 50 Gal) - Panel Upgrade - ZEAS 2030 - Cold | Res - Multi Family | Energy Efficiency | 0 | 0 | 0 | 0 | 0 | 0 | 0 | 0 | 0 | 0 | 0 | 0 | 0
Scenario 1: Reference | PG&E | Res | WaterHeat | Res ¦ Res Tankless Gas Water Heater (0.87 UEF - High Draw) - Panel Upgrade - ZEAS 2030 - Marine | Res - Multi Family | Energy Efficiency | 421695.7796 | 485493.5014 | 547107.0109 | 576356.6741 | 586275.2812 | 0 | 0 | 0 | 0 | 0 | 0 | 0 | 0
Scenario 1: Reference | PG&E | Res | WaterHeat | Res ¦ Res Tankless Gas Water Heater (0.87 UEF - High Draw) - Panel Upgrade - ZEAS 2030 - Hot-Dry | Res - Multi Family | Energy Efficiency | 572512.8969 | 659125.9822 | 742772.9071 | 782480.7818 | 795944.4097 | 0 | 0 | 0 | 0 | 0 | 0 | 0 | 0
Scenario 1: Reference | PG&E | Res | WaterHeat | Res ¦ Res Tankless Gas Water Heater (0.87 UEF - High Draw) - Panel Upgrade - ZEAS 2030 - Cold | Res - Multi Family | Energy Efficiency | 965.2935 | 1078.5772 | 1185.8723 | 1233.1171 | 1236.5455 | 0 | 0 | 0 | 0 | 0 | 0 | 0 | 0
Scenario 1: Reference | PG&E | Res | WaterHeat | Res ¦ Res Heat Pump Water Heater (3.70 UEF - 50 Gal) - Fuel Sub - Panel Upgrade - ZEAS 2030 - Marine | Res - Multi Family | Fuel Substitution | 144466581.5215 | 153149035.4769 | 162644515.001 | 172990116.4341 | 183764626.5955 | 105406176.6141 | 108377216.5913 | 111015418.6113 | 113447822.1667 | 115727176.894 | 118854866.0163 | 121559323.1721 | 124146672.2169
Scenario 1: Reference | PG&E | Res | WaterHeat | Res ¦ Res Heat Pump Water Heater (3.70 UEF - 50 Gal) - Fuel Sub - Panel Upgrade - ZEAS 2030 - Hot-Dry | Res - Multi Family | Fuel Substitution | 193505085.0361 | 205171782.2793 | 217935499.0771 | 231846046.5032 | 246331104.8175 | 125645246.1288 | 129193301.5227 | 132342299.3268 | 135244465.5042 | 137963005.2319 | 141697860.7293 | 144925323.8318 | 148012215.0055
Scenario 1: Reference | PG&E | Res | WaterHeat | Res ¦ Res Heat Pump Water Heater (3.70 UEF - 50 Gal) - Fuel Sub - Panel Upgrade - ZEAS 2030 - Cold | Res - Multi Family | Fuel Substitution | 302431.7277 | 320909.7942 | 341193.1678 | 363359.3733 | 386397.2289 | 201093.7043 | 206758.3724 | 211789.2805 | 216428.3728 | 220776.1113 | 226739.5957 | 231897.1769 | 236831.8588
Scenario 1: Reference | PG&E | Res | WaterHeat | Res ¦ Res Central Heat Pump Water Heater (150+ kBtuh, 3.0 COP) - Fuel Sub - ZEAS 2030 - Marine | Res - Multi Family | Fuel Substitution | 3205252209.4111 | 3457267377.2011 | 3748140308.9358 | 4078652661.0768 | 4413169725.7916 | 0 | 0 | 0 | 0 | 0 | 0 | 0 | 0
Scenario 1: Reference | PG&E | Res | WaterHeat | Res ¦ Res Central Heat Pump Water Heater (150+ kBtuh, 3.0 COP) - Fuel Sub - ZEAS 2030 - Hot-Dry | Res - Multi Family | Fuel Substitution | 3606814033.4816 | 3897920740.7975 | 4235195423.3783 | 4619518223.5958 | 5007784374.3235 | 0 | 0 | 0 | 0 | 0 | 0 | 0 | 0
Scenario 1: Reference | PG&E | Res | WaterHeat | Res ¦ Res Central Heat Pump Water Heater (150+ kBtuh, 3.0 COP) - Fuel Sub - ZEAS 2030 - Cold | Res - Multi Family | Fuel Substitution | 6731528.1717 | 7231882.7819 | 7804218.7243 | 8450182.4411 | 9106884.7211 | 0 | 0 | 0 | 0 | 0 | 0 | 0 | 0
Scenario 1: Reference | PG&E | Res | WaterHeat | Res ¦ Res Central Heat Pump Water Heater (150+ kBtuh, 3.0 COP) - Fuel Sub - Panel Upgrade - ZEAS 2030 - Marine | Res - Multi Family | Fuel Substitution | 3205252209.4111 | 3457267377.2011 | 3748140308.9358 | 4078652661.0768 | 4413169725.7916 | 0 | 0 | 0 | 0 | 0 | 0 | 0 | 0
Scenario 1: Reference | PG&E | Res | WaterHeat | Res ¦ Res Central Heat Pump Water Heater (150+ kBtuh, 3.0 COP) - Fuel Sub - Panel Upgrade - ZEAS 2030 - Hot-Dry | Res - Multi Family | Fuel Substitution | 3606814033.4816 | 3897920740.7975 | 4235195423.3783 | 4619518223.5958 | 5007784374.3235 | 0 | 0 | 0 | 0 | 0 | 0 | 0 | 0
Scenario 1: Reference | PG&E | Res | WaterHeat | Res ¦ Res Central Heat Pump Water Heater (150+ kBtuh, 3.0 COP) - Fuel Sub - Panel Upgrade - ZEAS 2030 - Cold | Res - Multi Family | Fuel Substitution | 6731528.1717 | 7231882.7819 | 7804218.7243 | 8450182.4411 | 9106884.7211 | 0 | 0 | 0 | 0 | 0 | 0 | 0 | 0
Scenario 1: Reference | PG&E | Res | WholeBlg | Res ¦ Res All-Electric Homes - Marine | Res - Multi Family | Energy Efficiency | 0 | 0 | 0 | 0 | 0 | 0 | 0 | 0 | 0 | 0 | 12695665.1097 | 12552689.2596 | 12400877.5132
Scenario 1: Reference | PG&E | Res | WholeBlg | Res ¦ Res All-Electric Homes - Hot-Dry | Res - Multi Family | Energy Efficiency | 0 | 0 | 0 | 0 | 0 | 18441473.7134 | 18176198.471 | 17749246.8416 | 17199450.9567 | 16592132.3823 | 16242682.2477 | 16043421.2447 | 15832920.6119
Scenario 1: Reference | PG&E | Res | WholeBlg | Res ¦ Res All-Electric Homes - Cold | Res - Multi Family | Energy Efficiency | 0 | 48889.7383 | 53877.5529 | 55979.9589 | 56201.9586 | 55970.6424 | 55015.4001 | 53607.7109 | 51781.0833 | 49728.4719 | 48451.1106 | 47715.1668 | 47027.6251
Scenario 1: Reference | SCE | Res | AppPlug | Res ¦ Efficient Res Clothes Washer (Electric) | Res - Multi Family | Energy Efficiency | 0 | 0 | 0 | 0 | 0 | 0 | 0 | 0 | 0 | 0 | 0 | 0 | 0
Scenario 1: Reference | SCE | Res | HVAC | Res ¦ Packaged/Split Heat Pump (SEER2 15.2) - Cold | Res - Multi Family | Energy Efficiency | 4924564.7586 | 0 | 0 | 0 | 0 | 0 | 0 | 0 | 0 | 0 | 0 | 0 | 0
Scenario 1: Reference | SCE | Res | HVAC | Res ¦ Packaged/Split Heat Pump (SEER2 16.0) - Cold | Res - Multi Family | Energy Efficiency | 0 | 5235053.1831 | 5486518.8936 | 5737676.1912 | 6013912.9774 | 6267065.9712 | 6459544.1615 | 6622939.7238 | 6786659.0983 | 6932488.1384 | 7128017.3875 | 7318245.2718 | 7498251.1833
Scenario 1: Reference | SCE | Res | HVAC | Res ¦ HVAC Time Delay Relay - Marine | Res - Multi Family | Energy Efficiency | 727194.1567 | 808847.8127 | 846562.4978 | 771799.8722 | 733142.1328 | 888332.7525 | 981575.5172 | 1002263.6041 | 1010058.4869 | 1010353.7842 | 1054243.5606 | 1066978.2798 | 1078128.036
Scenario 1: Reference | SCE | Res | HVAC | Res ¦ HVAC Time Delay Relay - Hot-Dry | Res - Multi Family | Energy Efficiency | 7779907.1439 | 8653481.0798 | 9056972.699 | 8257122.6454 | 7843541.7331 | 9503852.9444 | 10501413.2856 | 10722745.365 | 10806139.1376 | 10809298.3845 | 11278854.3917 | 11415097.143 | 11534383.1238
Scenario 1: Reference | SCE | Res | HVAC | Res ¦ HVAC Time Delay Relay - Cold | Res - Multi Family | Energy Efficiency | 222922.4699 | 247953.5218 | 259515.0157 | 236596.4196 | 224745.831 | 272319.7505 | 300903.4612 | 307245.4256 | 309634.9587 | 309725.4825 | 323179.9599 | 327083.8074 | 330501.782
Scenario 1: Reference | SCE | Res | WaterHeat | Res ¦ Res Heat Pump Water Heater (3.50 UEF - 50 Gal) - Marine | Res - Multi Family | Energy Efficiency | 23486327.4779 | 24376967.8399 | 25215284.8388 | 25962378.791 | 26860545.7094 | 27971202.2735 | 28766106.0972 | 29311398.2191 | 29838551.0316 | 30294460.6799 | 30932748.5734 | 31447381.4907 | 31933095.7475
Scenario 1: Reference | SCE | Res | WaterHeat | Res ¦ Res Heat Pump Water Heater (3.50 UEF - 50 Gal) - Hot-Dry | Res - Multi Family | Energy Efficiency | 50364111.4516 | 52279950.5713 | 54082575.5865 | 55688504.5518 | 57620153.8777 | 60010120.2766 | 61718965.1752 | 62889364.657 | 64020545.6524 | 64997963.632 | 66368607.6663 | 67472409.832 | 68513721.5317
Scenario 1: Reference | SCE | Res | WaterHeat | Res ¦ Res Heat Pump Water Heater (3.50 UEF - 50 Gal) - Cold | Res - Multi Family | Energy Efficiency | 2572749.1751 | 2669786.4608 | 2761181.5199 | 2842678.9665 | 2940569.8653 | 3061502.8945 | 3148202.8804 | 3207840.5739 | 3265519.5644 | 3315481.7988 | 3385233.6416 | 3441588.1035 | 3494816.914
Scenario 1: Reference | SCE | Res | WaterHeat | Res ¦ Res Low Flow Showerheads (Elec WH) | Res - Multi Family | Energy Efficiency | 841553.4021 | 883617.7062 | 923130.0378 | 958535.0197 | 1002637.1165 | 1059465.4717 | 1099497.2888 | 1125538.1216 | 1149209.3963 | 1167015.4029 | 1191948.1808 | 1210052.5328 | 1226937.0609
Scenario 1: Reference | SCE | Res | WholeBlg | Res ¦ Res All-Electric Homes - Marine | Res - Multi Family | Energy Efficiency | 0 | 0 | 0 | 0 | 0 | 0 | 0 | 0 | 0 | 0 | 0 | 0 | 0
Scenario 1: Reference | SCE | Res | WholeBlg | Res ¦ Res All-Electric Homes - Hot-Dry | Res - Multi Family | Energy Efficiency | 0 | 0 | 0 | 0 | 0 | 0 | 0 | 0 | 0 | 0 | 0 | 0 | 0
Scenario 1: Reference | SCE | Res | WholeBlg | Res ¦ Res All-Electric Homes - Cold | Res - Multi Family | Energy Efficiency | 0 | 0 | 0 | 647299.0956 | 670334.3142 | 670561.1664 | 661064.4982 | 643589.8017 | 623680.4654 | 600506.9512 | 584491.9781 | 571793.2865 | 557937.3013
Scenario 1: Reference | SCG | Res | AppPlug | Res ¦ Efficient Res Clothes Washer (Gas) | Res - Multi Family | Energy Efficiency | 0 | 0 | 0 | 0 | 0 | 0 | 0 | 0 | 0 | 0 | 0 | 0 | 0
Scenario 1: Reference | SCG | Res | BldgEnv | Res ¦ Wall Insulation (R13) - Cold | Res - Multi Family | Energy Efficiency | 0 | 0 | 0 | 0 | 0 | 0 | 0 | 0 | 1427209.0201 | 1503491.6797 | 1584475.5547 | 1670493.4588 | 1761905.8378
Scenario 1: Reference | SCG | Res | HVAC | Res ¦ Res Smart Thermostat (Elec SC and Gas SH) - Marine | Res - Multi Family | Energy Efficiency | 0 | 0 | 0 | 0 | 0 | 0 | 0 | 0 | 0 | 0 | 0 | 0 | 0
Scenario 1: Reference | SCG | Res | HVAC | Res ¦ Res Smart Thermostat (Elec SC and Gas SH) - Hot-Dry | Res - Multi Family | Energy Efficiency | 0 | 0 | 0 | 0 | 0 | 0 | 0 | 0 | 0 | 0 | 0 | 0 | 0
Scenario 1: Reference | SCG | Res | HVAC | Res ¦ Res Smart Thermostat (Elec SC and Gas SH) - Cold | Res - Multi Family | Energy Efficiency | 0 | 0 | 0 | 0 | 0 | 0 | 0 | 0 | 0 | 0 | 0 | 1044.3561 | 1049.013
Scenario 1: Reference | SCG | Res | HVAC | Res ¦ Res Efficient Furnace FS (AFUE = 95) - ZEAS 2030 - Cold | Res - Multi Family | Energy Efficiency | 0 | 0 | 0 | 0 | 0 | 0 | 0 | 0 | 0 | 0 | 0 | 0 | 0
Scenario 1: Reference | SCG | Res | HVAC | Res ¦ Res Efficient Furnace FS (AFUE = 95) - Panel Upgrade - ZEAS 2030 - Hot-Dry | Res - Multi Family | Energy Efficiency | 0 | 0 | 0 | 0 | 0 | 0 | 0 | 0 | 0 | 0 | 0 | 0 | 0
Scenario 1: Reference | SCG | Res | HVAC | Res ¦ Efficient Condensing Central Boiler - ZEAS 2030 - Cold | Res - Multi Family | Energy Efficiency | 4715.374 | 4960.0275 | 5221.5755 | 5496.4056 | 5787.2641 | 0 | 0 | 0 | 0 | 0 | 0 | 0 | 0
Scenario 1: Reference | SCG | Res | WaterHeat | Res ¦ Res Faucet Aerators (Gas WH) | Res - Multi Family | Energy Efficiency | 295914.7616 | 303467.1477 | 322944.9856 | 332471.7587 | 339569.6787 | 340929.4124 | 342535.5637 | 342542.0961 | 341234.8346 | 339205.017 | 338017.1774 | 339290.7223 | 340647.4256
Scenario 1: Reference | SCG | Res | WaterHeat | Res ¦ Res Low Flow Showerheads (Gas WH) | Res - Multi Family | Energy Efficiency | 50713016.5727 | 53258547.7503 | 55971679.599 | 58814894.8406 | 61817480.4458 | 64983297.1069 | 68338980.8538 | 71893456.0494 | 75660785.6186 | 79657351.7257 | 83902474.7846 | 88417448.6442 | 93215549.5065
Scenario 1: Reference | SCG | Res | WaterHeat | Res ¦ Res Tankless Gas Water Heater (0.87 UEF - High Draw) - ZEAS 2030 - Marine | Res - Multi Family | Energy Efficiency | 335165.5665 | 344426.9016 | 367344.5005 | 379045.3553 | 388044.6825 | 0 | 0 | 0 | 0 | 0 | 0 | 0 | 0
Scenario 1: Reference | SCG | Res | WaterHeat | Res ¦ Res Tankless Gas Water Heater (0.87 UEF - High Draw) - ZEAS 2030 - Hot-Dry | Res - Multi Family | Energy Efficiency | 1064071.3383 | 1093473.8851 | 1166231.8367 | 1203379.2814 | 1231950.015 | 0 | 0 | 0 | 0 | 0 | 0 | 0 | 0
Scenario 1: Reference | SCG | Res | WaterHeat | Res ¦ Res Tankless Gas Water Heater (0.87 UEF - High Draw) - ZEAS 2030 - Cold | Res - Multi Family | Energy Efficiency | 19306.9997 | 19840.4931 | 21160.6468 | 21834.6671 | 22353.0676 | 0 | 0 | 0 | 0 | 0 | 0 | 0 | 0
Scenario 1: Reference | SCG | Res | WaterHeat | Res ¦ Res Tankless Gas Water Heater (0.87 UEF - High Draw) - Panel Upgrade - ZEAS 2030 - Marine | Res - Multi Family | Energy Efficiency | 335165.5665 | 344426.9016 | 367344.5005 | 379045.3553 | 388044.6825 | 0 | 0 | 0 | 0 | 0 | 0 | 0 | 0
Scenario 1: Reference | SCG | Res | WaterHeat | Res ¦ Res Tankless Gas Water Heater (0.87 UEF - High Draw) - Panel Upgrade - ZEAS 2030 - Hot-Dry | Res - Multi Family | Energy Efficiency | 1064071.3383 | 1093473.8851 | 1166231.8367 | 1203379.2814 | 1231950.015 | 0 | 0 | 0 | 0 | 0 | 0 | 0 | 0
Scenario 1: Reference | SCG | Res | WaterHeat | Res ¦ Res Tankless Gas Water Heater (0.87 UEF - High Draw) - Panel Upgrade - ZEAS 2030 - Cold | Res - Multi Family | Energy Efficiency | 19306.9997 | 19840.4931 | 21160.6468 | 21834.6671 | 22353.0676 | 0 | 0 | 0 | 0 | 0 | 0 | 0 | 0
Scenario 1: Reference | SCG | Res | WaterHeat | Res ¦ Res Hot Water Tank Insulation | Res - Multi Family | Energy Efficiency | 2490372.9916 | 2614315.9615 | 2744114.6756 | 2880959.2468 | 3025388.3522 | 3177914.3507 | 3339234.0326 | 3510041.1415 | 3690924.3743 | 3882503.5628 | 4085399.192 | 4300623.87 | 4529270.8511
Scenario 1: Reference | SCG | Res | WholeBlg | Res ¦ Res All-Electric Homes - Marine | Res - Multi Family | Energy Efficiency | 0 | 0 | 0 | 0 | 0 | 0 | 0 | 0 | 0 | 0 | 0 | 0 | 0
Scenario 1: Reference | SCG | Res | WholeBlg | Res ¦ Res All-Electric Homes - Hot-Dry | Res - Multi Family | Energy Efficiency | 0 | 0 | 0 | 0 | 0 | 0 | 0 | 0 | 0 | 0 | 0 | 0 | 0
Scenario 1: Reference | SCG | Res | WholeBlg | Res ¦ Res All-Electric Homes - Cold | Res - Multi Family | Energy Efficiency | 0 | 0 | 0 | 0 | 0 | 0 | 0 | 0 | 0 | 0 | 0 | 0 | 0
Scenario 1: Reference | SDG&E | Res | AppPlug | Res ¦ Efficient Res Clothes Washer (Electric) | Res - Multi Family | Energy Efficiency | 678546.7528 | 710200.0664 | 742179.2869 | 774895.9182 | 810227.6166 | 850290.1601 | 888692.0555 | 926350.4214 | 965015.6157 | 1004070.7965 | 1047304.4165 | 1091538.569 | 1137991.1376
Scenario 1: Reference | SDG&E | Res | AppPlug | Res ¦ Efficient Res Clothes Washer (Gas) | Res - Multi Family | Energy Efficiency | 0 | 0 | 0 | 14588219.1671 | 15252724.5957 | 16006536.488 | 16729027.9352 | 17437397.3999 | 18164633.0679 | 18899179.3385 | 19712385.8304 | 20544504.5264 | 21418391.3071
Scenario 1: Reference | SDG&E | Res | AppPlug | Res ¦ Heat Pump Pool Heater - Fuel Sub - ZEAS 2030 | Res - Multi Family | Fuel Substitution | 51200799.6584 | 54225014.2014 | 57498173.9261 | 61041524.498 | 64765693.2188 | 0 | 0 | 0 | 0 | 0 | 0 | 0 | 0
Scenario 1: Reference | SDG&E | Res | BldgEnv | Res ¦ Wall Insulation (R13) - Marine | Res - Multi Family | Energy Efficiency | 0 | 0 | 0 | 1102813.7342 | 1159383.4069 | 1219897.1788 | 1280539.6762 | 1342687.0825 | 1408038.2106 | 1475780.9804 | 1549439.5865 | 1626563.08 | 1707733.3543
Scenario 1: Reference | SDG&E | Res | BldgEnv | Res ¦ Wall Insulation (R13) - Hot-Dry | Res - Multi Family | Energy Efficiency | 0 | 0 | 0 | 0 | 0 | 4636773.2841 | 4869817.099 | 5111814.8242 | 5367124.8276 | 5634233.6673 | 5921858.1718 | 6224690.3307 | 6544604.191
Scenario 1: Reference | SDG&E | Res | HVAC | Res ¦ Res Smart Thermostat (Elec SC and Gas SH) - Marine | Res - Multi Family | Energy Efficiency | 0 | 0 | 0 | 0 | 18227.59 | 18467.7414 | 18543.3149 | 18382.8312 | 18080.366 | 17707.6165 | 17454.0658 | 17373.1773 | 17326.7815
Scenario 1: Reference | SDG&E | Res | HVAC | Res ¦ Res Smart Thermostat (Elec SC and Gas SH) - Hot-Dry | Res - Multi Family | Energy Efficiency | 0 | 0 | 0 | 0 | 0 | 0 | 0 | 0 | 0 | 0 | 0 | 0 | 0
Scenario 1: Reference | SDG&E | Res | HVAC | Res ¦ HVAC Time Delay Relay - Marine | Res - Multi Family | Energy Efficiency | 278513.8987 | 308024.7513 | 320651.1414 | 289214.6941 | 264181.6284 | 309797.9671 | 336454.393 | 343855.7356 | 346313.6099 | 344597.4458 | 360648.7316 | 364366.4203 | 367400.0062
Scenario 1: Reference | SDG&E | Res | HVAC | Res ¦ HVAC Time Delay Relay - Hot-Dry | Res - Multi Family | Energy Efficiency | 922134.944 | 1019842.7734 | 1061647.6367 | 957564.3335 | 874682.0618 | 1025713.7343 | 1113970.8083 | 1138476.0007 | 1146613.8058 | 1140931.7378 | 1194076.1288 | 1206385.068 | 1216429.0032
Scenario 1: Reference | SDG&E | Res | HVAC | Res ¦ Packaged/Split Heat Pump (SEER2 15.2) - Fuel Sub - ZEAS 2030 - Marine | Res - Multi Family | Fuel Substitution | 0 | 0 | 0 | 0 | 0 | 0 | 0 | 0 | 0 | 0 | 0 | 0 | 0
Scenario 1: Reference | SDG&E | Res | HVAC | Res ¦ Packaged/Split Heat Pump (SEER2 15.2) - Fuel Sub - ZEAS 2030 - Hot-Dry | Res - Multi Family | Fuel Substitution | 0 | 0 | 0 | 0 | 0 | 0 | 0 | 0 | 0 | 0 | 0 | 0 | 0
Scenario 1: Reference | SDG&E | Res | HVAC | Res ¦ Packaged/Split Heat Pump (SEER2 16.0) - Fuel Sub - ZEAS 2030 - Marine | Res - Multi Family | Fuel Substitution | 0 | 0 | 0 | 0 | 0 | 0 | 0 | 0 | 0 | 0 | 0 | 0 | 0
Scenario 1: Reference | SDG&E | Res | HVAC | Res ¦ Packaged/Split Heat Pump (SEER2 16.0) - Fuel Sub - ZEAS 2030 - Hot-Dry | Res - Multi Family | Fuel Substitution | 0 | 0 | 0 | 0 | 0 | 0 | 0 | 0 | 0 | 0 | 0 | 0 | 0
Scenario 1: Reference | SDG&E | Res | HVAC | Res ¦ Packaged/Split Heat Pump (SEER2 16.9) - Fuel Sub - ZEAS 2030 - Marine | Res - Multi Family | Fuel Substitution | 5468407.0812 | 5773080.1889 | 0 | 0 | 0 | 0 | 0 | 0 | 0 | 0 | 0 | 0 | 0
Scenario 1: Reference | SDG&E | Res | HVAC | Res ¦ Packaged/Split Heat Pump (SEER2 16.9) - Fuel Sub - ZEAS 2030 - Hot-Dry | Res - Multi Family | Fuel Substitution | 7867386.7794 | 8297251.5128 | 8756710.6575 | 9247597.1945 | 9765549.0031 | 0 | 0 | 0 | 0 | 0 | 0 | 0 | 0
Scenario 1: Reference | SDG&E | Res | HVAC | Res ¦ Packaged/Split Heat Pump (SEER2 17.8) - Fuel Sub - ZEAS 2030 - Marine | Res - Multi Family | Fuel Substitution | 0 | 0 | 6192042.2722 | 6543613.4217 | 6913988.425 | 0 | 0 | 0 | 0 | 0 | 0 | 0 | 0
Scenario 1: Reference | SDG&E | Res | HVAC | Res ¦ Packaged/Split Heat Pump (SEER2 15.2) - Fuel Sub - Panel Upgrade - ZEAS 2030 - Marine | Res - Multi Family | Fuel Substitution | 0 | 0 | 0 | 0 | 0 | 0 | 0 | 0 | 0 | 0 | 0 | 0 | 0
Scenario 1: Reference | SDG&E | Res | HVAC | Res ¦ Packaged/Split Heat Pump (SEER2 15.2) - Fuel Sub - Panel Upgrade - ZEAS 2030 - Hot-Dry | Res - Multi Family | Fuel Substitution | 0 | 0 | 0 | 0 | 0 | 0 | 0 | 0 | 0 | 0 | 0 | 0 | 0
Scenario 1: Reference | SDG&E | Res | HVAC | Res ¦ Packaged/Split Heat Pump (SEER2 16.0) - Fuel Sub - Panel Upgrade - ZEAS 2030 - Marine | Res - Multi Family | Fuel Substitution | 0 | 0 | 0 | 0 | 0 | 0 | 0 | 0 | 0 | 0 | 0 | 0 | 0
Scenario 1: Reference | SDG&E | Res | HVAC | Res ¦ Packaged/Split Heat Pump (SEER2 16.0) - Fuel Sub - Panel Upgrade - ZEAS 2030 - Hot-Dry | Res - Multi Family | Fuel Substitution | 0 | 0 | 0 | 0 | 0 | 0 | 0 | 0 | 0 | 0 | 0 | 0 | 0
Scenario 1: Reference | SDG&E | Res | HVAC | Res ¦ Packaged/Split Heat Pump (SEER2 16.9) - Fuel Sub - Panel Upgrade - ZEAS 2030 - Marine | Res - Multi Family | Fuel Substitution | 6166501.6022 | 6510069.1492 | 0 | 0 | 0 | 0 | 0 | 0 | 0 | 0 | 0 | 0 | 0
Scenario 1: Reference | SDG&E | Res | HVAC | Res ¦ Packaged/Split Heat Pump (SEER2 16.9) - Fuel Sub - Panel Upgrade - ZEAS 2030 - Hot-Dry | Res - Multi Family | Fuel Substitution | 8871734.0278 | 9356475.1101 | 9874588.6138 | 10428141.5172 | 11012214.8333 | 0 | 0 | 0 | 0 | 0 | 0 | 0 | 0
Scenario 1: Reference | SDG&E | Res | HVAC | Res ¦ Packaged/Split Heat Pump (SEER2 17.8) - Fuel Sub - Panel Upgrade - ZEAS 2030 - Marine | Res - Multi Family | Fuel Substitution | 0 | 0 | 6982515.7538 | 7378968.3266 | 7796625.2452 | 0 | 0 | 0 | 0 | 0 | 0 | 0 | 0
Scenario 1: Reference | SDG&E | Res | HVAC | Res ¦ Res Efficient Furnace FS (AFUE = 95) - ZEAS 2030 - Hot-Dry | Res - Multi Family | Energy Efficiency | 0 | 0 | 0 | 0 | 0 | 0 | 0 | 0 | 0 | 0 | 0 | 0 | 0
Scenario 1: Reference | SDG&E | Res | HVAC | Res ¦ Res Efficient Furnace FS (AFUE = 95) - Panel Upgrade - ZEAS 2030 - Hot-Dry | Res - Multi Family | Energy Efficiency | 0 | 0 | 0 | 0 | 0 | 0 | 0 | 0 | 0 | 0 | 0 | 0 | 0
Scenario 1: Reference | SDG&E | Res | HVAC | Res ¦ Res Efficient Furnace (AFUE 95, VSM) - ZEAS 2030 - Hot-Dry | Res - Multi Family | Energy Efficiency | 0 | 0 | 0 | 0 | 0 | 0 | 0 | 0 | 0 | 0 | 0 | 0 | 0
Scenario 1: Reference | SDG&E | Res | WaterHeat | Res ¦ Res Heat Pump Water Heater (3.50 UEF - 50 Gal) - Marine | Res - Multi Family | Energy Efficiency | 1933159.5791 | 1996374.927 | 2052874.1656 | 2103318.7941 | 2162111.2334 | 2239750.2948 | 2296742.4778 | 2339745.0115 | 2380327.7736 | 2414345.4695 | 2463933.0208 | 2502140.0236 | 2537678.8646
Scenario 1: Reference | SDG&E | Res | WaterHeat | Res ¦ Res Heat Pump Water Heater (3.50 UEF - 50 Gal) - Hot-Dry | Res - Multi Family | Energy Efficiency | 43193123.4945 | 44606105.3645 | 45868892.0172 | 46996259.1417 | 48310326.2612 | 50045818.7813 | 51319586.5652 | 52280504.7655 | 53187300.7812 | 53947272.3959 | 55055407.0033 | 55909025.2068 | 56702960.376
Scenario 1: Reference | SDG&E | Res | WaterHeat | Res ¦ Res Faucet Aerators (Elec WH) | Res - Multi Family | Energy Efficiency | 2351.0166 | 2424.5455 | 2465.1143 | 2523.0393 | 2453.7235 | 2498.4729 | 2484.6928 | 2414.3338 | 2325.5005 | 2224.2888 | 2156.446 | 2092.8088 | 2028.112
Scenario 1: Reference | SDG&E | Res | WaterHeat | Res ¦ Res Faucet Aerators (Gas WH) | Res - Multi Family | Energy Efficiency | 116166.7359 | 119585.896 | 122052.046 | 127027.1209 | 124514.7005 | 125667.3823 | 126343.2 | 125593.7188 | 123909.8956 | 122026.5049 | 120521.8725 | 120386.5416 | 120704.4205
Scenario 1: Reference | SDG&E | Res | WaterHeat | Res ¦ Res Low Flow Showerheads (Elec WH) | Res - Multi Family | Energy Efficiency | 336501.525 | 350713.7487 | 363528.324 | 375018.2355 | 389076.5314 | 408404.7181 | 422582.6721 | 432954.1387 | 442118.6649 | 448727.5455 | 458167.8927 | 464554.2012 | 470394.5875
Scenario 1: Reference | SDG&E | Res | WaterHeat | Res ¦ Res Low Flow Showerheads (Gas WH) | Res - Multi Family | Energy Efficiency | 16235598.5703 | 17031503.8703 | 17868233.4661 | 18758320.2676 | 19681549.1249 | 20668038.9345 | 21711791.1401 | 22814629.0499 | 23981839.0146 | 25219782.6889 | 26534647.0408 | 27934171.4681 | 29421985.2995
Scenario 1: Reference | SDG&E | Res | WaterHeat | Res ¦ Res Tankless Gas Water Heater (0.87 UEF - High Draw) - ZEAS 2030 - Marine | Res - Multi Family | Energy Efficiency | 132875.8886 | 137110.5635 | 140298.5019 | 146394.8391 | 143914.0461 | 0 | 0 | 0 | 0 | 0 | 0 | 0 | 0
Scenario 1: Reference | SDG&E | Res | WaterHeat | Res ¦ Res Tankless Gas Water Heater (0.87 UEF - High Draw) - ZEAS 2030 - Hot-Dry | Res - Multi Family | Energy Efficiency | 289678.7535 | 298910.6901 | 305860.6788 | 319151.1952 | 313742.9476 | 0 | 0 | 0 | 0 | 0 | 0 | 0 | 0
Scenario 1: Reference | SDG&E | Res | WaterHeat | Res ¦ Res Heat Pump Water Heater (3.70 UEF - 50 Gal) - Fuel Sub - ZEAS 2030 - Marine | Res - Multi Family | Fuel Substitution | 34349430.4496 | 36415389.839 | 38660707.9524 | 41098813.4915 | 43646154.9488 | 18856753.3047 | 19347210.3681 | 19723509.8292 | 20081210.0518 | 20383950.9283 | 20816394.6502 | 21150723.4001 | 21461775.0207
Scenario 1: Reference | SDG&E | Res | WaterHeat | Res ¦ Res Heat Pump Water Heater (3.70 UEF - 50 Gal) - Fuel Sub - ZEAS 2030 - Hot-Dry | Res - Multi Family | Fuel Substitution | 74373311.9495 | 78852087.3799 | 83720594.9523 | 89007998.4229 | 94531749.6522 | 49472524.6089 | 50759562.7969 | 51746868.457 | 52685329.6405 | 53479482.7423 | 54614157.7069 | 55491219.1311 | 56307153.3681
Scenario 1: Reference | SDG&E | Res | WaterHeat | Res ¦ Res Tankless Gas Water Heater (0.87 UEF - High Draw) - Panel Upgrade - ZEAS 2030 - Marine | Res - Multi Family | Energy Efficiency | 132875.8886 | 137110.5635 | 140298.5019 | 146394.8391 | 143914.0461 | 0 | 0 | 0 | 0 | 0 | 0 | 0 | 0
Scenario 1: Reference | SDG&E | Res | WaterHeat | Res ¦ Res Tankless Gas Water Heater (0.87 UEF - High Draw) - Panel Upgrade - ZEAS 2030 - Hot-Dry | Res - Multi Family | Energy Efficiency | 289678.7535 | 298910.6901 | 305860.6788 | 319151.1952 | 313742.9476 | 0 | 0 | 0 | 0 | 0 | 0 | 0 | 0
Scenario 1: Reference | SDG&E | Res | WaterHeat | Res ¦ Res Heat Pump Water Heater (3.70 UEF - 50 Gal) - Fuel Sub - Panel Upgrade - ZEAS 2030 - Marine | Res - Multi Family | Fuel Substitution | 34349430.4496 | 36415389.839 | 38660707.9524 | 41098813.4915 | 43646154.9488 | 18856753.3047 | 19347210.3681 | 19723509.8292 | 20081210.0518 | 20383950.9283 | 20816394.6502 | 21150723.4001 | 21461775.0207
Scenario 1: Reference | SDG&E | Res | WaterHeat | Res ¦ Res Heat Pump Water Heater (3.70 UEF - 50 Gal) - Fuel Sub - Panel Upgrade - ZEAS 2030 - Hot-Dry | Res - Multi Family | Fuel Substitution | 74373311.9495 | 78852087.3799 | 83720594.9523 | 89007998.4229 | 94531749.6522 | 49472524.6089 | 50759562.7969 | 51746868.457 | 52685329.6405 | 53479482.7423 | 54614157.7069 | 55491219.1311 | 56307153.3681
Scenario 1: Reference | SDG&E | Res | WaterHeat | Res ¦ Res Central Heat Pump Water Heater (150+ kBtuh, 3.0 COP) - Fuel Sub - ZEAS 2030 - Marine | Res - Multi Family | Fuel Substitution | 615320459.8141 | 664711643.8207 | 721079295.4433 | 784893805.3623 | 849781248.8509 | 0 | 0 | 0 | 0 | 0 | 0 | 0 | 0
Scenario 1: Reference | SDG&E | Res | WaterHeat | Res ¦ Res Central Heat Pump Water Heater (150+ kBtuh, 3.0 COP) - Fuel Sub - ZEAS 2030 - Hot-Dry | Res - Multi Family | Fuel Substitution | 1544390100.3355 | 1670649046.9881 | 1815075343.195 | 1978890187.9457 | 2145263753.4586 | 0 | 0 | 0 | 0 | 0 | 0 | 0 | 0
Scenario 1: Reference | SDG&E | Res | WaterHeat | Res ¦ Res Central Heat Pump Water Heater (150+ kBtuh, 3.0 COP) - Fuel Sub - Panel Upgrade - ZEAS 2030 - Marine | Res - Multi Family | Fuel Substitution | 615320459.8141 | 664711643.8207 | 721079295.4433 | 784893805.3623 | 849781248.8509 | 0 | 0 | 0 | 0 | 0 | 0 | 0 | 0
Scenario 1: Reference | SDG&E | Res | WaterHeat | Res ¦ Res Central Heat Pump Water Heater (150+ kBtuh, 3.0 COP) - Fuel Sub - Panel Upgrade - ZEAS 2030 - Hot-Dry | Res - Multi Family | Fuel Substitution | 1544390100.3355 | 1670649046.9881 | 1815075343.195 | 1978890187.9457 | 2145263753.4586 | 0 | 0 | 0 | 0 | 0 | 0 | 0 | 0
Scenario 1: Reference | SDG&E | Res | WaterHeat | Res ¦ Res Hot Water Tank Insulation | Res - Multi Family | Energy Efficiency | 784350.3241 | 822383.3585 | 862197.2581 | 904151.0777 | 948407.7405 | 995122.2749 | 1044505.288 | 1096766.5254 | 1152084.1401 | 1210645.7254 | 1272639.1077 | 1338370.2435 | 1408169.4573
Scenario 1: Reference | PG&E | Com | BldgEnv | Com ¦ Com Wall Insulation (R14) - Marine | Com - College | Energy Efficiency | 784.4164 | 827.2152 | 859.0998 | 904.559 | 943.5593 | 979.6368 | 1038.5136 | 1085.4085 | 1166.4944 | 1244.4499 | 1318.3531 | 1370.9703 | 1450.4267
Scenario 1: Reference | PG&E | Com | BldgEnv | Com ¦ Com Wall Insulation (R14) - Hot-Dry | Com - College | Energy Efficiency | 891.545 | 936.0481 | 967.425 | 1013.5366 | 1052.8513 | 1090.4967 | 1152.9596 | 1201.7115 | 1287.9017 | 1370.3403 | 1447.942 | 1500.82 | 1582.8366
Scenario 1: Reference | PG&E | Com | BldgEnv | Com ¦ Com Wall Insulation (R14) - Cold | Com - College | Energy Efficiency | 2221.7478 | 2317.8504 | 2252.9055 | 2349.65 | 2453.7972 | 2569.1826 | 2689.8649 | 2816.5464 | 2950.0849 | 3091.1622 | 3240.0692 | 3395.0328 | 3559.1858
Scenario 1: Reference | PG&E | Com | HVAC | Com ¦ Ductless Mini Split Heat Pump (SEER 18) - Hot-Dry | Com - College | Energy Efficiency | 504327.0149 | 516547.8999 | 526251.5478 | 534302.6159 | 545441.8342 | 561937.6953 | 574460.5658 | 585315.6184 | 595579.041 | 605263.5108 | 618342.1992 | 627793.9199 | 637124.0071
Scenario 1: Reference | PG&E | Com | HVAC | Com ¦ Ductless Mini Split Heat Pump (SEER 18) - Marine | Com - College | Energy Efficiency | 564695.7464 | 578379.4904 | 589244.6801 | 598259.4736 | 610732.0738 | 629202.5152 | 643224.3929 | 655378.8122 | 666870.7825 | 677714.4985 | 692358.7264 | 702941.8328 | 713388.746
Scenario 1: Reference | PG&E | Com | HVAC | Com ¦ Ductless Mini Split Heat Pump (SEER 18) - Cold | Com - College | Energy Efficiency | 1360.0618 | 1393.0189 | 1419.1875 | 1440.8995 | 1470.9396 | 1515.4254 | 1549.1969 | 1578.4706 | 1606.1489 | 1632.2658 | 1667.5362 | 1693.0255 | 1718.1868
Scenario 1: Reference | PG&E | Com | HVAC | Com ¦ Demand Controlled Ventilation (HVAC) - Marine | Com - College | Energy Efficiency | 103937.7784 | 109145.1733 | 3314589.3951 | 3431879.9748 | 3565332.5836 | 3726140.0995 | 3894063.9203 | 4064325.0632 | 148939.9982 | 158135.3062 | 166842.7892 | 172706.573 | 181883.3906
Scenario 1: Reference | PG&E | Com | HVAC | Com ¦ Demand Controlled Ventilation (HVAC) - Hot-Dry | Com - College | Energy Efficiency | 77891.6689 | 81405.1656 | 83625.2978 | 86969.672 | 89765.2158 | 2768927.4196 | 2886888.0615 | 3002873.4305 | 107315.9453 | 113390.2667 | 119131.9242 | 122699.2012 | 128570.1701
Scenario 1: Reference | PG&E | Com | HVAC | Com ¦ Demand Controlled Ventilation (HVAC) - Cold | Com - College | Energy Efficiency | 14564.5821 | 15084.4686 | 14603.9437 | 15071.1174 | 15554.8661 | 16251.7083 | 16972.236 | 17694.3071 | 18454.4588 | 19246.2701 | 20127.8793 | 20977.5746 | 21877.5524
Scenario 1: Reference | PG&E | Com | HVAC | Com ¦ HVAC Energy Management System (Elec SC and Gas SH) - Marine | Com - College | Energy Efficiency | 31195.4515 | 32642.3153 | 33582.1919 | 34983.8271 | 36159.8674 | 37337.5335 | 39291.6609 | 40737.9547 | 43418.9453 | 45935.09 | 48314.6425 | 49827.7808 | 52281.8321
Scenario 1: Reference | PG&E | Com | HVAC | Com ¦ HVAC Energy Management System (Elec SC and Gas SH) - Hot-Dry | Com - College | Energy Efficiency | 22844.443 | 23894.1187 | 24569.795 | 25580.7607 | 26427.9611 | 27281.2869 | 28698.5028 | 29742.7602 | 31686.6552 | 33508.5188 | 35231.1907 | 36318.2892 | 38089.8766
Scenario 1: Reference | PG&E | Com | HVAC | Com ¦ HVAC Energy Management System (Elec SC and Gas SH) - Cold | Com - College | Energy Efficiency | 85.975 | 90.2338 | 101.9718 | 106.573 | 98.8371 | 102.8122 | 108.7375 | 113.2086 | 120.5426 | 127.4983 | 134.5735 | 139.7942 | 146.7372
Scenario 1: Reference | PG&E | Com | HVAC | Com ¦ HVAC Fan Variable Frequency Drive (VFD) - Marine | Com - College | Energy Efficiency | 600615.6696 | 602052.365 | 596782.4716 | 585803.0362 | 585931.5602 | 607891.71 | 626566.5803 | 641053.2191 | 0 | 0 | 685334.3608 | 694197.1276 | 702174.4805
Scenario 1: Reference | PG&E | Com | HVAC | Com ¦ HVAC Fan Variable Frequency Drive (VFD) - Hot-Dry | Com - College | Energy Efficiency | 503234.4134 | 504249.9904 | 499588.7242 | 490091.8285 | 489970.0311 | 508284.4761 | 523809.4091 | 535780.9122 | 545738.0162 | 555154.347 | 572294.1295 | 579445.9634 | 585829.7684
Scenario 1: Reference | PG&E | Com | HVAC | Com ¦ HVAC Fan Variable Frequency Drive (VFD) - Cold | Com - College | Energy Efficiency | 0 | 0 | 0 | 0 | 0 | 0 | 0 | 0 | 0 | 0 | 0 | 0 | 0
Scenario 1: Reference | PG&E | Com | HVAC | Com ¦ Large Packaged Heat Pump (IEER 14.0) - Fuel Sub - ZEAS 2030 - Marine | Com - College | Fuel Substitution | 1486214.3979 | 1578834.9457 | 1680624.192 | 1791218.6211 | 1904546.8704 | 0 | 0 | 0 | 0 | 0 | 0 | 0 | 0
Scenario 1: Reference | PG&E | Com | HVAC | Com ¦ Large Packaged Heat Pump (IEER 14.0) - Fuel Sub - ZEAS 2030 - Hot-Dry | Com - College | Fuel Substitution | 1054261.826 | 1121455.7579 | 1195506.0503 | 1276110.2846 | 1358551.0963 | 0 | 0 | 0 | 0 | 0 | 0 | 0 | 0
Scenario 1: Reference | PG&E | Com | HVAC | Com ¦ Large Packaged Heat Pump (IEER 14.0) - Fuel Sub - ZEAS 2030 - Cold | Com - College | Fuel Substitution | 7739.7665 | 8224.7162 | 8165.1257 | 8713.852 | 9271.1971 | 0 | 0 | 0 | 0 | 0 | 0 | 0 | 0
Scenario 1: Reference | PG&E | Com | HVAC | Com ¦ Large Packaged Heat Pump (IEER 14.0) - Fuel Sub - Panel Upgrade - ZEAS 2030 - Marine | Com - College | Fuel Substitution | 339601.8157 | 360765.7247 | 384024.6925 | 409295.6554 | 435191.2996 | 0 | 0 | 0 | 0 | 0 | 0 | 0 | 0
Scenario 1: Reference | PG&E | Com | HVAC | Com ¦ Large Packaged Heat Pump (IEER 14.0) - Fuel Sub - Panel Upgrade - ZEAS 2030 - Hot-Dry | Com - College | Fuel Substitution | 240900.1224 | 256254.0184 | 273174.6012 | 291592.7677 | 310430.5945 | 0 | 0 | 0 | 0 | 0 | 0 | 0 | 0
Scenario 1: Reference | PG&E | Com | HVAC | Com ¦ Large Packaged Heat Pump (IEER 14.0) - Fuel Sub - Panel Upgrade - ZEAS 2030 - Cold | Com - College | Fuel Substitution | 1768.5462 | 1879.3578 | 1865.7412 | 1991.1259 | 2118.4799 | 0 | 0 | 0 | 0 | 0 | 0 | 0 | 0
Scenario 1: Reference | PG&E | Com | HVAC | Com ¦ Small Packaged Heat Pump (SEER 16) - Fuel Sub - ZEAS 2030 - Marine | Com - College | Fuel Substitution | 0 | 0 | 0 | 0 | 0 | 0 | 0 | 0 | 0 | 0 | 0 | 0 | 0
Scenario 1: Reference | PG&E | Com | HVAC | Com ¦ Small Packaged Heat Pump (SEER 16) - Fuel Sub - ZEAS 2030 - Hot-Dry | Com - College | Fuel Substitution | 0 | 0 | 0 | 0 | 0 | 0 | 0 | 0 | 0 | 0 | 0 | 0 | 0
Scenario 1: Reference | PG&E | Com | HVAC | Com ¦ Small Packaged Heat Pump (SEER 17) - Fuel Sub - ZEAS 2030 - Marine | Com - College | Fuel Substitution | 583915.6574 | 0 | 0 | 0 | 0 | 0 | 0 | 0 | 0 | 0 | 0 | 0 | 0
Scenario 1: Reference | PG&E | Com | HVAC | Com ¦ Small Packaged Heat Pump (SEER 17) - Fuel Sub - ZEAS 2030 - Hot-Dry | Com - College | Fuel Substitution | 0 | 0 | 0 | 0 | 0 | 0 | 0 | 0 | 0 | 0 | 0 | 0 | 0
Scenario 1: Reference | PG&E | Com | HVAC | Com ¦ Small Packaged Heat Pump (SEER 17) - Fuel Sub - ZEAS 2030 - Cold | Com - College | Fuel Substitution | 0 | 0 | 0 | 0 | 0 | 0 | 0 | 0 | 0 | 0 | 0 | 0 | 0
Scenario 1: Reference | PG&E | Com | HVAC | Com ¦ Small Packaged Heat Pump (SEER 18) - Fuel Sub - ZEAS 2030 - Marine | Com - College | Fuel Substitution | 0 | 623994.8237 | 653783.7975 | 685060.3857 | 718337.6303 | 0 | 0 | 0 | 0 | 0 | 0 | 0 | 0
Scenario 1: Reference | PG&E | Com | HVAC | Com ¦ Small Packaged Heat Pump (SEER 18) - Fuel Sub - ZEAS 2030 - Hot-Dry | Com - College | Fuel Substitution | 521578.5547 | 545478.9543 | 570214.9974 | 595993.8267 | 623648.969 | 0 | 0 | 0 | 0 | 0 | 0 | 0 | 0
Scenario 1: Reference | PG&E | Com | HVAC | Com ¦ Small Packaged Heat Pump (SEER 18) - Fuel Sub - ZEAS 2030 - Cold | Com - College | Fuel Substitution | 2621.2102 | 2757.4492 | 2705.3456 | 2850.734 | 3002.307 | 0 | 0 | 0 | 0 | 0 | 0 | 0 | 0
Scenario 1: Reference | PG&E | Com | HVAC | Com ¦ Small Packaged Heat Pump (SEER 16) - Fuel Sub - Panel Upgrade - ZEAS 2030 - Marine | Com - College | Fuel Substitution | 0 | 0 | 0 | 0 | 0 | 0 | 0 | 0 | 0 | 0 | 0 | 0 | 0
Scenario 1: Reference | PG&E | Com | HVAC | Com ¦ Small Packaged Heat Pump (SEER 16) - Fuel Sub - Panel Upgrade - ZEAS 2030 - Hot-Dry | Com - College | Fuel Substitution | 0 | 0 | 0 | 0 | 0 | 0 | 0 | 0 | 0 | 0 | 0 | 0 | 0
Scenario 1: Reference | PG&E | Com | HVAC | Com ¦ Small Packaged Heat Pump (SEER 17) - Fuel Sub - Panel Upgrade - ZEAS 2030 - Marine | Com - College | Fuel Substitution | 133425.4451 | 0 | 0 | 0 | 0 | 0 | 0 | 0 | 0 | 0 | 0 | 0 | 0
Scenario 1: Reference | PG&E | Com | HVAC | Com ¦ Small Packaged Heat Pump (SEER 17) - Fuel Sub - Panel Upgrade - ZEAS 2030 - Hot-Dry | Com - College | Fuel Substitution | 0 | 0 | 0 | 0 | 0 | 0 | 0 | 0 | 0 | 0 | 0 | 0 | 0
Scenario 1: Reference | PG&E | Com | HVAC | Com ¦ Small Packaged Heat Pump (SEER 17) - Fuel Sub - Panel Upgrade - ZEAS 2030 - Cold | Com - College | Fuel Substitution | 0 | 0 | 0 | 0 | 0 | 0 | 0 | 0 | 0 | 0 | 0 | 0 | 0
Scenario 1: Reference | PG&E | Com | HVAC | Com ¦ Small Packaged Heat Pump (SEER 18) - Fuel Sub - Panel Upgrade - ZEAS 2030 - Marine | Com - College | Fuel Substitution | 0 | 142583.5838 | 149390.4009 | 156537.1397 | 164141.031 | 0 | 0 | 0 | 0 | 0 | 0 | 0 | 0
Scenario 1: Reference | PG&E | Com | HVAC | Com ¦ Small Packaged Heat Pump (SEER 18) - Fuel Sub - Panel Upgrade - ZEAS 2030 - Hot-Dry | Com - College | Fuel Substitution | 119181.3405 | 124642.6112 | 130294.8274 | 136185.3216 | 142504.5556 | 0 | 0 | 0 | 0 | 0 | 0 | 0 | 0
Scenario 1: Reference | PG&E | Com | HVAC | Com ¦ Small Packaged Heat Pump (SEER 18) - Fuel Sub - Panel Upgrade - ZEAS 2030 - Cold | Com - College | Fuel Substitution | 598.9497 | 630.0805 | 618.1748 | 651.3962 | 686.0308 | 0 | 0 | 0 | 0 | 0 | 0 | 0 | 0
Scenario 1: Reference | PG&E | Com | HVAC | Com ¦ Efficient Hot Water Boilers (94% eff.) - ZEAS 2030 - Marine | Com - College | Energy Efficiency | 1661551.2249 | 1742028.3747 | 1679634.2648 | 1941699.1008 | 1874793.9694 | 0 | 0 | 0 | 0 | 0 | 0 | 0 | 0
Scenario 1: Reference | PG&E | Com | HVAC | Com ¦ Efficient Hot Water Boilers (94% eff.) - ZEAS 2030 - Hot-Dry | Com - College | Energy Efficiency | 1118067.3498 | 1172220.8854 | 1130235.5311 | 1306580.4624 | 1261559.6157 | 0 | 0 | 0 | 0 | 0 | 0 | 0 | 0
Scenario 1: Reference | PG&E | Com | HVAC | Com ¦ Efficient Hot Water Boilers (94% eff.) - ZEAS 2030 - Cold | Com - College | Energy Efficiency | 2663.7461 | 2792.7645 | 2692.7362 | 3112.8702 | 3005.6101 | 0 | 0 | 0 | 0 | 0 | 0 | 0 | 0
Scenario 1: Reference | PG&E | Com | WaterHeat | Com ¦ Com Heat Pump Water Heater (3.3 UEF - 50 Gal) - Marine | Com - College | Energy Efficiency | 1665456.545 | 1732216.6189 | 1795634.3899 | 1856996.8207 | 1929652.1726 | 2010549.2503 | 2070268.4133 | 2118784.966 | 2161777.1154 | 2200866.7612 | 2258947.2538 | 2306906.0086 | 2352259.933
Scenario 1: Reference | PG&E | Com | WaterHeat | Com ¦ Com Heat Pump Water Heater (3.3 UEF - 50 Gal) - Hot-Dry | Com - College | Energy Efficiency | 1230527.8314 | 1279929.7181 | 1326856.0109 | 1372258.75 | 1426025.5448 | 1485896.2901 | 1530079.6089 | 1565965.39 | 1597757.4565 | 1626658.6231 | 1669625.3106 | 1705095.2541 | 1738634.2965
Scenario 1: Reference | PG&E | Com | WaterHeat | Com ¦ Com Heat Pump Water Heater (3.3 UEF - 50 Gal) - Cold | Com - College | Energy Efficiency | 3631.3302 | 3776.9679 | 3915.3121 | 4049.1699 | 4207.6707 | 4384.156 | 4514.4256 | 4620.249 | 4714.0152 | 4799.2651 | 4925.9559 | 5030.5595 | 5129.4772
Scenario 1: Reference | PG&E | Com | WaterHeat | Com ¦ Com Hot Water Tank Insulation - Marine | Com - College | Energy Efficiency | 44126.0234 | 46152.7882 | 44972.3988 | 47041.2806 | 49217.0611 | 51506.7537 | 53920.2114 | 56467.0898 | 59155.2389 | 61992.8774 | 64988.1153 | 68155.0968 | 71509.0137
Scenario 1: Reference | PG&E | Com | WaterHeat | Com ¦ Com Hot Water Tank Insulation - Hot-Dry | Com - College | Energy Efficiency | 31092.9602 | 32521.0996 | 31689.3501 | 33147.1669 | 34680.3088 | 36293.7178 | 37994.3365 | 39788.9689 | 41683.1462 | 43682.6597 | 45793.2241 | 48024.8059 | 50388.1098
Scenario 1: Reference | PG&E | Com | WaterHeat | Com ¦ Com Hot Water Tank Insulation - Cold | Com - College | Energy Efficiency | 63.4484 | 66.3627 | 64.6654 | 67.6402 | 70.7688 | 74.0611 | 77.5314 | 81.1935 | 85.0588 | 89.139 | 93.4458 | 97.9996 | 102.8222
Scenario 1: Reference | PG&E | Com | WaterHeat | Com ¦ Faucet Aerators (Gas WH) - Cold | Com - College | Energy Efficiency | 0 | 0 | 0 | 0 | 0 | 576.4171 | 603.4149 | 631.9039 | 0 | 0 | 0 | 0 | 0
Scenario 1: Reference | PG&E | Com | WaterHeat | Com ¦ Faucet Aerators (Elec WH) - Marine | Com - College | Energy Efficiency | 0 | 0 | 0 | 0 | 0 | 0 | 0 | 0 | 0 | 0 | 0 | 0 | 0
Scenario 1: Reference | PG&E | Com | WaterHeat | Com ¦ Faucet Aerators (Elec WH) - Hot-Dry | Com - College | Energy Efficiency | 0 | 0 | 0 | 0 | 0 | 0 | 0 | 0 | 0 | 0 | 0 | 0 | 0
Scenario 1: Reference | PG&E | Com | WaterHeat | Com ¦ Faucet Aerators (Elec WH) - Cold | Com - College | Energy Efficiency | 0 | 0 | 0 | 0 | 0 | 0 | 0 | 0 | 0 | 0 | 0 | 0 | 0
Scenario 1: Reference | PG&E | Com | WaterHeat | Com ¦ Low Flow Showerheads (Gas WH) - Marine | Com - College | Energy Efficiency | 0 | 0 | 0 | 0 | 80213.8384 | 83959.0354 | 87907.8841 | 92075.8985 | 0 | 0 | 0 | 0 | 0
Scenario 1: Reference | PG&E | Com | WaterHeat | Com ¦ Low Flow Showerheads (Gas WH) - Hot-Dry | Com - College | Energy Efficiency | 0 | 0 | 0 | 0 | 0 | 0 | 60699.7237 | 63577.7059 | 0 | 0 | 0 | 0 | 0
Scenario 1: Reference | PG&E | Com | WaterHeat | Com ¦ Low Flow Showerheads (Gas WH) - Cold | Com - College | Energy Efficiency | 108.6947 | 113.6862 | 110.7897 | 115.8994 | 121.2754 | 126.9378 | 132.9081 | 139.2097 | 0 | 0 | 0 | 0 | 0
Scenario 1: Reference | PG&E | Com | WaterHeat | Com ¦ Low Flow Showerheads (Elec WH) - Marine | Com - College | Energy Efficiency | 0 | 0 | 0 | 0 | 0 | 0 | 0 | 0 | 0 | 0 | 0 | 0 | 0
Scenario 1: Reference | PG&E | Com | WaterHeat | Com ¦ Low Flow Showerheads (Elec WH) - Cold | Com - College | Energy Efficiency | 0 | 0 | 0 | 0 | 0 | 0 | 0 | 0 | 0 | 0 | 0 | 0 | 0
Scenario 1: Reference | PG&E | Com | WaterHeat | Com ¦ Low-flow Pre-Rinse Spray Valve - Marine | Com - College | Energy Efficiency | 2878.4165 | 3011.2316 | 2896.3649 | 3339.8304 | 3216.3594 | 3367.303 | 3527.3659 | 3695.5208 | 3874.3011 | 4062.9114 | 4262.1798 | 4472.0536 | 4694.9046
Scenario 1: Reference | PG&E | Com | WaterHeat | Com ¦ Low-flow Pre-Rinse Spray Valve - Hot-Dry | Com - College | Energy Efficiency | 1989.3233 | 2081.1141 | 2001.7278 | 2308.2144 | 2222.8815 | 2327.2012 | 2437.8234 | 2554.0382 | 2677.5963 | 2807.9482 | 2945.666 | 3090.7134 | 3244.7296
Scenario 1: Reference | PG&E | Com | WaterHeat | Com ¦ Low-flow Pre-Rinse Spray Valve - Cold | Com - College | Energy Efficiency | 4.3161 | 4.5153 | 4.343 | 5.008 | 4.8228 | 5.0492 | 5.2892 | 5.5413 | 5.8094 | 6.0922 | 6.391 | 6.7057 | 7.0399
Scenario 1: Reference | PG&E | Com | WaterHeat | Com ¦ Com Hot Water Pipe Insulation - Marine | Com - College | Energy Efficiency | 8674771.8234 | 9073274.6317 | 8842449.6355 | 9250676.5899 | 9680318.438 | 10132902.7743 | 10610185.0681 | 11113929.7522 | 11645546.8267 | 12206984.6801 | 12800333.5829 | 13428069.3068 | 14092733.6524
Scenario 1: Reference | PG&E | Com | WaterHeat | Com ¦ Com Hot Water Pipe Insulation - Hot-Dry | Com - College | Energy Efficiency | 5184988.3737 | 5423177.0512 | 5285210.8953 | 5529211.7815 | 5786012.5404 | 6056526.2287 | 6341802.1062 | 6642894.7902 | 6960647.05 | 7296223.455 | 7650873.3784 | 8026076.611 | 8423352.4097
Scenario 1: Reference | PG&E | Com | WaterHeat | Com ¦ Com Hot Water Pipe Insulation - Cold | Com - College | Energy Efficiency | 10899.416 | 11400.1148 | 11110.0947 | 11623.0114 | 12162.8349 | 12731.4844 | 13331.1657 | 13964.0956 | 14632.0458 | 15337.4644 | 16082.9775 | 16871.696 | 17706.8134
Scenario 1: Reference | PG&E | Com | WaterHeat | Com ¦ Com Efficient Tankless Gas Water Heater (0.87 UEF - High Draw) - ZEAS 2030 - Marine | Com - College | Energy Efficiency | 62876.2129 | 66438.6176 | 69149.6499 | 72971.4759 | 76258.2439 | 0 | 0 | 0 | 0 | 0 | 0 | 0 | 0
Scenario 1: Reference | PG&E | Com | WaterHeat | Com ¦ Com Efficient Tankless Gas Water Heater (0.87 UEF - High Draw) - ZEAS 2030 - Hot-Dry | Com - College | Energy Efficiency | 46988.6653 | 49650.9235 | 51676.9343 | 54533.0641 | 56989.3341 | 0 | 0 | 0 | 0 | 0 | 0 | 0 | 0
Scenario 1: Reference | PG&E | Com | WaterHeat | Com ¦ Com Efficient Tankless Gas Water Heater (0.87 UEF - High Draw) - ZEAS 2030 - Cold | Com - College | Energy Efficiency | 266.7299 | 282.0216 | 321.5045 | 339.2745 | 317.2534 | 0 | 0 | 0 | 0 | 0 | 0 | 0 | 0
Scenario 1: Reference | PG&E | Com | WaterHeat | Com ¦ Com Heat Pump Water Heater (3.75 UEF - 50 Gal) - Fuel Sub - ZEAS 2030 - Marine | Com - College | Fuel Substitution | 14184071.6905 | 14932065.5164 | 15751959.9764 | 16645957.5051 | 17550554.9381 | 11012097.6284 | 11337152.9437 | 11603155.6029 | 11834769.3569 | 12046135.5851 | 12362244.9083 | 12626247.9486 | 12873200.3481
Scenario 1: Reference | PG&E | Com | WaterHeat | Com ¦ Com Heat Pump Water Heater (3.75 UEF - 50 Gal) - Fuel Sub - ZEAS 2030 - Hot-Dry | Com - College | Fuel Substitution | 10592786.1171 | 11152327.2835 | 11765868.82 | 12435049.6932 | 13111934.9429 | 8174808.0671 | 8416334.7844 | 8613939.0618 | 8785963.9584 | 8942926.7558 | 9177786.36 | 9373889.5287 | 9557308.0528
Scenario 1: Reference | PG&E | Com | WaterHeat | Com ¦ Com Heat Pump Water Heater (3.75 UEF - 50 Gal) - Fuel Sub - ZEAS 2030 - Cold | Com - College | Fuel Substitution | 57603.2101 | 60671.5642 | 59685.6403 | 63143.8899 | 66618.0795 | 41845.9834 | 43070.9666 | 44075.4473 | 44951.5867 | 45752.2278 | 46944.4144 | 47942.0637 | 48876.1676
Scenario 1: Reference | PG&E | Com | WaterHeat | Com ¦ Com Efficient Tankless Gas Water Heater (0.87 UEF - High Draw) - Panel Upgrade - ZEAS 2030 - Marine | Com - College | Energy Efficiency | 52166.5283 | 55122.1497 | 57371.4128 | 60542.2685 | 63269.2024 | 0 | 0 | 0 | 0 | 0 | 0 | 0 | 0
Scenario 1: Reference | PG&E | Com | WaterHeat | Com ¦ Com Efficient Tankless Gas Water Heater (0.87 UEF - High Draw) - Panel Upgrade - ZEAS 2030 - Hot-Dry | Com - College | Energy Efficiency | 38985.1014 | 41193.8981 | 42874.8191 | 45244.4653 | 47282.3596 | 0 | 0 | 0 | 0 | 0 | 0 | 0 | 0
Scenario 1: Reference | PG&E | Com | WaterHeat | Com ¦ Com Efficient Tankless Gas Water Heater (0.87 UEF - High Draw) - Panel Upgrade - ZEAS 2030 - Cold | Com - College | Energy Efficiency | 221.2979 | 233.9849 | 266.7427 | 281.486 | 263.2158 | 0 | 0 | 0 | 0 | 0 | 0 | 0 | 0
Scenario 1: Reference | PG&E | Com | WaterHeat | Com ¦ Com Heat Pump Water Heater (3.75 UEF - 50 Gal) - Fuel Sub - Panel Upgrade - ZEAS 2030 - Marine | Com - College | Fuel Substitution | 11768103.4356 | 12388691.7197 | 13068933.8266 | 13810657.0509 | 14561174.7014 | 9136410.6697 | 9406099.4203 | 9626793.9343 | 9818956.9939 | 9994321.2821 | 10256587.8086 | 10475623.298 | 10680512.3767
Scenario 1: Reference | PG&E | Com | WaterHeat | Com ¦ Com Heat Pump Water Heater (3.75 UEF - 50 Gal) - Fuel Sub - Panel Upgrade - ZEAS 2030 - Hot-Dry | Com - College | Fuel Substitution | 8788520.3499 | 9252755.0539 | 9761792.2627 | 10316991.7784 | 10878583.3867 | 6782395.704 | 6982783.2552 | 7146729.6612 | 7289453.6139 | 7419680.9897 | 7614537.035 | 7777238.0155 | 7929414.9229
Scenario 1: Reference | PG&E | Com | WaterHeat | Com ¦ Com Heat Pump Water Heater (3.75 UEF - 50 Gal) - Fuel Sub - Panel Upgrade - ZEAS 2030 - Cold | Com - College | Fuel Substitution | 47791.6743 | 50337.3967 | 49519.4049 | 52388.6119 | 55271.044 | 34718.3708 | 35734.7031 | 36568.0909 | 37294.9977 | 37959.2659 | 38948.3878 | 39776.1078 | 40551.1061
Scenario 1: Reference | PG&E | Com | WaterHeat | Com ¦ Com Heat Pump Water Heater (100+ Gal, 200+ kBtuh - 4.3 COP) - Fuel Sub - ZEAS 2030 - Marine | Com - College | Fuel Substitution | 3475679.4064 | 3660492.6416 | 3861514.2405 | 4079373.1339 | 4301799.5951 | 0 | 0 | 0 | 0 | 0 | 0 | 0 | 0
Scenario 1: Reference | PG&E | Com | WaterHeat | Com ¦ Com Heat Pump Water Heater (100+ Gal, 200+ kBtuh - 4.3 COP) - Fuel Sub - ZEAS 2030 - Hot-Dry | Com - College | Fuel Substitution | 2584330.158 | 2722228.0236 | 2872289.5689 | 3034981.7486 | 3201015.4353 | 0 | 0 | 0 | 0 | 0 | 0 | 0 | 0
Scenario 1: Reference | PG&E | Com | WaterHeat | Com ¦ Com Heat Pump Water Heater (100+ Gal, 200+ kBtuh - 4.3 COP) - Fuel Sub - ZEAS 2030 - Cold | Com - College | Fuel Substitution | 7080.1458 | 7462.1505 | 7342.2771 | 7766.2847 | 8196.5312 | 0 | 0 | 0 | 0 | 0 | 0 | 0 | 0
Scenario 1: Reference | PG&E | Com | WaterHeat | Com ¦ Com Heat Pump Water Heater (100+ Gal, 200+ kBtuh - 4.3 COP) - Fuel Sub - Panel Upgrade - ZEAS 2030 - Marine | Com - College | Fuel Substitution | 2883668.0789 | 3037002.1367 | 3203783.793 | 3384534.8529 | 3569075.4883 | 0 | 0 | 0 | 0 | 0 | 0 | 0 | 0
Scenario 1: Reference | PG&E | Com | WaterHeat | Com ¦ Com Heat Pump Water Heater (100+ Gal, 200+ kBtuh - 4.3 COP) - Fuel Sub - Panel Upgrade - ZEAS 2030 - Hot-Dry | Com - College | Fuel Substitution | 2144142.0541 | 2258551.8218 | 2383053.4336 | 2518034.3079 | 2655787.5314 | 0 | 0 | 0 | 0 | 0 | 0 | 0 | 0
Scenario 1: Reference | PG&E | Com | WaterHeat | Com ¦ Com Heat Pump Water Heater (100+ Gal, 200+ kBtuh - 4.3 COP) - Fuel Sub - Panel Upgrade - ZEAS 2030 - Cold | Com - College | Fuel Substitution | 5874.1869 | 6191.1249 | 6091.6695 | 6443.456 | 6800.4188 | 0 | 0 | 0 | 0 | 0 | 0 | 0 | 0
Scenario 1: Reference | PG&E | Com | WaterHeat | Com ¦ Efficient Gas Water Heating Boiler (0.92 UEF) - ZEAS 2030 - Marine | Com - College | Energy Efficiency | 4367328.3031 | 4578797.194 | 4414726.3188 | 5103440.3627 | 4927515.6112 | 0 | 0 | 0 | 0 | 0 | 0 | 0 | 0
Scenario 1: Reference | PG&E | Com | WaterHeat | Com ¦ Efficient Gas Water Heating Boiler (0.92 UEF) - ZEAS 2030 - Hot-Dry | Com - College | Energy Efficiency | 3096690.6443 | 3246634.4332 | 3130298.612 | 3618637.0696 | 3493896.158 | 0 | 0 | 0 | 0 | 0 | 0 | 0 | 0
Scenario 1: Reference | PG&E | Com | WaterHeat | Com ¦ Efficient Gas Water Heating Boiler (0.92 UEF) - ZEAS 2030 - Cold | Com - College | Energy Efficiency | 6379.6194 | 6688.5246 | 6448.8563 | 7454.9022 | 7197.9182 | 0 | 0 | 0 | 0 | 0 | 0 | 0 | 0
Scenario 1: Reference | PG&E | Com | WholeBlg | Com ¦ Com Title 24 2022 Code | Com - College | Energy Efficiency | 3043002.0231 | 3122197.9901 | 3142085.5542 | 3200765.1755 | 3246467.7358 | 3317162.0775 | 3453013.9865 | 3540570.3831 | 3731026.9401 | 3905380.7139 | 4059268.2074 | 4121129.8251 | 4259557.4289
Scenario 1: Reference | PG&E | Com | ComRefrig | Com ¦ Efficient Refrigerated Display Case - Marine | Com - College | Energy Efficiency | 0 | 0 | 0 | 0 | 0 | 13061.6273 | 13427.694 | 13706.3006 | 13918.4848 | 14082.1355 | 14386.7942 | 14604.1378 | 14790.9236
Scenario 1: Reference | PG&E | Com | ComRefrig | Com ¦ Efficient Refrigerated Display Case - Hot-Dry | Com - College | Energy Efficiency | 0 | 0 | 0 | 0 | 0 | 10357.1573 | 10647.7906 | 10869.2349 | 11038.1574 | 11168.7141 | 11410.9514 | 11584.1264 | 11733.184
Scenario 1: Reference | PG&E | Com | ComRefrig | Com ¦ Efficient Refrigerated Display Case - Cold | Com - College | Energy Efficiency | 0 | 0 | 0 | 0 | 0 | 0 | 0 | 0 | 0 | 0 | 0 | 0 | 0
Scenario 1: Reference | PG&E | Com | ComRefrig | Com ¦ ENERGY STAR ULT Freezer - Hot-Dry | Com - College | Energy Efficiency | 0 | 0 | 0 | 0 | 0 | 0 | 0 | 0 | 0 | 0 | 0 | 0 | 0
Scenario 1: Reference | PG&E | Com | ComRefrig | Com ¦ Refrigerated Display Case LED Lighting | Com - College | Energy Efficiency | 17479.4456 | 18135.9603 | 18738.5763 | 19293.3664 | 19921.8758 | 20621.0364 | 21152.8347 | 21618.8501 | 22043.3493 | 22437.8596 | 22998.0022 | 23476.0072 | 23927.7626
Scenario 1: Reference | PG&E | Com | ComRefrig | Com ¦ Efficient EC or PMS Motor Retrofit - Marine | Com - College | Energy Efficiency | 3976.1829 | 4026.8615 | 4048.1773 | 4045.8604 | 4069.745 | 4172.8861 | 4248.5881 | 4314.0094 | 4376.1642 | 4439.0253 | 4519.2182 | 4570.8493 | 4622.835
Scenario 1: Reference | PG&E | Com | ComRefrig | Com ¦ Efficient EC or PMS Motor Retrofit - Hot-Dry | Com - College | Energy Efficiency | 3150.7009 | 3190.8583 | 3207.7487 | 3205.9129 | 3224.8389 | 3306.5672 | 3366.5529 | 3418.3923 | 3467.6434 | 3517.4541 | 3580.9984 | 3621.9106 | 3663.1037
Scenario 1: Reference | PG&E | Com | ComRefrig | Com ¦ Efficient EC or PMS Motor Retrofit - Cold | Com - College | Energy Efficiency | 8.8438 | 8.9565 | 9.0039 | 8.9988 | 9.0519 | 9.2813 | 9.4497 | 9.5952 | 9.7334 | 9.8732 | 10.0516 | 10.1664 | 10.2821
Scenario 1: Reference | PG&E | Com | FoodServ | Com ¦ ENERGY STAR Dishwasher - Tier 1 | Com - College | Energy Efficiency | 0 | 0 | 0 | 0 | 0 | 0 | 0 | 0 | 0 | 0 | 0 | 0 | 0
Scenario 1: Reference | PG&E | Com | FoodServ | Com ¦ ENERGY STAR Dishwasher - Tier 2 | Com - College | Energy Efficiency | 300070.6366 | 313466.3795 | 327194.8665 | 341467.3478 | 356726.6124 | 373069.8301 | 389705.9304 | 406875.7724 | 424939.3317 | 443847.2481 | 464308.9873 | 485381.3767 | 507648.5847
Scenario 1: Reference | PG&E | Com | FoodServ | Com ¦ ENERGY STAR Combination Oven - Electric | Com - College | Energy Efficiency | 227694.5327 | 235599.9208 | 242717.1563 | 249606.414 | 258248.5813 | 268833.8126 | 276931.0569 | 283645.1895 | 289329.5269 | 294448.1664 | 301876.0114 | 307637.9392 | 313138.4592
Scenario 1: Reference | PG&E | Com | FoodServ | Com ¦ ENERGY STAR Steamer - Electric | Com - College | Energy Efficiency | 0 | 0 | 0 | 0 | 159831.7705 | 166383.0408 | 171394.4793 | 175549.9008 | 179067.9751 | 182235.9353 | 186833.0781 | 190399.1736 | 193803.4822
Scenario 1: Reference | PG&E | Com | FoodServ | Com ¦ ENERGY STAR Conveyor Broiler - Gas | Com - College | Energy Efficiency | 97869.9616 | 102269.323 | 106794.1882 | 111537.3653 | 116631.9081 | 122111.3784 | 127703.1313 | 133459.3797 | 139486.4269 | 145787.8777 | 152594.4375 | 159615.0777 | 167042.2552
Scenario 1: Reference | PG&E | Com | FoodServ | Com ¦ ENERGY STAR Conveyor Oven - Gas | Com - College | Energy Efficiency | 265922.6326 | 278438.9312 | 268100.29 | 309499.2841 | 298412.1782 | 312801.5491 | 328086.4562 | 344176.381 | 361307.8056 | 379404.442 | 398546.2161 | 418729.9868 | 440180.3595
Scenario 1: Reference | PG&E | Com | FoodServ | Com ¦ ENERGY STAR Convection Oven - Electric | Com - College | Energy Efficiency | 1125448.4311 | 1178409.9536 | 1233914.151 | 1292677.8506 | 1354529.8688 | 1419742.0701 | 1489043.8314 | 1562034.5847 | 1639828.8588 | 1722004.2468 | 1808833.7501 | 1900327.7264 | 1997725.4548
Scenario 1: Reference | PG&E | Com | FoodServ | Com ¦ High Performance Conveyor Toaster | Com - College | Energy Efficiency | 179993.5067 | 186242.75 | 191868.9552 | 197314.943 | 204146.6135 | 212514.2843 | 218915.1907 | 224222.7414 | 228716.2346 | 232762.5411 | 238634.2844 | 243189.1131 | 247537.2979
Scenario 1: Reference | PG&E | Com | FoodServ | Com ¦ ENERGY STAR Rack Oven - Gas | Com - College | Energy Efficiency | 113353.2889 | 118688.5385 | 114281.5462 | 131928.4539 | 127202.4179 | 133336.0911 | 139851.4993 | 146710.0576 | 154012.57 | 161726.5176 | 169885.9699 | 178489.5881 | 187633.1133
Scenario 1: Reference | PG&E | Com | FoodServ | Com ¦ Electric Deck Oven (60% cooking efficiency) | Com - College | Energy Efficiency | 23976.43 | 24808.8742 | 25558.3252 | 26283.77 | 27193.7976 | 28308.4316 | 29161.0783 | 29868.0823 | 30466.6479 | 31005.645 | 31787.8035 | 32394.5394 | 32973.7489
Scenario 1: Reference | PG&E | Com | FoodServ | Com ¦ Demand Controlled Ventilation (DCV) Exhaust Hood | Com - College | Energy Efficiency | 64011.6806 | 66898.7797 | 68709.4239 | 71439.9685 | 73740.7977 | 75996.7551 | 79707.2943 | 82319.2395 | 87367.0602 | 92006.4334 | 96423.7038 | 99006.2765 | 103408.727
Scenario 1: Reference | PG&E | Com | FoodServ | Com ¦ ENERGY STAR Ice Machine | Com - College | Energy Efficiency | 20896.1335 | 21633.7785 | 22289.9069 | 22905.858 | 23715.0066 | 24764.2549 | 25578.3476 | 26284.4566 | 26908.7426 | 27451.6244 | 28188.0914 | 28728.9852 | 29238.8095
Scenario 1: Reference | PG&E | Com | FoodServ | Com ¦ ENERGY STAR Griddle - Electric | Com - College | Energy Efficiency | 46856.7947 | 48483.6284 | 49948.2698 | 51365.9961 | 53144.4502 | 55322.7634 | 56989.0788 | 58370.7665 | 59540.5347 | 60593.8891 | 62122.4502 | 63308.1856 | 64440.1265
Scenario 1: Reference | PG&E | Com | FoodServ | Com ¦ ENERGY STAR Fryer - Tier 1 Gas | Com - College | Energy Efficiency | 2747.6796 | 2898.9423 | 3012.3768 | 3173.6031 | 3311.0172 | 3435.5484 | 3640.1848 | 3802.7581 | 4084.9258 | 4355.6211 | 0 | 0 | 0
Scenario 1: Reference | PG&E | Com | FoodServ | Com ¦ ENERGY STAR Fryer - Tier 2 Gas | Com - College | Energy Efficiency | 0 | 0 | 0 | 0 | 0 | 0 | 0 | 0 | 0 | 0 | 6997.6161 | 7275.1224 | 7694.7968
Scenario 1: Reference | PG&E | Com | FoodServ | Com ¦ ENERGY STAR Fryer - Fuel Sub | Com - College | Fuel Substitution | 1197356.7269 | 1262307.1362 | 1334266.4336 | 1412219.4302 | 1490135.298 | 1567825.0459 | 1659753.7679 | 1762533.5287 | 1875981.2087 | 1998725.6717 | 2122325.5459 | 2259534.984 | 2407039.9616
Scenario 1: Reference | PG&E | Com | FoodServ | Com ¦ ENERGY STAR Steamer - Gas | Com - College | Energy Efficiency | 4092.0068 | 4317.9232 | 4487.6345 | 4728.6496 | 4934.2792 | 5120.7876 | 5426.7909 | 5670.1987 | 6092.0655 | 6496.9814 | 6880.3811 | 7154.5947 | 7568.7531
Scenario 1: Reference | PG&E | Com | FoodServ | Com ¦ ENERGY STAR Steamer - Fuel Sub | Com - College | Fuel Substitution | 525479.8266 | 552124.8752 | 580983.3067 | 611885.5462 | 643517.2314 | 675884.6975 | 712309.9441 | 752085.0492 | 795226.4823 | 841487.9483 | 889028.4982 | 940804.3372 | 996146.4961
Scenario 1: Reference | PG&E | Com | FoodServ | Com ¦ ENERGY STAR Convection Oven - Gas | Com - College | Energy Efficiency | 6181.3854 | 6522.6547 | 6779.0206 | 7143.098 | 7453.722 | 7735.4617 | 8197.7101 | 8565.4021 | 9202.674 | 9814.3399 | 10393.5035 | 10807.7305 | 11433.3582
Scenario 1: Reference | PG&E | Com | FoodServ | Com ¦ ENERGY STAR Convection Oven - Fuel Sub | Com - College | Fuel Substitution | 1069980.6409 | 1128709.3115 | 1194020.2902 | 1264904.3201 | 1335479.3532 | 1405543.4841 | 1489142.2741 | 1582960.1074 | 1686797.5297 | 1799297.8017 | 1912228.2554 | 2037963.098 | 2173250.3516
Scenario 1: Reference | PG&E | Com | FoodServ | Com ¦ ENERGY STAR Griddle - Gas | Com - College | Energy Efficiency | 4334.8632 | 4574.1875 | 4753.971 | 5009.2901 | 5227.1235 | 5424.7011 | 5748.8652 | 6006.7191 | 6453.6232 | 6882.5704 | 7288.7245 | 7579.2124 | 8017.9507
Scenario 1: Reference | PG&E | Com | FoodServ | Com ¦ ENERGY STAR Griddle - Fuel Sub | Com - College | Fuel Substitution | 884138.2563 | 933925.1554 | 989734.9647 | 1050546.9317 | 1110598.7928 | 1169663.2809 | 1241394.8288 | 1322526.4586 | 1412827.8132 | 1510937.2041 | 1608790.38 | 1718400.0587 | 1836547.437
Scenario 1: Reference | PG&E | Com | FoodServ | Com ¦ ENERGY STAR Combination Oven - Gas | Com - College | Energy Efficiency | 95.5575 | 100.8332 | 104.7963 | 110.4245 | 115.2264 | 119.5818 | 126.7277 | 132.4118 | 142.2633 | 151.719 | 160.6723 | 167.0758 | 176.7473
Scenario 1: Reference | PG&E | Com | FoodServ | Com ¦ ENERGY STAR Combination Oven - Fuel Sub | Com - College | Fuel Substitution | 13292.0606 | 14114.9268 | 15062.8412 | 16109.4207 | 17114.7458 | 18071.829 | 19306.9893 | 20739.9567 | 22363.395 | 24142.616 | 25881.8412 | 27867.3064 | 30019.2053
Scenario 1: Reference | PG&E | Com | FoodServ | Com ¦ ENERGY STAR Fryer - Tier 1 Gas - Panel Upgrade | Com - College | Energy Efficiency | 4521.3141 | 4770.2173 | 4956.874 | 5222.1722 | 5448.2876 | 5653.204 | 5989.9337 | 6257.4485 | 6721.7563 | 7167.1861 | 0 | 0 | 0
Scenario 1: Reference | PG&E | Com | FoodServ | Com ¦ ENERGY STAR Fryer - Tier 2 Gas - Panel Upgrade | Com - College | Energy Efficiency | 0 | 0 | 0 | 0 | 0 | 0 | 0 | 0 | 0 | 0 | 11514.5958 | 11971.2331 | 12661.8084
Scenario 1: Reference | PG&E | Com | FoodServ | Com ¦ ENERGY STAR Fryer - Fuel Sub - Panel Upgrade | Com - College | Fuel Substitution | 1970253.6617 | 2077129.732 | 2195538.9462 | 2323810.8085 | 2452021.5749 | 2579860.2608 | 2731129.216 | 2900253.5843 | 3086932.0418 | 3288908.3804 | 3492292.3004 | 3718070.7938 | 3960790.6247
Scenario 1: Reference | PG&E | Com | FoodServ | Com ¦ ENERGY STAR Steamer - Gas - Panel Upgrade | Com - College | Energy Efficiency | 6733.4081 | 7105.1541 | 7384.4145 | 7781.0055 | 8119.3694 | 8426.2696 | 8929.7987 | 9330.327 | 10024.5099 | 10690.8 | 11321.6853 | 11772.9045 | 12454.4032
Scenario 1: Reference | PG&E | Com | FoodServ | Com ¦ ENERGY STAR Steamer - Fuel Sub - Panel Upgrade | Com - College | Fuel Substitution | 864678.4449 | 908522.9428 | 956009.5682 | 1006859.285 | 1058909.3068 | 1112170.0578 | 1172107.8975 | 1237557.9381 | 1308547.2804 | 1384670.6451 | 1462898.7458 | 1548096.0258 | 1639161.6947
Scenario 1: Reference | PG&E | Com | FoodServ | Com ¦ ENERGY STAR Convection Oven - Gas - Panel Upgrade | Com - College | Energy Efficiency | 10171.4861 | 10733.0456 | 11154.8964 | 11753.9867 | 12265.1193 | 12728.7227 | 13489.3537 | 14094.3917 | 15143.0244 | 16149.5222 | 17102.5375 | 17784.1492 | 18813.6212
Scenario 1: Reference | PG&E | Com | FoodServ | Com ¦ ENERGY STAR Convection Oven - Fuel Sub - Panel Upgrade | Com - College | Fuel Substitution | 1760655.9753 | 1857294.158 | 1964763.5463 | 2081403.405 | 2197534.8087 | 2312825.5214 | 2450387.5516 | 2604765.0444 | 2775629.7975 | 2960749.2928 | 3146576.6531 | 3353473.6692 | 3576089.2029
Scenario 1: Reference | PG&E | Com | FoodServ | Com ¦ ENERGY STAR Griddle - Gas - Panel Upgrade | Com - College | Energy Efficiency | 7133.0288 | 7526.8376 | 7822.6718 | 8242.8001 | 8601.2456 | 8926.3599 | 9459.773 | 9884.0722 | 10619.4541 | 11325.2879 | 11993.6155 | 12471.6141 | 13193.5591
Scenario 1: Reference | PG&E | Com | FoodServ | Com ¦ ENERGY STAR Griddle - Fuel Sub - Panel Upgrade | Com - College | Fuel Substitution | 1454851.8397 | 1536776.314 | 1628611.5027 | 1728677.7554 | 1827493.2516 | 1924684.0231 | 2042718.4748 | 2176220.7863 | 2324811.9043 | 2486251.1666 | 2647268.8263 | 2827631.8426 | 3022043.6662
Scenario 1: Reference | PG&E | Com | FoodServ | Com ¦ ENERGY STAR Combination Oven - Gas - Panel Upgrade | Com - College | Energy Efficiency | 157.2401 | 165.9212 | 172.4426 | 181.7039 | 189.6054 | 196.7722 | 208.5308 | 217.884 | 234.0947 | 249.6541 | 264.3867 | 274.9236 | 290.8382
Scenario 1: Reference | PG&E | Com | FoodServ | Com ¦ ENERGY STAR Combination Oven - Fuel Sub - Panel Upgrade | Com - College | Fuel Substitution | 21872.1209 | 23226.1493 | 24785.9451 | 26508.0944 | 28162.3595 | 29737.2425 | 31769.702 | 34127.6537 | 36799.0257 | 39726.7384 | 42588.6382 | 45855.7264 | 49396.6818
Scenario 1: Reference | PG&E | Com | Lighting | Com ¦ LED Fixtures and Retrofit Kits - 140 lpw | Com - College | Energy Efficiency | 0 | 0 | 0 | 0 | 0 | 0 | 0 | 0 | 0 | 0 | 0 | 0 | 0
Scenario 1: Reference | SCE | Com | BldgEnv | Com ¦ Com Wall Insulation (R14) - Marine | Com - College | Energy Efficiency | 6875.3097 | 7276.6172 | 7639.9709 | 7997.7171 | 8552.428 | 9219.3279 | 9660.7045 | 9813.3073 | 0 | 0 | 0 | 0 | 0
Scenario 1: Reference | SCE | Com | BldgEnv | Com ¦ Com Wall Insulation (R14) - Cold | Com - College | Energy Efficiency | 1.717 | 1.7722 | 1.8911 | 2.0302 | 2.11 | 2.2925 | 2.4452 | 2.5148 | 0 | 0 | 0 | 0 | 0
Scenario 1: Reference | SCE | Com | HVAC | Com ¦ Ductless Mini Split Heat Pump (SEER 18) - Hot-Dry | Com - College | Energy Efficiency | 379212.2629 | 394240.4864 | 408229.3887 | 421263.6002 | 436903.2119 | 454443.7515 | 465631.6227 | 470824.944 | 475900.8562 | 480545.2688 | 486456.0619 | 490121.0153 | 493481.0585
Scenario 1: Reference | SCE | Com | HVAC | Com ¦ Ductless Mini Split Heat Pump (SEER 18) - Marine | Com - College | Energy Efficiency | 88047.2739 | 91536.597 | 94784.6057 | 97810.9498 | 101442.2279 | 105514.8723 | 108112.5244 | 109318.334 | 110496.883 | 111575.2444 | 112947.64 | 113798.5859 | 114578.7365
Scenario 1: Reference | SCE | Com | HVAC | Com ¦ Ductless Mini Split Heat Pump (SEER 18) - Cold | Com - College | Energy Efficiency | 5652.687 | 5876.7036 | 6085.2277 | 6279.5208 | 6512.651 | 6774.1171 | 6940.888 | 7018.3016 | 7093.9652 | 7163.1966 | 7251.3052 | 7305.9365 | 7356.0226
Scenario 1: Reference | SCE | Com | HVAC | Com ¦ Demand Controlled Ventilation (HVAC) - Marine | Com - College | Energy Efficiency | 4238.3959 | 4414.1792 | 4741.7823 | 5110.1181 | 5324.7148 | 5805.035 | 6191.8178 | 6370.0191 | 6523.1955 | 6606.7928 | 6749.1035 | 7231.8578 | 7331.8485
Scenario 1: Reference | SCE | Com | HVAC | Com ¦ Demand Controlled Ventilation (HVAC) - Hot-Dry | Com - College | Energy Efficiency | 25742.7675 | 26810.4234 | 28800.188 | 31037.3507 | 32340.748 | 35258.0711 | 37607.2761 | 38689.6179 | 39619.9662 | 40127.7118 | 40992.0653 | 43924.1723 | 44531.4867
Scenario 1: Reference | SCE | Com | HVAC | Com ¦ Demand Controlled Ventilation (HVAC) - Cold | Com - College | Energy Efficiency | 1324.7927 | 1379.7372 | 1482.1359 | 1597.2664 | 1664.3427 | 1814.4761 | 1935.3726 | 1991.0728 | 2038.9511 | 2065.081 | 2109.563 | 2260.4572 | 2291.7112
Scenario 1: Reference | SCE | Com | HVAC | Com ¦ HVAC Fan Variable Frequency Drive (VFD) - Marine | Com - College | Energy Efficiency | 0 | 0 | 0 | 0 | 0 | 0 | 0 | 0 | 0 | 0 | 0 | 0 | 0
Scenario 1: Reference | SCE | Com | HVAC | Com ¦ HVAC Fan Variable Frequency Drive (VFD) - Hot-Dry | Com - College | Energy Efficiency | 0 | 0 | 0 | 0 | 0 | 0 | 0 | 0 | 0 | 0 | 0 | 0 | 0
Scenario 1: Reference | SCE | Com | HVAC | Com ¦ HVAC Fan Variable Frequency Drive (VFD) - Cold | Com - College | Energy Efficiency | 0 | 0 | 0 | 0 | 0 | 0 | 0 | 0 | 0 | 0 | 0 | 0 | 0
Scenario 1: Reference | SCE | Com | WaterHeat | Com ¦ Com Heat Pump Water Heater (3.3 UEF - 50 Gal) - Marine | Com - College | Energy Efficiency | 459053.8204 | 483842.6085 | 508831.0035 | 533787.4556 | 561853.619 | 589416.0162 | 607916.2605 | 618616.2042 | 628248.9979 | 636000.9877 | 647980.4822 | 657878.2599 | 666460.7826
Scenario 1: Reference | SCE | Com | WaterHeat | Com ¦ Com Heat Pump Water Heater (3.3 UEF - 50 Gal) - Hot-Dry | Com - College | Energy Efficiency | 1806320.3593 | 1904010.4363 | 2002484.8085 | 2100831.7924 | 2211442.31 | 2320062.9194 | 2392949.021 | 2435077.5138 | 2472997.3513 | 2503500.5883 | 2550672.2706 | 2589630.0972 | 2623404.9219
Scenario 1: Reference | SCE | Com | WaterHeat | Com ¦ Com Heat Pump Water Heater (3.3 UEF - 50 Gal) - Cold | Com - College | Energy Efficiency | 29899.2037 | 31511.0063 | 33135.8307 | 34758.6059 | 36583.4228 | 38375.5692 | 39578.8768 | 40275.3182 | 40902.4296 | 41407.332 | 42186.9605 | 42831.4172 | 43390.3489
Scenario 1: Reference | SCE | Com | WholeBlg | Com ¦ Com Title 24 2022 Code | Com - College | Energy Efficiency | 0 | 0 | 0 | 0 | 0 | 0 | 0 | 0 | 0 | 0 | 0 | 0 | 0
Scenario 1: Reference | SCE | Com | ComRefrig | Com ¦ Efficient Refrigerated Display Case - Marine | Com - College | Energy Efficiency | 0 | 0 | 0 | 0 | 0 | 0 | 5366.5568 | 5470.617 | 5560.3751 | 5627.4093 | 5732.3338 | 5818.3317 | 5892.4782
Scenario 1: Reference | SCE | Com | ComRefrig | Com ¦ Efficient Refrigerated Display Case - Hot-Dry | Com - College | Energy Efficiency | 0 | 0 | 0 | 0 | 0 | 0 | 0 | 22372.0805 | 22739.1462 | 23013.2821 | 23442.371 | 23794.0591 | 24097.2812
Scenario 1: Reference | SCE | Com | ComRefrig | Com ¦ Efficient Refrigerated Display Case - Cold | Com - College | Energy Efficiency | 0 | 0 | 0 | 0 | 0 | 0 | 0 | 0 | 0 | 0 | 0 | 0 | 0
Scenario 1: Reference | SCE | Com | ComRefrig | Com ¦ ENERGY STAR ULT Freezer - Marine | Com - College | Energy Efficiency | 0 | 0 | 0 | 0 | 0 | 0 | 0 | 0 | 0 | 0 | 40632.4606 | 41242.0385 | 41767.6108
Scenario 1: Reference | SCE | Com | ComRefrig | Com ¦ ENERGY STAR ULT Freezer - Hot-Dry | Com - College | Energy Efficiency | 0 | 0 | 0 | 0 | 178094.6066 | 187166.0784 | 193380.2887 | 197130.0301 | 200364.4039 | 202779.9337 | 206560.8206 | 209659.6955 | 212331.5158
Scenario 1: Reference | SCE | Com | ComRefrig | Com ¦ ENERGY STAR ULT Freezer - Cold | Com - College | Energy Efficiency | 0 | 0 | 0 | 0 | 0 | 0 | 0 | 0 | 0 | 0 | 0 | 0 | 0
Scenario 1: Reference | SCE | Com | ComRefrig | Com ¦ Refrigerated Display Case LED Lighting | Com - College | Energy Efficiency | 15132.4025 | 15846.3889 | 16531.9863 | 17190.2698 | 17922.0213 | 18631.8339 | 19122.947 | 19440.8403 | 19748.4799 | 20010.3333 | 20384.0353 | 20685.6915 | 20969.5741
Scenario 1: Reference | SCE | Com | ComRefrig | Com ¦ Efficient EC or PMS Motor Retrofit - Marine | Com - College | Energy Efficiency | 1249.5951 | 1294.5654 | 1334.6631 | 1370.731 | 1416.2247 | 1470.1375 | 1503.9616 | 1517.6871 | 1531.5025 | 1545.0163 | 1561.104 | 1567.8203 | 1575.5145
Scenario 1: Reference | SCE | Com | ComRefrig | Com ¦ Efficient EC or PMS Motor Retrofit - Hot-Dry | Com - College | Energy Efficiency | 5142.7578 | 5327.8348 | 5492.8586 | 5641.2975 | 5828.5283 | 6050.4085 | 6189.6131 | 6246.1009 | 6302.9589 | 6358.5751 | 6424.7847 | 6452.4262 | 6484.092
Scenario 1: Reference | SCE | Com | ComRefrig | Com ¦ Efficient EC or PMS Motor Retrofit - Cold | Com - College | Energy Efficiency | 75.0489 | 77.7498 | 80.158 | 82.3242 | 85.0565 | 88.2944 | 90.3258 | 91.1501 | 91.9799 | 92.7915 | 93.7577 | 94.1611 | 94.6232
Scenario 1: Reference | SCE | Com | FoodServ | Com ¦ ENERGY STAR Dishwasher - Tier 1 | Com - College | Energy Efficiency | 0 | 0 | 0 | 0 | 0 | 0 | 0 | 0 | 0 | 0 | 0 | 0 | 0
Scenario 1: Reference | SCE | Com | FoodServ | Com ¦ ENERGY STAR Combination Oven - Electric | Com - College | Energy Efficiency | 0 | 0 | 0 | 0 | 0 | 254316.35 | 262558.8007 | 267163.1031 | 271067.6867 | 273985.8667 | 278441.4358 | 281759.2466 | 284609.4662
Scenario 1: Reference | SCE | Com | FoodServ | Com ¦ ENERGY STAR Steamer - Electric | Com - College | Energy Efficiency | 0 | 0 | 0 | 0 | 0 | 0 | 0 | 0 | 0 | 0 | 0 | 0 | 0
Scenario 1: Reference | SCE | Com | FoodServ | Com ¦ ENERGY STAR Conveyor Broiler - Gas | Com - College | Energy Efficiency | 0 | 15402.2962 | 16151.8169 | 16907.0884 | 17780.1723 | 18666.9226 | 19271.9219 | 19609.8795 | 19896.4775 | 20110.6731 | 20437.7137 | 20681.2423 | 20890.4496
Scenario 1: Reference | SCE | Com | FoodServ | Com ¦ High Performance Conveyor Toaster | Com - College | Energy Efficiency | 0 | 165878.9434 | 173951.0972 | 182085.186 | 191488.0844 | 201038.1677 | 207553.8604 | 211193.5813 | 214280.1714 | 216587.0052 | 220109.1517 | 222731.8954 | 224985.0063
Scenario 1: Reference | SCE | Com | FoodServ | Com ¦ Electric Deck Oven (60% cooking efficiency) | Com - College | Energy Efficiency | 0 | 0 | 0 | 0 | 0 | 0 | 0 | 0 | 28543.6604 | 28850.9473 | 29320.1225 | 29669.4909 | 29969.6214
Scenario 1: Reference | SCE | Com | FoodServ | Com ¦ Demand Controlled Ventilation (DCV) Exhaust Hood | Com - College | Energy Efficiency | 27606.0383 | 28818.237 | 31040.3158 | 33554.965 | 35069.2492 | 38263.8151 | 40835.93 | 42048.7067 | 43096.1425 | 43678.7144 | 44658.3325 | 47895.4887 | 48597.3262
Scenario 1: Reference | SCE | Com | FoodServ | Com ¦ ENERGY STAR Ice Machine | Com - College | Energy Efficiency | 18078.6837 | 19114.7979 | 20136.9722 | 21155.8378 | 22356.0689 | 23611.9928 | 24489.4893 | 25006.0934 | 25469.2052 | 25808.3558 | 26249.4836 | 26532.0216 | 26766.1533
Scenario 1: Reference | SCE | Com | FoodServ | Com ¦ ENERGY STAR Griddle - Electric | Com - College | Energy Efficiency | 0 | 0 | 0 | 0 | 0 | 0 | 0 | 0 | 0 | 56382.9941 | 57299.8966 | 57982.6621 | 58569.203
Scenario 1: Reference | SCE | Com | Lighting | Com ¦ LED High and Low Bay - 155 lpw | Com - College | Energy Efficiency | 0 | 0 | 0 | 0 | 0 | 0 | 0 | 0 | 0 | 0 | 0 | 0 | 0
Scenario 1: Reference | SCE | Com | Lighting | Com ¦ LED Fixtures and Retrofit Kits - 140 lpw - RET | Com - College | Energy Efficiency | 0 | 0 | 0 | 0 | 0 | 0 | 0 | 0 | 0 | 0 | 0 | 0 | 0
Scenario 1: Reference | SCE | Com | Lighting | Com ¦ LED Fixtures and Retrofit Kits - 140 lpw | Com - College | Energy Efficiency | 0 | 1384383.2985 | 1449176.2156 | 1512360.8896 | 1582132.1667 | 1649952.1779 | 1695624.5634 | 1724075.4098 | 1751417.7807 | 1774138.3267 | 1807463.3933 | 1835894.2249 | 1860837.6805
Scenario 1: Reference | SCG | Com | AppPlug | Com ¦ Com Modulating Dryer Valve | Com - College | Energy Efficiency | 0 | 0 | 0 | 0 | 0 | 0 | 0 | 0 | 0 | 0 | 0 | 0 | 1067534.16
Scenario 1: Reference | SCG | Com | BldgEnv | Com ¦ Com Wall Insulation (R14) - Marine | Com - College | Energy Efficiency | 806329.6025 | 844508.5719 | 884635.0266 | 926912.1564 | 971430.757 | 1018444.7235 | 1068074.6653 | 1120472.7479 | 1175861.513 | 1234421.3846 | 1296391.6828 | 1362107.7801 | 1431591.7982
Scenario 1: Reference | SCG | Com | BldgEnv | Com ¦ Com Wall Insulation (R14) - Hot-Dry | Com - College | Energy Efficiency | 1272.127 | 1344.0685 | 1456.4681 | 1588.9443 | 1685.7317 | 1839.7879 | 2002.9598 | 2138.077 | 2278.9394 | 2407.5719 | 2558.0196 | 2820.5938 | 2993.7092
Scenario 1: Reference | SCG | Com | BldgEnv | Com ¦ Com Wall Insulation (R14) - Cold | Com - College | Energy Efficiency | 3787.1706 | 3966.4897 | 4154.9557 | 4353.523 | 4562.618 | 4783.4333 | 5016.5354 | 5262.6388 | 5522.7888 | 5797.833 | 6088.8952 | 6397.5507 | 6723.9034
Scenario 1: Reference | SCG | Com | HVAC | Com ¦ Demand Controlled Ventilation (HVAC) - Marine | Com - College | Energy Efficiency | 10410.2834 | 10990.5322 | 11900.0782 | 12971.8204 | 13750.4789 | 14994.4089 | 16310.3185 | 17395.8357 | 18526.2757 | 19555.6163 | 20760.491 | 22873.262 | 24258.4882
Scenario 1: Reference | SCG | Com | HVAC | Com ¦ Demand Controlled Ventilation (HVAC) - Hot-Dry | Com - College | Energy Efficiency | 48975.6304 | 51705.4363 | 55984.4345 | 61026.4926 | 64689.7253 | 70541.8477 | 76732.6019 | 81839.4643 | 87157.6686 | 92000.2463 | 97668.6315 | 107608.2544 | 114125.1113
Scenario 1: Reference | SCG | Com | HVAC | Com ¦ Demand Controlled Ventilation (HVAC) - Cold | Com - College | Energy Efficiency | 27701.1162 | 29015.3419 | 30417.0682 | 31901.4594 | 33437.1391 | 35090.5161 | 36835.3902 | 38653.1343 | 40572.0999 | 42587.6717 | 44728.9837 | 47062.7802 | 49465.7763
Scenario 1: Reference | SCG | Com | HVAC | Com ¦ HVAC Energy Management System (Elec SC and Gas SH) - Marine | Com - College | Energy Efficiency | 0 | 0 | 0 | 0 | 0 | 9092.036 | 9889.9533 | 10548.1694 | 0 | 11857.7778 | 12588.3677 | 13869.4712 | 14709.4194
Scenario 1: Reference | SCG | Com | HVAC | Com ¦ HVAC Energy Management System (Elec SC and Gas SH) - Hot-Dry | Com - College | Energy Efficiency | 0 | 0 | 0 | 45950.1153 | 48708.3593 | 53114.7358 | 57776.0862 | 61621.3165 | 65625.6773 | 69271.9135 | 73539.9443 | 81024.0189 | 85930.9095
Scenario 1: Reference | SCG | Com | HVAC | Com ¦ HVAC Energy Management System (Elec SC and Gas SH) - Cold | Com - College | Energy Efficiency | 150.2666 | 158.6422 | 171.771 | 187.241 | 198.4805 | 216.4359 | 235.4303 | 251.0991 | 267.4164 | 282.2744 | 299.6661 | 330.1627 | 350.1577
Scenario 1: Reference | SCG | Com | HVAC | Com ¦ Efficient Hot Water Boilers (94% eff.) - ZEAS 2030 - Marine | Com - College | Energy Efficiency | 405892.1675 | 425939.2085 | 447230.5649 | 469783.9163 | 493479.5741 | 0 | 0 | 0 | 0 | 0 | 0 | 0 | 0
Scenario 1: Reference | SCG | Com | HVAC | Com ¦ Efficient Hot Water Boilers (94% eff.) - ZEAS 2030 - Hot-Dry | Com - College | Energy Efficiency | 2087793.0312 | 2190909.2673 | 2300425.9049 | 2416433.8839 | 2538317.5592 | 0 | 0 | 0 | 0 | 0 | 0 | 0 | 0
Scenario 1: Reference | SCG | Com | HVAC | Com ¦ Efficient Hot Water Boilers (94% eff.) - ZEAS 2030 - Cold | Com - College | Energy Efficiency | 5918.8742 | 6211.2078 | 6521.6865 | 6850.5681 | 7196.1072 | 0 | 0 | 0 | 0 | 0 | 0 | 0 | 0
Scenario 1: Reference | SCG | Com | WaterHeat | Com ¦ Com Hot Water Tank Insulation - Marine | Com - College | Energy Efficiency | 10961.8673 | 11478.5352 | 12017.5853 | 12584.0577 | 13180.0392 | 13807.4705 | 14469.075 | 15167.5237 | 15904.9903 | 16683.7524 | 17506.0565 | 18375.8115 | 19297.2178
Scenario 1: Reference | SCG | Com | WaterHeat | Com ¦ Com Hot Water Tank Insulation - Hot-Dry | Com - College | Energy Efficiency | 59458.7678 | 62261.25 | 65185.1365 | 68257.7653 | 71490.4559 | 74893.7351 | 78482.3745 | 82270.862 | 86270.9887 | 90495.1076 | 94955.4053 | 99673.0833 | 104670.9257
Scenario 1: Reference | SCG | Com | WaterHeat | Com ¦ Com Hot Water Tank Insulation - Cold | Com - College | Energy Efficiency | 148.8413 | 155.8566 | 163.1759 | 170.8675 | 178.9598 | 187.4791 | 196.4625 | 205.9461 | 215.9595 | 226.5336 | 237.6989 | 249.5085 | 262.0194
Scenario 1: Reference | SCG | Com | WaterHeat | Com ¦ Faucet Aerators (Gas WH) - Marine | Com - College | Energy Efficiency | 0 | 0 | 0 | 83524.9529 | 87479.6344 | 91642.4814 | 96031.9471 | 100665.6631 | 0 | 0 | 0 | 0 | 0
Scenario 1: Reference | SCG | Com | WaterHeat | Com ¦ Faucet Aerators (Gas WH) - Hot-Dry | Com - College | Energy Efficiency | 0 | 0 | 0 | 0 | 0 | 0 | 512105.8248 | 536815.8617 | 0 | 0 | 0 | 0 | 0
Scenario 1: Reference | SCG | Com | WaterHeat | Com ¦ Faucet Aerators (Gas WH) - Cold | Com - College | Energy Efficiency | 1158.5264 | 1213.1383 | 1270.0966 | 1329.95 | 1392.9196 | 1459.2037 | 1529.0962 | 1602.8779 | 0 | 0 | 0 | 0 | 0
Scenario 1: Reference | SCG | Com | WaterHeat | Com ¦ Low Flow Showerheads (Gas WH) - Marine | Com - College | Energy Efficiency | 17066.011 | 17869.934 | 18710.7715 | 19594.7062 | 20525.0863 | 21505.4004 | 22539.4205 | 23631.2457 | 0 | 0 | 0 | 0 | 0
Scenario 1: Reference | SCG | Com | WaterHeat | Com ¦ Low Flow Showerheads (Gas WH) - Hot-Dry | Com - College | Energy Efficiency | 92060.8948 | 96397.5776 | 100933.3918 | 105701.6895 | 110720.5321 | 116008.7389 | 121586.6572 | 127476.3993 | 0 | 0 | 0 | 0 | 0
Scenario 1: Reference | SCG | Com | WaterHeat | Com ¦ Low Flow Showerheads (Gas WH) - Cold | Com - College | Energy Efficiency | 254.9143 | 266.9224 | 279.482 | 292.6853 | 306.5823 | 321.2253 | 336.6704 | 352.9789 | 0 | 0 | 0 | 427.9398 | 449.484
Scenario 1: Reference | SCG | Com | WaterHeat | Com ¦ Low-flow Pre-Rinse Spray Valve - Marine | Com - College | Energy Efficiency | 703.2262 | 736.4652 | 771.5319 | 808.5212 | 847.2216 | 888.3507 | 931.7489 | 977.3342 | 1025.4763 | 1076.2496 | 1130.0412 | 1187.604 | 1247.921
Scenario 1: Reference | SCG | Com | WaterHeat | Com ¦ Low-flow Pre-Rinse Spray Valve - Hot-Dry | Com - College | Energy Efficiency | 3794.2485 | 3973.5891 | 4162.7911 | 4362.3664 | 4571.1738 | 4793.0855 | 5027.24 | 5273.1947 | 5532.9449 | 5806.8917 | 6097.1235 | 6407.7031 | 6733.1426
Scenario 1: Reference | SCG | Com | WaterHeat | Com ¦ Low-flow Pre-Rinse Spray Valve - Cold | Com - College | Energy Efficiency | 10.0996 | 10.577 | 11.0806 | 11.6119 | 12.1677 | 12.7584 | 13.3816 | 14.0363 | 14.7277 | 15.4569 | 16.2295 | 17.0562 | 17.9225
Scenario 1: Reference | SCG | Com | WaterHeat | Com ¦ Com Hot Water Pipe Insulation - Marine | Com - College | Energy Efficiency | 2060574.2997 | 2157662.6977 | 2259265.3138 | 2366090.8007 | 2478564.8691 | 2597091.2416 | 2722133.8433 | 2854159.307 | 2993541.0322 | 3140794.0555 | 3296470.7086 | 3461225.326 | 3635730.1516
Scenario 1: Reference | SCG | Com | WaterHeat | Com ¦ Com Hot Water Pipe Insulation - Hot-Dry | Com - College | Energy Efficiency | 9297235.9666 | 9735295.272 | 10193722.5639 | 10675715.2587 | 11183194.1466 | 11717980.8096 | 12282168.4603 | 12877862.5299 | 13506747.7823 | 14171148.0441 | 14873555.4158 | 15616922.2313 | 16404281.6295
Scenario 1: Reference | SCG | Com | WaterHeat | Com ¦ Com Hot Water Pipe Insulation - Cold | Com - College | Energy Efficiency | 25563.7357 | 26768.2262 | 28028.7207 | 29354.0107 | 30749.3776 | 32219.8303 | 33771.124 | 35409.048 | 37138.2347 | 38965.0736 | 40896.4171 | 42940.383 | 45105.3111
Scenario 1: Reference | SCG | Com | WaterHeat | Com ¦ Com Efficient Tankless Gas Water Heater (0.87 UEF - High Draw) - ZEAS 2030 - Marine | Com - College | Energy Efficiency | 40523.6242 | 42815.3218 | 46395.8141 | 50615.846 | 53699.0071 | 0 | 0 | 0 | 0 | 0 | 0 | 0 | 0
Scenario 1: Reference | SCG | Com | WaterHeat | Com ¦ Com Efficient Tankless Gas Water Heater (0.87 UEF - High Draw) - ZEAS 2030 - Hot-Dry | Com - College | Energy Efficiency | 110721.5402 | 116983.0801 | 126765.957 | 138296.2295 | 146720.2624 | 0 | 0 | 0 | 0 | 0 | 0 | 0 | 0
Scenario 1: Reference | SCG | Com | WaterHeat | Com ¦ Com Efficient Tankless Gas Water Heater (0.87 UEF - High Draw) - ZEAS 2030 - Cold | Com - College | Energy Efficiency | 541.5392 | 572.1644 | 620.0125 | 676.407 | 717.609 | 0 | 0 | 0 | 0 | 0 | 0 | 0 | 0
Scenario 1: Reference | SCG | Com | WaterHeat | Com ¦ Com Efficient Tankless Gas Water Heater (0.87 UEF - High Draw) - Panel Upgrade - ZEAS 2030 - Marine | Com - College | Energy Efficiency | 33621.2486 | 35522.6022 | 38493.2304 | 41994.4656 | 44552.4729 | 0 | 0 | 0 | 0 | 0 | 0 | 0 | 0
Scenario 1: Reference | SCG | Com | WaterHeat | Com ¦ Com Efficient Tankless Gas Water Heater (0.87 UEF - High Draw) - Panel Upgrade - ZEAS 2030 - Hot-Dry | Com - College | Energy Efficiency | 91862.3768 | 97057.3907 | 105173.9534 | 114740.2783 | 121729.4485 | 0 | 0 | 0 | 0 | 0 | 0 | 0 | 0
Scenario 1: Reference | SCG | Com | WaterHeat | Com ¦ Com Efficient Tankless Gas Water Heater (0.87 UEF - High Draw) - Panel Upgrade - ZEAS 2030 - Cold | Com - College | Energy Efficiency | 449.299 | 474.7078 | 514.4059 | 561.1948 | 595.3789 | 0 | 0 | 0 | 0 | 0 | 0 | 0 | 0
Scenario 1: Reference | SCG | Com | WaterHeat | Com ¦ Efficient Gas Water Heating Boiler (0.92 UEF) - ZEAS 2030 - Marine | Com - College | Energy Efficiency | 1072912.9631 | 1125904.2054 | 1182184.6021 | 1241800.8872 | 1304436.6817 | 0 | 0 | 0 | 0 | 0 | 0 | 0 | 0
Scenario 1: Reference | SCG | Com | WaterHeat | Com ¦ Efficient Gas Water Heating Boiler (0.92 UEF) - ZEAS 2030 - Hot-Dry | Com - College | Energy Efficiency | 5844361.0449 | 6133014.4241 | 6439584.4532 | 6764325.7006 | 7105514.7904 | 0 | 0 | 0 | 0 | 0 | 0 | 0 | 0
Scenario 1: Reference | SCG | Com | WaterHeat | Com ¦ Efficient Gas Water Heating Boiler (0.92 UEF) - ZEAS 2030 - Cold | Com - College | Energy Efficiency | 14840.7543 | 15573.7401 | 16352.2222 | 17176.847 | 18043.2383 | 0 | 0 | 0 | 0 | 0 | 0 | 0 | 0
Scenario 1: Reference | SCG | Com | WholeBlg | Com ¦ Com Title 24 2022 Code | Com - College | Energy Efficiency | 0 | 0 | 0 | 0 | 0 | 0 | 0 | 0 | 0 | 0 | 0 | 0 | 0
Scenario 1: Reference | SCG | Com | FoodServ | Com ¦ ENERGY STAR Dishwasher - Tier 1 | Com - College | Energy Efficiency | 0 | 0 | 0 | 0 | 0 | 0 | 0 | 0 | 0 | 0 | 0 | 0 | 0
Scenario 1: Reference | SCG | Com | FoodServ | Com ¦ ENERGY STAR Dishwasher - Tier 2 | Com - College | Energy Efficiency | 323791.2011 | 339521.4599 | 356207.1138 | 373863.1583 | 392392.636 | 412128.957 | 433004.3848 | 454988.2416 | 478255.1893 | 502838.6001 | 528924.54 | 556869.3636 | 586191.0251
Scenario 1: Reference | SCG | Com | FoodServ | Com ¦ ENERGY STAR Conveyor Broiler - Gas | Com - College | Energy Efficiency | 118154.4284 | 123838.5531 | 129862.1647 | 136232.047 | 142912.5046 | 150024.2528 | 157542.0441 | 165454.3098 | 173823.7919 | 182661.8193 | 192035.2937 | 202073.201 | 212603.8277
Scenario 1: Reference | SCG | Com | FoodServ | Com ¦ ENERGY STAR Conveyor Oven - Gas | Com - College | Energy Efficiency | 267891.2191 | 280778.8197 | 294436.1381 | 308878.5553 | 324025.1388 | 340149.5865 | 357194.6546 | 375134.1134 | 394110.2178 | 414148.6536 | 435401.1069 | 458160.0274 | 482036.0889
Scenario 1: Reference | SCG | Com | FoodServ | Com ¦ ENERGY STAR Rack Oven - Gas | Com - College | Energy Efficiency | 114192.4268 | 119685.9491 | 125507.5745 | 131663.8594 | 138120.3052 | 144993.5794 | 152259.2811 | 159906.2296 | 167995.0629 | 176536.7299 | 185595.8892 | 195297.2014 | 205474.7109
Scenario 1: Reference | SCG | Com | FoodServ | Com ¦ Demand Controlled Ventilation (DCV) Exhaust Hood | Com - College | Energy Efficiency | 20512.6069 | 21655.9395 | 23448.1249 | 25559.9048 | 27094.1873 | 29545.2489 | 32138.1406 | 34277.0628 | 36504.5019 | 38532.7329 | 40906.8393 | 45069.8807 | 47799.355
Scenario 1: Reference | SCG | Com | FoodServ | Com ¦ ENERGY STAR Fryer - Tier 1 Gas | Com - College | Energy Efficiency | 3491.1816 | 3683.595 | 3985.8962 | 4342.0189 | 4599.578 | 5012.2691 | 0 | 0 | 0 | 0 | 0 | 0 | 0
Scenario 1: Reference | SCG | Com | FoodServ | Com ¦ ENERGY STAR Fryer - Tier 2 Gas | Com - College | Energy Efficiency | 0 | 0 | 0 | 0 | 0 | 0 | 8267.0329 | 8811.11 | 9377.1 | 9891.1027 | 10493.0417 | 11552.656 | 12243.7876
Scenario 1: Reference | SCG | Com | FoodServ | Com ¦ ENERGY STAR Steamer - Gas | Com - College | Energy Efficiency | 5197.5622 | 5484.7842 | 5935.838 | 6467.2511 | 6852.0321 | 7468.0956 | 8119.304 | 8655.1657 | 9212.7616 | 9719.4761 | 10312.8129 | 11356.2692 | 12037.8195
Scenario 1: Reference | SCG | Com | FoodServ | Com ¦ ENERGY STAR Convection Oven - Gas | Com - College | Energy Efficiency | 7851.4373 | 8285.3149 | 8966.6768 | 9769.4293 | 10350.6795 | 11281.3051 | 12265.0205 | 13074.4931 | 13916.7974 | 14682.2404 | 15578.5349 | 17154.78 | 18184.3298
Scenario 1: Reference | SCG | Com | FoodServ | Com ¦ ENERGY STAR Griddle - Gas | Com - College | Energy Efficiency | 5506.0321 | 5810.3004 | 6288.1239 | 6851.0757 | 7258.693 | 7911.3193 | 8601.1763 | 9168.8408 | 9759.5294 | 10296.3169 | 10924.8676 | 12030.252 | 12752.2515
Scenario 1: Reference | SCG | Com | FoodServ | Com ¦ ENERGY STAR Combination Oven - Gas | Com - College | Energy Efficiency | 121.3747 | 128.082 | 138.6151 | 151.0248 | 160.0103 | 174.3967 | 189.6039 | 202.1175 | 215.1386 | 226.9715 | 240.8272 | 265.1943 | 281.11
Scenario 1: Reference | SCG | Com | FoodServ | Com ¦ ENERGY STAR Fryer - Tier 1 Gas - Panel Upgrade | Com - College | Energy Efficiency | 5744.7485 | 6061.3653 | 6558.8028 | 7144.8036 | 7568.6177 | 8247.7021 | 0 | 0 | 0 | 0 | 0 | 0 | 0
Scenario 1: Reference | SCG | Com | FoodServ | Com ¦ ENERGY STAR Fryer - Tier 2 Gas - Panel Upgrade | Com - College | Energy Efficiency | 0 | 0 | 0 | 0 | 0 | 0 | 13603.4246 | 14498.7049 | 15430.0428 | 16275.8356 | 17266.3279 | 19009.926 | 20147.1849
Scenario 1: Reference | SCG | Com | FoodServ | Com ¦ ENERGY STAR Steamer - Gas - Panel Upgrade | Com - College | Energy Efficiency | 8552.6023 | 9025.2269 | 9767.4372 | 10641.8787 | 11275.0369 | 12288.7711 | 13360.3363 | 14242.0981 | 15159.6235 | 15993.4237 | 16969.7609 | 18686.7711 | 19808.2638
Scenario 1: Reference | SCG | Com | FoodServ | Com ¦ ENERGY STAR Convection Oven - Gas - Panel Upgrade | Com - College | Energy Efficiency | 12919.5609 | 13633.5075 | 14754.6904 | 16075.6217 | 17032.0705 | 18563.4174 | 20182.1237 | 21514.113 | 22900.1269 | 24159.6655 | 25634.5203 | 28228.2359 | 29922.3628
Scenario 1: Reference | SCG | Com | FoodServ | Com ¦ ENERGY STAR Griddle - Gas - Panel Upgrade | Com - College | Energy Efficiency | 9060.1904 | 9560.8647 | 10347.1244 | 11273.4632 | 11944.1986 | 13018.0969 | 14153.2583 | 15087.3518 | 16059.3314 | 16942.6168 | 17976.8985 | 19795.8115 | 20983.8636
Scenario 1: Reference | SCG | Com | FoodServ | Com ¦ ENERGY STAR Combination Oven - Gas - Panel Upgrade | Com - College | Energy Efficiency | 199.7224 | 210.7592 | 228.0915 | 248.5117 | 263.2973 | 286.9703 | 311.9937 | 332.5848 | 354.0111 | 373.4822 | 396.2818 | 436.3779 | 462.5672
Scenario 1: Reference | SDG&E | Com | BldgEnv | Com ¦ Com Wall Insulation (R14) - Marine | Com - College | Energy Efficiency | 107386.1714 | 112277.4261 | 117395.2164 | 122784.6408 | 128483.8488 | 134574.7742 | 140998.3011 | 147762.3788 | 154908.1527 | 162462.0292 | 170438.1894 | 178884.3362 | 187793.8576
Scenario 1: Reference | SDG&E | Com | BldgEnv | Com ¦ Com Wall Insulation (R14) - Hot-Dry | Com - College | Energy Efficiency | 491.2594 | 509.8453 | 530.8685 | 569.1091 | 589.6745 | 631.737 | 677.2714 | 718.7185 | 764.3433 | 816.7854 | 865.5929 | 973.0114 | 1036.5973
Scenario 1: Reference | SDG&E | Com | HVAC | Com ¦ Ductless Mini Split Heat Pump (SEER 18) - Marine | Com - College | Energy Efficiency | 54235.1683 | 54953.7851 | 55313.1742 | 55376.9607 | 55718.9567 | 56938.3401 | 57721.3781 | 58159.0283 | 58565.6411 | 58892.8786 | 59415.0109 | 59517.9539 | 59578.2657
Scenario 1: Reference | SDG&E | Com | HVAC | Com ¦ Demand Controlled Ventilation (HVAC) - Marine | Com - College | Energy Efficiency | 4621.2772 | 4755.3875 | 4901.6689 | 5195.0079 | 5328.7201 | 5671.8208 | 6030.7773 | 6339.9994 | 6679.9051 | 7071.5383 | 7430.6096 | 8272.6876 | 8731.8026
Scenario 1: Reference | SDG&E | Com | HVAC | Com ¦ Demand Controlled Ventilation (HVAC) - Hot-Dry | Com - College | Energy Efficiency | 20761.0848 | 21465.2243 | 22249.5549 | 23729.9351 | 24474.9283 | 26138.6121 | 27910.4523 | 29484.5621 | 31215.6092 | 33206.5823 | 35047.6135 | 39221.3811 | 41604.8936
Scenario 1: Reference | SDG&E | Com | HVAC | Com ¦ HVAC Energy Management System (Elec SC and Gas SH) - Marine | Com - College | Energy Efficiency | 0 | 0 | 0 | 0 | 0 | 0 | 0 | 4208.7371 | 0 | 0 | 0 | 5447.021 | 5736.9683
Scenario 1: Reference | SDG&E | Com | HVAC | Com ¦ HVAC Energy Management System (Elec SC and Gas SH) - Hot-Dry | Com - College | Energy Efficiency | 0 | 0 | 0 | 0 | 0 | 0 | 0 | 22516.8682 | 0 | 0 | 0 | 29147.041 | 30700.0315
Scenario 1: Reference | SDG&E | Com | HVAC | Com ¦ HVAC Fan Variable Frequency Drive (VFD) - Marine | Com - College | Energy Efficiency | 56716.0721 | 56569.8322 | 56159.7158 | 55061.592 | 54987.8605 | 57175.195 | 59305.7544 | 60553.7051 | 0 | 0 | 0 | 0 | 0
Scenario 1: Reference | SDG&E | Com | HVAC | Com ¦ HVAC Fan Variable Frequency Drive (VFD) - Hot-Dry | Com - College | Energy Efficiency | 296587.0564 | 295950.7028 | 293952.4992 | 288394.9986 | 288154.0407 | 299639.7956 | 310839.4507 | 317473.2661 | 0 | 0 | 0 | 0 | 0
Scenario 1: Reference | SDG&E | Com | HVAC | Com ¦ Small Packaged Heat Pump (SEER 15) - Fuel Sub - ZEAS 2030 - Marine | Com - College | Fuel Substitution | 18494.17 | 19410.4576 | 20360.4317 | 0 | 0 | 0 | 0 | 0 | 0 | 0 | 0 | 0 | 0
Scenario 1: Reference | SDG&E | Com | HVAC | Com ¦ Small Packaged Heat Pump (SEER 15) - Fuel Sub - ZEAS 2030 - Hot-Dry | Com - College | Fuel Substitution | 85614.7126 | 89848.6636 | 94220.6191 | 98760.9577 | 103645.7461 | 0 | 0 | 0 | 0 | 0 | 0 | 0 | 0
Scenario 1: Reference | SDG&E | Com | HVAC | Com ¦ Small Packaged Heat Pump (SEER 16) - Fuel Sub - ZEAS 2030 - Marine | Com - College | Fuel Substitution | 0 | 0 | 0 | 28119.1581 | 29223.4897 | 0 | 0 | 0 | 0 | 0 | 0 | 0 | 0
Scenario 1: Reference | SDG&E | Com | HVAC | Com ¦ Small Packaged Heat Pump (SEER 15) - Fuel Sub - Panel Upgrade - ZEAS 2030 - Marine | Com - College | Fuel Substitution | 4225.9406 | 4435.3134 | 4652.3837 | 0 | 0 | 0 | 0 | 0 | 0 | 0 | 0 | 0 | 0
Scenario 1: Reference | SDG&E | Com | HVAC | Com ¦ Small Packaged Heat Pump (SEER 15) - Fuel Sub - Panel Upgrade - ZEAS 2030 - Hot-Dry | Com - College | Fuel Substitution | 19563.067 | 20530.53 | 21529.5272 | 22567.0002 | 23683.1803 | 0 | 0 | 0 | 0 | 0 | 0 | 0 | 0
Scenario 1: Reference | SDG&E | Com | HVAC | Com ¦ Small Packaged Heat Pump (SEER 16) - Fuel Sub - Panel Upgrade - ZEAS 2030 - Marine | Com - College | Fuel Substitution | 0 | 0 | 0 | 6425.2622 | 6677.6033 | 0 | 0 | 0 | 0 | 0 | 0 | 0 | 0
Scenario 1: Reference | SDG&E | Com | HVAC | Com ¦ Efficient Hot Water Boilers (94% eff.) - ZEAS 2030 - Hot-Dry | Com - College | Energy Efficiency | 0 | 589087.5397 | 617789.5376 | 648427.1133 | 680436.1306 | 0 | 0 | 0 | 0 | 0 | 0 | 0 | 0
Scenario 1: Reference | SDG&E | Com | WaterHeat | Com ¦ Com Heat Pump Water Heater (3.3 UEF - 50 Gal) - Marine | Com - College | Energy Efficiency | 127407.9289 | 132091.1839 | 136524.8818 | 140723.3698 | 145569.7253 | 151192.4053 | 155081.1844 | 157756.8313 | 160105.0442 | 161901.1411 | 164961.4318 | 167410.0017 | 169456.3192
Scenario 1: Reference | SDG&E | Com | WaterHeat | Com ¦ Com Heat Pump Water Heater (3.3 UEF - 50 Gal) - Hot-Dry | Com - College | Energy Efficiency | 673497.965 | 698258.2492 | 721698.9441 | 743895.8308 | 769518.4064 | 799245.6821 | 819804.8498 | 833949.5292 | 846362.8397 | 855856.7565 | 872035.1285 | 884978.7279 | 895795.5636
Scenario 1: Reference | SDG&E | Com | WaterHeat | Com ¦ Com Hot Water Tank Insulation - Hot-Dry | Com - College | Energy Efficiency | 17185.0158 | 17978.5479 | 18806.2597 | 19675.8029 | 20590.353 | 21552.8642 | 22567.4778 | 23638.257 | 0 | 0 | 0 | 28553.1479 | 29963.7163
Scenario 1: Reference | SDG&E | Com | WaterHeat | Com ¦ Low-flow Pre-Rinse Spray Valve - Hot-Dry | Com - College | Energy Efficiency | 1076.34 | 1125.9796 | 1178.0479 | 1233.416 | 1291.0004 | 1352.4298 | 1417.2663 | 1485.4551 | 1557.5319 | 1633.8649 | 1714.3388 | 1801.5145 | 1891.9911
Scenario 1: Reference | SDG&E | Com | WaterHeat | Com ¦ Com Hot Water Pipe Insulation - Hot-Dry | Com - College | Energy Efficiency | 2802947.0936 | 2932384.6236 | 3067804.0235 | 3210139.9175 | 3359954.505 | 3517781.147 | 3684232.5857 | 3859925.2911 | 0 | 0 | 4448184.9936 | 4667182.711 | 4899077.5485
Scenario 1: Reference | SDG&E | Com | WaterHeat | Com ¦ Com Efficient Tankless Gas Water Heater (0.87 UEF - High Draw) - ZEAS 2030 - Marine | Com - College | Energy Efficiency | 13189.0647 | 13716.4267 | 14313.4235 | 15379.04 | 15965.5085 | 0 | 0 | 0 | 0 | 0 | 0 | 0 | 0
Scenario 1: Reference | SDG&E | Com | WaterHeat | Com ¦ Com Efficient Tankless Gas Water Heater (0.87 UEF - High Draw) - ZEAS 2030 - Hot-Dry | Com - College | Energy Efficiency | 34976.9286 | 36375.4742 | 37958.6889 | 40784.6663 | 42339.9606 | 0 | 0 | 0 | 0 | 0 | 0 | 0 | 0
Scenario 1: Reference | SDG&E | Com | WaterHeat | Com ¦ Com Heat Pump Water Heater (3.75 UEF - 50 Gal) - Fuel Sub - ZEAS 2030 - Marine | Com - College | Fuel Substitution | 2419836.0344 | 2549929.5913 | 2691797.6976 | 2846742.624 | 3005643.2403 | 1680868.0224 | 1723047.5335 | 1752349.0664 | 1778039.3623 | 1797595.3744 | 1831131.1239 | 1856006.3668 | 1878334.5018
Scenario 1: Reference | SDG&E | Com | WaterHeat | Com ¦ Com Heat Pump Water Heater (3.75 UEF - 50 Gal) - Fuel Sub - ZEAS 2030 - Hot-Dry | Com - College | Fuel Substitution | 6350413.5221 | 6694859.1736 | 7070560.1253 | 7480974.6633 | 7901887.6304 | 4359078.3808 | 4469382.3877 | 4545581.9045 | 4612203.2876 | 4662568.3897 | 4749913.4835 | 4814315.4305 | 4871954.4921
Scenario 1: Reference | SDG&E | Com | WaterHeat | Com ¦ Com Efficient Tankless Gas Water Heater (0.87 UEF - High Draw) - Panel Upgrade - ZEAS 2030 - Marine | Com - College | Energy Efficiency | 10942.5757 | 11380.1123 | 11875.4228 | 12759.5331 | 13246.1087 | 0 | 0 | 0 | 0 | 0 | 0 | 0 | 0
Scenario 1: Reference | SDG&E | Com | WaterHeat | Com ¦ Com Efficient Tankless Gas Water Heater (0.87 UEF - High Draw) - Panel Upgrade - ZEAS 2030 - Hot-Dry | Com - College | Energy Efficiency | 29019.3199 | 30179.6516 | 31493.1979 | 33837.8275 | 35128.209 | 0 | 0 | 0 | 0 | 0 | 0 | 0 | 0
Scenario 1: Reference | SDG&E | Com | WaterHeat | Com ¦ Com Heat Pump Water Heater (3.75 UEF - 50 Gal) - Fuel Sub - Panel Upgrade - ZEAS 2030 - Marine | Com - College | Fuel Substitution | 2007666.1604 | 2115600.9246 | 2233304.6832 | 2361857.8913 | 2493693.018 | 1394566.3263 | 1429561.4152 | 1453872.0276 | 1475186.5039 | 1491411.5469 | 1519235.1632 | 1539873.4142 | 1558398.4054
Scenario 1: Reference | SDG&E | Com | WaterHeat | Com ¦ Com Heat Pump Water Heater (3.75 UEF - 50 Gal) - Fuel Sub - Panel Upgrade - ZEAS 2030 - Hot-Dry | Com - College | Fuel Substitution | 5268749.6804 | 5554526.0177 | 5866233.9501 | 6206742.7151 | 6555961.7153 | 3616597.9972 | 3708113.959 | 3771334.4373 | 3826608.2221 | 3868394.653 | 3940862.2857 | 3994294.6704 | 4042116.0896
Scenario 1: Reference | SDG&E | Com | WaterHeat | Com ¦ Com Heat Pump Water Heater (100+ Gal, 200+ kBtuh - 4.3 COP) - Fuel Sub - ZEAS 2030 - Marine | Com - College | Fuel Substitution | 287909.8146 | 303645.3186 | 320703.3841 | 339227.3722 | 358336.732 | 0 | 0 | 0 | 0 | 0 | 0 | 0 | 0
Scenario 1: Reference | SDG&E | Com | WaterHeat | Com ¦ Com Heat Pump Water Heater (100+ Gal, 200+ kBtuh - 4.3 COP) - Fuel Sub - ZEAS 2030 - Hot-Dry | Com - College | Fuel Substitution | 1530438.9455 | 1614083.9864 | 1704759.3523 | 1803227.1063 | 1904806.514 | 0 | 0 | 0 | 0 | 0 | 0 | 0 | 0
Scenario 1: Reference | SDG&E | Com | WaterHeat | Com ¦ Com Heat Pump Water Heater (100+ Gal, 200+ kBtuh - 4.3 COP) - Fuel Sub - Panel Upgrade - ZEAS 2030 - Marine | Com - College | Fuel Substitution | 238870.2308 | 251925.5116 | 266078.0824 | 281446.8857 | 297301.3545 | 0 | 0 | 0 | 0 | 0 | 0 | 0 | 0
Scenario 1: Reference | SDG&E | Com | WaterHeat | Com ¦ Com Heat Pump Water Heater (100+ Gal, 200+ kBtuh - 4.3 COP) - Fuel Sub - Panel Upgrade - ZEAS 2030 - Hot-Dry | Com - College | Fuel Substitution | 1269759.7845 | 1339157.5931 | 1414388.2538 | 1496084.0278 | 1580361.4484 | 0 | 0 | 0 | 0 | 0 | 0 | 0 | 0
Scenario 1: Reference | SDG&E | Com | WaterHeat | Com ¦ Efficient Gas Water Heating Boiler (0.92 UEF) - ZEAS 2030 - Hot-Dry | Com - College | Energy Efficiency | 1684487.1007 | 1765917.8621 | 1851923.2762 | 1943724.0649 | 2039638.0208 | 0 | 0 | 0 | 0 | 0 | 0 | 0 | 0
Scenario 1: Reference | SDG&E | Com | ComRefrig | Com ¦ Efficient Refrigerated Display Case - Marine | Com - College | Energy Efficiency | 0 | 0 | 0 | 0 | 0 | 0 | 0 | 0 | 0 | 0 | 0 | 0 | 0
Scenario 1: Reference | SDG&E | Com | ComRefrig | Com ¦ Efficient Refrigerated Display Case - Hot-Dry | Com - College | Energy Efficiency | 0 | 0 | 0 | 0 | 0 | 0 | 0 | 0 | 0 | 0 | 0 | 0 | 0
Scenario 1: Reference | SDG&E | Com | ComRefrig | Com ¦ Refrigerated Display Case LED Lighting | Com - College | Energy Efficiency | 5064.8122 | 5235.0118 | 5386.5935 | 5519.0525 | 5668.7037 | 5841.1963 | 5965.5473 | 6062.1625 | 6154.4192 | 6228.8362 | 6345.339 | 6435.8639 | 6518.8959
Scenario 1: Reference | SDG&E | Com | ComRefrig | Com ¦ Efficient EC or PMS Motor Retrofit - Marine | Com - College | Energy Efficiency | 303.6108 | 306.2437 | 306.669 | 305.1269 | 305.2648 | 310.7947 | 314.2598 | 315.9203 | 317.4714 | 318.7477 | 320.8693 | 320.0885 | 319.486
Scenario 1: Reference | SDG&E | Com | ComRefrig | Com ¦ Efficient EC or PMS Motor Retrofit - Hot-Dry | Com - College | Energy Efficiency | 1616.0755 | 1630.0899 | 1632.3539 | 1624.1455 | 1624.8796 | 1654.3146 | 1672.7587 | 1681.5974 | 1689.8533 | 1696.6469 | 1707.9402 | 1703.7837 | 1700.5771
Scenario 1: Reference | SDG&E | Com | FoodServ | Com ¦ ENERGY STAR Dishwasher - Tier 1 | Com - College | Energy Efficiency | 0 | 0 | 0 | 0 | 0 | 0 | 0 | 0 | 0 | 0 | 0 | 0 | 0
Scenario 1: Reference | SDG&E | Com | FoodServ | Com ¦ ENERGY STAR Dishwasher - Tier 2 | Com - College | Energy Efficiency | 86080.6347 | 89820.4284 | 93662.5788 | 97665.8882 | 101890.9517 | 106509.3339 | 111186.7468 | 115984.5036 | 121032.3454 | 126311.7802 | 132004.8466 | 138052.562 | 144286.4105
Scenario 1: Reference | SDG&E | Com | FoodServ | Com ¦ ENERGY STAR Combination Oven - Electric | Com - College | Energy Efficiency | 66161.2187 | 68145.5574 | 69889.7235 | 71515.4998 | 73552.6449 | 76253.7664 | 78198.6384 | 79530.1864 | 80604.3495 | 81326.9333 | 82594.9707 | 83445.4721 | 84127.8221
Scenario 1: Reference | SDG&E | Com | FoodServ | Com ¦ ENERGY STAR Conveyor Broiler - Gas | Com - College | Energy Efficiency | 30118.8797 | 31452.4483 | 32832.2427 | 34285.7925 | 35826.486 | 37511.1879 | 39225.6952 | 40979.7022 | 42812.0584 | 44724.3392 | 46779.9298 | 48969.2106 | 51229.9473
Scenario 1: Reference | SDG&E | Com | FoodServ | Com ¦ ENERGY STAR Conveyor Oven - Gas | Com - College | Energy Efficiency | 64357.1568 | 67383.4062 | 70572.3266 | 73971.2782 | 77515.3091 | 81302.0484 | 85306.1283 | 89525.5199 | 93992.6362 | 98729.1039 | 103728.6629 | 109146.876 | 114778.5674
Scenario 1: Reference | SDG&E | Com | FoodServ | Com ¦ ENERGY STAR Convection Oven - Electric | Com - College | Energy Efficiency | 350330.1452 | 366803.6259 | 384162.6112 | 402664.9081 | 421956.9482 | 442570.1793 | 464366.5103 | 487334.8968 | 511651.7804 | 537434.8869 | 564650.1389 | 594144.347 | 624800.6308
Scenario 1: Reference | SDG&E | Com | FoodServ | Com ¦ High Performance Conveyor Toaster | Com - College | Energy Efficiency | 52300.7277 | 53869.356 | 55248.1268 | 56533.31 | 58143.6819 | 60278.9301 | 61816.3597 | 62868.9541 | 63718.0848 | 64289.2903 | 65291.6793 | 65964.0044 | 66503.4049
Scenario 1: Reference | SDG&E | Com | FoodServ | Com ¦ ENERGY STAR Rack Oven - Gas | Com - College | Energy Efficiency | 27433.1497 | 28723.1314 | 30082.4538 | 31531.3051 | 33041.9985 | 34656.1498 | 36362.9456 | 38161.521 | 40065.6926 | 42084.679 | 44215.8119 | 46525.4019 | 48925.9902
Scenario 1: Reference | SDG&E | Com | FoodServ | Com ¦ Electric Deck Oven (60% cooking efficiency) | Com - College | Energy Efficiency | 6966.8332 | 7175.7858 | 7359.448 | 7530.6436 | 7745.1567 | 8029.5871 | 8234.3838 | 8374.597 | 8487.7073 | 8563.796 | 8697.3214 | 8786.8799 | 8858.732
Scenario 1: Reference | SDG&E | Com | FoodServ | Com ¦ Demand Controlled Ventilation (DCV) Exhaust Hood | Com - College | Energy Efficiency | 15329.9138 | 15582.5016 | 15824.8254 | 16487.729 | 16660.684 | 17559.3761 | 18426.5969 | 19074.4487 | 19782.9186 | 20602.0589 | 21324.1746 | 23314.6459 | 24170.7801
Scenario 1: Reference | SDG&E | Com | FoodServ | Com ¦ ENERGY STAR Ice Machine | Com - College | Energy Efficiency | 6095.814 | 6286.0553 | 6451.5645 | 6599.889 | 6795.7753 | 7076.387 | 7288.2503 | 7444.7062 | 7581.55 | 7673.9139 | 7802.033 | 7871.9801 | 7924.4225
Scenario 1: Reference | SDG&E | Com | FoodServ | Com ¦ ENERGY STAR Griddle - Electric | Com - College | Energy Efficiency | 13615.1826 | 14023.5356 | 14382.464 | 14717.0292 | 15136.2492 | 15692.1075 | 16092.3387 | 16366.3553 | 16587.4051 | 16736.1041 | 16997.051 | 17172.0739 | 17312.4934
Scenario 1: Reference | SDG&E | Com | FoodServ | Com ¦ ENERGY STAR Fryer - Tier 1 Gas | Com - College | Energy Efficiency | 1100.2232 | 1142.498 | 1190.3313 | 1276.8606 | 1323.3716 | 1417.1034 | 1518.4482 | 1610.6338 | 1712.0034 | 1828.4296 | 1936.5813 | 2176.2464 | 2317.669
Scenario 1: Reference | SDG&E | Com | FoodServ | Com ¦ ENERGY STAR Fryer - Fuel Sub | Com - College | Fuel Substitution | 385917.6563 | 407610.269 | 431524.2658 | 457517.871 | 483829.6461 | 510045.1005 | 540569.4966 | 575045.6951 | 612556.5452 | 653553.7252 | 695357.9339 | 741447.6903 | 790690.6363
Scenario 1: Reference | SDG&E | Com | FoodServ | Com ¦ ENERGY STAR Steamer - Gas | Com - College | Energy Efficiency | 1637.1956 | 1700.3523 | 1771.8326 | 1900.9611 | 1970.5518 | 2110.4962 | 2261.8332 | 2399.5838 | 2551.0746 | 2725.0629 | 2886.7854 | 3244.6495 | 3456.147
Scenario 1: Reference | SDG&E | Com | FoodServ | Com ¦ ENERGY STAR Steamer - Fuel Sub | Com - College | Fuel Substitution | 166256.6379 | 174886.9982 | 184215.6776 | 194229.3063 | 204544.9642 | 215084.3044 | 226859.4325 | 239807.6285 | 253739.7141 | 268777.5747 | 284336.5396 | 301225.8018 | 319214.4251
Scenario 1: Reference | SDG&E | Com | FoodServ | Com ¦ ENERGY STAR Convection Oven - Gas | Com - College | Energy Efficiency | 2473.1476 | 2568.5521 | 2676.5303 | 2871.5918 | 2976.7156 | 3188.1155 | 3416.7251 | 3624.8112 | 3853.6533 | 4116.4799 | 4360.778 | 4901.3674 | 5220.8556
Scenario 1: Reference | SDG&E | Com | FoodServ | Com ¦ ENERGY STAR Convection Oven - Fuel Sub | Com - College | Fuel Substitution | 346013.4759 | 365727.5052 | 387528.8976 | 411272.892 | 435241.1459 | 459024.9606 | 486901.681 | 518517.3878 | 552973.5967 | 590702.1711 | 629090.1828 | 671511.4423 | 716855.6646
Scenario 1: Reference | SDG&E | Com | FoodServ | Com ¦ ENERGY STAR Griddle - Gas | Com - College | Energy Efficiency | 1734.3614 | 1801.2664 | 1876.989 | 2013.7812 | 2087.502 | 2235.752 | 2396.0706 | 2541.9966 | 2702.4783 | 2886.7925 | 3058.1131 | 3437.216 | 3661.2657
Scenario 1: Reference | SDG&E | Com | FoodServ | Com ¦ ENERGY STAR Griddle - Fuel Sub | Com - College | Fuel Substitution | 288020.1312 | 304912.3686 | 323716.6266 | 344280.2211 | 364919.2018 | 385225.7584 | 409357.869 | 436959.4477 | 467143.6675 | 500319.0563 | 533926.357 | 571238.9944 | 611159.4636
Scenario 1: Reference | SDG&E | Com | FoodServ | Com ¦ ENERGY STAR Combination Oven - Gas | Com - College | Energy Efficiency | 38.2322 | 39.707 | 41.3763 | 44.3917 | 46.0168 | 49.2848 | 52.8189 | 56.0356 | 59.5733 | 63.6363 | 67.4129 | 75.7698 | 80.7088
Scenario 1: Reference | SDG&E | Com | FoodServ | Com ¦ ENERGY STAR Combination Oven - Fuel Sub | Com - College | Fuel Substitution | 4454.4484 | 4743.9939 | 5073.3464 | 5438.2568 | 5797.8052 | 6141.7188 | 6569.3536 | 7071.596 | 7626.5812 | 8243.5041 | 8860.244 | 9554.7071 | 10299.7539
Scenario 1: Reference | SDG&E | Com | FoodServ | Com ¦ ENERGY STAR Fryer - Tier 1 Gas - Panel Upgrade | Com - College | Energy Efficiency | 1810.4202 | 1879.9835 | 1958.6932 | 2101.0776 | 2177.6115 | 2331.8474 | 2498.6105 | 2650.3021 | 2817.1062 | 3008.6857 | 3186.6497 | 3581.0191 | 3813.7305
Scenario 1: Reference | SDG&E | Com | FoodServ | Com ¦ ENERGY STAR Fryer - Fuel Sub - Panel Upgrade | Com - College | Fuel Substitution | 635028.5243 | 670723.7759 | 710074.3209 | 752846.8671 | 796142.9627 | 839280.5621 | 889508.5368 | 946239.2126 | 1007963.4157 | 1075424.3837 | 1144213.3199 | 1220054.1358 | 1301083.5338
Scenario 1: Reference | SDG&E | Com | FoodServ | Com ¦ ENERGY STAR Steamer - Gas - Panel Upgrade | Com - College | Energy Efficiency | 2694.0096 | 2797.9342 | 2915.5552 | 3128.0365 | 3242.5483 | 3472.8271 | 3721.8525 | 3948.5215 | 4197.8001 | 4484.0982 | 4750.213 | 5339.0793 | 5687.099
Scenario 1: Reference | SDG&E | Com | FoodServ | Com ¦ ENERGY STAR Steamer - Fuel Sub - Panel Upgrade | Com - College | Fuel Substitution | 273575.7374 | 287777.0182 | 303127.3849 | 319604.8373 | 336579.2797 | 353921.792 | 373297.7964 | 394604.0871 | 417529.3708 | 442274.2103 | 467876.5281 | 495667.8538 | 525268.181
Scenario 1: Reference | SDG&E | Com | FoodServ | Com ¦ ENERGY STAR Convection Oven - Gas - Panel Upgrade | Com - College | Energy Efficiency | 4069.5709 | 4226.5593 | 4404.2377 | 4725.2119 | 4898.1933 | 5246.0526 | 5622.2303 | 5964.6364 | 6341.1967 | 6773.6786 | 7175.6717 | 8065.213 | 8590.9317
Scenario 1: Reference | SDG&E | Com | FoodServ | Com ¦ ENERGY STAR Convection Oven - Fuel Sub - Panel Upgrade | Com - College | Fuel Substitution | 569366.09 | 601805.5774 | 637679.8262 | 676750.6318 | 716190.457 | 755326.787 | 801198.0042 | 853221.7334 | 909919.5163 | 972001.9852 | 1035169.56 | 1104973.8548 | 1179587.8925
Scenario 1: Reference | SDG&E | Com | FoodServ | Com ¦ ENERGY STAR Griddle - Gas - Panel Upgrade | Com - College | Energy Efficiency | 2853.8963 | 2963.9886 | 3088.5904 | 3313.6823 | 3434.9901 | 3678.9358 | 3942.7405 | 4182.8621 | 4446.9351 | 4750.2248 | 5032.1332 | 5655.9481 | 6024.6225
Scenario 1: Reference | SDG&E | Com | FoodServ | Com ¦ ENERGY STAR Griddle - Fuel Sub - Panel Upgrade | Com - College | Fuel Substitution | 473937.8878 | 501734.1091 | 532676.5654 | 566514.0147 | 600475.5119 | 633890.0045 | 673599.4565 | 719017.9272 | 768686.1407 | 823276.3307 | 878577.233 | 939975.2765 | 1005664.5142
Scenario 1: Reference | SDG&E | Com | FoodServ | Com ¦ ENERGY STAR Combination Oven - Gas - Panel Upgrade | Com - College | Energy Efficiency | 62.9111 | 65.338 | 68.0847 | 73.0466 | 75.7208 | 81.0983 | 86.9136 | 92.2068 | 98.028 | 104.7137 | 110.9281 | 124.6794 | 132.8065
Scenario 1: Reference | SDG&E | Com | FoodServ | Com ¦ ENERGY STAR Combination Oven - Fuel Sub - Panel Upgrade | Com - College | Fuel Substitution | 7329.8066 | 7806.2545 | 8348.205 | 8948.6659 | 9540.3038 | 10106.2145 | 10809.8887 | 11636.33 | 12549.5595 | 13564.7079 | 14579.5549 | 15722.2958 | 16948.2722
Scenario 1: Reference | SDG&E | Com | Lighting | Com ¦ LED Fixtures and Retrofit Kits - 140 lpw | Com - College | Energy Efficiency | 0 | 817251.7032 | 840790.9896 | 861378.0589 | 884803.0007 | 911996.1227 | 928544.7134 | 938986.371 | 0 | 0 | 0 | 0 | 0
Scenario 1: Reference | PG&E | Com | BldgEnv | Com ¦ Com Wall Insulation (R14) - Marine | Com - Grocery | Energy Efficiency | 1151.4877 | 1233.3775 | 1332.5234 | 1437.1604 | 1532.0564 | 1657.9935 | 1787.1345 | 1925.6822 | 2054.0016 | 2195.9016 | 2351.3918 | 2513.9167 | 2694.6621
Scenario 1: Reference | PG&E | Com | BldgEnv | Com ¦ Com Wall Insulation (R14) - Hot-Dry | Com - Grocery | Energy Efficiency | 1308.7476 | 1395.6472 | 1500.5433 | 1610.3037 | 1709.5138 | 1845.6192 | 1984.0797 | 2132.0217 | 2267.7796 | 2418.0423 | 2582.5243 | 2752.0192 | 2940.6586
Scenario 1: Reference | PG&E | Com | BldgEnv | Com ¦ Com Wall Insulation (R14) - Cold | Com - Grocery | Energy Efficiency | 2643.4403 | 2746.7819 | 2853.16 | 2963.8778 | 3083.6604 | 3215.9529 | 3353.6148 | 3497.6898 | 3648.8024 | 3808.0023 | 3975.5205 | 4149.1744 | 4332.518
Scenario 1: Reference | PG&E | Com | HVAC | Com ¦ Small Unitary AC (SEER 18) - Marine | Com - Grocery | Energy Efficiency | 13048230.7088 | 13371166.9977 | 13654132.5623 | 13906723.3119 | 14220014.0714 | 14684904.9696 | 15103983.0498 | 15514887.9588 | 15927266.8316 | 16354674.1592 | 16842157.7912 | 17292454.9942 | 17761186.6887
Scenario 1: Reference | PG&E | Com | HVAC | Com ¦ Small Unitary AC (SEER 18) - Hot-Dry | Com - Grocery | Energy Efficiency | 8376954.8883 | 8535998.381 | 8655566.0447 | 8743542.5351 | 8876329.1373 | 9128628.4046 | 9335199.8274 | 9526962.2661 | 9712074.0975 | 9900724.3974 | 10130145.2416 | 10318344.5914 | 10511104.1806
Scenario 1: Reference | PG&E | Com | HVAC | Com ¦ Small Unitary AC (SEER 18) - Cold | Com - Grocery | Energy Efficiency | 48039.0721 | 49576.6801 | 51066.8934 | 52532.5903 | 54179.5842 | 56224.5029 | 58218.5824 | 60251.6226 | 62344.9511 | 64537.7316 | 66935.7931 | 69322.2261 | 71829.0633
Scenario 1: Reference | PG&E | Com | HVAC | Com ¦ Ductless Mini Split Heat Pump (SEER 18) - Hot-Dry | Com - Grocery | Energy Efficiency | 128035.2158 | 130639.006 | 132629.663 | 134164.8353 | 136455.9997 | 140102.8487 | 142691.4565 | 144874.0014 | 146818.2247 | 148622.1325 | 151258.7867 | 153025.1586 | 154719.2716
Scenario 1: Reference | PG&E | Com | HVAC | Com ¦ Ductless Mini Split Heat Pump (SEER 18) - Marine | Com - Grocery | Energy Efficiency | 98523.8109 | 100527.4419 | 102059.2636 | 103240.5871 | 105003.6509 | 107809.9215 | 109801.8696 | 111481.35 | 112977.4407 | 114365.5578 | 116394.4779 | 117753.7108 | 119057.3402
Scenario 1: Reference | PG&E | Com | HVAC | Com ¦ Ductless Mini Split Heat Pump (SEER 18) - Cold | Com - Grocery | Energy Efficiency | 260.6059 | 265.9057 | 269.9575 | 273.0823 | 277.7457 | 285.1686 | 290.4375 | 294.8799 | 298.8373 | 302.509 | 307.8757 | 311.471 | 314.9192
Scenario 1: Reference | PG&E | Com | HVAC | Com ¦ HVAC Energy Management System (Elec SC and Gas SH) - Marine | Com - Grocery | Energy Efficiency | 136976.9438 | 146115.1145 | 157073.2021 | 4713106.2577 | 4881923.1659 | 5090118.3291 | 5302760.1864 | 5520149.4564 | 235672.903 | 250781.2206 | 267469.9541 | 6490476.4805 | 6759715.4196
Scenario 1: Reference | PG&E | Com | HVAC | Com ¦ HVAC Energy Management System (Elec SC and Gas SH) - Hot-Dry | Com - Grocery | Energy Efficiency | 89427.7655 | 95286.2169 | 102293.1668 | 109533.6616 | 116042.9513 | 125101.8934 | 134158.3181 | 143757.6937 | 152458.6022 | 162052.074 | 172670.2654 | 183570.4855 | 195672.2338
Scenario 1: Reference | PG&E | Com | HVAC | Com ¦ HVAC Energy Management System (Elec SC and Gas SH) - Cold | Com - Grocery | Energy Efficiency | 9555.7437 | 9893.9138 | 10231.8369 | 10572.4244 | 10957.1031 | 11425.9797 | 11905.7861 | 12397.3139 | 533.2405 | 13432.8505 | 14015.219 | 14596.0605 | 15207.5048
Scenario 1: Reference | PG&E | Com | HVAC | Com ¦ HVAC Fan Variable Frequency Drive (VFD) - Hot-Dry | Com - Grocery | Energy Efficiency | 0 | 0 | 0 | 0 | 0 | 0 | 0 | 0 | 0 | 0 | 0 | 0 | 0
Scenario 1: Reference | PG&E | Com | HVAC | Com ¦ Large Packaged Heat Pump (IEER 14.0) - Fuel Sub - ZEAS 2030 - Marine | Com - Grocery | Fuel Substitution | 13870457.6527 | 14626725.2375 | 15458548.7991 | 16361191.24 | 17276919.0854 | 0 | 0 | 0 | 0 | 0 | 0 | 0 | 0
Scenario 1: Reference | PG&E | Com | HVAC | Com ¦ Large Packaged Heat Pump (IEER 14.0) - Fuel Sub - ZEAS 2030 - Hot-Dry | Com - Grocery | Fuel Substitution | 5599890.1166 | 5934413.528 | 6307493.1595 | 6715938.0828 | 7126016.1727 | 0 | 0 | 0 | 0 | 0 | 0 | 0 | 0
Scenario 1: Reference | PG&E | Com | HVAC | Com ¦ Large Packaged Heat Pump (IEER 14.0) - Fuel Sub - ZEAS 2030 - Cold | Com - Grocery | Fuel Substitution | 46404.9014 | 49133.0237 | 52177.138 | 55510.7155 | 58855.2728 | 0 | 0 | 0 | 0 | 0 | 0 | 0 | 0
Scenario 1: Reference | PG&E | Com | HVAC | Com ¦ Large Packaged Heat Pump (IEER 14.0) - Fuel Sub - Panel Upgrade - ZEAS 2030 - Marine | Com - Grocery | Fuel Substitution | 3169416.6135 | 3342224.6857 | 3532297.3914 | 3738552.2981 | 3947797.2357 | 0 | 0 | 0 | 0 | 0 | 0 | 0 | 0
Scenario 1: Reference | PG&E | Com | HVAC | Com ¦ Large Packaged Heat Pump (IEER 14.0) - Fuel Sub - Panel Upgrade - ZEAS 2030 - Hot-Dry | Com - Grocery | Fuel Substitution | 1279581.7711 | 1356020.7816 | 1441269.9357 | 1534600.1025 | 1628303.4498 | 0 | 0 | 0 | 0 | 0 | 0 | 0 | 0
Scenario 1: Reference | PG&E | Com | HVAC | Com ¦ Large Packaged Heat Pump (IEER 14.0) - Fuel Sub - Panel Upgrade - ZEAS 2030 - Cold | Com - Grocery | Fuel Substitution | 10603.577 | 11226.9563 | 11922.5401 | 12684.2667 | 13448.5021 | 0 | 0 | 0 | 0 | 0 | 0 | 0 | 0
Scenario 1: Reference | PG&E | Com | HVAC | Com ¦ Small Packaged Heat Pump (SEER 16) - Fuel Sub - ZEAS 2030 - Marine | Com - Grocery | Fuel Substitution | 0 | 0 | 0 | 0 | 0 | 577401.5579 | 588203.6699 | 597153.8799 | 605113.7946 | 612405.1658 | 623420.2661 | 630511.401 | 637233.7248
Scenario 1: Reference | PG&E | Com | HVAC | Com ¦ Small Packaged Heat Pump (SEER 16) - Fuel Sub - ZEAS 2030 - Hot-Dry | Com - Grocery | Fuel Substitution | 0 | 0 | 0 | 0 | 0 | 440958.4222 | 449216.3766 | 456056.6645 | 462138.8173 | 467709.1253 | 476129.7267 | 481546.5673 | 486680.9993
Scenario 1: Reference | PG&E | Com | HVAC | Com ¦ Small Packaged Heat Pump (SEER 17) - Fuel Sub - ZEAS 2030 - Cold | Com - Grocery | Fuel Substitution | 0 | 0 | 0 | 0 | 0 | 0 | 0 | 0 | 1977.6463 | 2001.7989 | 2037.7092 | 2061.3082 | 2083.7876
Scenario 1: Reference | PG&E | Com | HVAC | Com ¦ Small Packaged Heat Pump (SEER 18) - Fuel Sub - ZEAS 2030 - Marine | Com - Grocery | Fuel Substitution | 4024780.9425 | 4206387.4908 | 4398615.6287 | 4601950.0792 | 4814621.646 | 0 | 0 | 0 | 0 | 0 | 0 | 0 | 0
Scenario 1: Reference | PG&E | Com | HVAC | Com ¦ Small Packaged Heat Pump (SEER 18) - Fuel Sub - ZEAS 2030 - Hot-Dry | Com - Grocery | Fuel Substitution | 2015495.2776 | 2102825.1493 | 2194255.0787 | 2290237.9543 | 2391556.0873 | 0 | 0 | 0 | 0 | 0 | 0 | 0 | 0
Scenario 1: Reference | PG&E | Com | HVAC | Com ¦ Small Packaged Heat Pump (SEER 18) - Fuel Sub - ZEAS 2030 - Cold | Com - Grocery | Fuel Substitution | 13840.9224 | 14502.1512 | 15211.6605 | 15969.129 | 16752.5939 | 2122.0814 | 2162.2484 | 2196.0986 | 0 | 0 | 0 | 0 | 0
Scenario 1: Reference | PG&E | Com | HVAC | Com ¦ Small Packaged Heat Pump (SEER 16) - Fuel Sub - Panel Upgrade - ZEAS 2030 - Marine | Com - Grocery | Fuel Substitution | 0 | 0 | 0 | 0 | 0 | 131936.9653 | 134405.2612 | 136450.3952 | 138269.2454 | 139935.3327 | 142452.2967 | 144072.6297 | 145608.689
Scenario 1: Reference | PG&E | Com | HVAC | Com ¦ Small Packaged Heat Pump (SEER 16) - Fuel Sub - Panel Upgrade - ZEAS 2030 - Hot-Dry | Com - Grocery | Fuel Substitution | 0 | 0 | 0 | 0 | 0 | 100759.5412 | 102646.4939 | 104209.5081 | 105599.2875 | 106872.1097 | 108796.2275 | 110033.9822 | 111207.2062
Scenario 1: Reference | PG&E | Com | HVAC | Com ¦ Small Packaged Heat Pump (SEER 17) - Fuel Sub - Panel Upgrade - ZEAS 2030 - Cold | Com - Grocery | Fuel Substitution | 0 | 0 | 0 | 0 | 0 | 0 | 0 | 0 | 451.8946 | 457.4135 | 465.6191 | 471.0114 | 476.148
Scenario 1: Reference | PG&E | Com | HVAC | Com ¦ Small Packaged Heat Pump (SEER 18) - Fuel Sub - Panel Upgrade - ZEAS 2030 - Marine | Com - Grocery | Fuel Substitution | 919667.3898 | 961164.7092 | 1005089.0749 | 1051551.2466 | 1100146.9609 | 0 | 0 | 0 | 0 | 0 | 0 | 0 | 0
Scenario 1: Reference | PG&E | Com | HVAC | Com ¦ Small Packaged Heat Pump (SEER 18) - Fuel Sub - Panel Upgrade - ZEAS 2030 - Hot-Dry | Com - Grocery | Fuel Substitution | 460543.147 | 480498.1299 | 501389.9811 | 523322.1861 | 546473.504 | 0 | 0 | 0 | 0 | 0 | 0 | 0 | 0
Scenario 1: Reference | PG&E | Com | HVAC | Com ¦ Small Packaged Heat Pump (SEER 18) - Fuel Sub - Panel Upgrade - ZEAS 2030 - Cold | Com - Grocery | Fuel Substitution | 3162.6678 | 3313.7594 | 3475.8831 | 3648.9656 | 3827.9883 | 484.8982 | 494.0764 | 501.8112 | 0 | 0 | 0 | 0 | 0
Scenario 1: Reference | PG&E | Com | WaterHeat | Com ¦ Com Heat Pump Water Heater (3.3 UEF - 50 Gal) - Marine | Com - Grocery | Energy Efficiency | 5066830.1169 | 5247821.2849 | 5419183.4707 | 5582196.9552 | 5777102.4253 | 5996400.9729 | 6150226.7623 | 6271354.2672 | 6372275.7255 | 6461861.6299 | 6606240.9354 | 6721922.485 | 6828035.1275
Scenario 1: Reference | PG&E | Com | WaterHeat | Com ¦ Com Heat Pump Water Heater (3.3 UEF - 50 Gal) - Hot-Dry | Com - Grocery | Energy Efficiency | 3742686.0338 | 3876515.003 | 4003219.4104 | 4123747.091 | 4267867.5507 | 4430031.2402 | 4543760.0019 | 4633298.9499 | 4707890.3407 | 4774095.1264 | 4880833.2345 | 4966341.1041 | 5044769.1767
Scenario 1: Reference | PG&E | Com | WaterHeat | Com ¦ Com Heat Pump Water Heater (3.3 UEF - 50 Gal) - Cold | Com - Grocery | Energy Efficiency | 11375.2595 | 11781.5328 | 12166.1938 | 12532.116 | 12969.6216 | 13461.8799 | 13807.1806 | 14079.0883 | 14305.6421 | 14506.753 | 14830.8515 | 15090.5364 | 15328.7437
Scenario 1: Reference | PG&E | Com | WaterHeat | Com ¦ Com Hot Water Tank Insulation - Marine | Com - Grocery | Energy Efficiency | 33353.9825 | 34744.8893 | 36189.2515 | 37700.9911 | 39285.2383 | 40946.6125 | 42691.8986 | 44527.6087 | 46458.7226 | 48490.4183 | 50627.6958 | 52880.1457 | 55258.0018
Scenario 1: Reference | PG&E | Com | WaterHeat | Com ¦ Com Hot Water Tank Insulation - Hot-Dry | Com - Grocery | Energy Efficiency | 23502.5495 | 24482.638 | 25500.3933 | 26565.6255 | 27681.9495 | 28852.6201 | 30082.4185 | 31375.9332 | 32736.6732 | 34168.2872 | 35674.2984 | 37261.4647 | 38936.9972
Scenario 1: Reference | PG&E | Com | WaterHeat | Com ¦ Com Hot Water Tank Insulation - Cold | Com - Grocery | Energy Efficiency | 47.9594 | 49.9594 | 52.0362 | 54.2099 | 56.4879 | 58.8768 | 61.3863 | 64.0259 | 66.8026 | 69.7239 | 72.7971 | 76.0359 | 79.455
Scenario 1: Reference | PG&E | Com | WaterHeat | Com ¦ Faucet Aerators (Elec WH) - Marine | Com - Grocery | Energy Efficiency | 0 | 0 | 0 | 0 | 0 | 0 | 0 | 0 | 0 | 0 | 0 | 0 | 0
Scenario 1: Reference | PG&E | Com | WaterHeat | Com ¦ Faucet Aerators (Elec WH) - Hot-Dry | Com - Grocery | Energy Efficiency | 0 | 0 | 0 | 0 | 0 | 0 | 0 | 0 | 0 | 0 | 0 | 0 | 0
Scenario 1: Reference | PG&E | Com | WaterHeat | Com ¦ Faucet Aerators (Elec WH) - Cold | Com - Grocery | Energy Efficiency | 0 | 0 | 0 | 0 | 0 | 0 | 0 | 0 | 0 | 0 | 0 | 0 | 0
Scenario 1: Reference | PG&E | Com | WaterHeat | Com ¦ Low-flow Pre-Rinse Spray Valve - Marine | Com - Grocery | Energy Efficiency | 58322.0152 | 60781.937 | 63356.3238 | 66056.5346 | 68880.4477 | 71862.448 | 74994.9635 | 78291.1541 | 81751.0854 | 85399.0246 | 89246.5552 | 93304.7853 | 97591.8137
Scenario 1: Reference | PG&E | Com | WaterHeat | Com ¦ Low-flow Pre-Rinse Spray Valve - Hot-Dry | Com - Grocery | Energy Efficiency | 40307.3511 | 42007.4455 | 43786.6487 | 45652.8109 | 47604.466 | 49665.3778 | 51830.3133 | 54108.3676 | 56499.5858 | 59020.7395 | 61679.8343 | 64484.5471 | 67447.3865
Scenario 1: Reference | PG&E | Com | WaterHeat | Com ¦ Low-flow Pre-Rinse Spray Valve - Cold | Com - Grocery | Energy Efficiency | 87.4521 | 91.1407 | 95.0009 | 99.0498 | 103.2842 | 107.7556 | 112.4527 | 117.3952 | 122.5833 | 128.0533 | 133.8225 | 139.9077 | 146.336
Scenario 1: Reference | PG&E | Com | WaterHeat | Com ¦ Com Hot Water Pipe Insulation - Marine | Com - Grocery | Energy Efficiency | 7729035.1495 | 8051399.2479 | 8387266.8156 | 8738994.1025 | 9107887.891 | 9495153.5467 | 9902187.8257 | 10330371.318 | 10780732.1236 | 11254775.9167 | 11754112.0083 | 12280673.791 | 12836420.9145
Scenario 1: Reference | PG&E | Com | WaterHeat | Com ¦ Com Hot Water Pipe Insulation - Hot-Dry | Com - Grocery | Energy Efficiency | 4619713.1413 | 4812393.0338 | 5013144.0701 | 5223374.6019 | 5443865.7045 | 5675337.8358 | 5918625.8493 | 6174554.9359 | 6443739.6002 | 6727079.797 | 7025537.4259 | 7340268.0928 | 7672443.0978
Scenario 1: Reference | PG&E | Com | WaterHeat | Com ¦ Com Hot Water Pipe Insulation - Cold | Com - Grocery | Energy Efficiency | 9711.1452 | 10116.1796 | 10538.1803 | 10980.108 | 11443.6046 | 11930.1845 | 12441.6026 | 12979.5937 | 13545.4495 | 14141.0618 | 14768.4526 | 15430.051 | 16128.3194
Scenario 1: Reference | PG&E | Com | WaterHeat | Com ¦ Com Heat Pump Water Heater (100+ Gal, 200+ kBtuh - 4.3 COP) - Fuel Sub - ZEAS 2030 - Marine | Com - Grocery | Fuel Substitution | 936536.9333 | 981451.7383 | 1030225.6869 | 1082972.5331 | 1136450.9867 | 0 | 0 | 0 | 0 | 0 | 0 | 0 | 0
Scenario 1: Reference | PG&E | Com | WaterHeat | Com ¦ Com Heat Pump Water Heater (100+ Gal, 200+ kBtuh - 4.3 COP) - Fuel Sub - ZEAS 2030 - Hot-Dry | Com - Grocery | Fuel Substitution | 694580.9279 | 727978.8707 | 764260.3777 | 803509.3259 | 843287.6873 | 0 | 0 | 0 | 0 | 0 | 0 | 0 | 0
Scenario 1: Reference | PG&E | Com | WaterHeat | Com ¦ Com Heat Pump Water Heater (100+ Gal, 200+ kBtuh - 4.3 COP) - Fuel Sub - ZEAS 2030 - Cold | Com - Grocery | Fuel Substitution | 2000.7118 | 2097.4872 | 2202.9567 | 2317.343 | 2432.8664 | 0 | 0 | 0 | 0 | 0 | 0 | 0 | 0
Scenario 1: Reference | PG&E | Com | WaterHeat | Com ¦ Com Heat Pump Water Heater (100+ Gal, 200+ kBtuh - 4.3 COP) - Fuel Sub - Panel Upgrade - ZEAS 2030 - Marine | Com - Grocery | Fuel Substitution | 777016.9062 | 814281.3872 | 854747.6853 | 898510.1786 | 942879.6648 | 0 | 0 | 0 | 0 | 0 | 0 | 0 | 0
Scenario 1: Reference | PG&E | Com | WaterHeat | Com ¦ Com Heat Pump Water Heater (100+ Gal, 200+ kBtuh - 4.3 COP) - Fuel Sub - Panel Upgrade - ZEAS 2030 - Hot-Dry | Com - Grocery | Fuel Substitution | 576273.1874 | 603982.4697 | 634084.1595 | 666647.8473 | 699650.7735 | 0 | 0 | 0 | 0 | 0 | 0 | 0 | 0
Scenario 1: Reference | PG&E | Com | WaterHeat | Com ¦ Com Heat Pump Water Heater (100+ Gal, 200+ kBtuh - 4.3 COP) - Fuel Sub - Panel Upgrade - ZEAS 2030 - Cold | Com - Grocery | Fuel Substitution | 1659.9312 | 1740.2229 | 1827.7278 | 1922.6308 | 2018.477 | 0 | 0 | 0 | 0 | 0 | 0 | 0 | 0
Scenario 1: Reference | PG&E | Com | WaterHeat | Com ¦ Efficient Gas Water Heating Boiler (0.92 UEF) - ZEAS 2030 - Marine | Com - Grocery | Energy Efficiency | 811390.7338 | 847455.9031 | 885473.9546 | 925528.337 | 967597.4287 | 0 | 0 | 0 | 0 | 0 | 0 | 0 | 0
Scenario 1: Reference | PG&E | Com | WaterHeat | Com ¦ Efficient Gas Water Heating Boiler (0.92 UEF) - ZEAS 2030 - Hot-Dry | Com - Grocery | Energy Efficiency | 575049.4948 | 600609.6449 | 627553.8474 | 655941.2439 | 685756.5052 | 0 | 0 | 0 | 0 | 0 | 0 | 0 | 0
Scenario 1: Reference | PG&E | Com | WaterHeat | Com ¦ Efficient Gas Water Heating Boiler (0.92 UEF) - ZEAS 2030 - Cold | Com - Grocery | Energy Efficiency | 1184.6318 | 1237.2869 | 1292.7933 | 1351.2728 | 1412.6937 | 0 | 0 | 0 | 0 | 0 | 0 | 0 | 0
Scenario 1: Reference | PG&E | Com | ComRefrig | Com ¦ Efficient Refrigerated Display Case - Marine | Com - Grocery | Energy Efficiency | 0 | 0 | 0 | 0 | 0 | 15673126.8086 | 16052354.6565 | 16327517.4719 | 16513232.0575 | 16642059.6638 | 16937734.3822 | 17132518.813 | 17286827.4258
Scenario 1: Reference | PG&E | Com | ComRefrig | Com ¦ Efficient Refrigerated Display Case - Hot-Dry | Com - Grocery | Energy Efficiency | 0 | 0 | 0 | 0 | 0 | 12427933.8654 | 12729074.0616 | 12947886.3248 | 13095940.9189 | 13199021.2957 | 13434241.2146 | 13589659.7152 | 13713107.5952
Scenario 1: Reference | PG&E | Com | ComRefrig | Com ¦ Efficient Refrigerated Display Case - Cold | Com - Grocery | Energy Efficiency | 0 | 0 | 0 | 0 | 0 | 0 | 0 | 0 | 0 | 0 | 0 | 0 | 0
Scenario 1: Reference | PG&E | Com | ComRefrig | Com ¦ Refrigerated Display Case LED Lighting | Com - Grocery | Energy Efficiency | 21371289.2578 | 22084303.5871 | 22725833.8936 | 23304046.2374 | 23965893.9129 | 24706656.552 | 25241325.045 | 25693084.6543 | 26091636.8031 | 26451192.1898 | 27001881.1394 | 27451635.7409 | 27866740.2527
Scenario 1: Reference | PG&E | Com | ComRefrig | Com ¦ Efficient EC or PMS Motor Retrofit - Marine | Com - Grocery | Energy Efficiency | 4861490.3024 | 4903541.427 | 4909562.1186 | 4886908.6176 | 4895878.2139 | 4999654.7814 | 5069769.3553 | 5127016.8449 | 5179852.018 | 5233008.5144 | 5305999.7389 | 5344916.2042 | 5383844.0691
Scenario 1: Reference | PG&E | Com | ComRefrig | Com ¦ Efficient EC or PMS Motor Retrofit - Hot-Dry | Com - Grocery | Energy Efficiency | 3852212.5506 | 3885533.5818 | 3890304.3377 | 3872353.8544 | 3879461.3028 | 3961693.164 | 4017251.4855 | 4062614.0152 | 4104480.2546 | 4146601.1085 | 4204438.8689 | 4235276.0168 | 4266122.1978
Scenario 1: Reference | PG&E | Com | ComRefrig | Com ¦ Efficient EC or PMS Motor Retrofit - Cold | Com - Grocery | Energy Efficiency | 10812.8723 | 10906.4019 | 10919.793 | 10869.4074 | 10889.3575 | 11120.1761 | 11276.1242 | 11403.4534 | 11520.9688 | 11639.1989 | 11801.5452 | 11888.1027 | 11974.6856
Scenario 1: Reference | PG&E | Com | ComRefrig | Com ¦ Add Doors to Open Display Cases - Marine | Com - Grocery | Energy Efficiency | 0 | 0 | 0 | 0 | 0 | 0 | 0 | 0 | 0 | 0 | 0 | 0 | 0
Scenario 1: Reference | PG&E | Com | ComRefrig | Com ¦ Add Doors to Open Display Cases - Hot-Dry | Com - Grocery | Energy Efficiency | 0 | 0 | 0 | 0 | 0 | 0 | 0 | 0 | 0 | 0 | 0 | 0 | 0
Scenario 1: Reference | PG&E | Com | FoodServ | Com ¦ ENERGY STAR Dishwasher - Tier 1 | Com - Grocery | Energy Efficiency | 0 | 0 | 0 | 0 | 0 | 0 | 0 | 0 | 0 | 0 | 0 | 0 | 0
Scenario 1: Reference | PG&E | Com | FoodServ | Com ¦ ENERGY STAR Dishwasher - Tier 2 | Com - Grocery | Energy Efficiency | 1842571.9204 | 1917507.0891 | 1994515.9081 | 2073883.3554 | 2158556.6167 | 2249741.775 | 2341307.7753 | 2435824.0614 | 2533676.9246 | 2636065.9465 | 2747151.1773 | 2861624.1044 | 2981723.48
Scenario 1: Reference | PG&E | Com | FoodServ | Com ¦ ENERGY STAR Combination Oven - Electric | Com - Grocery | Energy Efficiency | 1398149.3061 | 1441189.7031 | 1479556.3102 | 1515970.9723 | 1562664.9781 | 1621162.0719 | 1663769.4892 | 1698085.3234 | 1725111.0717 | 1748765.5669 | 1786093.0172 | 1813716.3568 | 1839249.2848
Scenario 1: Reference | PG&E | Com | FoodServ | Com ¦ ENERGY STAR Steamer - Electric | Com - Grocery | Energy Efficiency | 0 | 0 | 0 | 0 | 618617.8086 | 641775.2636 | 658642.4153 | 672227.1481 | 682925.9283 | 692290.1184 | 707067.0705 | 718002.4214 | 728110.2335
Scenario 1: Reference | PG&E | Com | FoodServ | Com ¦ ENERGY STAR Conveyor Broiler - Gas | Com - Grocery | Energy Efficiency | 600966.643 | 625592.2952 | 650996.4825 | 677416.1185 | 705740.9462 | 736374.3916 | 767225.5176 | 798974.9952 | 831679.9947 | 865852.9741 | 902847.0268 | 941029.8285 | 981138.9797
Scenario 1: Reference | PG&E | Com | FoodServ | Com ¦ ENERGY STAR Conveyor Oven - Gas | Com - Grocery | Energy Efficiency | 1678807.2111 | 1751164.6619 | 1827261.1477 | 1907294.0834 | 1991198.613 | 2079961.7562 | 2173384.3327 | 2271876.6425 | 2375440.4582 | 2484760.9375 | 2600189.6892 | 2722059.5754 | 2850912.7325
Scenario 1: Reference | PG&E | Com | FoodServ | Com ¦ ENERGY STAR Convection Oven - Electric | Com - Grocery | Energy Efficiency | 4093035.5875 | 4269346.3105 | 4454869.0239 | 4649908.6798 | 4854399.2548 | 5070735.6076 | 5298439.0899 | 5538519.6748 | 5790843.1575 | 6057256.0044 | 6338596.3159 | 6635550.4103 | 6949586.4316
Scenario 1: Reference | PG&E | Com | FoodServ | Com ¦ High Performance Conveyor Toaster | Com - Grocery | Energy Efficiency | 1105243.0357 | 1139266.6545 | 1169595.6223 | 1198381.5693 | 1235293.3815 | 1281535.5856 | 1315216.9321 | 1342343.7465 | 1363707.7167 | 1382406.6968 | 1411914.2067 | 1433750.5754 | 1453934.4647
Scenario 1: Reference | PG&E | Com | FoodServ | Com ¦ ENERGY STAR Rack Oven - Gas | Com - Grocery | Energy Efficiency | 715615.3537 | 746458.7421 | 778895.9471 | 813011.1195 | 848776.6138 | 886613.1609 | 926435.8574 | 968419.5996 | 1012565.143 | 1059164.5458 | 1108367.6863 | 1160316.4515 | 1215241.9349
Scenario 1: Reference | PG&E | Com | FoodServ | Com ¦ Electric Deck Oven (60% cooking efficiency) | Com - Grocery | Energy Efficiency | 147226.3238 | 151758.5146 | 155798.5513 | 159633.0465 | 164549.9655 | 170709.7597 | 175196.3574 | 178809.8442 | 181655.6788 | 184146.5174 | 188077.13 | 190985.8914 | 193674.5307
Scenario 1: Reference | PG&E | Com | FoodServ | Com ¦ Demand Controlled Ventilation (DCV) Exhaust Hood | Com - Grocery | Energy Efficiency | 168370.3979 | 178726.7528 | 190959.5608 | 203377.767 | 214539.5067 | 230465.9006 | 245774.5912 | 261689.703 | 275651.0982 | 290902.5571 | 308156.2195 | 325296.5469 | 344238.6184
Scenario 1: Reference | PG&E | Com | FoodServ | Com ¦ ENERGY STAR Ice Machine | Com - Grocery | Energy Efficiency | 128311.8841 | 132336.1176 | 135874.9124 | 139117.4821 | 143499.7634 | 149337.1327 | 153671.7289 | 157355.9206 | 160441.8678 | 163038.7315 | 166778.9138 | 169375.177 | 171736.9998
Scenario 1: Reference | PG&E | Com | FoodServ | Com ¦ ENERGY STAR Griddle - Electric | Com - Grocery | Energy Efficiency | 287722.3013 | 296579.4971 | 304474.8831 | 311968.5823 | 321577.6468 | 333615.6447 | 342383.7384 | 349445.5242 | 355007.0979 | 359874.9083 | 367556.4484 | 373240.9993 | 378495.3686
Scenario 1: Reference | PG&E | Com | FoodServ | Com ¦ ENERGY STAR Fryer - Tier 1 Gas | Com - Grocery | Energy Efficiency | 51440.977 | 55124.8665 | 59589.6718 | 64305.9902 | 68564.2121 | 74155.6599 | 79891.2007 | 86043.9996 | 91734.5182 | 98020.3032 | 0 | 0 | 0
Scenario 1: Reference | PG&E | Com | FoodServ | Com ¦ ENERGY STAR Fryer - Tier 2 Gas | Com - Grocery | Energy Efficiency | 0 | 0 | 0 | 0 | 0 | 0 | 0 | 0 | 0 | 0 | 159174.6278 | 170134.9864 | 182320.7736
Scenario 1: Reference | PG&E | Com | FoodServ | Com ¦ ENERGY STAR Fryer - Fuel Sub | Com - Grocery | Fuel Substitution | 23612619.2649 | 24792808.5949 | 26100169.9256 | 27513322.635 | 28913898.0164 | 30298325.3411 | 31945138.404 | 33786140.3879 | 35815396.4561 | 38004458.9259 | 40191429.1113 | 42616776.9315 | 45215247.8816
Scenario 1: Reference | PG&E | Com | FoodServ | Com ¦ ENERGY STAR Steamer - Gas | Com - Grocery | Energy Efficiency | 15267.8358 | 16363.6773 | 17692.0111 | 19095.6294 | 20363.7513 | 22028.4031 | 23736.4966 | 25569.2616 | 27265.357 | 29139.0631 | 31191.355 | 33345.4346 | 35740.5602
Scenario 1: Reference | PG&E | Com | FoodServ | Com ¦ ENERGY STAR Steamer - Fuel Sub | Com - Grocery | Fuel Substitution | 2065259.7072 | 2161205.2927 | 2264969.9605 | 2375795.5859 | 2488508.5726 | 2603104.834 | 2732298.4532 | 2873202.0555 | 3025729.7229 | 3188800.0032 | 3355329.2915 | 3536379.4687 | 3729261.567
Scenario 1: Reference | PG&E | Com | FoodServ | Com ¦ ENERGY STAR Convection Oven - Gas | Com - Grocery | Energy Efficiency | 21355.7364 | 22888.534 | 24746.528 | 26709.8254 | 28483.5985 | 30812.014 | 33201.1932 | 35764.7553 | 38137.1522 | 40757.9804 | 43628.6036 | 46641.6014 | 49991.76
Scenario 1: Reference | PG&E | Com | FoodServ | Com ¦ ENERGY STAR Convection Oven - Fuel Sub | Com - Grocery | Fuel Substitution | 3893876.2261 | 4090989.9672 | 4310206.6995 | 4547619.8208 | 4781935.755 | 5012460.1079 | 5289113.904 | 5599597.1213 | 5942782.7191 | 6313497.7349 | 6682620.4422 | 7093220.5522 | 7533503.4343
Scenario 1: Reference | PG&E | Com | FoodServ | Com ¦ ENERGY STAR Griddle - Gas | Com - Grocery | Energy Efficiency | 25286.2922 | 27101.2035 | 29301.164 | 31625.8093 | 33726.0481 | 36483.012 | 39311.9232 | 42347.3128 | 45156.353 | 48259.5486 | 51658.5144 | 55226.059 | 59192.8194
Scenario 1: Reference | PG&E | Com | FoodServ | Com ¦ ENERGY STAR Griddle - Fuel Sub | Com - Grocery | Fuel Substitution | 5432596.2995 | 5715304.9546 | 6032347.2278 | 6377096.1023 | 6714362.4962 | 7042851.4428 | 7444536.9094 | 7899001.7307 | 8404215.1072 | 8951471.2875 | 9492651.8415 | 10098397.3452 | 10749058.1103
Scenario 1: Reference | PG&E | Com | FoodServ | Com ¦ ENERGY STAR Combination Oven - Gas | Com - Grocery | Energy Efficiency | 557.4098 | 597.4176 | 645.9134 | 697.1578 | 743.4553 | 804.2297 | 866.5901 | 933.502 | 995.4244 | 1063.8311 | 1138.7577 | 1217.4005 | 1304.8435
Scenario 1: Reference | PG&E | Com | FoodServ | Com ¦ ENERGY STAR Combination Oven - Fuel Sub | Com - Grocery | Fuel Substitution | 81673.1983 | 86378.5608 | 91806.6874 | 97788.4195 | 103470.8556 | 108815.2541 | 115782.3371 | 123872.7233 | 133028.7957 | 143031.711 | 152715.5499 | 163765.7842 | 175698.2564
Scenario 1: Reference | PG&E | Com | FoodServ | Com ¦ ENERGY STAR Fryer - Tier 1 Gas - Panel Upgrade | Com - Grocery | Energy Efficiency | 84646.2637 | 90708.1136 | 98054.9626 | 105815.6769 | 112822.5923 | 122023.3346 | 131461.1822 | 141585.629 | 150949.3924 | 161292.6682 | 0 | 0 | 0
Scenario 1: Reference | PG&E | Com | FoodServ | Com ¦ ENERGY STAR Fryer - Tier 2 Gas - Panel Upgrade | Com - Grocery | Energy Efficiency | 0 | 0 | 0 | 0 | 0 | 0 | 0 | 0 | 0 | 0 | 261922.2711 | 279957.5703 | 300009.3153
Scenario 1: Reference | PG&E | Com | FoodServ | Com ¦ ENERGY STAR Fryer - Fuel Sub - Panel Upgrade | Com - Grocery | Fuel Substitution | 38854627.4677 | 40796632.1323 | 42947898.6606 | 45273245.1825 | 47577895.6778 | 49855974.503 | 52565809.7547 | 55595183.3895 | 58934329.6183 | 62536437.7035 | 66135102.9291 | 70126019.1836 | 74401810.0063
Scenario 1: Reference | PG&E | Com | FoodServ | Com ¦ ENERGY STAR Steamer - Gas - Panel Upgrade | Com - Grocery | Energy Efficiency | 25123.2642 | 26926.4742 | 29112.251 | 31421.9087 | 33508.6066 | 36247.7956 | 39058.468 | 42074.2875 | 44865.2171 | 47948.4055 | 51325.4572 | 54870.0008 | 58811.1864
Scenario 1: Reference | PG&E | Com | FoodServ | Com ¦ ENERGY STAR Steamer - Fuel Sub - Panel Upgrade | Com - Grocery | Fuel Substitution | 3398390.3119 | 3556269.0266 | 3727014.062 | 3909377.9217 | 4094847.4396 | 4283415.8909 | 4496004.3331 | 4727861.5833 | 4978846.2637 | 5247178.8412 | 5521203.2257 | 5819121.7712 | 6136509.7743
Scenario 1: Reference | PG&E | Com | FoodServ | Com ¦ ENERGY STAR Convection Oven - Gas - Panel Upgrade | Com - Grocery | Energy Efficiency | 35140.9208 | 37663.1433 | 40720.4772 | 43951.0884 | 46869.8368 | 50701.2506 | 54632.6513 | 58850.9994 | 62754.7848 | 67067.3645 | 71790.9827 | 76748.8785 | 82261.5734
Scenario 1: Reference | PG&E | Com | FoodServ | Com ¦ ENERGY STAR Convection Oven - Fuel Sub - Panel Upgrade | Com - Grocery | Fuel Substitution | 6407383.6313 | 6731734.8137 | 7092456.5267 | 7483120.4459 | 7868687.9354 | 8248016.368 | 8703250.9214 | 9214151.8768 | 9778864.686 | 10388877.2251 | 10996269.6166 | 11671913.1837 | 12396399.8311
Scenario 1: Reference | PG&E | Com | FoodServ | Com ¦ ENERGY STAR Griddle - Gas - Panel Upgrade | Com - Grocery | Energy Efficiency | 41608.6606 | 44595.102 | 48215.1429 | 52040.3529 | 55496.3014 | 60032.8927 | 64687.8737 | 69682.6152 | 74304.8983 | 79411.2148 | 85004.2221 | 90874.6262 | 97401.9409
Scenario 1: Reference | PG&E | Com | FoodServ | Com ¦ ENERGY STAR Griddle - Fuel Sub - Panel Upgrade | Com - Grocery | Fuel Substitution | 8939351.5827 | 9404549.4227 | 9926243.322 | 10493528.5069 | 11048501.2504 | 11589030.681 | 12250005.1789 | 12997828.2446 | 13829158.1922 | 14729669.6848 | 15620183.718 | 16616939.5469 | 17687603.5572
Scenario 1: Reference | PG&E | Com | FoodServ | Com ¦ ENERGY STAR Combination Oven - Gas - Panel Upgrade | Com - Grocery | Energy Efficiency | 917.2192 | 983.0522 | 1062.8522 | 1147.1749 | 1223.3577 | 1323.3621 | 1425.9762 | 1536.0801 | 1637.9735 | 1750.5368 | 1873.8288 | 2003.2357 | 2147.1235
Scenario 1: Reference | PG&E | Com | FoodServ | Com ¦ ENERGY STAR Combination Oven - Fuel Sub - Panel Upgrade | Com - Grocery | Fuel Substitution | 134393.4639 | 142136.1504 | 151068.1469 | 160911.1029 | 170261.5667 | 179055.7885 | 190520.142 | 203832.8939 | 218899.2352 | 235359.0589 | 251293.8413 | 269477.0311 | 289111.9456
Scenario 1: Reference | PG&E | Com | Lighting | Com ¦ LED Fixtures and Retrofit Kits - 140 lpw | Com - Grocery | Energy Efficiency | 1270966.9024 | 1309775.791 | 1342042.6693 | 1368066.941 | 1401214.9374 | 1439154.4615 | 1453948.1467 | 1458507.5856 | 1455661.3353 | 1446902.5259 | 1454088.9908 | 1449338.0236 | 1438615.3293
Scenario 1: Reference | SCE | Com | BldgEnv | Com ¦ Com Wall Insulation (R14) - Marine | Com - Grocery | Energy Efficiency | 37.5763 | 39.4791 | 40.953 | 42.8244 | 45.5713 | 48.3444 | 50.3155 | 52.0951 | 0 | 0 | 0 | 0 | 0
Scenario 1: Reference | SCE | Com | BldgEnv | Com ¦ Com Wall Insulation (R14) - Cold | Com - Grocery | Energy Efficiency | 4.6774 | 4.9142 | 5.0977 | 5.3306 | 5.6725 | 6.0177 | 6.2631 | 6.4846 | 0 | 0 | 0 | 0 | 0
Scenario 1: Reference | SCE | Com | HVAC | Com ¦ Small Unitary AC (SEER 16) - Marine | Com - Grocery | Energy Efficiency | 0 | 5041242.9685 | 5183479.5415 | 5309427.9129 | 5470381.3089 | 5660962.221 | 5771972.2442 | 5808821.974 | 5843959.6867 | 5874645.4039 | 5919036.4674 | 5929542.1214 | 5942361.5802
Scenario 1: Reference | SCE | Com | HVAC | Com ¦ Small Unitary AC (SEER 16) - Hot-Dry | Com - Grocery | Energy Efficiency | 21968115.3598 | 22700987.6875 | 23341486.6105 | 23908638.8874 | 24633420.6691 | 25491616.7463 | 25991500.8395 | 26157437.1508 | 26315664.157 | 26453843.5888 | 26653738.9308 | 26701046.4545 | 26758773.1654
Scenario 1: Reference | SCE | Com | HVAC | Com ¦ Small Unitary AC (SEER 16) - Cold | Com - Grocery | Energy Efficiency | 0 | 0 | 0 | 0 | 0 | 0 | 0 | 0 | 351023.8522 | 352867.0235 | 355533.4215 | 356164.4551 | 356934.4699
Scenario 1: Reference | SCE | Com | HVAC | Com ¦ Small Unitary AC (SEER 17) - Marine | Com - Grocery | Energy Efficiency | 0 | 0 | 0 | 0 | 0 | 0 | 0 | 0 | 0 | 0 | 0 | 0 | 0
Scenario 1: Reference | SCE | Com | HVAC | Com ¦ Small Unitary AC (SEER 17) - Hot-Dry | Com - Grocery | Energy Efficiency | 0 | 0 | 0 | 0 | 0 | 0 | 0 | 0 | 0 | 0 | 0 | 0 | 0
Scenario 1: Reference | SCE | Com | HVAC | Com ¦ Small Unitary AC (SEER 17) - Cold | Com - Grocery | Energy Efficiency | 299385.2051 | 309372.9136 | 318101.7416 | 325830.9891 | 335708.4383 | 347404.0801 | 354216.5853 | 356477.9936 | 0 | 0 | 0 | 0 | 0
Scenario 1: Reference | SCE | Com | HVAC | Com ¦ Small Unitary AC (SEER 18) - Marine | Com - Grocery | Energy Efficiency | 0 | 0 | 0 | 0 | 0 | 0 | 0 | 0 | 0 | 0 | 0 | 0 | 0
Scenario 1: Reference | SCE | Com | HVAC | Com ¦ Small Unitary AC (SEER 18) - Hot-Dry | Com - Grocery | Energy Efficiency | 0 | 0 | 0 | 0 | 0 | 0 | 0 | 0 | 0 | 0 | 0 | 0 | 0
Scenario 1: Reference | SCE | Com | HVAC | Com ¦ Small Unitary AC (SEER 18) - Cold | Com - Grocery | Energy Efficiency | 0 | 0 | 0 | 0 | 0 | 0 | 0 | 0 | 0 | 0 | 0 | 0 | 0
Scenario 1: Reference | SCE | Com | HVAC | Com ¦ Ductless Mini Split Heat Pump (SEER 18) - Hot-Dry | Com - Grocery | Energy Efficiency | 119667.0546 | 123948.5468 | 127788.6461 | 131298.5552 | 135685.7001 | 140527.0888 | 143362.2734 | 144406.3669 | 145402.4025 | 146267.2787 | 147500.6016 | 147894.5783 | 148335.2364
Scenario 1: Reference | SCE | Com | HVAC | Com ¦ Ductless Mini Split Heat Pump (SEER 18) - Marine | Com - Grocery | Energy Efficiency | 24900.6022 | 25791.5051 | 26590.562 | 27320.9122 | 28233.7996 | 29241.2072 | 29831.159 | 30048.4165 | 30255.6739 | 30435.6394 | 30692.2721 | 30774.2517 | 30865.9449
Scenario 1: Reference | SCE | Com | HVAC | Com ¦ Ductless Mini Split Heat Pump (SEER 18) - Cold | Com - Grocery | Energy Efficiency | 1237.0656 | 1281.3258 | 1321.023 | 1357.307 | 1402.6593 | 1452.7075 | 1482.0164 | 1492.8098 | 1503.1063 | 1512.0471 | 1524.7966 | 1528.8694 | 1533.4247
Scenario 1: Reference | SCE | Com | HVAC | Com ¦ HVAC Fan Variable Frequency Drive (VFD) - Marine | Com - Grocery | Energy Efficiency | 0 | 0 | 0 | 0 | 0 | 0 | 0 | 0 | 0 | 0 | 0 | 0 | 0
Scenario 1: Reference | SCE | Com | HVAC | Com ¦ HVAC Fan Variable Frequency Drive (VFD) - Hot-Dry | Com - Grocery | Energy Efficiency | 0 | 0 | 0 | 0 | 0 | 0 | 0 | 0 | 0 | 0 | 0 | 0 | 0
Scenario 1: Reference | SCE | Com | WaterHeat | Com ¦ Com Heat Pump Water Heater (3.3 UEF - 50 Gal) - Marine | Com - Grocery | Energy Efficiency | 2196585.9835 | 2305096.7907 | 2412176.1906 | 2518206.5023 | 2639606.6929 | 2755839.8267 | 2829357.7266 | 2868035.398 | 2901484.7149 | 2926311.0044 | 2969873.4742 | 3000715.8117 | 3028246.9249
Scenario 1: Reference | SCE | Com | WaterHeat | Com ¦ Com Heat Pump Water Heater (3.3 UEF - 50 Gal) - Hot-Dry | Com - Grocery | Energy Efficiency | 8669096.2343 | 9097742.9194 | 9520733.9516 | 9939576.807 | 10419147.8201 | 10878301.7532 | 11168673.6379 | 11321377.1359 | 11453421.1907 | 11551392.5813 | 11723394.7368 | 11845134.8136 | 11953789.5867
Scenario 1: Reference | SCE | Com | WaterHeat | Com ¦ Com Heat Pump Water Heater (3.3 UEF - 50 Gal) - Cold | Com - Grocery | Energy Efficiency | 147087.8384 | 154342.1226 | 161500.7491 | 168589.3601 | 176705.106 | 184475.592 | 189391.7908 | 191980.0128 | 194218.8838 | 195881.5596 | 198796.2739 | 200861.0309 | 202704.5743
Scenario 1: Reference | SCE | Com | ComRefrig | Com ¦ Efficient Refrigerated Display Case - Marine | Com - Grocery | Energy Efficiency | 0 | 0 | 0 | 0 | 0 | 0 | 10044332.2129 | 10199904.8068 | 10327426.6012 | 10412482.9823 | 10566096.538 | 10672848.182 | 10767248.9051
Scenario 1: Reference | SCE | Com | ComRefrig | Com ¦ Efficient Refrigerated Display Case - Hot-Dry | Com - Grocery | Energy Efficiency | 0 | 0 | 0 | 0 | 0 | 0 | 0 | 41712496.0426 | 42233996.2376 | 42581834.1856 | 43210036.601 | 43646597.2957 | 44032648.917
Scenario 1: Reference | SCE | Com | ComRefrig | Com ¦ Efficient Refrigerated Display Case - Cold | Com - Grocery | Energy Efficiency | 0 | 0 | 0 | 0 | 0 | 0 | 0 | 0 | 0 | 0 | 0 | 0 | 0
Scenario 1: Reference | SCE | Com | ComRefrig | Com ¦ Refrigerated Display Case LED Lighting | Com - Grocery | Energy Efficiency | 28980487.4104 | 30225131.2668 | 31405304.2604 | 32523759.9226 | 33771093.6773 | 34966633.8479 | 35743174.9662 | 36190403.1657 | 36614418.9375 | 36949867.1394 | 37487700.7309 | 37888618.3626 | 38253257.2019
Scenario 1: Reference | SCE | Com | ComRefrig | Com ¦ Efficient EC or PMS Motor Retrofit - Marine | Com - Grocery | Energy Efficiency | 2393134.5441 | 2469231.9299 | 2535418.3977 | 2593404.7473 | 2668641.8353 | 2759028.3775 | 2811091.9805 | 2825274.3765 | 2839462.8927 | 2852933.2505 | 2870981.9807 | 2871673.2324 | 2874095.7045
Scenario 1: Reference | SCE | Com | ComRefrig | Com ¦ Efficient EC or PMS Motor Retrofit - Hot-Dry | Com - Grocery | Energy Efficiency | 9849039.2589 | 10162221.0403 | 10434614.0496 | 10673259.1499 | 10982900.3424 | 11354889.7088 | 11569159.5129 | 11627527.7207 | 11685921.1167 | 11741358.9035 | 11815639.1622 | 11818484.0356 | 11828453.8149
Scenario 1: Reference | SCE | Com | ComRefrig | Com ¦ Efficient EC or PMS Motor Retrofit - Cold | Com - Grocery | Energy Efficiency | 143728.283 | 148298.5845 | 152273.6504 | 155756.2287 | 160274.862 | 165703.3501 | 168830.2167 | 169681.9913 | 170534.1336 | 171343.1443 | 172427.1255 | 172468.6411 | 172614.1314
Scenario 1: Reference | SCE | Com | ComRefrig | Com ¦ Add Doors to Open Display Cases - Marine | Com - Grocery | Energy Efficiency | 0 | 0 | 0 | 0 | 0 | 0 | 0 | 0 | 0 | 0 | 0 | 0 | 0
Scenario 1: Reference | SCE | Com | ComRefrig | Com ¦ Add Doors to Open Display Cases - Hot-Dry | Com - Grocery | Energy Efficiency | 0 | 0 | 0 | 0 | 0 | 0 | 0 | 0 | 0 | 0 | 0 | 0 | 0
Scenario 1: Reference | SCE | Com | FoodServ | Com ¦ ENERGY STAR Dishwasher - Tier 1 | Com - Grocery | Energy Efficiency | 0 | 0 | 0 | 0 | 0 | 0 | 0 | 0 | 0 | 0 | 0 | 0 | 0
Scenario 1: Reference | SCE | Com | FoodServ | Com ¦ ENERGY STAR Combination Oven - Electric | Com - Grocery | Energy Efficiency | 0 | 0 | 0 | 0 | 0 | 2402543.7471 | 2469653.9374 | 2503343.6211 | 2530171.4757 | 2547757.8362 | 2579295.7707 | 2597432.1746 | 2613607.0363
Scenario 1: Reference | SCE | Com | FoodServ | Com ¦ ENERGY STAR Steamer - Electric | Com - Grocery | Energy Efficiency | 0 | 0 | 0 | 0 | 0 | 0 | 0 | 0 | 0 | 0 | 0 | 0 | 0
Scenario 1: Reference | SCE | Com | FoodServ | Com ¦ ENERGY STAR Conveyor Broiler - Gas | Com - Grocery | Energy Efficiency | 0 | 147939.0405 | 154463.7217 | 160987.4221 | 168694.886 | 176347.6799 | 181273.5949 | 183746.4313 | 185715.6067 | 187006.4526 | 189321.3497 | 190652.5691 | 191839.8105
Scenario 1: Reference | SCE | Com | FoodServ | Com ¦ High Performance Conveyor Toaster | Com - Grocery | Energy Efficiency | 0 | 1593267.096 | 1663536.3088 | 1733794.9581 | 1816802.4495 | 1899221.1582 | 1952272.0521 | 1978903.8918 | 2000111.4262 | 2014013.5198 | 2038944.3925 | 2053281.2977 | 2066067.5955
Scenario 1: Reference | SCE | Com | FoodServ | Com ¦ Electric Deck Oven (60% cooking efficiency) | Com - Grocery | Energy Efficiency | 0 | 0 | 0 | 0 | 0 | 0 | 0 | 0 | 266429.2313 | 268281.0902 | 271602.0618 | 273511.8407 | 275215.0676
Scenario 1: Reference | SCE | Com | FoodServ | Com ¦ Demand Controlled Ventilation (DCV) Exhaust Hood | Com - Grocery | Energy Efficiency | 134751.9016 | 143186.1156 | 149925.2812 | 157864.0493 | 168935.6361 | 179972.7226 | 187418.6156 | 194279.1669 | 200277.5543 | 205049.9385 | 211039.943 | 215131.8128 | 219436.6874
Scenario 1: Reference | SCE | Com | FoodServ | Com ¦ ENERGY STAR Ice Machine | Com - Grocery | Energy Efficiency | 174291.4748 | 183597.6161 | 192574.7229 | 201443.5428 | 212110.1211 | 223064.0921 | 230350.548 | 234309.4678 | 237731.9752 | 239988.4395 | 243157.7108 | 244588.6956 | 245797.1881
Scenario 1: Reference | SCE | Com | FoodServ | Com ¦ ENERGY STAR Griddle - Electric | Com - Grocery | Energy Efficiency | 0 | 0 | 0 | 0 | 0 | 0 | 0 | 0 | 0 | 524297.902 | 530788.0294 | 534520.283 | 537848.8749
Scenario 1: Reference | SCE | Com | Lighting | Com ¦ LED High and Low Bay - 155 lpw | Com - Grocery | Energy Efficiency | 0 | 0 | 0 | 0 | 0 | 0 | 0 | 0 | 0 | 0 | 0 | 0 | 0
Scenario 1: Reference | SCE | Com | Lighting | Com ¦ LED Fixtures and Retrofit Kits - 140 lpw - RET | Com - Grocery | Energy Efficiency | 0 | 0 | 0 | 0 | 0 | 0 | 0 | 0 | 0 | 0 | 0 | 0 | 0
Scenario 1: Reference | SCE | Com | Lighting | Com ¦ LED Fixtures and Retrofit Kits - 140 lpw | Com - Grocery | Energy Efficiency | 3266705.6923 | 3417002.7128 | 3561377.0439 | 3700583.473 | 3857450.466 | 4005530.3321 | 4098555.9347 | 4151374.287 | 4201008.9395 | 4239446.0097 | 4302574.8795 | 4349159.5459 | 4391279.5676
Scenario 1: Reference | SCG | Com | BldgEnv | Com ¦ Com Wall Insulation (R14) - Marine | Com - Grocery | Energy Efficiency | 1188768.6846 | 1240093.5878 | 1293747.0069 | 1350085.8806 | 1409294.5757 | 1471540.3415 | 1537005.4302 | 1605982.7702 | 1678631.1736 | 1755192.7577 | 1835944.0308 | 1921118.6756 | 2011043.7552
Scenario 1: Reference | SCG | Com | BldgEnv | Com ¦ Com Wall Insulation (R14) - Hot-Dry | Com - Grocery | Energy Efficiency | 1763.5801 | 1889.919 | 2007.3086 | 2147.4155 | 2307.514 | 2483.0926 | 2657.3526 | 2860.8697 | 3062.1271 | 3263.6747 | 3489.5559 | 3718.6605 | 3967.106
Scenario 1: Reference | SCG | Com | BldgEnv | Com ¦ Com Wall Insulation (R14) - Cold | Com - Grocery | Energy Efficiency | 6745.7571 | 7037.0041 | 7341.4645 | 7661.1637 | 7997.1478 | 8350.3661 | 8721.8527 | 9113.2698 | 9525.5186 | 9959.973 | 10418.2022 | 10901.5321 | 11411.8187
Scenario 1: Reference | SCG | Com | HVAC | Com ¦ HVAC Energy Management System (Elec SC and Gas SH) - Marine | Com - Grocery | Energy Efficiency | 59418.5761 | 63626.1226 | 67523.9642 | 72177.7379 | 77494.1067 | 83320.038 | 89091.1043 | 95832.9778 | 102488.1156 | 109142.5393 | 116600.0846 | 124156.3769 | 132349.6757
Scenario 1: Reference | SCG | Com | HVAC | Com ¦ HVAC Energy Management System (Elec SC and Gas SH) - Hot-Dry | Com - Grocery | Energy Efficiency | 301083.6995 | 322404.03 | 342155.0343 | 365736.4712 | 392675.3868 | 422196.3392 | 451439.2811 | 485601.4635 | 519324.1416 | 553043.2011 | 590831.8099 | 629120.786 | 670637.5786
Scenario 1: Reference | SCG | Com | HVAC | Com ¦ HVAC Energy Management System (Elec SC and Gas SH) - Cold | Com - Grocery | Energy Efficiency | 27827.9567 | 29053.7304 | 30324.2724 | 31667.0587 | 33084.7454 | 34578.9354 | 36143.6115 | 37802.2974 | 39540.4338 | 41365.3934 | 43297.4572 | 45329.8463 | 47479.0948
Scenario 1: Reference | SCG | Com | WaterHeat | Com ¦ Com Hot Water Tank Insulation - Marine | Com - Grocery | Energy Efficiency | 10660.6848 | 11118.0115 | 11593.0563 | 12090.4236 | 12611.8153 | 13158.7643 | 13733.5191 | 14338.2396 | 14974.5799 | 15644.2611 | 16348.9449 | 17091.8084 | 17876.2439
Scenario 1: Reference | SCG | Com | WaterHeat | Com ¦ Com Hot Water Tank Insulation - Hot-Dry | Com - Grocery | Energy Efficiency | 57825.1101 | 60305.7167 | 62882.4293 | 65580.2219 | 68408.3266 | 71375.058 | 74492.612 | 77772.7043 | 81224.3065 | 84856.7553 | 88679.0632 | 92708.4633 | 96963.3559
Scenario 1: Reference | SCG | Com | WaterHeat | Com ¦ Com Hot Water Tank Insulation - Cold | Com - Grocery | Energy Efficiency | 144.7518 | 150.9614 | 157.4116 | 164.1649 | 171.2444 | 178.6709 | 186.475 | 194.686 | 203.3263 | 212.4193 | 221.9875 | 232.0742 | 242.7253
Scenario 1: Reference | SCG | Com | WaterHeat | Com ¦ Faucet Aerators (Gas WH) - Cold | Com - Grocery | Energy Efficiency | 939.261 | 979.5594 | 1021.4034 | 1065.2117 | 1111.1348 | 1159.3023 | 1209.9173 | 1263.1688 | 0 | 0 | 0 | 0 | 0
Scenario 1: Reference | SCG | Com | WaterHeat | Com ¦ Low-flow Pre-Rinse Spray Valve - Marine | Com - Grocery | Energy Efficiency | 18412.0708 | 19210.1295 | 20040.91 | 20914.6296 | 21833.818 | 22800.7672 | 23815.8748 | 24886.9274 | 26012.4617 | 27196.8034 | 28447.29 | 29764.9436 | 31156.684
Scenario 1: Reference | SCG | Com | WaterHeat | Com ¦ Low-flow Pre-Rinse Spray Valve - Hot-Dry | Com - Grocery | Energy Efficiency | 99342.1052 | 103648.0211 | 108130.4873 | 112844.631 | 117804.1007 | 123021.2632 | 128498.2639 | 134277.1155 | 140349.9225 | 146740.0233 | 153487.0086 | 160596.3927 | 168105.5111
Scenario 1: Reference | SCG | Com | WaterHeat | Com ¦ Low-flow Pre-Rinse Spray Valve - Cold | Com - Grocery | Energy Efficiency | 264.4316 | 275.8932 | 287.8248 | 300.373 | 313.5743 | 327.4615 | 342.0403 | 357.4226 | 373.5874 | 390.5967 | 408.556 | 427.48 | 447.468
Scenario 1: Reference | SCG | Com | WaterHeat | Com ¦ Com Hot Water Pipe Insulation - Marine | Com - Grocery | Energy Efficiency | 2362126.5428 | 2463420.3143 | 2568989.2317 | 2679578.8444 | 2795603.0601 | 2917443.8698 | 3045543.8766 | 3180340.9391 | 3322161.7169 | 3471483.4437 | 3628815.9627 | 3794771.9276 | 3969972.8101
Scenario 1: Reference | SCG | Com | WaterHeat | Com ¦ Com Hot Water Pipe Insulation - Hot-Dry | Com - Grocery | Energy Efficiency | 10657828.6716 | 11114862.4687 | 11591185.5674 | 12090161.8598 | 12613658.8828 | 13163400.1655 | 13741382.7166 | 14349582.1382 | 14989472.3068 | 15663206.4837 | 16373085.062 | 17121872.3128 | 17912372.2947
Scenario 1: Reference | SCG | Com | WaterHeat | Com ¦ Com Hot Water Pipe Insulation - Cold | Com - Grocery | Energy Efficiency | 29304.8296 | 30561.4925 | 31871.1933 | 33243.1815 | 34682.5921 | 36194.164 | 37783.3883 | 39455.697 | 41215.1429 | 43067.6464 | 45019.5328 | 47078.4027 | 49251.9662
Scenario 1: Reference | SCG | Com | WaterHeat | Com ¦ Efficient Gas Water Heating Boiler (0.92 UEF) - ZEAS 2030 - Marine | Com - Grocery | Energy Efficiency | 257227.9691 | 268921.5464 | 281186.8099 | 294141.8597 | 307823.5052 | 0 | 0 | 0 | 0 | 0 | 0 | 0 | 0
Scenario 1: Reference | SCG | Com | WaterHeat | Com ¦ Efficient Gas Water Heating Boiler (0.92 UEF) - ZEAS 2030 - Hot-Dry | Com - Grocery | Energy Efficiency | 1404098.5018 | 1467928.7856 | 1534879.663 | 1605595.7907 | 1680278.0973 | 0 | 0 | 0 | 0 | 0 | 0 | 0 | 0
Scenario 1: Reference | SCG | Com | WaterHeat | Com ¦ Efficient Gas Water Heating Boiler (0.92 UEF) - ZEAS 2030 - Cold | Com - Grocery | Energy Efficiency | 3561.0077 | 3722.891 | 3892.6886 | 4072.0355 | 4261.4412 | 0 | 0 | 0 | 0 | 0 | 0 | 0 | 0
Scenario 1: Reference | SCG | Com | FoodServ | Com ¦ ENERGY STAR Dishwasher - Tier 1 | Com - Grocery | Energy Efficiency | 0 | 0 | 0 | 0 | 0 | 0 | 0 | 0 | 0 | 0 | 0 | 0 | 0
Scenario 1: Reference | SCG | Com | FoodServ | Com ¦ ENERGY STAR Dishwasher - Tier 2 | Com - Grocery | Energy Efficiency | 2641431.0603 | 2759382.6507 | 2882921.228 | 3013270.2212 | 3150795.1326 | 3295829.8473 | 3448471.0056 | 3609898.692 | 3779916.1927 | 3959133.1694 | 4148651.8691 | 4348639.1682 | 4560053.5864
Scenario 1: Reference | SCG | Com | FoodServ | Com ¦ ENERGY STAR Conveyor Broiler - Gas | Com - Grocery | Energy Efficiency | 963882.8236 | 1006469.3851 | 1051024.465 | 1098005.9453 | 1147544.5319 | 1199756.5369 | 1254673.6023 | 1312722.4881 | 1373825.9 | 1438199.9858 | 1506240.5311 | 1578006.4308 | 1653871.8699
Scenario 1: Reference | SCG | Com | FoodServ | Com ¦ ENERGY STAR Conveyor Oven - Gas | Com - Grocery | Energy Efficiency | 2185408.9438 | 2281965.3407 | 2382984.954 | 2489505.9384 | 2601824.6432 | 2720204.7822 | 2844718.0974 | 2976332.1808 | 3114871.7828 | 3260826.9752 | 3415095.1213 | 3577809.7534 | 3749819.2602
Scenario 1: Reference | SCG | Com | FoodServ | Com ¦ ENERGY STAR Rack Oven - Gas | Com - Grocery | Energy Efficiency | 931561.5183 | 972720.0501 | 1015781.0912 | 1061187.1697 | 1109064.6085 | 1159525.8197 | 1212601.384 | 1268703.7513 | 1327758.2191 | 1389973.6872 | 1455732.6697 | 1525092.0864 | 1598413.5752
Scenario 1: Reference | SCG | Com | FoodServ | Com ¦ Demand Controlled Ventilation (DCV) Exhaust Hood | Com - Grocery | Energy Efficiency | 98996.614 | 106006.7595 | 112500.909 | 120254.5084 | 129112.0501 | 138818.5681 | 148433.6759 | 159666.2348 | 170754.2842 | 181841.1439 | 194266.0753 | 206855.528 | 220506.2899
Scenario 1: Reference | SCG | Com | FoodServ | Com ¦ ENERGY STAR Fryer - Tier 1 Gas | Com - Grocery | Energy Efficiency | 119924.6677 | 128340.8776 | 136116.415 | 145402.0235 | 156007.4128 | 167621.9513 | 0 | 0 | 0 | 0 | 0 | 0 | 0
Scenario 1: Reference | SCG | Com | FoodServ | Com ¦ ENERGY STAR Fryer - Tier 2 Gas | Com - Grocery | Energy Efficiency | 0 | 0 | 0 | 0 | 0 | 0 | 271767.7796 | 292130.3723 | 312198.1547 | 332233.6797 | 354681.9136 | 377397.6291 | 402023.4035
Scenario 1: Reference | SCG | Com | FoodServ | Com ¦ ENERGY STAR Steamer - Gas | Com - Grocery | Energy Efficiency | 35582.2821 | 38084.7137 | 40398.4384 | 43161.4947 | 46317.4516 | 49774.2127 | 53194.3028 | 57189.9204 | 61129.3298 | 65063.8595 | 69472.4796 | 73935.1612 | 78773.7269
Scenario 1: Reference | SCG | Com | FoodServ | Com ¦ ENERGY STAR Convection Oven - Gas | Com - Grocery | Energy Efficiency | 49770.3701 | 53270.6219 | 56506.9217 | 60371.7198 | 64786.0837 | 69621.1947 | 74405.0124 | 79993.8434 | 85504.054 | 91007.4391 | 97173.9534 | 103416.0857 | 110183.9824
Scenario 1: Reference | SCG | Com | FoodServ | Com ¦ ENERGY STAR Griddle - Gas | Com - Grocery | Energy Efficiency | 58930.6823 | 63075.1608 | 66907.1065 | 71483.2265 | 76710.0608 | 82435.0813 | 88099.3679 | 94716.8318 | 101241.205 | 107757.4964 | 115058.9671 | 122449.9733 | 130463.5116
Scenario 1: Reference | SCG | Com | FoodServ | Com ¦ ENERGY STAR Combination Oven - Gas | Com - Grocery | Energy Efficiency | 1299.065 | 1390.4257 | 1474.8969 | 1575.7727 | 1690.9927 | 1817.1948 | 1942.058 | 2087.9331 | 2231.756 | 2375.4008 | 2536.3541 | 2699.2811 | 2875.9311
Scenario 1: Reference | SCG | Com | FoodServ | Com ¦ ENERGY STAR Fryer - Tier 1 Gas - Panel Upgrade | Com - Grocery | Energy Efficiency | 197336.3579 | 211185.2537 | 223979.921 | 239259.4143 | 256710.6104 | 275822.3642 | 0 | 0 | 0 | 0 | 0 | 0 | 0
Scenario 1: Reference | SCG | Com | FoodServ | Com ¦ ENERGY STAR Fryer - Tier 2 Gas - Panel Upgrade | Com - Grocery | Energy Efficiency | 0 | 0 | 0 | 0 | 0 | 0 | 447194.6003 | 480701.3004 | 513722.8894 | 546691.3989 | 583630.0271 | 621008.7972 | 661530.574
Scenario 1: Reference | SCG | Com | FoodServ | Com ¦ ENERGY STAR Steamer - Gas - Panel Upgrade | Com - Grocery | Energy Efficiency | 58550.7393 | 62668.4972 | 66475.7372 | 71022.3537 | 76215.4891 | 81903.5987 | 87531.3661 | 94106.1653 | 100588.474 | 107062.753 | 114317.149 | 121660.5033 | 129622.3761
Scenario 1: Reference | SCG | Com | FoodServ | Com ¦ ENERGY STAR Convection Oven - Gas - Panel Upgrade | Com - Grocery | Energy Efficiency | 81897.2756 | 87656.9493 | 92982.2892 | 99341.8247 | 106605.6721 | 114561.86 | 122433.6447 | 131630.081 | 140697.147 | 149752.9817 | 159899.9974 | 170171.4426 | 181308.0345
Scenario 1: Reference | SCG | Com | FoodServ | Com ¦ ENERGY STAR Griddle - Gas - Panel Upgrade | Com - Grocery | Energy Efficiency | 96970.5936 | 103790.3439 | 110095.8207 | 117625.8384 | 126226.608 | 135647.1443 | 144967.7429 | 155856.7973 | 166592.6706 | 177315.2454 | 189329.8347 | 201491.755 | 214678.0536
Scenario 1: Reference | SCG | Com | FoodServ | Com ¦ ENERGY STAR Combination Oven - Gas - Panel Upgrade | Com - Grocery | Energy Efficiency | 2137.6149 | 2287.9491 | 2426.9468 | 2592.9381 | 2782.533 | 2990.1988 | 3195.6617 | 3435.6994 | 3672.3605 | 3908.7284 | 4173.5774 | 4441.6741 | 4732.3523
Scenario 1: Reference | SDG&E | Com | BldgEnv | Com ¦ Com Wall Insulation (R14) - Marine | Com - Grocery | Energy Efficiency | 66114.9087 | 68862.1783 | 71723.1019 | 74724.0718 | 77887.6007 | 81262.836 | 84810.8967 | 88535.3822 | 92450.5336 | 96579.9567 | 100925.8455 | 105492.7709 | 110318.1714
Scenario 1: Reference | SDG&E | Com | BldgEnv | Com ¦ Com Wall Insulation (R14) - Hot-Dry | Com - Grocery | Energy Efficiency | 507.7119 | 540.6931 | 572.9824 | 611.9767 | 644.4942 | 691.137 | 741.1921 | 792.1694 | 839.6777 | 895.9559 | 952.6852 | 1014.4367 | 1084.3578
Scenario 1: Reference | SDG&E | Com | HVAC | Com ¦ Small Unitary AC (SEER 16) - Marine | Com - Grocery | Energy Efficiency | 923031.9982 | 929184.9022 | 928575.0577 | 921978.8201 | 920123.1061 | 934689.2163 | 942227.3794 | 943792.5274 | 944657.316 | 944442.5657 | 947094.7308 | 941750.0154 | 0
Scenario 1: Reference | SDG&E | Com | HVAC | Com ¦ Small Unitary AC (SEER 16) - Hot-Dry | Com - Grocery | Energy Efficiency | 4757358.0925 | 4777130.8021 | 4759013.6395 | 4707135.7415 | 4680615.6727 | 4743450.6861 | 4766674.3147 | 4756057.8809 | 0 | 0 | 0 | 0 | 0
Scenario 1: Reference | SDG&E | Com | HVAC | Com ¦ Small Unitary AC (SEER 17) - Marine | Com - Grocery | Energy Efficiency | 0 | 0 | 0 | 0 | 0 | 0 | 0 | 0 | 0 | 0 | 0 | 0 | 0
Scenario 1: Reference | SDG&E | Com | HVAC | Com ¦ Small Unitary AC (SEER 17) - Hot-Dry | Com - Grocery | Energy Efficiency | 0 | 0 | 0 | 0 | 0 | 0 | 0 | 0 | 0 | 0 | 0 | 0 | 0
Scenario 1: Reference | SDG&E | Com | HVAC | Com ¦ Ductless Mini Split Heat Pump (SEER 18) - Marine | Com - Grocery | Energy Efficiency | 10415.9534 | 10516.8223 | 10546.9208 | 10516.9579 | 10542.9962 | 10731.7001 | 10836.7789 | 10877.556 | 10909.8929 | 10927.6125 | 10981.9341 | 10946.6251 | 10915.5276
Scenario 1: Reference | SDG&E | Com | HVAC | Com ¦ HVAC Energy Management System (Elec SC and Gas SH) - Marine | Com - Grocery | Energy Efficiency | 17643.344 | 18693.2123 | 19687.5174 | 20879.2618 | 21851.2231 | 23335.1309 | 24890.3946 | 26439.0412 | 27853.8464 | 29537.8684 | 31234.4125 | 33055.1246 | 35124.3202
Scenario 1: Reference | SDG&E | Com | HVAC | Com ¦ HVAC Energy Management System (Elec SC and Gas SH) - Hot-Dry | Com - Grocery | Energy Efficiency | 117436.9251 | 124634.3894 | 131523.2424 | 139794.1675 | 146584.4779 | 156723.5625 | 167415.8815 | 178134.0214 | 187981.5529 | 199682.7756 | 211475.6409 | 224202.037 | 238645.6182
Scenario 1: Reference | SDG&E | Com | HVAC | Com ¦ Large Packaged Heat Pump (IEER 14.0) - Fuel Sub - ZEAS 2030 - Marine | Com - Grocery | Fuel Substitution | 806776.0928 | 856328.0356 | 911173.8887 | 971239.197 | 1032218.8323 | 0 | 0 | 0 | 0 | 0 | 0 | 0 | 0
Scenario 1: Reference | SDG&E | Com | HVAC | Com ¦ Large Packaged Heat Pump (IEER 14.0) - Fuel Sub - ZEAS 2030 - Hot-Dry | Com - Grocery | Fuel Substitution | 4278377.8852 | 4542292.5258 | 4834574.2807 | 5154808.3093 | 5479789.7801 | 0 | 0 | 0 | 0 | 0 | 0 | 0 | 0
Scenario 1: Reference | SDG&E | Com | HVAC | Com ¦ Large Packaged Heat Pump (IEER 14.0) - Fuel Sub - Panel Upgrade - ZEAS 2030 - Marine | Com - Grocery | Fuel Substitution | 184349.3283 | 195672.0081 | 208204.3529 | 221929.3497 | 235863.2713 | 0 | 0 | 0 | 0 | 0 | 0 | 0 | 0
Scenario 1: Reference | SDG&E | Com | HVAC | Com ¦ Large Packaged Heat Pump (IEER 14.0) - Fuel Sub - Panel Upgrade - ZEAS 2030 - Hot-Dry | Com - Grocery | Fuel Substitution | 977614.6028 | 1037919.4224 | 1104706.1624 | 1177880.0314 | 1252138.6967 | 0 | 0 | 0 | 0 | 0 | 0 | 0 | 0
Scenario 1: Reference | SDG&E | Com | HVAC | Com ¦ Small Packaged Heat Pump (SEER 18) - Fuel Sub - ZEAS 2030 - Marine | Com - Grocery | Fuel Substitution | 260735.5892 | 271524.9096 | 282698.1365 | 294320.711 | 306687.6738 | 0 | 0 | 0 | 0 | 0 | 0 | 0 | 0
Scenario 1: Reference | SDG&E | Com | HVAC | Com ¦ Small Packaged Heat Pump (SEER 18) - Fuel Sub - ZEAS 2030 - Hot-Dry | Com - Grocery | Fuel Substitution | 1360579.2155 | 1416867.0989 | 1475150.5455 | 1535771.7966 | 1600282.2376 | 0 | 0 | 0 | 0 | 0 | 0 | 0 | 0
Scenario 1: Reference | SDG&E | Com | HVAC | Com ¦ Small Packaged Heat Pump (SEER 18) - Fuel Sub - Panel Upgrade - ZEAS 2030 - Marine | Com - Grocery | Fuel Substitution | 59578.4025 | 62043.7754 | 64596.8715 | 67252.644 | 70078.5102 | 0 | 0 | 0 | 0 | 0 | 0 | 0 | 0
Scenario 1: Reference | SDG&E | Com | HVAC | Com ¦ Small Packaged Heat Pump (SEER 18) - Fuel Sub - Panel Upgrade - ZEAS 2030 - Hot-Dry | Com - Grocery | Fuel Substitution | 310894.0222 | 323755.8727 | 337073.7119 | 350925.7422 | 365666.4572 | 0 | 0 | 0 | 0 | 0 | 0 | 0 | 0
Scenario 1: Reference | SDG&E | Com | WaterHeat | Com ¦ Com Heat Pump Water Heater (3.3 UEF - 50 Gal) - Marine | Com - Grocery | Energy Efficiency | 467793.1744 | 483085.4336 | 497306.9507 | 510414.5838 | 525869.3809 | 543833.3088 | 555543.0756 | 562965.0094 | 569066.7293 | 573221.1153 | 581763.3613 | 587495.5726 | 592416.2845
Scenario 1: Reference | SDG&E | Com | WaterHeat | Com ¦ Com Heat Pump Water Heater (3.3 UEF - 50 Gal) - Hot-Dry | Com - Grocery | Energy Efficiency | 2474685.8011 | 2555591.0731 | 2630831.1971 | 2700177.8368 | 2781943.018 | 2876983.4757 | 2938934.0638 | 2978198.3524 | 3010477.6046 | 3032453.7143 | 3077645.31 | 3107969.3775 | 3133999.8469
Scenario 1: Reference | SDG&E | Com | WaterHeat | Com ¦ Com Hot Water Tank Insulation - Hot-Dry | Com - Grocery | Energy Efficiency | 15180.8245 | 15817.583 | 16478.8926 | 17171.101 | 17896.5597 | 18657.3878 | 19456.6898 | 20297.4492 | 0 | 0 | 0 | 24123.5015 | 25212.8599
Scenario 1: Reference | SDG&E | Com | WaterHeat | Com ¦ Low-flow Pre-Rinse Spray Valve - Hot-Dry | Com - Grocery | Energy Efficiency | 25522.1554 | 26605.2446 | 27733.8321 | 28921.4747 | 30160.4113 | 31472.2865 | 32852.2265 | 34302.3231 | 35823.198 | 37430.7443 | 39122.7281 | 40909.0922 | 42798.2275
Scenario 1: Reference | SDG&E | Com | WaterHeat | Com ¦ Com Hot Water Pipe Insulation - Hot-Dry | Com - Grocery | Energy Efficiency | 2918600.4352 | 3041030.3896 | 3168600.7702 | 3302204.4392 | 3442337.7214 | 3589458.8606 | 3744098.681 | 3906782.4702 | 0 | 0 | 4447781.2982 | 4647886.0369 | 4859091.3756
Scenario 1: Reference | SDG&E | Com | WaterHeat | Com ¦ Com Heat Pump Water Heater (100+ Gal, 200+ kBtuh - 4.3 COP) - Fuel Sub - ZEAS 2030 - Marine | Com - Grocery | Fuel Substitution | 93212.3419 | 97811.6725 | 102787.4806 | 108179.7756 | 113707.7681 | 0 | 0 | 0 | 0 | 0 | 0 | 0 | 0
Scenario 1: Reference | SDG&E | Com | WaterHeat | Com ¦ Com Heat Pump Water Heater (100+ Gal, 200+ kBtuh - 4.3 COP) - Fuel Sub - ZEAS 2030 - Hot-Dry | Com - Grocery | Fuel Substitution | 494388.5103 | 518789.7489 | 545189.8851 | 573801.3776 | 603131.4654 | 0 | 0 | 0 | 0 | 0 | 0 | 0 | 0
Scenario 1: Reference | SDG&E | Com | WaterHeat | Com ¦ Com Heat Pump Water Heater (100+ Gal, 200+ kBtuh - 4.3 COP) - Fuel Sub - Panel Upgrade - ZEAS 2030 - Marine | Com - Grocery | Fuel Substitution | 77335.5144 | 81151.4426 | 85279.7229 | 89753.55 | 94339.9614 | 0 | 0 | 0 | 0 | 0 | 0 | 0 | 0
Scenario 1: Reference | SDG&E | Com | WaterHeat | Com ¦ Com Heat Pump Water Heater (100+ Gal, 200+ kBtuh - 4.3 COP) - Fuel Sub - Panel Upgrade - ZEAS 2030 - Hot-Dry | Com - Grocery | Fuel Substitution | 410179.4783 | 430424.462 | 452327.8717 | 476065.9781 | 500400.2817 | 0 | 0 | 0 | 0 | 0 | 0 | 0 | 0
Scenario 1: Reference | SDG&E | Com | WaterHeat | Com ¦ Efficient Gas Water Heating Boiler (0.92 UEF) - ZEAS 2030 - Hot-Dry | Com - Grocery | Energy Efficiency | 365979.4015 | 382321.1532 | 399476.26 | 417605.7706 | 436601.2907 | 0 | 0 | 0 | 0 | 0 | 0 | 0 | 0
Scenario 1: Reference | SDG&E | Com | ComRefrig | Com ¦ Efficient Refrigerated Display Case - Marine | Com - Grocery | Energy Efficiency | 0 | 0 | 0 | 0 | 0 | 0 | 0 | 0 | 0 | 0 | 0 | 0 | 0
Scenario 1: Reference | SDG&E | Com | ComRefrig | Com ¦ Efficient Refrigerated Display Case - Hot-Dry | Com - Grocery | Energy Efficiency | 0 | 0 | 0 | 0 | 0 | 0 | 0 | 0 | 0 | 0 | 0 | 0 | 0
Scenario 1: Reference | SDG&E | Com | ComRefrig | Com ¦ Refrigerated Display Case LED Lighting | Com - Grocery | Energy Efficiency | 7441149.2588 | 7660099.635 | 7850024.9977 | 8010533.5 | 8194467.8756 | 8409668.7756 | 8553964.952 | 8657347.026 | 8753553.9492 | 8823570.0044 | 8952252.7752 | 9043248.0752 | 9122874.9899
Scenario 1: Reference | SDG&E | Com | ComRefrig | Com ¦ Efficient EC or PMS Motor Retrofit - Marine | Com - Grocery | Energy Efficiency | 446060.6063 | 448109.2004 | 446916.828 | 442871.1704 | 441279.4833 | 447456.4051 | 450615.3899 | 451164.3992 | 451545.8913 | 451527.7552 | 452695.0254 | 449767.0189 | 447105.0283
Scenario 1: Reference | SDG&E | Com | ComRefrig | Com ¦ Efficient EC or PMS Motor Retrofit - Hot-Dry | Com - Grocery | Energy Efficiency | 2374314.8992 | 2385219.2638 | 2378872.4416 | 2357338.0018 | 2348865.6862 | 2381744.5306 | 2398559.3417 | 2401481.637 | 2403512.2635 | 2403415.7276 | 2409628.9352 | 2394043.5877 | 2379874.2039
Scenario 1: Reference | SDG&E | Com | ComRefrig | Com ¦ Add Doors to Open Display Cases - Marine | Com - Grocery | Energy Efficiency | 0 | 0 | 0 | 0 | 0 | 0 | 0 | 0 | 0 | 0 | 0 | 0 | 0
Scenario 1: Reference | SDG&E | Com | ComRefrig | Com ¦ Add Doors to Open Display Cases - Hot-Dry | Com - Grocery | Energy Efficiency | 0 | 0 | 0 | 0 | 0 | 0 | 0 | 0 | 0 | 0 | 0 | 0 | 0
Scenario 1: Reference | SDG&E | Com | FoodServ | Com ¦ ENERGY STAR Dishwasher - Tier 1 | Com - Grocery | Energy Efficiency | 0 | 0 | 0 | 0 | 0 | 0 | 0 | 0 | 0 | 0 | 0 | 0 | 0
Scenario 1: Reference | SDG&E | Com | FoodServ | Com ¦ ENERGY STAR Dishwasher - Tier 2 | Com - Grocery | Energy Efficiency | 635974.8837 | 661269.5394 | 687036.298 | 713543.3962 | 741674.1802 | 772267.6881 | 803032.3012 | 834508.2269 | 867352.2422 | 901618.5309 | 938618.259 | 976771.9838 | 1016948.0648
Scenario 1: Reference | SDG&E | Com | FoodServ | Com ¦ ENERGY STAR Combination Oven - Electric | Com - Grocery | Energy Efficiency | 488807.6573 | 501696.3534 | 512657.0028 | 522489.6181 | 535396.8797 | 552893.5139 | 564779.835 | 572219.5015 | 577633.7152 | 580514.897 | 587290.161 | 590407.0026 | 592943.0604
Scenario 1: Reference | SDG&E | Com | FoodServ | Com ¦ ENERGY STAR Conveyor Broiler - Gas | Com - Grocery | Energy Efficiency | 222522.1859 | 231556.9675 | 240831.9609 | 250490.7424 | 260784.4879 | 271982.5327 | 283302.6524 | 294848.8599 | 306803.3984 | 319244.1189 | 332627.91 | 346474.9387 | 361074.8623
Scenario 1: Reference | SDG&E | Com | FoodServ | Com ¦ ENERGY STAR Conveyor Oven - Gas | Com - Grocery | Energy Efficiency | 475479.0143 | 496085.2981 | 517664.0515 | 540431.445 | 564241.4991 | 589497.1145 | 616112.7878 | 644135.9024 | 673577.9885 | 704732.2857 | 737560.9268 | 772253.7636 | 808973.2191
Scenario 1: Reference | SDG&E | Com | FoodServ | Com ¦ ENERGY STAR Convection Oven - Electric | Com - Grocery | Energy Efficiency | 1532960.5723 | 1599395.9345 | 1668966.572 | 1742369.4259 | 1819133.8529 | 1900558.8191 | 1986368.6583 | 2076716.1362 | 2171638.4269 | 2272080.9447 | 2377921.6039 | 2489772.4942 | 2608157.2721
Scenario 1: Reference | SDG&E | Com | FoodServ | Com ¦ High Performance Conveyor Toaster | Com - Grocery | Energy Efficiency | 386404.554 | 396593.1236 | 405257.5641 | 413030.2887 | 423233.5345 | 437064.6991 | 446460.887 | 452341.9753 | 456621.9346 | 458899.5211 | 464255.3964 | 466719.2732 | 468724.0377
Scenario 1: Reference | SDG&E | Com | FoodServ | Com ¦ ENERGY STAR Rack Oven - Gas | Com - Grocery | Energy Efficiency | 202679.6649 | 211463.3853 | 220661.6346 | 230366.5586 | 240515.9314 | 251281.4952 | 262626.8029 | 274572.0525 | 287122.1587 | 300402.1192 | 314395.7925 | 329184.1056 | 344836.2936
Scenario 1: Reference | SDG&E | Com | FoodServ | Com ¦ Electric Deck Oven (60% cooking efficiency) | Com - Grocery | Energy Efficiency | 51471.8665 | 52829.0573 | 53983.2231 | 55018.6059 | 56377.7517 | 58220.1623 | 59471.8021 | 60255.2054 | 60825.3267 | 61128.7177 | 61842.1588 | 62170.3649 | 62437.414
Scenario 1: Reference | SDG&E | Com | FoodServ | Com ¦ Demand Controlled Ventilation (DCV) Exhaust Hood | Com - Grocery | Energy Efficiency | 52962.4005 | 55275.917 | 57168.9973 | 59382.049 | 61024.109 | 64400.3718 | 67625.3098 | 70527.9172 | 72930.9225 | 75862.3344 | 78810.3744 | 81654.9505 | 84968.7969
Scenario 1: Reference | SDG&E | Com | FoodServ | Com ¦ ENERGY STAR Ice Machine | Com - Grocery | Energy Efficiency | 45036.6635 | 46278.7471 | 47323.6918 | 48218.5468 | 49467.1116 | 51308.7901 | 52638.4713 | 53564.6433 | 54331.5454 | 54776.704 | 55476.2254 | 55697.1164 | 55852.288
Scenario 1: Reference | SDG&E | Com | FoodServ | Com ¦ ENERGY STAR Griddle - Electric | Com - Grocery | Energy Efficiency | 100590.7334 | 103243.0719 | 105498.6417 | 107522.0756 | 110178.2347 | 113778.8314 | 116224.8933 | 117755.8871 | 118870.0671 | 119462.9797 | 120857.2475 | 121498.656 | 122020.5461
Scenario 1: Reference | SDG&E | Com | FoodServ | Com ¦ ENERGY STAR Fryer - Tier 1 Gas | Com - Grocery | Energy Efficiency | 27054.8633 | 28846.3483 | 30607.3756 | 32732.1432 | 34500.6318 | 36992.82 | 39664.3836 | 42387.9549 | 44922.3612 | 47921.5022 | 50942.8817 | 54249.8268 | 57990.4956
Scenario 1: Reference | SDG&E | Com | FoodServ | Com ¦ ENERGY STAR Fryer - Fuel Sub | Com - Grocery | Fuel Substitution | 9145108.2708 | 9620095.9527 | 10143307.5451 | 10710814.9961 | 11280984.8302 | 11844131.0402 | 12502194.2774 | 13245768.1328 | 14052741.6034 | 14932628.2891 | 15823533.0514 | 16804115.0003 | 17847681.5443
Scenario 1: Reference | SDG&E | Com | FoodServ | Com ¦ ENERGY STAR Steamer - Gas | Com - Grocery | Energy Efficiency | 8023.4866 | 8556.0301 | 9079.8559 | 9711.855 | 10238.3767 | 10979.9027 | 11774.9568 | 12585.7645 | 13340.7157 | 14233.9924 | 15134.2284 | 16119.6682 | 17234.3786
Scenario 1: Reference | SDG&E | Com | FoodServ | Com ¦ ENERGY STAR Steamer - Fuel Sub | Com - Grocery | Fuel Substitution | 785183.5906 | 822602.128 | 862976.5157 | 906206.6242 | 950476.4251 | 995408.537 | 1045657.7661 | 1100869.4105 | 1160115.7964 | 1223900.2094 | 1289513.0335 | 1360583.8624 | 1436004.2964
Scenario 1: Reference | SDG&E | Com | FoodServ | Com ¦ ENERGY STAR Convection Oven - Gas | Com - Grocery | Energy Efficiency | 11222.7736 | 11967.6636 | 12700.3599 | 13584.3625 | 14320.8295 | 15358.0319 | 16470.106 | 17604.2154 | 18660.1959 | 19909.6581 | 21168.8544 | 22547.2287 | 24106.419
Scenario 1: Reference | SDG&E | Com | FoodServ | Com ¦ ENERGY STAR Convection Oven - Fuel Sub | Com - Grocery | Fuel Substitution | 1513118.1217 | 1592859.7088 | 1680985.9384 | 1776765.68 | 1872708.1517 | 1967055.1757 | 2078076.8203 | 2204061.6233 | 2341018.7255 | 2490629.591 | 2641761.2683 | 2808498.2789 | 2986018.8866
Scenario 1: Reference | SDG&E | Com | FoodServ | Com ¦ ENERGY STAR Griddle - Gas | Com - Grocery | Energy Efficiency | 13288.3421 | 14170.3303 | 15037.8805 | 16084.5851 | 16956.6 | 18184.701 | 19501.454 | 20844.298 | 22094.6333 | 23574.0609 | 25065.0142 | 26697.0804 | 28543.2421
Scenario 1: Reference | SDG&E | Com | FoodServ | Com ¦ ENERGY STAR Griddle - Fuel Sub | Com - Grocery | Fuel Substitution | 2126589.6285 | 2242208.3904 | 2370860.6134 | 2511268.6396 | 2651049.8876 | 2787254.2548 | 2949880.9932 | 3136047.055 | 3339119.6914 | 3561792.7826 | 3785672.5767 | 4033848.8317 | 4298296.7782
Scenario 1: Reference | SDG&E | Com | FoodServ | Com ¦ ENERGY STAR Combination Oven - Gas | Com - Grocery | Energy Efficiency | 292.9275 | 312.3701 | 331.4943 | 354.5678 | 373.7904 | 400.8626 | 429.8891 | 459.4907 | 487.053 | 519.6654 | 552.5319 | 588.5091 | 629.2058
Scenario 1: Reference | SDG&E | Com | FoodServ | Com ¦ ENERGY STAR Combination Oven - Fuel Sub | Com - Grocery | Fuel Substitution | 32889.3113 | 34885.5079 | 37156.5629 | 39668.046 | 42119.6548 | 44437.6612 | 47339.5354 | 50752.6683 | 54514.4227 | 58685.859 | 62821.3653 | 67471.3113 | 72438.3757
Scenario 1: Reference | SDG&E | Com | FoodServ | Com ¦ ENERGY STAR Fryer - Tier 1 Gas - Panel Upgrade | Com - Grocery | Energy Efficiency | 44518.8491 | 47466.7424 | 50364.5175 | 53860.8283 | 56770.8809 | 60871.7832 | 65267.8481 | 69749.4919 | 73919.8642 | 78854.9587 | 83826.6466 | 89268.2335 | 95423.5139
Scenario 1: Reference | SDG&E | Com | FoodServ | Com ¦ ENERGY STAR Fryer - Fuel Sub - Panel Upgrade | Com - Grocery | Fuel Substitution | 15048299.8531 | 15829893.3401 | 16690839.3995 | 17624674.4116 | 18562890.382 | 19489548.9603 | 20572393.758 | 21795946.5042 | 23123823.4849 | 24571679.354 | 26037665.4972 | 27651215.6883 | 29368407.1972
Scenario 1: Reference | SDG&E | Com | FoodServ | Com ¦ ENERGY STAR Steamer - Gas - Panel Upgrade | Com - Grocery | Energy Efficiency | 13202.6684 | 14078.9701 | 14940.9269 | 15980.8831 | 16847.2759 | 18067.459 | 19375.7226 | 20709.9088 | 21952.1829 | 23422.0722 | 24903.4129 | 26524.9567 | 28359.2156
Scenario 1: Reference | SDG&E | Com | FoodServ | Com ¦ ENERGY STAR Steamer - Fuel Sub - Panel Upgrade | Com - Grocery | Fuel Substitution | 1292021.6755 | 1353593.9778 | 1420030.1395 | 1491165.3975 | 1564011.4719 | 1637947.381 | 1720632.6204 | 1811483.5274 | 1908973.6121 | 2013931.0324 | 2121897.108 | 2238844.345 | 2362948.8687
Scenario 1: Reference | SDG&E | Com | FoodServ | Com ¦ ENERGY STAR Convection Oven - Gas - Panel Upgrade | Com - Grocery | Energy Efficiency | 18467.1036 | 19692.8222 | 20898.4759 | 22353.1044 | 23564.9629 | 25271.6821 | 27101.603 | 28967.783 | 30705.4018 | 32761.395 | 34833.4059 | 37101.5246 | 39667.1763
Scenario 1: Reference | SDG&E | Com | FoodServ | Com ¦ ENERGY STAR Convection Oven - Fuel Sub - Panel Upgrade | Com - Grocery | Fuel Substitution | 2489839.8722 | 2621054.8648 | 2766066.8088 | 2923672.6269 | 3081546.2179 | 3236794.4955 | 3419480.9054 | 3626789.232 | 3852152.506 | 4098337.5809 | 4347025.1558 | 4621391.3479 | 4913501.9775
Scenario 1: Reference | SDG&E | Com | FoodServ | Com ¦ ENERGY STAR Griddle - Gas - Panel Upgrade | Com - Grocery | Energy Efficiency | 21866.0021 | 23317.316 | 24744.8721 | 26467.2273 | 27902.1301 | 29922.9735 | 32089.6942 | 34299.3475 | 36356.7776 | 38791.1795 | 41244.5471 | 43930.1165 | 46967.9803
Scenario 1: Reference | SDG&E | Com | FoodServ | Com ¦ ENERGY STAR Griddle - Fuel Sub - Panel Upgrade | Com - Grocery | Fuel Substitution | 3499308.8596 | 3689559.8382 | 3901257.4114 | 4132299.1901 | 4362309.6033 | 4586434.25 | 4854036.9782 | 5160373.7254 | 5494530.2858 | 5860939.4465 | 6229334.2399 | 6637708.9241 | 7072858.7197
Scenario 1: Reference | SDG&E | Com | FoodServ | Com ¦ ENERGY STAR Combination Oven - Gas - Panel Upgrade | Com - Grocery | Energy Efficiency | 482.0131 | 514.0057 | 545.4747 | 583.4422 | 615.0732 | 659.6205 | 707.3836 | 756.0931 | 801.447 | 855.1108 | 909.1927 | 968.3933 | 1035.3598
Scenario 1: Reference | SDG&E | Com | FoodServ | Com ¦ ENERGY STAR Combination Oven - Fuel Sub - Panel Upgrade | Com - Grocery | Fuel Substitution | 54119.4488 | 57404.1956 | 61141.2226 | 65273.8746 | 69308.0034 | 73122.2891 | 77897.3307 | 83513.65 | 89703.6268 | 96567.7362 | 103372.7227 | 111024.2212 | 119197.5388
Scenario 1: Reference | SDG&E | Com | Lighting | Com ¦ LED Fixtures and Retrofit Kits - 140 lpw | Com - Grocery | Energy Efficiency | 587679.7329 | 603028.8111 | 614927.9628 | 623219.6227 | 633914.6845 | 647273.7042 | 650099.7214 | 646789.9526 | 641629.2069 | 632437.9255 | 629366.0211 | 620788.0506 | 609747.2145
Scenario 1: Reference | PG&E | Com | AppPlug | Com ¦ Ozone Laundry System Retrofit | Com - Health | Energy Efficiency | 100813155.8423 | 105633659.0166 | 110946908.3341 | 116205523.3581 | 121885976.5709 | 119472213.803 | 145720125.3174 | 137599392.9287 | 144410281.9878 | 151504742.4627 | 158891534.4372 | 167093888.2053 | 175790480.9714
Scenario 1: Reference | PG&E | Com | AppPlug | Com ¦ Com Modulating Dryer Valve | Com - Health | Energy Efficiency | 43986114.0354 | 46083632.0352 | 48280475.6403 | 50592527.9551 | 53028773.3962 | 54234763.1566 | 56881626.0141 | 59679312.6608 | 62636014.8336 | 65762209.3555 | 69070025.134 | 72574156.9624 | 76289731.7893
Scenario 1: Reference | PG&E | Com | BldgEnv | Com ¦ Com Wall Insulation (R13) - Marine | Com - Health | Energy Efficiency | 1487001.5969 | 1555961.6398 | 1627907.5873 | 1703467.6022 | 1784289.5596 | 1871557.8562 | 1963323.8853 | 2060113.0009 | 2162355.8498 | 2270577.4781 | 2385082.9842 | 2505441.3327 | 2633054.3232
Scenario 1: Reference | PG&E | Com | BldgEnv | Com ¦ Com Wall Insulation (R14) - Marine | Com - Health | Energy Efficiency | 3696.1866 | 3865.7229 | 4318.3982 | 4454.733 | 4752.4387 | 5076.8553 | 5401.8436 | 5733.126 | 6013.7392 | 6197.8372 | 6279.5731 | 6697.486 | 7160.7103
Scenario 1: Reference | PG&E | Com | BldgEnv | Com ¦ Com Wall Insulation (R14) - Hot-Dry | Com - Health | Energy Efficiency | 1480425.6671 | 1542805.5259 | 1606683.3495 | 1672593.7425 | 1746270.3769 | 1831139.2091 | 1919144.6386 | 2011211.3708 | 2107898.8432 | 2210035.0757 | 2317682.2706 | 2428511.764 | 2546028.9676
Scenario 1: Reference | PG&E | Com | BldgEnv | Com ¦ Com Wall Insulation (R14) - Cold | Com - Health | Energy Efficiency | 6873.7852 | 7191.3092 | 7523.4793 | 7870.6376 | 8243.2517 | 8436.5024 | 8850.1627 | 9285.0239 | 9745.1893 | 10231.752 | 10745.9501 | 11287.6182 | 11861.9321
Scenario 1: Reference | PG&E | Com | HVAC | Com ¦ Small Unitary AC (SEER 18) - Marine | Com - Health | Energy Efficiency | 11378728.0391 | 11718895.2193 | 12036398.2603 | 12314706.1258 | 12658496.1084 | 13141086.9163 | 13585667.7131 | 14025836.296 | 14470471.0109 | 14927955.2001 | 15440793.2473 | 15935074.9146 | 16450750.6972
Scenario 1: Reference | PG&E | Com | HVAC | Com ¦ Small Unitary AC (SEER 18) - Hot-Dry | Com - Health | Energy Efficiency | 10523435.0649 | 10828687.2933 | 11110171.7035 | 11352929.5673 | 11657216.9758 | 12094121.6479 | 12492525.0202 | 12884800.1807 | 13279522.7063 | 13684756.3864 | 14141491.741 | 14577230.2847 | 15031027.2034
Scenario 1: Reference | PG&E | Com | HVAC | Com ¦ Small Unitary AC (SEER 18) - Cold | Com - Health | Energy Efficiency | 39761.5865 | 41195.8436 | 42624.6698 | 43981.635 | 45541.9451 | 47475.6127 | 49364.4436 | 51291.6626 | 53278.7139 | 55346.7308 | 57600.0674 | 59889.3397 | 62298.7682
Scenario 1: Reference | PG&E | Com | HVAC | Com ¦ Ductless Mini Split Heat Pump (SEER 18) - Hot-Dry | Com - Health | Energy Efficiency | 724589.0261 | 743288.5706 | 759315.914 | 771966.9756 | 789622.4933 | 815186.7723 | 834801.3733 | 852177.0929 | 868270.8489 | 883396.0822 | 903369.4119 | 919027.5039 | 934386.3666
Scenario 1: Reference | PG&E | Com | HVAC | Com ¦ Ductless Mini Split Heat Pump (SEER 18) - Marine | Com - Health | Energy Efficiency | 873377.3586 | 895916.6992 | 915235.1242 | 930483.9762 | 951764.9076 | 982578.5988 | 1006220.8951 | 1027164.5742 | 1046563.0492 | 1064794.1235 | 1088868.8104 | 1107742.1614 | 1126254.8389
Scenario 1: Reference | PG&E | Com | HVAC | Com ¦ Ductless Mini Split Heat Pump (SEER 18) - Cold | Com - Health | Energy Efficiency | 1930.7957 | 1980.624 | 2023.3316 | 2057.0426 | 2104.0889 | 2172.2094 | 2224.476 | 2270.7767 | 2313.6614 | 2353.9652 | 2407.1877 | 2448.9114 | 2489.8379
Scenario 1: Reference | PG&E | Com | HVAC | Com ¦ HVAC Energy Management System (Elec SC and Gas SH) - Marine | Com - Health | Energy Efficiency | 8378499.24 | 8720456.2745 | 9087660.8471 | 9433295.1248 | 9836199.9563 | 10310152.524 | 10799023.8398 | 11303025.1592 | 11823069.4379 | 12361157.3742 | 12940417.2558 | 13552585.217 | 14199903.6339
Scenario 1: Reference | PG&E | Com | HVAC | Com ¦ HVAC Energy Management System (Elec SC and Gas SH) - Hot-Dry | Com - Health | Energy Efficiency | 6181825.4928 | 6432302.1154 | 6700816.5091 | 6952930.1839 | 7247926.9424 | 7596730.4342 | 7956168.9613 | 8326332.6762 | 8708020.352 | 9102827.8427 | 9528496.3424 | 9977371.6959 | 10451904.9212
Scenario 1: Reference | PG&E | Com | HVAC | Com ¦ HVAC Energy Management System (Elec SC and Gas SH) - Cold | Com - Health | Energy Efficiency | 20316.5244 | 21166.7813 | 22077.2777 | 22946.7723 | 23944.6262 | 24562.7328 | 25735.0522 | 26897.0976 | 28148.1208 | 29445.9631 | 30837.0375 | 32321.0028 | 33887.2317
Scenario 1: Reference | PG&E | Com | HVAC | Com ¦ HVAC Fan Variable Frequency Drive (VFD) - Marine | Com - Health | Energy Efficiency | 951029.8662 | 954760.8354 | 947800.3386 | 931685.7118 | 933276.2931 | 969846.694 | 1001253.1497 | 1026016.5917 | 1047037.7101 | 1067112.1456 | 1102041.3401 | 1117971.6412 | 1132500.5927
Scenario 1: Reference | PG&E | Com | HVAC | Com ¦ HVAC Fan Variable Frequency Drive (VFD) - Hot-Dry | Com - Health | Energy Efficiency | 729682.1111 | 730838.407 | 723262.4179 | 708183.9942 | 707301.7878 | 734568.2514 | 757532.647 | 774990.9665 | 789277.9653 | 802642.1128 | 827842.9123 | 837509.3529 | 845850.2851
Scenario 1: Reference | PG&E | Com | HVAC | Com ¦ HVAC Fan Variable Frequency Drive (VFD) - Cold | Com - Health | Energy Efficiency | 1501.2242 | 0 | 0 | 0 | 0 | 0 | 0 | 0 | 0 | 0 | 0 | 0 | 0
Scenario 1: Reference | PG&E | Com | HVAC | Com ¦ Large Packaged Heat Pump (IEER 14.0) - Fuel Sub - ZEAS 2030 - Marine | Com - Health | Fuel Substitution | 3029396.4837 | 3224429.2773 | 3439813.3324 | 3674712.0748 | 3915241.5802 | 0 | 0 | 0 | 0 | 0 | 0 | 0 | 0
Scenario 1: Reference | PG&E | Com | HVAC | Com ¦ Large Packaged Heat Pump (IEER 14.0) - Fuel Sub - ZEAS 2030 - Hot-Dry | Com - Health | Fuel Substitution | 2688944.0624 | 2860381.8682 | 3049609.2299 | 3255904.0087 | 3467186.4464 | 0 | 0 | 0 | 0 | 0 | 0 | 0 | 0
Scenario 1: Reference | PG&E | Com | HVAC | Com ¦ Large Packaged Heat Pump (IEER 14.0) - Fuel Sub - ZEAS 2030 - Cold | Com - Health | Fuel Substitution | 17105.1065 | 18197.2888 | 19410.2319 | 20737.7269 | 22090.1803 | 0 | 0 | 0 | 0 | 0 | 0 | 0 | 0
Scenario 1: Reference | PG&E | Com | HVAC | Com ¦ Large Packaged Heat Pump (IEER 14.0) - Fuel Sub - Panel Upgrade - ZEAS 2030 - Marine | Com - Health | Fuel Substitution | 692220.8181 | 736786.0511 | 786001.5723 | 839676.2235 | 894637.511 | 0 | 0 | 0 | 0 | 0 | 0 | 0 | 0
Scenario 1: Reference | PG&E | Com | HVAC | Com ¦ Large Packaged Heat Pump (IEER 14.0) - Fuel Sub - Panel Upgrade - ZEAS 2030 - Hot-Dry | Com - Health | Fuel Substitution | 614427.0216 | 653600.7709 | 696839.4555 | 743978.0659 | 792256.3624 | 0 | 0 | 0 | 0 | 0 | 0 | 0 | 0
Scenario 1: Reference | PG&E | Com | HVAC | Com ¦ Large Packaged Heat Pump (IEER 14.0) - Fuel Sub - Panel Upgrade - ZEAS 2030 - Cold | Com - Health | Fuel Substitution | 3908.5379 | 4158.1029 | 4435.2618 | 4738.5961 | 5047.6333 | 0 | 0 | 0 | 0 | 0 | 0 | 0 | 0
Scenario 1: Reference | PG&E | Com | HVAC | Com ¦ Small Packaged Heat Pump (SEER 16) - Fuel Sub - ZEAS 2030 - Hot-Dry | Com - Health | Fuel Substitution | 0 | 0 | 0 | 0 | 0 | 464528.6655 | 475976.2315 | 486018.3897 | 495341.6638 | 504200.0857 | 516255.4169 | 525134.093 | 533785.5089
Scenario 1: Reference | PG&E | Com | HVAC | Com ¦ Small Packaged Heat Pump (SEER 16) - Fuel Sub - ZEAS 2030 - Cold | Com - Health | Fuel Substitution | 0 | 0 | 0 | 0 | 0 | 1333.7009 | 1366.5002 | 1395.2922 | 1422.0355 | 1447.4549 | 1481.9976 | 1507.4797 | 1532.3159
Scenario 1: Reference | PG&E | Com | HVAC | Com ¦ Small Packaged Heat Pump (SEER 17) - Fuel Sub - ZEAS 2030 - Marine | Com - Health | Fuel Substitution | 0 | 0 | 0 | 0 | 0 | 0 | 0 | 0 | 0 | 0 | 0 | 0 | 0
Scenario 1: Reference | PG&E | Com | HVAC | Com ¦ Small Packaged Heat Pump (SEER 18) - Fuel Sub - ZEAS 2030 - Marine | Com - Health | Fuel Substitution | 1567896.0985 | 1640609.1529 | 1715705.964 | 1793864.7506 | 1878025.369 | 0 | 0 | 0 | 0 | 0 | 0 | 0 | 0
Scenario 1: Reference | PG&E | Com | HVAC | Com ¦ Small Packaged Heat Pump (SEER 18) - Fuel Sub - ZEAS 2030 - Hot-Dry | Com - Health | Fuel Substitution | 1390114.9107 | 1454050.524 | 1519977.3616 | 1588510.8469 | 1662394.7346 | 0 | 0 | 0 | 0 | 0 | 0 | 0 | 0
Scenario 1: Reference | PG&E | Com | HVAC | Com ¦ Small Packaged Heat Pump (SEER 18) - Fuel Sub - ZEAS 2030 - Cold | Com - Health | Fuel Substitution | 6830.1853 | 7179.7026 | 7551.0429 | 7945.4399 | 8360.5672 | 0 | 0 | 0 | 0 | 0 | 0 | 0 | 0
Scenario 1: Reference | PG&E | Com | HVAC | Com ¦ Small Packaged Heat Pump (SEER 16) - Fuel Sub - Panel Upgrade - ZEAS 2030 - Hot-Dry | Com - Health | Fuel Substitution | 0 | 0 | 0 | 0 | 0 | 106145.3707 | 108761.1536 | 111055.7991 | 113186.1787 | 115210.339 | 117964.997 | 119993.7854 | 121970.6445
Scenario 1: Reference | PG&E | Com | HVAC | Com ¦ Small Packaged Heat Pump (SEER 16) - Fuel Sub - Panel Upgrade - ZEAS 2030 - Cold | Com - Health | Fuel Substitution | 0 | 0 | 0 | 0 | 0 | 304.7523 | 312.247 | 318.826 | 324.9368 | 330.7452 | 338.6383 | 344.461 | 350.1361
Scenario 1: Reference | PG&E | Com | HVAC | Com ¦ Small Packaged Heat Pump (SEER 17) - Fuel Sub - Panel Upgrade - ZEAS 2030 - Marine | Com - Health | Fuel Substitution | 0 | 0 | 0 | 0 | 0 | 0 | 0 | 0 | 0 | 0 | 0 | 0 | 0
Scenario 1: Reference | PG&E | Com | HVAC | Com ¦ Small Packaged Heat Pump (SEER 18) - Fuel Sub - Panel Upgrade - ZEAS 2030 - Marine | Com - Health | Fuel Substitution | 358266.1847 | 374881.2069 | 392040.9205 | 409900.2993 | 429131.104 | 0 | 0 | 0 | 0 | 0 | 0 | 0 | 0
Scenario 1: Reference | PG&E | Com | HVAC | Com ¦ Small Packaged Heat Pump (SEER 18) - Fuel Sub - Panel Upgrade - ZEAS 2030 - Hot-Dry | Com - Health | Fuel Substitution | 317642.9649 | 332252.331 | 347316.6944 | 362976.68 | 379859.2391 | 0 | 0 | 0 | 0 | 0 | 0 | 0 | 0
Scenario 1: Reference | PG&E | Com | HVAC | Com ¦ Small Packaged Heat Pump (SEER 18) - Fuel Sub - Panel Upgrade - ZEAS 2030 - Cold | Com - Health | Fuel Substitution | 1560.7057 | 1640.5709 | 1725.4226 | 1815.5428 | 1910.3999 | 0 | 0 | 0 | 0 | 0 | 0 | 0 | 0
Scenario 1: Reference | PG&E | Com | HVAC | Com ¦ Efficient Hot Water Boilers (94% eff.) - ZEAS 2030 - Marine | Com - Health | Energy Efficiency | 1588836.9753 | 1668472.6829 | 1754146.3444 | 1842863.5588 | 1937601.3465 | 0 | 0 | 0 | 0 | 0 | 0 | 0 | 0
Scenario 1: Reference | PG&E | Com | HVAC | Com ¦ Efficient Hot Water Boilers (94% eff.) - ZEAS 2030 - Hot-Dry | Com - Health | Energy Efficiency | 1069137.5141 | 1122724.8385 | 1180375.1368 | 1240073.4593 | 1303823.06 | 0 | 0 | 0 | 0 | 0 | 0 | 0 | 0
Scenario 1: Reference | PG&E | Com | HVAC | Com ¦ Efficient Hot Water Boilers (94% eff.) - ZEAS 2030 - Cold | Com - Health | Energy Efficiency | 2547.1729 | 2674.8423 | 2812.1916 | 2954.4202 | 3106.3008 | 0 | 0 | 0 | 0 | 0 | 0 | 0 | 0
Scenario 1: Reference | PG&E | Com | WaterHeat | Com ¦ Com Heat Pump Water Heater (3.3 UEF - 50 Gal) - Marine | Com - Health | Energy Efficiency | 9230747.8323 | 9610873.1379 | 9985772.3782 | 10337187.8688 | 10758176.3136 | 11227002.5641 | 11577603.4851 | 11869463.3269 | 12125316.2651 | 12358015.8612 | 12694122.6852 | 12988345.7118 | 13266798.4195
Scenario 1: Reference | PG&E | Com | WaterHeat | Com ¦ Com Heat Pump Water Heater (3.3 UEF - 50 Gal) - Hot-Dry | Com - Health | Energy Efficiency | 6806244.9599 | 7086746.798 | 7363378.7719 | 7622681.053 | 7933342.1386 | 8279319.3417 | 8538008.1757 | 8753325.9264 | 8942058.8302 | 9113697.723 | 9361682.6902 | 9578733.7239 | 9784138.15
Scenario 1: Reference | PG&E | Com | WaterHeat | Com ¦ Com Heat Pump Water Heater (3.3 UEF - 50 Gal) - Cold | Com - Health | Energy Efficiency | 20617.6426 | 21466.6449 | 22303.9774 | 23088.8595 | 24029.1279 | 25076.2382 | 25859.3032 | 26511.1756 | 27082.6299 | 27602.3732 | 28353.0674 | 29010.2198 | 29632.1511
Scenario 1: Reference | PG&E | Com | WaterHeat | Com ¦ Com Hot Water Tank Insulation - Marine | Com - Health | Energy Efficiency | 51958.3516 | 54436.4448 | 57025.5623 | 59749.4479 | 62618.3582 | 64031.8149 | 67145.1205 | 70435.1615 | 73912.6137 | 77588.683 | 81474.5116 | 85588.8913 | 89952.0548
Scenario 1: Reference | PG&E | Com | WaterHeat | Com ¦ Com Hot Water Tank Insulation - Hot-Dry | Com - Health | Energy Efficiency | 36611.9317 | 38358.0952 | 40182.4909 | 42101.8496 | 44123.3985 | 45119.3766 | 47313.1362 | 49631.4306 | 52081.7825 | 54672.0878 | 57410.198 | 60309.3544 | 63383.8138
Scenario 1: Reference | PG&E | Com | WaterHeat | Com ¦ Com Hot Water Tank Insulation - Cold | Com - Health | Energy Efficiency | 74.7105 | 78.2737 | 81.9965 | 85.9132 | 90.0384 | 92.0708 | 96.5474 | 101.2781 | 106.2783 | 111.5641 | 117.1515 | 123.0675 | 129.3413
Scenario 1: Reference | PG&E | Com | WaterHeat | Com ¦ Faucet Aerators (Elec WH) - Marine | Com - Health | Energy Efficiency | 0 | 0 | 0 | 0 | 0 | 0 | 0 | 0 | 0 | 0 | 0 | 0 | 0
Scenario 1: Reference | PG&E | Com | WaterHeat | Com ¦ Faucet Aerators (Elec WH) - Hot-Dry | Com - Health | Energy Efficiency | 0 | 0 | 0 | 0 | 0 | 0 | 0 | 0 | 0 | 0 | 0 | 0 | 0
Scenario 1: Reference | PG&E | Com | WaterHeat | Com ¦ Faucet Aerators (Elec WH) - Cold | Com - Health | Energy Efficiency | 0 | 0 | 0 | 0 | 0 | 0 | 0 | 0 | 0 | 0 | 0 | 0 | 0
Scenario 1: Reference | PG&E | Com | WaterHeat | Com ¦ Low-flow Pre-Rinse Spray Valve - Marine | Com - Health | Energy Efficiency | 9502.9187 | 9957.3964 | 10443.4056 | 10943.9334 | 11476.5992 | 11562.6978 | 12830.6845 | 12940.7148 | 13585.301 | 14263.8624 | 14978.2718 | 15748.1006 | 16564.2093
Scenario 1: Reference | PG&E | Com | WaterHeat | Com ¦ Low-flow Pre-Rinse Spray Valve - Hot-Dry | Com - Health | Energy Efficiency | 6567.6311 | 6881.7285 | 7217.6178 | 7563.5412 | 7931.6758 | 7991.18 | 8867.5075 | 8943.5513 | 9389.036 | 9858.0015 | 10351.7421 | 10883.7841 | 11447.8109
Scenario 1: Reference | PG&E | Com | WaterHeat | Com ¦ Low-flow Pre-Rinse Spray Valve - Cold | Com - Health | Energy Efficiency | 14.2493 | 14.9308 | 15.6596 | 16.4101 | 17.2088 | 17.3379 | 19.2392 | 19.4042 | 20.3708 | 21.3882 | 22.4595 | 23.6138 | 24.8375
Scenario 1: Reference | PG&E | Com | WaterHeat | Com ¦ Com Hot Water Pipe Insulation - Marine | Com - Health | Energy Efficiency | 10011034.5806 | 10488567.9453 | 10988956.2983 | 11515653.4691 | 12070797.7031 | 12345987.6158 | 12949296.0135 | 13586953.3768 | 14260854.927 | 14973568.4952 | 15727852.9473 | 16526959.5629 | 17374242.2467
Scenario 1: Reference | PG&E | Com | WaterHeat | Com ¦ Com Hot Water Pipe Insulation - Hot-Dry | Com - Health | Energy Efficiency | 5983684.524 | 6269110.4689 | 6568197.0438 | 6883008.6334 | 7214823.286 | 7379306.7476 | 7739909.5498 | 8121043.0346 | 8523839.9927 | 8949835.2396 | 9400677.7741 | 9878310.9148 | 10384739.3206
Scenario 1: Reference | PG&E | Com | WaterHeat | Com ¦ Com Hot Water Pipe Insulation - Cold | Com - Health | Energy Efficiency | 12578.3631 | 13178.3599 | 13807.0728 | 14468.8414 | 15166.3523 | 15512.1146 | 16270.1413 | 17071.3259 | 17918.0494 | 18813.5383 | 19761.2589 | 20765.2963 | 21829.8645
Scenario 1: Reference | PG&E | Com | WaterHeat | Com ¦ Com Efficient Tankless Gas Water Heater (0.87 UEF - High Draw) - ZEAS 2030 - Marine | Com - Health | Energy Efficiency | 139047.8584 | 145577.2216 | 162810.3925 | 168148.3747 | 179560.2079 | 0 | 0 | 0 | 0 | 0 | 0 | 0 | 0
Scenario 1: Reference | PG&E | Com | WaterHeat | Com ¦ Com Efficient Tankless Gas Water Heater (0.87 UEF - High Draw) - ZEAS 2030 - Hot-Dry | Com - Health | Energy Efficiency | 103865.97 | 108743.2318 | 121616.0046 | 125603.3023 | 134127.6438 | 0 | 0 | 0 | 0 | 0 | 0 | 0 | 0
Scenario 1: Reference | PG&E | Com | WaterHeat | Com ¦ Com Efficient Tankless Gas Water Heater (0.87 UEF - High Draw) - ZEAS 2030 - Cold | Com - Health | Energy Efficiency | 614.089 | 646.5094 | 722.205 | 749.6122 | 800.5385 | 0 | 0 | 0 | 0 | 0 | 0 | 0 | 0
Scenario 1: Reference | PG&E | Com | WaterHeat | Com ¦ Com Heat Pump Water Heater (3.75 UEF - 50 Gal) - Fuel Sub - ZEAS 2030 - Marine | Com - Health | Fuel Substitution | 31061017.9017 | 32737835.6767 | 34574748.4723 | 36577404.0725 | 38611516.2937 | 25380770.7937 | 26167883.9217 | 26823346.1097 | 27402682.4849 | 27937779.2996 | 28714158.9361 | 29373850.0827 | 29996671.1963
Scenario 1: Reference | PG&E | Com | WaterHeat | Com ¦ Com Heat Pump Water Heater (3.75 UEF - 50 Gal) - Fuel Sub - ZEAS 2030 - Hot-Dry | Com - Health | Fuel Substitution | 23008312.0087 | 24253248.588 | 25618017.4838 | 27106774.9097 | 28617832.3789 | 18714709.0762 | 19295382.8703 | 19778873.1672 | 20206165.6802 | 20600797.1145 | 21173525.3729 | 21660114.2733 | 22119481.6144
Scenario 1: Reference | PG&E | Com | WaterHeat | Com ¦ Com Heat Pump Water Heater (3.75 UEF - 50 Gal) - Fuel Sub - ZEAS 2030 - Cold | Com - Health | Fuel Substitution | 137058.2806 | 144511.0884 | 152710.8459 | 161681.1603 | 170750.7221 | 109364.0696 | 112742.0126 | 115557.8548 | 118048.7821 | 120351.0045 | 123684.1657 | 126519.1576 | 129196.9379
Scenario 1: Reference | PG&E | Com | WaterHeat | Com ¦ Com Efficient Tankless Gas Water Heater (0.87 UEF - High Draw) - Panel Upgrade - ZEAS 2030 - Marine | Com - Health | Energy Efficiency | 115363.8825 | 120781.1014 | 135078.9521 | 139507.7175 | 148975.7769 | 0 | 0 | 0 | 0 | 0 | 0 | 0 | 0
Scenario 1: Reference | PG&E | Com | WaterHeat | Com ¦ Com Efficient Tankless Gas Water Heater (0.87 UEF - High Draw) - Panel Upgrade - ZEAS 2030 - Hot-Dry | Com - Health | Energy Efficiency | 86174.5135 | 90221.033 | 100901.1907 | 104209.3332 | 111281.7265 | 0 | 0 | 0 | 0 | 0 | 0 | 0 | 0
Scenario 1: Reference | PG&E | Com | WaterHeat | Com ¦ Com Efficient Tankless Gas Water Heater (0.87 UEF - High Draw) - Panel Upgrade - ZEAS 2030 - Cold | Com - Health | Energy Efficiency | 509.4914 | 536.3897 | 599.1921 | 621.931 | 664.183 | 0 | 0 | 0 | 0 | 0 | 0 | 0 | 0
Scenario 1: Reference | PG&E | Com | WaterHeat | Com ¦ Com Heat Pump Water Heater (3.75 UEF - 50 Gal) - Fuel Sub - Panel Upgrade - ZEAS 2030 - Marine | Com - Health | Fuel Substitution | 25770404.9624 | 27161610.9186 | 28685642.9633 | 30347186.8954 | 32034829.4525 | 21057672.4717 | 21710716.8801 | 22254534.4097 | 22735192.6111 | 23179146.5618 | 23823285.7108 | 24370611.8818 | 24887348.0804
Scenario 1: Reference | PG&E | Com | WaterHeat | Com ¦ Com Heat Pump Water Heater (3.75 UEF - 50 Gal) - Fuel Sub - Panel Upgrade - ZEAS 2030 - Hot-Dry | Com - Health | Fuel Substitution | 19089313.8094 | 20122200.7516 | 21254509.0113 | 22489686.8756 | 23743366.4243 | 15527038.8489 | 16008806.6671 | 16409944.2211 | 16764456.1413 | 17091870.1335 | 17567045.7764 | 17970754.1498 | 18351877.6031
Scenario 1: Reference | PG&E | Com | WaterHeat | Com ¦ Com Heat Pump Water Heater (3.75 UEF - 50 Gal) - Fuel Sub - Panel Upgrade - ZEAS 2030 - Cold | Com - Health | Fuel Substitution | 113713.1889 | 119896.5624 | 126699.6578 | 134142.0615 | 141666.8079 | 90736.1237 | 93538.7028 | 95874.9235 | 97941.572 | 99851.6575 | 102617.0825 | 104969.1912 | 107190.8661
Scenario 1: Reference | PG&E | Com | WaterHeat | Com ¦ Com Heat Pump Water Heater (100+ Gal, 200+ kBtuh - 4.3 COP) - Fuel Sub - ZEAS 2030 - Marine | Com - Health | Fuel Substitution | 11446702.6904 | 12060782.7359 | 12728230.8404 | 13451350.0007 | 14192198.0784 | 0 | 0 | 0 | 0 | 0 | 0 | 0 | 0
Scenario 1: Reference | PG&E | Com | WaterHeat | Com ¦ Com Heat Pump Water Heater (100+ Gal, 200+ kBtuh - 4.3 COP) - Fuel Sub - ZEAS 2030 - Hot-Dry | Com - Health | Fuel Substitution | 8459042.7029 | 8914113.2247 | 9409029.7161 | 9945488.7748 | 10494781.1781 | 0 | 0 | 0 | 0 | 0 | 0 | 0 | 0
Scenario 1: Reference | PG&E | Com | WaterHeat | Com ¦ Com Heat Pump Water Heater (100+ Gal, 200+ kBtuh - 4.3 COP) - Fuel Sub - ZEAS 2030 - Cold | Com - Health | Fuel Substitution | 25435.3843 | 26809.978 | 28308.7783 | 29936.7488 | 31599.0923 | 0 | 0 | 0 | 0 | 0 | 0 | 0 | 0
Scenario 1: Reference | PG&E | Com | WaterHeat | Com ¦ Com Heat Pump Water Heater (100+ Gal, 200+ kBtuh - 4.3 COP) - Fuel Sub - Panel Upgrade - ZEAS 2030 - Marine | Com - Health | Fuel Substitution | 9496989.5948 | 10006473.5885 | 10560235.4775 | 11160185.9896 | 11774845.6584 | 0 | 0 | 0 | 0 | 0 | 0 | 0 | 0
Scenario 1: Reference | PG&E | Com | WaterHeat | Com ¦ Com Heat Pump Water Heater (100+ Gal, 200+ kBtuh - 4.3 COP) - Fuel Sub - Panel Upgrade - ZEAS 2030 - Hot-Dry | Com - Health | Fuel Substitution | 7018216.748 | 7395775.2579 | 7806392.7864 | 8251476.9505 | 8707208.5599 | 0 | 0 | 0 | 0 | 0 | 0 | 0 | 0
Scenario 1: Reference | PG&E | Com | WaterHeat | Com ¦ Com Heat Pump Water Heater (100+ Gal, 200+ kBtuh - 4.3 COP) - Fuel Sub - Panel Upgrade - ZEAS 2030 - Cold | Com - Health | Fuel Substitution | 21102.9837 | 22243.4433 | 23486.9534 | 24837.6323 | 26216.8293 | 0 | 0 | 0 | 0 | 0 | 0 | 0 | 0
Scenario 1: Reference | PG&E | Com | WaterHeat | Com ¦ Efficient Gas Water Heating Boiler (0.92 UEF) - ZEAS 2030 - Marine | Com - Health | Energy Efficiency | 11395084.715 | 11966065.7994 | 12580299.2164 | 13216314.6211 | 13895524.5786 | 0 | 0 | 0 | 0 | 0 | 0 | 0 | 0
Scenario 1: Reference | PG&E | Com | WaterHeat | Com ¦ Efficient Gas Water Heating Boiler (0.92 UEF) - ZEAS 2030 - Hot-Dry | Com - Health | Energy Efficiency | 8059673.8298 | 8463525.0656 | 8897968.3496 | 9347817.8442 | 9828218.6008 | 0 | 0 | 0 | 0 | 0 | 0 | 0 | 0
Scenario 1: Reference | PG&E | Com | WaterHeat | Com ¦ Efficient Gas Water Heating Boiler (0.92 UEF) - ZEAS 2030 - Cold | Com - Health | Energy Efficiency | 16635.0486 | 17468.5925 | 18365.2782 | 19293.7623 | 20285.3038 | 0 | 0 | 0 | 0 | 0 | 0 | 0 | 0
Scenario 1: Reference | PG&E | Com | ComRefrig | Com ¦ ENERGY STAR ULT Freezer - Hot-Dry | Com - Health | Energy Efficiency | 0 | 0 | 0 | 0 | 0 | 0 | 0 | 0 | 0 | 0 | 0 | 0 | 0
Scenario 1: Reference | PG&E | Com | FoodServ | Com ¦ ENERGY STAR Dishwasher - Tier 1 | Com - Health | Energy Efficiency | 0 | 0 | 0 | 0 | 0 | 0 | 0 | 0 | 0 | 0 | 0 | 0 | 0
Scenario 1: Reference | PG&E | Com | FoodServ | Com ¦ ENERGY STAR Dishwasher - Tier 2 | Com - Health | Energy Efficiency | 629910.9874 | 659043.3567 | 689781.8476 | 720836.4961 | 754540.8217 | 790742.8098 | 827439.2388 | 865521.255 | 905146.568 | 946500.117 | 991105.1874 | 1038175.2634 | 1087781.9979
Scenario 1: Reference | PG&E | Com | FoodServ | Com ¦ ENERGY STAR Combination Oven - Electric | Com - Health | Energy Efficiency | 326937.2373 | 338808.4714 | 349995.0136 | 360412.1541 | 373629.6019 | 389749.0948 | 402185.9199 | 412712.3182 | 421541.9858 | 429489.0506 | 440755.118 | 450073.6244 | 458956.1561
Scenario 1: Reference | PG&E | Com | FoodServ | Com ¦ ENERGY STAR Steamer - Electric | Com - Health | Energy Efficiency | 0 | 0 | 0 | 0 | 524079.3782 | 546689.7222 | 564134.4951 | 578899.568 | 591284.686 | 602431.8026 | 618234.3878 | 631305.1857 | 643764.4547
Scenario 1: Reference | PG&E | Com | FoodServ | Com ¦ ENERGY STAR Conveyor Broiler - Gas | Com - Health | Energy Efficiency | 147923.6446 | 154810.6721 | 162100.8884 | 169527.6194 | 177622.1441 | 186351.8687 | 195223.97 | 204407.8196 | 213922.4799 | 223841.7284 | 234522.1453 | 245806.8479 | 257713.7133
Scenario 1: Reference | PG&E | Com | FoodServ | Com ¦ ENERGY STAR Conveyor Oven - Gas | Com - Health | Energy Efficiency | 562972.7406 | 590418.9606 | 619890.3028 | 650335.3532 | 682800.5846 | 688770.5459 | 765272.8554 | 772844.9351 | 812422.4891 | 854143.5999 | 898126.1162 | 945548.7782 | 995871.4761
Scenario 1: Reference | PG&E | Com | FoodServ | Com ¦ ENERGY STAR Convection Oven - Electric | Com - Health | Energy Efficiency | 1703637.2905 | 1786550.4078 | 1875798.0428 | 1967767.3323 | 2066006.4384 | 2169953.499 | 2279829.8343 | 2396086.0234 | 2518757.5022 | 2647995.3128 | 2784243.1849 | 2930973.7303 | 3086813.1684
Scenario 1: Reference | PG&E | Com | FoodServ | Com ¦ High Performance Conveyor Toaster | Com - Health | Energy Efficiency | 377843.9931 | 391563.6737 | 404492.0504 | 416531.2235 | 431806.7342 | 450436.1616 | 464809.5004 | 476974.9435 | 487179.4614 | 496363.948 | 509384.2327 | 520153.7054 | 530419.3187
Scenario 1: Reference | PG&E | Com | FoodServ | Com ¦ ENERGY STAR Rack Oven - Gas | Com - Health | Energy Efficiency | 239975.1051 | 251674.4452 | 264237.0222 | 277214.6562 | 291053.4209 | 293598.2015 | 326208.3946 | 329436.1008 | 346306.5938 | 364090.8082 | 382838.9788 | 403053.5602 | 424504.323
Scenario 1: Reference | PG&E | Com | FoodServ | Com ¦ Electric Deck Oven (60% cooking efficiency) | Com - Health | Energy Efficiency | 28990.966 | 30043.6407 | 31035.6007 | 31959.3344 | 33131.3838 | 34560.7703 | 35663.5984 | 36597.0205 | 37379.9861 | 38084.6873 | 39083.6992 | 39910.0122 | 40697.6655
Scenario 1: Reference | PG&E | Com | FoodServ | Com ¦ Demand Controlled Ventilation (DCV) Exhaust Hood | Com - Health | Energy Efficiency | 164840.3586 | 170692.3132 | 188376.7101 | 191687.9952 | 202181.474 | 214284.9155 | 225450.3954 | 236304.4864 | 244641.1672 | 248748.9671 | 249188.1126 | 262239.325 | 276622.9481
Scenario 1: Reference | PG&E | Com | FoodServ | Com ¦ ENERGY STAR Ice Machine | Com - Health | Energy Efficiency | 43865.3519 | 45483.6593 | 46990.8752 | 48354.1941 | 50161.4961 | 52489.2524 | 54308.972 | 55913.2722 | 57317.2548 | 58540.3331 | 60169.7671 | 61448.0143 | 62652.4954
Scenario 1: Reference | PG&E | Com | FoodServ | Com ¦ ENERGY STAR Griddle - Electric | Com - Health | Energy Efficiency | 56656.6307 | 58713.8577 | 60652.431 | 62457.6707 | 64748.19 | 67541.6196 | 69696.8608 | 71521.0344 | 73051.1728 | 74428.3604 | 76380.715 | 77995.5668 | 79534.8662
Scenario 1: Reference | PG&E | Com | FoodServ | Com ¦ ENERGY STAR Fryer - Tier 1 Gas | Com - Health | Energy Efficiency | 14184.3695 | 14827.7401 | 16556.1675 | 17070.486 | 18198.4578 | 19419.2406 | 20640.2989 | 21883.1047 | 22930.0823 | 23606.5654 | 0 | 0 | 0
Scenario 1: Reference | PG&E | Com | FoodServ | Com ¦ ENERGY STAR Fryer - Tier 2 Gas | Com - Health | Energy Efficiency | 0 | 0 | 0 | 0 | 0 | 0 | 0 | 0 | 0 | 0 | 36252.1061 | 38629.1375 | 41263.6638
Scenario 1: Reference | PG&E | Com | FoodServ | Com ¦ ENERGY STAR Fryer - Fuel Sub | Com - Health | Fuel Substitution | 5502137.2888 | 5810374.6952 | 6151951.4726 | 6522344.9109 | 6893797.4515 | 7265435.5233 | 7704402.3743 | 8195282.3097 | 8737481.18 | 9324857.3814 | 9918185.9739 | 10577196.0418 | 11286675.0756
Scenario 1: Reference | PG&E | Com | FoodServ | Com ¦ ENERGY STAR Steamer - Gas | Com - Health | Energy Efficiency | 14935.446 | 15615.2236 | 17438.3707 | 17983.2558 | 19174.9733 | 20464.9572 | 21755.7241 | 23069.9377 | 24178.1966 | 24896.1524 | 25201.9141 | 26859.4831 | 28696.7606
Scenario 1: Reference | PG&E | Com | FoodServ | Com ¦ ENERGY STAR Steamer - Fuel Sub | Com - Health | Fuel Substitution | 1707268.4608 | 1796860.3346 | 1893964.7855 | 1998065.3044 | 2104897.2593 | 2214494.3377 | 2337772.2859 | 2472472.0567 | 2618704.5881 | 2775714.6233 | 2937472.6645 | 3113785.5592 | 3302507.7022
Scenario 1: Reference | PG&E | Com | FoodServ | Com ¦ ENERGY STAR Convection Oven - Gas | Com - Health | Energy Efficiency | 10494.8635 | 10972.5307 | 12253.6227 | 12636.5034 | 13473.9014 | 14380.3494 | 15287.3475 | 16210.8213 | 16989.5745 | 17494.0689 | 17708.922 | 18873.6652 | 20164.6863
Scenario 1: Reference | PG&E | Com | FoodServ | Com ¦ ENERGY STAR Convection Oven - Fuel Sub | Com - Health | Fuel Substitution | 1617077.4207 | 1708709.5196 | 1810627.3499 | 1921349.109 | 2031968.7461 | 2142177.0881 | 2273413.9188 | 2420714.27 | 2583852.7165 | 2760826.3149 | 2939050.2114 | 3137580.1489 | 3351502.2052
Scenario 1: Reference | PG&E | Com | FoodServ | Com ¦ ENERGY STAR Griddle - Gas | Com - Health | Energy Efficiency | 9892.3097 | 10342.552 | 11550.0912 | 11910.9891 | 12700.3086 | 13554.7137 | 14409.6373 | 15280.0906 | 16014.1323 | 16489.6615 | 16692.1791 | 17790.0495 | 19006.9478
Scenario 1: Reference | PG&E | Com | FoodServ | Com ¦ ENERGY STAR Griddle - Fuel Sub | Com - Health | Fuel Substitution | 1796000.3422 | 1900332.2727 | 2017286.6836 | 2144842.4947 | 2271267.9995 | 2396090.8436 | 2547320.5152 | 2718374.3824 | 2908877.1059 | 3116117.2528 | 3323518.3015 | 3555937.5974 | 3806827.875
Scenario 1: Reference | PG&E | Com | FoodServ | Com ¦ ENERGY STAR Combination Oven - Gas | Com - Health | Energy Efficiency | 212.6139 | 222.2909 | 248.2444 | 256.0011 | 272.9658 | 291.3294 | 309.7042 | 328.4127 | 344.1894 | 354.4098 | 358.7625 | 382.3589 | 408.5135
Scenario 1: Reference | PG&E | Com | FoodServ | Com ¦ ENERGY STAR Combination Oven - Fuel Sub | Com - Health | Fuel Substitution | 26325.8959 | 28002.7521 | 29933.6876 | 32067.4544 | 34126.0682 | 36095.1747 | 38627.1649 | 41564.0024 | 44892.9856 | 48546.3204 | 52131.2811 | 56224.9996 | 60668.7291
Scenario 1: Reference | PG&E | Com | FoodServ | Com ¦ ENERGY STAR Fryer - Tier 1 Gas - Panel Upgrade | Com - Health | Energy Efficiency | 23340.4176 | 24399.0856 | 27243.2173 | 28089.5299 | 29945.6105 | 31954.4118 | 33963.6665 | 36008.7067 | 37731.5111 | 38844.6658 | 0 | 0 | 0
Scenario 1: Reference | PG&E | Com | FoodServ | Com ¦ ENERGY STAR Fryer - Tier 2 Gas - Panel Upgrade | Com - Health | Energy Efficiency | 0 | 0 | 0 | 0 | 0 | 0 | 0 | 0 | 0 | 0 | 59652.9364 | 63564.348 | 67899.4679
Scenario 1: Reference | PG&E | Com | FoodServ | Com ¦ ENERGY STAR Fryer - Fuel Sub - Panel Upgrade | Com - Health | Fuel Substitution | 9053781.4646 | 9560986.9323 | 10123052.4232 | 10732535.8058 | 11343761.944 | 11955293.3742 | 12677614.4889 | 13485358.7213 | 14377548.3967 | 15344077.49 | 16320401.2586 | 17404804.0687 | 18572253.6958
Scenario 1: Reference | PG&E | Com | FoodServ | Com ¦ ENERGY STAR Steamer - Gas - Panel Upgrade | Com - Health | Energy Efficiency | 24576.3159 | 25694.8918 | 28694.8852 | 29591.4949 | 31552.4693 | 33675.1412 | 35799.1015 | 37961.6435 | 39785.2864 | 40966.6847 | 41469.8164 | 44197.3504 | 47220.5954
Scenario 1: Reference | PG&E | Com | FoodServ | Com ¦ ENERGY STAR Steamer - Fuel Sub - Panel Upgrade | Com - Health | Fuel Substitution | 2809314.7688 | 2956738.4342 | 3116524.065 | 3287821.7443 | 3463614.0088 | 3643956.2912 | 3846810.481 | 4068459.3103 | 4309085.3275 | 4567445.7559 | 4833619.0405 | 5123742.3752 | 5434285.1608
Scenario 1: Reference | PG&E | Com | FoodServ | Com ¦ ENERGY STAR Convection Oven - Gas - Panel Upgrade | Com - Health | Energy Efficiency | 17269.3256 | 18055.3283 | 20163.3685 | 20793.3997 | 22171.3404 | 23662.903 | 25155.3708 | 26674.9493 | 27956.3897 | 28786.5366 | 29140.078 | 31056.666 | 33181.0447
Scenario 1: Reference | PG&E | Com | FoodServ | Com ¦ ENERGY STAR Convection Oven - Fuel Sub - Panel Upgrade | Com - Health | Fuel Substitution | 2660905.1738 | 2811686.0349 | 2979392.0943 | 3161585.0418 | 3343609.9474 | 3524958.0656 | 3740908.6178 | 3983291.7353 | 4251736.4806 | 4542947.005 | 4836214.898 | 5162896.4356 | 5514905.7451
Scenario 1: Reference | PG&E | Com | FoodServ | Com ¦ ENERGY STAR Griddle - Gas - Panel Upgrade | Com - Health | Energy Efficiency | 16277.8217 | 17018.6967 | 19005.7056 | 19599.5641 | 20898.3915 | 22304.3172 | 23711.0963 | 25143.4295 | 26351.297 | 27133.7817 | 27467.0248 | 29273.5735 | 31275.9828
Scenario 1: Reference | PG&E | Com | FoodServ | Com ¦ ENERGY STAR Griddle - Fuel Sub - Panel Upgrade | Com - Health | Fuel Substitution | 2955323.3145 | 3127001.782 | 3319450.5745 | 3529343.9993 | 3737377.5019 | 3942773.822 | 4191622.6467 | 4473092.2378 | 4786564.9732 | 5127579.1831 | 5468858.1576 | 5851304.7237 | 6264145.3393
Scenario 1: Reference | PG&E | Com | FoodServ | Com ¦ ENERGY STAR Combination Oven - Gas - Panel Upgrade | Com - Health | Energy Efficiency | 349.8568 | 365.7803 | 408.4868 | 421.2505 | 449.166 | 479.3834 | 509.6191 | 540.404 | 566.3645 | 583.1823 | 590.3447 | 629.1726 | 672.21
Scenario 1: Reference | PG&E | Com | FoodServ | Com ¦ ENERGY STAR Combination Oven - Fuel Sub - Panel Upgrade | Com - Health | Fuel Substitution | 43319.3314 | 46078.6026 | 49255.9622 | 52767.0811 | 56154.5354 | 59394.7054 | 63561.102 | 68393.6759 | 73871.5266 | 79883.0986 | 85782.161 | 92518.3855 | 99830.5542
Scenario 1: Reference | PG&E | Com | Lighting | Com ¦ LED Fixtures and Retrofit Kits - 140 lpw | Com - Health | Energy Efficiency | 2796920.4724 | 2899818.8962 | 2992950.7693 | 3070634.1413 | 3166629.1326 | 3273700.8006 | 3332535.7706 | 3370156.1991 | 3392364.5491 | 3401296.7368 | 3444837.4886 | 3465841.2276 | 3474403.6933
Scenario 1: Reference | SCE | Com | BldgEnv | Com ¦ Com Wall Insulation (R14) - Marine | Com - Health | Energy Efficiency | 14787.6806 | 15677.2609 | 50.9345 | 51.8906 | 54.5073 | 56.8065 | 59.5262 | 60.2217 | 0 | 0 | 0 | 0 | 0
Scenario 1: Reference | SCE | Com | BldgEnv | Com ¦ Com Wall Insulation (R14) - Cold | Com - Health | Energy Efficiency | 1827.0451 | 1936.9543 | 2037.0757 | 2135.7606 | 2287.7409 | 2469.9979 | 2592.5061 | 7.4405 | 0 | 0 | 0 | 0 | 0
Scenario 1: Reference | SCE | Com | HVAC | Com ¦ Small Unitary AC (SEER 16) - Marine | Com - Health | Energy Efficiency | 0 | 0 | 0 | 0 | 3681558.88 | 3830195.6068 | 3927750.5603 | 3973523.8307 | 0 | 0 | 0 | 0 | 0
Scenario 1: Reference | SCE | Com | HVAC | Com ¦ Small Unitary AC (SEER 16) - Hot-Dry | Com - Health | Energy Efficiency | 0 | 0 | 15361846.6883 | 15817626.9274 | 16385714.0176 | 17047259.5687 | 17481452.6974 | 17685178.2773 | 0 | 0 | 0 | 0 | 0
Scenario 1: Reference | SCE | Com | HVAC | Com ¦ Small Unitary AC (SEER 16) - Cold | Com - Health | Energy Efficiency | 193298.8908 | 200861.0952 | 207762.5253 | 213926.7616 | 221609.9009 | 230557.0267 | 0 | 0 | 0 | 0 | 0 | 0 | 0
Scenario 1: Reference | SCE | Com | HVAC | Com ¦ Small Unitary AC (SEER 17) - Marine | Com - Health | Energy Efficiency | 0 | 0 | 0 | 0 | 0 | 0 | 0 | 0 | 0 | 0 | 0 | 0 | 0
Scenario 1: Reference | SCE | Com | HVAC | Com ¦ Small Unitary AC (SEER 17) - Hot-Dry | Com - Health | Energy Efficiency | 0 | 0 | 0 | 0 | 0 | 0 | 0 | 0 | 0 | 0 | 0 | 0 | 0
Scenario 1: Reference | SCE | Com | HVAC | Com ¦ Small Unitary AC (SEER 17) - Cold | Com - Health | Energy Efficiency | 0 | 0 | 0 | 0 | 0 | 0 | 248491.4328 | 251387.3054 | 0 | 0 | 0 | 0 | 0
Scenario 1: Reference | SCE | Com | HVAC | Com ¦ Small Unitary AC (SEER 18) - Marine | Com - Health | Energy Efficiency | 0 | 0 | 0 | 0 | 0 | 0 | 0 | 0 | 0 | 0 | 0 | 0 | 0
Scenario 1: Reference | SCE | Com | HVAC | Com ¦ Small Unitary AC (SEER 18) - Hot-Dry | Com - Health | Energy Efficiency | 0 | 0 | 0 | 0 | 0 | 0 | 0 | 0 | 0 | 0 | 0 | 0 | 0
Scenario 1: Reference | SCE | Com | HVAC | Com ¦ Small Unitary AC (SEER 18) - Cold | Com - Health | Energy Efficiency | 0 | 0 | 0 | 0 | 0 | 0 | 0 | 0 | 0 | 0 | 0 | 0 | 0
Scenario 1: Reference | SCE | Com | HVAC | Com ¦ Ductless Mini Split Heat Pump (SEER 18) - Hot-Dry | Com - Health | Energy Efficiency | 1411804.5505 | 1470469.1809 | 1525086.1807 | 1575192.4648 | 1636673.0467 | 1704136.764 | 1748510.4963 | 1770466.8372 | 1792127.4768 | 1811951.4739 | 1836297.7266 | 1851746.0935 | 1868232.6456
Scenario 1: Reference | SCE | Com | HVAC | Com ¦ Ductless Mini Split Heat Pump (SEER 18) - Marine | Com - Health | Energy Efficiency | 336129.9032 | 350097.089 | 363100.5935 | 375030.163 | 389667.7855 | 405729.9045 | 416294.6377 | 421522.1196 | 426679.1993 | 431399.0015 | 437195.4863 | 440873.5153 | 444798.7209
Scenario 1: Reference | SCE | Com | HVAC | Com ¦ Ductless Mini Split Heat Pump (SEER 18) - Cold | Com - Health | Energy Efficiency | 19622.1928 | 20437.5526 | 21196.6558 | 21893.066 | 22747.5638 | 23685.2191 | 24301.9546 | 24607.1183 | 24908.1722 | 25183.6992 | 25522.0796 | 25736.7912 | 25965.9322
Scenario 1: Reference | SCE | Com | HVAC | Com ¦ HVAC Fan Variable Frequency Drive (VFD) - Marine | Com - Health | Energy Efficiency | 0 | 0 | 0 | 0 | 0 | 589251.2347 | 621984.8392 | 635885.6115 | 0 | 0 | 0 | 0 | 0
Scenario 1: Reference | SCE | Com | HVAC | Com ¦ HVAC Fan Variable Frequency Drive (VFD) - Hot-Dry | Com - Health | Energy Efficiency | 0 | 0 | 0 | 0 | 0 | 0 | 2442663.3054 | 2497254.5179 | 0 | 0 | 0 | 0 | 0
Scenario 1: Reference | SCE | Com | HVAC | Com ¦ HVAC Fan Variable Frequency Drive (VFD) - Cold | Com - Health | Energy Efficiency | 0 | 0 | 0 | 0 | 0 | 0 | 0 | 0 | 0 | 0 | 0 | 0 | 0
Scenario 1: Reference | SCE | Com | WaterHeat | Com ¦ Com Heat Pump Water Heater (3.3 UEF - 50 Gal) - Marine | Com - Health | Energy Efficiency | 3280880.2787 | 3461656.4161 | 3643644.5735 | 3823316.0195 | 4028917.4646 | 4228372.5574 | 4365906.3204 | 4448727.8028 | 4524460.8859 | 4586407.5615 | 4677726.8666 | 4753381.164 | 4825354.1313
Scenario 1: Reference | SCE | Com | WaterHeat | Com ¦ Com Heat Pump Water Heater (3.3 UEF - 50 Gal) - Hot-Dry | Com - Health | Energy Efficiency | 12956074.8562 | 13670452.5488 | 14389614.2655 | 15099622.2209 | 15912120.9466 | 16700322.2248 | 17243744.5385 | 17570893.7212 | 17870019.2087 | 18114648.6974 | 18475383.3463 | 18774180.4327 | 19058418.0425
Scenario 1: Reference | SCE | Com | WaterHeat | Com ¦ Com Heat Pump Water Heater (3.3 UEF - 50 Gal) - Cold | Com - Health | Energy Efficiency | 220643.0614 | 232784.5241 | 245007.5668 | 257074.9725 | 270883.1947 | 284278.8889 | 293518.4082 | 299085.3701 | 304176.6462 | 308342.494 | 314480.0543 | 319566.5838 | 324406.2431
Scenario 1: Reference | SCE | Com | ComRefrig | Com ¦ ENERGY STAR ULT Freezer - Marine | Com - Health | Energy Efficiency | 0 | 0 | 0 | 0 | 0 | 0 | 0 | 0 | 0 | 0 | 297303.1481 | 302026.5655 | 306497.552
Scenario 1: Reference | SCE | Com | ComRefrig | Com ¦ ENERGY STAR ULT Freezer - Hot-Dry | Com - Health | Energy Efficiency | 0 | 0 | 0 | 0 | 1293166.2707 | 1360436.76 | 1407553.4282 | 1436838.741 | 1462513.5185 | 1482054.3885 | 1511382.3117 | 1535394.4675 | 1558123.355
Scenario 1: Reference | SCE | Com | ComRefrig | Com ¦ ENERGY STAR ULT Freezer - Cold | Com - Health | Energy Efficiency | 0 | 0 | 0 | 0 | 0 | 0 | 0 | 0 | 0 | 0 | 0 | 0 | 0
Scenario 1: Reference | SCE | Com | FoodServ | Com ¦ ENERGY STAR Dishwasher - Tier 1 | Com - Health | Energy Efficiency | 0 | 0 | 0 | 0 | 0 | 0 | 0 | 0 | 0 | 0 | 0 | 0 | 0
Scenario 1: Reference | SCE | Com | FoodServ | Com ¦ ENERGY STAR Combination Oven - Electric | Com - Health | Energy Efficiency | 0 | 0 | 0 | 0 | 0 | 477902.1971 | 494074.9011 | 503437.1359 | 511529.3977 | 517703.2048 | 526712.6844 | 533453.6928 | 539945.8974
Scenario 1: Reference | SCE | Com | FoodServ | Com ¦ ENERGY STAR Steamer - Electric | Com - Health | Energy Efficiency | 0 | 0 | 0 | 0 | 0 | 0 | 0 | 0 | 0 | 0 | 0 | 0 | 0
Scenario 1: Reference | SCE | Com | FoodServ | Com ¦ ENERGY STAR Conveyor Broiler - Gas | Com - Health | Energy Efficiency | 0 | 30303.7941 | 31829.3913 | 33347.6585 | 35134.153 | 36924.4358 | 38173.9968 | 38897.3566 | 39522.5938 | 39999.6042 | 40695.7089 | 41216.5433 | 41718.1543
Scenario 1: Reference | SCE | Com | FoodServ | Com ¦ High Performance Conveyor Toaster | Com - Health | Energy Efficiency | 0 | 453283.9056 | 476103.7759 | 498814.0054 | 525536.3757 | 552315.4105 | 571006.3346 | 581826.3446 | 591178.6366 | 598313.7551 | 608726.083 | 616516.7206 | 624019.8137
Scenario 1: Reference | SCE | Com | FoodServ | Com ¦ Electric Deck Oven (60% cooking efficiency) | Com - Health | Energy Efficiency | 0 | 0 | 0 | 0 | 0 | 0 | 0 | 0 | 45359.5666 | 45907.0252 | 46705.9355 | 47303.6904 | 47879.3828
Scenario 1: Reference | SCE | Com | FoodServ | Com ¦ Demand Controlled Ventilation (DCV) Exhaust Hood | Com - Health | Energy Efficiency | 93024.2177 | 98273.5888 | 104970.1643 | 107682.7054 | 113749.5721 | 119048.4222 | 124820.0782 | 126429.3223 | 127881.1117 | 126731.6671 | 125366.1864 | 128794.1007 | 133852.0279
Scenario 1: Reference | SCE | Com | FoodServ | Com ¦ ENERGY STAR Ice Machine | Com - Health | Energy Efficiency | 49310.9472 | 52233.4546 | 55114.8491 | 57955.4462 | 61355.9192 | 64869.6099 | 67373.6132 | 68890.3699 | 70267.1177 | 71294.6477 | 72594.6433 | 73440.0205 | 74238.7693
Scenario 1: Reference | SCE | Com | FoodServ | Com ¦ ENERGY STAR Griddle - Electric | Com - Health | Energy Efficiency | 0 | 0 | 0 | 0 | 0 | 0 | 0 | 0 | 0 | 89715.4436 | 91276.7425 | 92444.9265 | 93569.9939
Scenario 1: Reference | SCE | Com | Lighting | Com ¦ LED High and Low Bay - 155 lpw | Com - Health | Energy Efficiency | 0 | 0 | 0 | 0 | 0 | 0 | 0 | 0 | 0 | 0 | 0 | 0 | 0
Scenario 1: Reference | SCE | Com | Lighting | Com ¦ LED Fixtures and Retrofit Kits - 140 lpw - RET | Com - Health | Energy Efficiency | 0 | 0 | 0 | 0 | 0 | 0 | 0 | 0 | 0 | 0 | 0 | 0 | 0
Scenario 1: Reference | SCE | Com | Lighting | Com ¦ LED Fixtures and Retrofit Kits - 140 lpw | Com - Health | Energy Efficiency | 3431665.8354 | 3609564.5863 | 3784557.2383 | 3953109.9118 | 4143078.9992 | 4325132.608 | 4451016.8366 | 4531983.8313 | 4610477.7226 | 4676312.1806 | 4769498.8486 | 4848747.0625 | 4924619.9693
Scenario 1: Reference | SCG | Com | AppPlug | Com ¦ Ozone Laundry System Retrofit | Com - Health | Energy Efficiency | 102773676.2436 | 107892517.9717 | 113309949.0667 | 118850411.721 | 124808180.852 | 131042319.9545 | 137763200.3594 | 144728487.0635 | 152084756.8949 | 159730087.7591 | 167781013.2009 | 176678493.1245 | 186183488.2682
Scenario 1: Reference | SCG | Com | AppPlug | Com ¦ Com Modulating Dryer Valve | Com - Health | Energy Efficiency | 49810512.4952 | 52244860.6595 | 54795504.3994 | 57481063.7931 | 60312085.4917 | 63299511.6794 | 66455249.1719 | 69792166.1149 | 73320140.777 | 77051792.3596 | 81001715.176 | 85187592.0089 | 89627638.0391
Scenario 1: Reference | SCG | Com | BldgEnv | Com ¦ Com Wall Insulation (R14) - Marine | Com - Health | Energy Efficiency | 801066.38 | 840459.8278 | 881919.163 | 925546.9986 | 971680.1994 | 1020376.168 | 1071941.3775 | 1126416.211 | 1184080.1637 | 1245070.9048 | 1309662.4724 | 1378364.9818 | 1451279.433
Scenario 1: Reference | SCG | Com | BldgEnv | Com ¦ Com Wall Insulation (R14) - Hot-Dry | Com - Health | Energy Efficiency | 2604.7255 | 2802.6351 | 3048.2086 | 3193.8751 | 3429.3377 | 3641.608 | 3960.9496 | 4200.4191 | 4448.5889 | 4616.3141 | 4764.7085 | 5179.4291 | 5667.4564
Scenario 1: Reference | SCG | Com | BldgEnv | Com ¦ Com Wall Insulation (R14) - Cold | Com - Health | Energy Efficiency | 12690.9269 | 13315.0192 | 13971.8405 | 14663.0162 | 15393.8834 | 16165.3512 | 16982.2752 | 17845.295 | 18758.8385 | 19725.0868 | 20748.3814 | 21836.8037 | 22991.9539
Scenario 1: Reference | SCG | Com | HVAC | Com ¦ HVAC Energy Management System (Elec SC and Gas SH) - Marine | Com - Health | Energy Efficiency | 2891756.9895 | 3036002.2941 | 3188918.7004 | 3345617.8154 | 3514167.7082 | 3690718.6186 | 3881009.1844 | 4078333.7134 | 4286878.2747 | 4503952.6119 | 4732743.138 | 4985326.8083 | 5255075.4221
Scenario 1: Reference | SCG | Com | HVAC | Com ¦ HVAC Energy Management System (Elec SC and Gas SH) - Hot-Dry | Com - Health | Energy Efficiency | 17032040.3386 | 17881624.8143 | 18782280.8549 | 19705216.516 | 20697951.584 | 21737811.5167 | 22858596.0793 | 24020809.6922 | 25249107.7105 | 26527644.9045 | 27875188.7975 | 29362870.9493 | 30951652.1945
Scenario 1: Reference | SCG | Com | HVAC | Com ¦ HVAC Energy Management System (Elec SC and Gas SH) - Cold | Com - Health | Energy Efficiency | 50875.7768 | 53413.5391 | 56103.8554 | 58860.7224 | 61826.0845 | 64932.2116 | 68280.0657 | 71751.6709 | 75420.6744 | 79239.7455 | 83264.944 | 87708.7442 | 92454.5338
Scenario 1: Reference | SCG | Com | HVAC | Com ¦ Efficient Hot Water Boilers (94% eff.) - ZEAS 2030 - Marine | Com - Health | Energy Efficiency | 443467.2533 | 466265.8558 | 490448.2751 | 515784.2819 | 542803.8339 | 0 | 0 | 0 | 0 | 0 | 0 | 0 | 0
Scenario 1: Reference | SCG | Com | HVAC | Com ¦ Efficient Hot Water Boilers (94% eff.) - ZEAS 2030 - Hot-Dry | Com - Health | Energy Efficiency | 2281068.5081 | 2398337.9884 | 2522725.4257 | 2653046.5865 | 2792027.4215 | 0 | 0 | 0 | 0 | 0 | 0 | 0 | 0
Scenario 1: Reference | SCG | Com | HVAC | Com ¦ Efficient Hot Water Boilers (94% eff.) - ZEAS 2030 - Cold | Com - Health | Energy Efficiency | 6466.8085 | 6799.2664 | 7151.9036 | 7521.3629 | 7915.3723 | 0 | 0 | 0 | 0 | 0 | 0 | 0 | 0
Scenario 1: Reference | SCG | Com | WaterHeat | Com ¦ Com Hot Water Tank Insulation - Marine | Com - Health | Energy Efficiency | 14445.219 | 15151.5583 | 15889.8311 | 16666.8684 | 17485.6284 | 18348.8947 | 19260.5103 | 20224.274 | 21243.3452 | 22321.0423 | 23460.664 | 24667.7614 | 25948.3143
Scenario 1: Reference | SCG | Com | WaterHeat | Com ¦ Com Hot Water Tank Insulation - Hot-Dry | Com - Health | Energy Efficiency | 78352.976 | 82184.2631 | 86188.763 | 90403.5265 | 94844.6004 | 99527.0823 | 104471.8186 | 109699.4137 | 115227.0047 | 121072.5908 | 127254.0652 | 133801.5378 | 140747.4433
Scenario 1: Reference | SCG | Com | WaterHeat | Com ¦ Com Hot Water Tank Insulation - Cold | Com - Health | Energy Efficiency | 196.1385 | 205.7293 | 215.7536 | 226.3043 | 237.4215 | 249.143 | 261.521 | 274.6071 | 288.4441 | 303.0772 | 318.5511 | 334.9412 | 352.3287
Scenario 1: Reference | SCG | Com | WaterHeat | Com ¦ Faucet Aerators (Gas WH) - Cold | Com - Health | Energy Efficiency | 1496.2558 | 1569.4283 | 1645.8838 | 1726.3504 | 1811.1354 | 1900.5182 | 1994.9047 | 2094.6865 | 0 | 0 | 0 | 0 | 0
Scenario 1: Reference | SCG | Com | WaterHeat | Com ¦ Com Water Heating Controls (Gas WH) - Marine | Com - Health | Energy Efficiency | 14770164.2625 | 15493150.0872 | 16252185.0673 | 17052203.2694 | 17896316.0339 | 18787726.7112 | 19729692.1272 | 20725633.3891 | 0 | 0 | 0 | 0 | 0
Scenario 1: Reference | SCG | Com | WaterHeat | Com ¦ Com Water Heating Controls (Gas WH) - Hot-Dry | Com - Health | Energy Efficiency | 79896712.0958 | 83807581.9591 | 87913453.647 | 92241017.1619 | 96807102.7734 | 101629038.4658 | 106724441.49 | 112111817.7474 | 0 | 0 | 0 | 0 | 0
Scenario 1: Reference | SCG | Com | WaterHeat | Com ¦ Com Water Heating Controls (Gas WH) - Cold | Com - Health | Energy Efficiency | 199854.1809 | 209636.8575 | 219907.313 | 230732.3099 | 242153.9476 | 254215.5704 | 266961.2463 | 280437.2661 | 0 | 0 | 325778.6183 | 342726.3475 | 360700.0196
Scenario 1: Reference | SCG | Com | WaterHeat | Com ¦ Low-flow Pre-Rinse Spray Valve - Marine | Com - Health | Energy Efficiency | 2600.654 | 2728.82 | 2863.8633 | 3004.6786 | 3154.3319 | 3311.8767 | 3479.5997 | 3655.6247 | 3841.7687 | 4037.6064 | 4244.665 | 4467.4847 | 4704.4045
Scenario 1: Reference | SCG | Com | WaterHeat | Com ¦ Low-flow Pre-Rinse Spray Valve - Hot-Dry | Com - Health | Energy Efficiency | 14031.7974 | 14723.3152 | 15451.9398 | 16211.7072 | 17019.1598 | 17869.1909 | 18774.1382 | 19723.8789 | 20728.2167 | 21784.8564 | 22902.0385 | 24104.2597 | 25382.5577
Scenario 1: Reference | SCG | Com | WaterHeat | Com ¦ Low-flow Pre-Rinse Spray Valve - Cold | Com - Health | Energy Efficiency | 37.3502 | 39.1909 | 41.1304 | 43.1528 | 45.3021 | 47.5647 | 49.9735 | 52.5016 | 55.1749 | 57.9875 | 60.9613 | 64.1614 | 67.564
Scenario 1: Reference | SCG | Com | WaterHeat | Com ¦ Com Hot Water Pipe Insulation - Marine | Com - Health | Energy Efficiency | 2661265.4708 | 2791352.68 | 2927720.6191 | 3071319.8161 | 3222739.2078 | 3382542.9421 | 3551377.3809 | 3729896.642 | 3918637.0557 | 4118324.1258 | 4329737.0607 | 4553794.3394 | 4791444.0378
Scenario 1: Reference | SCG | Com | WaterHeat | Com ¦ Com Hot Water Pipe Insulation - Hot-Dry | Com - Health | Energy Efficiency | 12007532.5871 | 12594481.3231 | 13209768.4826 | 13857682.8141 | 14540881.5778 | 15261910.1891 | 16023685.0094 | 16829157.3941 | 17680747.2461 | 18581728.0118 | 19535615.4512 | 20546553.7077 | 21618820.4655
Scenario 1: Reference | SCG | Com | WaterHeat | Com ¦ Com Hot Water Pipe Insulation - Cold | Com - Health | Energy Efficiency | 33015.9836 | 34629.8613 | 36321.6586 | 38103.1677 | 39981.6951 | 41964.2397 | 44058.8203 | 46273.552 | 48615.0886 | 51092.4307 | 53715.2453 | 56494.9272 | 59443.2383
Scenario 1: Reference | SCG | Com | WaterHeat | Com ¦ Com Efficient Tankless Gas Water Heater (0.87 UEF - High Draw) - ZEAS 2030 - Marine | Com - Health | Energy Efficiency | 112577.6912 | 121131.4572 | 131745.2822 | 138041.0689 | 148217.8957 | 0 | 0 | 0 | 0 | 0 | 0 | 0 | 0
Scenario 1: Reference | SCG | Com | WaterHeat | Com ¦ Com Efficient Tankless Gas Water Heater (0.87 UEF - High Draw) - ZEAS 2030 - Hot-Dry | Com - Health | Energy Efficiency | 307279.4081 | 330626.8061 | 359597.1095 | 376781.3809 | 404558.9031 | 0 | 0 | 0 | 0 | 0 | 0 | 0 | 0
Scenario 1: Reference | SCG | Com | WaterHeat | Com ¦ Com Efficient Tankless Gas Water Heater (0.87 UEF - High Draw) - ZEAS 2030 - Cold | Com - Health | Energy Efficiency | 1518.7116 | 1634.1048 | 1777.2889 | 1862.2212 | 1999.5101 | 0 | 0 | 0 | 0 | 0 | 0 | 0 | 0
Scenario 1: Reference | SCG | Com | WaterHeat | Com ¦ Com Efficient Tankless Gas Water Heater (0.87 UEF - High Draw) - Panel Upgrade - ZEAS 2030 - Marine | Com - Health | Energy Efficiency | 93402.3702 | 100499.176 | 109305.1518 | 114528.5792 | 122971.9904 | 0 | 0 | 0 | 0 | 0 | 0 | 0 | 0
Scenario 1: Reference | SCG | Com | WaterHeat | Com ¦ Com Efficient Tankless Gas Water Heater (0.87 UEF - High Draw) - Panel Upgrade - ZEAS 2030 - Hot-Dry | Com - Health | Energy Efficiency | 254940.6078 | 274311.2512 | 298347.0524 | 312604.3325 | 335650.5185 | 0 | 0 | 0 | 0 | 0 | 0 | 0 | 0
Scenario 1: Reference | SCG | Com | WaterHeat | Com ¦ Com Efficient Tankless Gas Water Heater (0.87 UEF - High Draw) - Panel Upgrade - ZEAS 2030 - Cold | Com - Health | Energy Efficiency | 1260.0299 | 1355.7683 | 1474.5639 | 1545.0297 | 1658.9342 | 0 | 0 | 0 | 0 | 0 | 0 | 0 | 0
Scenario 1: Reference | SCG | Com | WaterHeat | Com ¦ Efficient Gas Water Heating Boiler (0.92 UEF) - ZEAS 2030 - Marine | Com - Health | Energy Efficiency | 3140020.2871 | 3301448.3836 | 3472674.752 | 3652069.2275 | 3843384.2361 | 0 | 0 | 0 | 0 | 0 | 0 | 0 | 0
Scenario 1: Reference | SCG | Com | WaterHeat | Com ¦ Efficient Gas Water Heating Boiler (0.92 UEF) - ZEAS 2030 - Hot-Dry | Com - Health | Energy Efficiency | 17085986.1371 | 17964374.7992 | 18896079.4026 | 19872229.6316 | 20913243.7926 | 0 | 0 | 0 | 0 | 0 | 0 | 0 | 0
Scenario 1: Reference | SCG | Com | WaterHeat | Com ¦ Efficient Gas Water Heating Boiler (0.92 UEF) - ZEAS 2030 - Cold | Com - Health | Energy Efficiency | 43348.0791 | 45576.5991 | 47940.3845 | 50416.9309 | 53058.0406 | 0 | 0 | 0 | 0 | 0 | 0 | 0 | 0
Scenario 1: Reference | SCG | Com | WholeBlg | Com ¦ Com Title 24 2022 Code | Com - Health | Energy Efficiency | 0 | 0 | 0 | 0 | 0 | 0 | 0 | 0 | 0 | 0 | 0 | 0 | 0
Scenario 1: Reference | SCG | Com | FoodServ | Com ¦ ENERGY STAR Dishwasher - Tier 1 | Com - Health | Energy Efficiency | 0 | 0 | 0 | 0 | 0 | 0 | 0 | 0 | 0 | 0 | 0 | 0 | 0
Scenario 1: Reference | SCG | Com | FoodServ | Com ¦ ENERGY STAR Dishwasher - Tier 2 | Com - Health | Energy Efficiency | 812548.827 | 853663.5996 | 897217.763 | 942792.6092 | 991352.5165 | 1042604.8215 | 1097285.3187 | 1154823.4064 | 1215800.0999 | 1280078.099 | 1348154.7664 | 1421482.8557 | 1499524.6757
Scenario 1: Reference | SCG | Com | FoodServ | Com ¦ ENERGY STAR Conveyor Broiler - Gas | Com - Health | Energy Efficiency | 213484.7833 | 224185.6961 | 235510.5728 | 247351.9154 | 259962.0732 | 273262.8339 | 287445.985 | 302361.1478 | 318158.9904 | 334802.0696 | 352419.2193 | 371389.4119 | 391577.7688
Scenario 1: Reference | SCG | Com | FoodServ | Com ¦ ENERGY STAR Conveyor Oven - Gas | Com - Health | Energy Efficiency | 635293.9389 | 667138.012 | 700838.8944 | 736076.69 | 773602.3472 | 813183.1197 | 855389.7342 | 899774.6893 | 946786.3476 | 996313.284 | 1048738.8869 | 1105190.9119 | 1165267.9846
Scenario 1: Reference | SCG | Com | FoodServ | Com ¦ ENERGY STAR Rack Oven - Gas | Com - Health | Energy Efficiency | 270803.0403 | 284377.0275 | 298742.506 | 313763.1155 | 329758.9584 | 346630.8234 | 364621.9906 | 383541.7064 | 403581.0917 | 424692.6499 | 447039.8058 | 471103.2811 | 496711.9842
Scenario 1: Reference | SCG | Com | FoodServ | Com ¦ Demand Controlled Ventilation (DCV) Exhaust Hood | Com - Health | Energy Efficiency | 66485.3656 | 71481.8697 | 77682.9189 | 81328.3931 | 87251.2509 | 92573.5238 | 100605.457 | 106597.3979 | 112800.1407 | 116955.219 | 120615.2196 | 131009.1003 | 143243.3032
Scenario 1: Reference | SCG | Com | FoodServ | Com ¦ ENERGY STAR Fryer - Tier 1 Gas | Com - Health | Energy Efficiency | 22683.8758 | 24374.1997 | 26471.7725 | 27695.824 | 29692.9355 | 31482.785 | 0 | 0 | 0 | 0 | 0 | 0 | 0
Scenario 1: Reference | SCG | Com | FoodServ | Com ¦ ENERGY STAR Fryer - Tier 2 Gas | Com - Health | Energy Efficiency | 0 | 0 | 0 | 0 | 0 | 0 | 51878.8186 | 54930.4614 | 58085.9879 | 60183.0404 | 62022.2053 | 67318.8233 | 73554.2373
Scenario 1: Reference | SCG | Com | FoodServ | Com ¦ ENERGY STAR Steamer - Gas | Com - Health | Energy Efficiency | 23877.1464 | 25659.9581 | 27872.5681 | 29166.2238 | 31274.649 | 33165.4992 | 36024.4302 | 38150.1205 | 40348.7951 | 41812.8891 | 43098.3704 | 46787.3297 | 51130.2176
Scenario 1: Reference | SCG | Com | FoodServ | Com ¦ ENERGY STAR Convection Oven - Gas | Com - Health | Energy Efficiency | 16778.032 | 18030.7811 | 19585.5414 | 20494.5695 | 21976.1212 | 23304.7868 | 25313.7051 | 26807.3887 | 28352.3569 | 29381.1489 | 30284.4329 | 32876.5969 | 35928.2644
Scenario 1: Reference | SCG | Com | FoodServ | Com ¦ ENERGY STAR Griddle - Gas | Com - Health | Energy Efficiency | 15814.7354 | 16995.5589 | 18461.054 | 19317.891 | 20714.3806 | 21966.762 | 23860.34 | 25268.2649 | 26724.5301 | 27694.2548 | 28545.6776 | 30989.0146 | 33865.4732
Scenario 1: Reference | SCG | Com | FoodServ | Com ¦ ENERGY STAR Combination Oven - Gas | Com - Health | Energy Efficiency | 339.9038 | 365.283 | 396.7807 | 415.1966 | 445.2111 | 472.1283 | 512.8267 | 543.0871 | 574.3863 | 595.2285 | 613.528 | 666.0423 | 727.8656
Scenario 1: Reference | SCG | Com | FoodServ | Com ¦ ENERGY STAR Fryer - Tier 1 Gas - Panel Upgrade | Com - Health | Energy Efficiency | 37326.3776 | 40107.8101 | 43559.3717 | 45573.5516 | 48859.8039 | 51805.006 | 0 | 0 | 0 | 0 | 0 | 0 | 0
Scenario 1: Reference | SCG | Com | FoodServ | Com ¦ ENERGY STAR Fryer - Tier 2 Gas - Panel Upgrade | Com - Health | Energy Efficiency | 0 | 0 | 0 | 0 | 0 | 0 | 85366.7332 | 90388.2196 | 95580.6468 | 99031.3521 | 102057.7029 | 110773.3019 | 121033.6921
Scenario 1: Reference | SCG | Com | FoodServ | Com ¦ ENERGY STAR Steamer - Gas - Panel Upgrade | Com - Health | Energy Efficiency | 39289.9075 | 42223.529 | 45864.3845 | 47993.0984 | 51462.5176 | 54573.9166 | 59278.2952 | 62776.1243 | 66394.0491 | 68803.2196 | 70918.4824 | 76988.6749 | 84134.9084
Scenario 1: Reference | SCG | Com | FoodServ | Com ¦ ENERGY STAR Convection Oven - Gas - Panel Upgrade | Com - Health | Energy Efficiency | 27608.2961 | 29669.6979 | 32228.0602 | 33723.8683 | 36161.7655 | 38348.0884 | 41653.7688 | 44111.629 | 46653.8783 | 48346.7582 | 49833.1145 | 54098.5272 | 59120.0541
Scenario 1: Reference | SCG | Com | FoodServ | Com ¦ ENERGY STAR Griddle - Gas - Panel Upgrade | Com - Health | Energy Efficiency | 26023.1889 | 27966.2371 | 30377.7132 | 31787.6407 | 34085.568 | 36146.365 | 39262.2525 | 41578.9968 | 43975.2849 | 45570.9696 | 46971.9879 | 50992.5055 | 55725.7258
Scenario 1: Reference | SCG | Com | FoodServ | Com ¦ ENERGY STAR Combination Oven - Gas - Panel Upgrade | Com - Health | Energy Efficiency | 559.3125 | 601.0742 | 652.9037 | 683.207 | 732.596 | 776.8884 | 843.8577 | 893.6512 | 945.1543 | 979.4501 | 1009.5619 | 1095.9743 | 1197.7047
Scenario 1: Reference | SDG&E | Com | AppPlug | Com ¦ Ozone Laundry System Retrofit | Com - Health | Energy Efficiency | 1595714.4207 | 1631220.2439 | 28805651.8345 | 30211797.2733 | 31621886.6403 | 33086010.2153 | 34443714.1797 | 36114152.2531 | 37952067.4882 | 40012834.679 | 42275792.0734 | 44160565.1806 | 46273992.3695
Scenario 1: Reference | SDG&E | Com | AppPlug | Com ¦ Com Modulating Dryer Valve | Com - Health | Energy Efficiency | 12221414.4592 | 12807164.7948 | 13420722.3901 | 14066516.3619 | 14747059.4979 | 15464958.8665 | 16223051.2856 | 17024402.4653 | 17871369.0322 | 18766958.8953 | 19714649.2302 | 20718651.4456 | 21783304.4863
Scenario 1: Reference | SDG&E | Com | BldgEnv | Com ¦ Com Wall Insulation (R14) - Marine | Com - Health | Energy Efficiency | 156716.244 | 164140.7296 | 171931.4481 | 180178.9955 | 188862.3653 | 198084.863 | 207677.7365 | 217992.2078 | 228960.9088 | 240662.7737 | 253112.9894 | 265864.825 | 279478.1685
Scenario 1: Reference | SDG&E | Com | BldgEnv | Com ¦ Com Wall Insulation (R14) - Hot-Dry | Com - Health | Energy Efficiency | 873.4965 | 891.6781 | 913.4542 | 966.8951 | 984.5742 | 991.63 | 896.5513 | 924.0569 | 992.6357 | 1129.1886 | 1318.6081 | 1239.4241 | 1218.1362
Scenario 1: Reference | SDG&E | Com | HVAC | Com ¦ Small Unitary AC (SEER 16) - Marine | Com - Health | Energy Efficiency | 0 | 0 | 0 | 0 | 0 | 0 | 0 | 0 | 1088765.8357 | 1110615.0799 | 1136729.2149 | 1152289.871 | 1170281.0243
Scenario 1: Reference | SDG&E | Com | HVAC | Com ¦ Small Unitary AC (SEER 16) - Hot-Dry | Com - Health | Energy Efficiency | 4611697.5102 | 4699350.7924 | 4763293.4797 | 4808636.1646 | 4872933.4614 | 5005110.5726 | 5102180.1872 | 5191346.6172 | 5285982.7116 | 5385626.5678 | 5505947.5791 | 5573458.6369 | 5652323.3568
Scenario 1: Reference | SDG&E | Com | HVAC | Com ¦ Small Unitary AC (SEER 17) - Marine | Com - Health | Energy Efficiency | 1006746.6614 | 1026209.2548 | 1040582.6839 | 1050981.0334 | 1065495.9348 | 1094700.6666 | 1116334.6467 | 1136339.1765 | 0 | 0 | 0 | 0 | 0
Scenario 1: Reference | SDG&E | Com | HVAC | Com ¦ Small Unitary AC (SEER 17) - Hot-Dry | Com - Health | Energy Efficiency | 0 | 0 | 0 | 0 | 0 | 0 | 0 | 0 | 0 | 0 | 0 | 0 | 0
Scenario 1: Reference | SDG&E | Com | HVAC | Com ¦ Ductless Mini Split Heat Pump (SEER 18) - Marine | Com - Health | Energy Efficiency | 107552.2854 | 109113.8346 | 109968.8576 | 110262.3897 | 111081.1573 | 113564.3336 | 114950.4771 | 115955.9152 | 116981.0631 | 117965.9947 | 119443.2982 | 119430.7866 | 119572.6621
Scenario 1: Reference | SDG&E | Com | HVAC | Com ¦ HVAC Energy Management System (Elec SC and Gas SH) - Marine | Com - Health | Energy Efficiency | 894434.7649 | 929049.629 | 964858.5627 | 1002678.3699 | 1042986.1275 | 1090512.7266 | 1134325.6909 | 1185530.3043 | 56722.7031 | 64255.7629 | 74755.0775 | 1425928.8401 | 1486017.3477
Scenario 1: Reference | SDG&E | Com | HVAC | Com ¦ HVAC Energy Management System (Elec SC and Gas SH) - Hot-Dry | Com - Health | Energy Efficiency | 5186398.8738 | 5390384.501 | 5601777.9179 | 5825854.0312 | 6063318.9923 | 6340173.5394 | 6595632.2871 | 6895382.474 | 330690.803 | 7585830.2695 | 7990093.4681 | 8305993.3288 | 8660332.263
Scenario 1: Reference | SDG&E | Com | HVAC | Com ¦ HVAC Fan Variable Frequency Drive (VFD) - Marine | Com - Health | Energy Efficiency | 115290.3685 | 115163.8021 | 114495.0247 | 112411.0801 | 112423.4945 | 117088.2814 | 121649.9317 | 124402.2094 | 126867.7015 | 128780.1388 | 131589.3874 | 131476.0558 | 131120.3373
Scenario 1: Reference | SDG&E | Com | HVAC | Com ¦ HVAC Fan Variable Frequency Drive (VFD) - Hot-Dry | Com - Health | Energy Efficiency | 605592.6421 | 605384.8507 | 602394.8482 | 592110.6666 | 592696.0404 | 617372.7888 | 641547.1219 | 656396.3759 | 669797.7427 | 680376.6713 | 695634.4986 | 695819.975 | 694798.2932
Scenario 1: Reference | SDG&E | Com | HVAC | Com ¦ Large Packaged Heat Pump (IEER 14.0) - Fuel Sub - ZEAS 2030 - Marine | Com - Health | Fuel Substitution | 143463.3864 | 154006.548 | 165646.7266 | 178396.6275 | 191540.2896 | 0 | 0 | 0 | 0 | 0 | 0 | 0 | 0
Scenario 1: Reference | SDG&E | Com | HVAC | Com ¦ Large Packaged Heat Pump (IEER 14.0) - Fuel Sub - Panel Upgrade - ZEAS 2030 - Marine | Com - Health | Fuel Substitution | 32781.56 | 35190.6854 | 37850.4805 | 40763.8485 | 43767.1915 | 0 | 0 | 0 | 0 | 0 | 0 | 0 | 0
Scenario 1: Reference | SDG&E | Com | HVAC | Com ¦ Small Packaged Heat Pump (SEER 16) - Fuel Sub - ZEAS 2030 - Marine | Com - Health | Fuel Substitution | 0 | 0 | 0 | 0 | 0 | 0 | 0 | 0 | 0 | 0 | 0 | 0 | 0
Scenario 1: Reference | SDG&E | Com | HVAC | Com ¦ Small Packaged Heat Pump (SEER 16) - Fuel Sub - ZEAS 2030 - Hot-Dry | Com - Health | Fuel Substitution | 440758.7535 | 456779.6218 | 472196.082 | 487215.9275 | 504265.5268 | 0 | 0 | 0 | 0 | 0 | 0 | 0 | 0
Scenario 1: Reference | SDG&E | Com | HVAC | Com ¦ Small Packaged Heat Pump (SEER 17) - Fuel Sub - ZEAS 2030 - Marine | Com - Health | Fuel Substitution | 104066.8039 | 107952.0611 | 111733.8753 | 115458.7573 | 119645.9165 | 0 | 0 | 0 | 0 | 0 | 0 | 0 | 0
Scenario 1: Reference | SDG&E | Com | HVAC | Com ¦ Small Packaged Heat Pump (SEER 16) - Fuel Sub - Panel Upgrade - ZEAS 2030 - Marine | Com - Health | Fuel Substitution | 0 | 0 | 0 | 0 | 0 | 0 | 0 | 0 | 0 | 0 | 0 | 0 | 0
Scenario 1: Reference | SDG&E | Com | HVAC | Com ¦ Small Packaged Heat Pump (SEER 16) - Fuel Sub - Panel Upgrade - ZEAS 2030 - Hot-Dry | Com - Health | Fuel Substitution | 100713.9166 | 104374.7047 | 107897.3848 | 111329.438 | 115225.2924 | 0 | 0 | 0 | 0 | 0 | 0 | 0 | 0
Scenario 1: Reference | SDG&E | Com | HVAC | Com ¦ Small Packaged Heat Pump (SEER 17) - Fuel Sub - Panel Upgrade - ZEAS 2030 - Marine | Com - Health | Fuel Substitution | 23779.3925 | 24667.1786 | 25531.3278 | 26382.4679 | 27339.2389 | 0 | 0 | 0 | 0 | 0 | 0 | 0 | 0
Scenario 1: Reference | SDG&E | Com | HVAC | Com ¦ Efficient Hot Water Boilers (94% eff.) - ZEAS 2030 - Hot-Dry | Com - Health | Energy Efficiency | 0 | 0 | 0 | 947311.5926 | 995309.5876 | 0 | 0 | 0 | 0 | 0 | 0 | 0 | 0
Scenario 1: Reference | SDG&E | Com | WaterHeat | Com ¦ Com Heat Pump Water Heater (3.3 UEF - 50 Gal) - Marine | Com - Health | Energy Efficiency | 861204.0314 | 893537.7717 | 924337.4025 | 953886.158 | 987547.8502 | 1025665.5553 | 1050215.1147 | 1069521.4133 | 1087439.5016 | 1102825.6157 | 1127655.1467 | 1142325.0687 | 1156559.0892
Scenario 1: Reference | SDG&E | Com | WaterHeat | Com ¦ Com Heat Pump Water Heater (3.3 UEF - 50 Gal) - Hot-Dry | Com - Health | Energy Efficiency | 4559142.6697 | 4730324.5541 | 4893384.0273 | 5049820.3595 | 5228032.6771 | 5429837.0931 | 5559806.6074 | 5662014.6266 | 5756872.3496 | 5838323.9831 | 5969772.7281 | 6047434.1744 | 6122787.1097
Scenario 1: Reference | SDG&E | Com | WaterHeat | Com ¦ Com Hot Water Tank Insulation - Hot-Dry | Com - Health | Energy Efficiency | 23151.9739 | 24261.8515 | 25421.6067 | 26641.8433 | 27927.164 | 29281.9014 | 30712.0314 | 32223.4627 | 0 | 0 | 0 | 39186.4304 | 41191.5965
Scenario 1: Reference | SDG&E | Com | WaterHeat | Com ¦ Low-flow Pre-Rinse Spray Valve - Hot-Dry | Com - Health | Energy Efficiency | 4085.5127 | 4279.2842 | 4482.9357 | 4700.7407 | 4926.3153 | 5163.0974 | 5402.3656 | 5668.8336 | 5954.8116 | 6264.2432 | 6596.6081 | 6919.337 | 7268.1109
Scenario 1: Reference | SDG&E | Com | WaterHeat | Com ¦ Com Hot Water Pipe Insulation - Hot-Dry | Com - Health | Energy Efficiency | 3700950.8657 | 3878382.0726 | 4064325.7428 | 4260063.7235 | 4466391.2964 | 4684070.541 | 4913974.3741 | 5156986.388 | 0 | 0 | 5973015.4927 | 6277646.2861 | 6600663.4673
Scenario 1: Reference | SDG&E | Com | WaterHeat | Com ¦ Com Efficient Tankless Gas Water Heater (0.87 UEF - High Draw) - ZEAS 2030 - Marine | Com - Health | Energy Efficiency | 43062.652 | 44093.3944 | 45316.7671 | 48127.4354 | 49146.9999 | 0 | 0 | 0 | 0 | 0 | 0 | 0 | 0
Scenario 1: Reference | SDG&E | Com | WaterHeat | Com ¦ Com Efficient Tankless Gas Water Heater (0.87 UEF - High Draw) - ZEAS 2030 - Hot-Dry | Com - Health | Energy Efficiency | 114158.5698 | 116891.026 | 120134.1371 | 127585.1409 | 130287.9568 | 0 | 0 | 0 | 0 | 0 | 0 | 0 | 0
Scenario 1: Reference | SDG&E | Com | WaterHeat | Com ¦ Com Heat Pump Water Heater (3.75 UEF - 50 Gal) - Fuel Sub - ZEAS 2030 - Marine | Com - Health | Fuel Substitution | 6393273.3009 | 6746794.9563 | 7132484.2467 | 7553932.7555 | 7987280.8271 | 4657413.6564 | 4781874.9266 | 4871291.9255 | 4951046.2118 | 5014117.5278 | 5116086.853 | 5194387.7099 | 5265875.7383
Scenario 1: Reference | SDG&E | Com | WaterHeat | Com ¦ Com Heat Pump Water Heater (3.75 UEF - 50 Gal) - Fuel Sub - ZEAS 2030 - Hot-Dry | Com - Health | Fuel Substitution | 16826885.3197 | 17761719.3112 | 18781773.4173 | 19896566.1838 | 21042838.8988 | 12205854.2507 | 12533325.2171 | 12767962.1911 | 12976976.2662 | 13141776.8498 | 13409544.6367 | 13614599.766 | 13801576.2209
Scenario 1: Reference | SDG&E | Com | WaterHeat | Com ¦ Com Efficient Tankless Gas Water Heater (0.87 UEF - High Draw) - Panel Upgrade - ZEAS 2030 - Marine | Com - Health | Energy Efficiency | 35727.8047 | 36582.9811 | 37597.9771 | 39929.9052 | 40775.8076 | 0 | 0 | 0 | 0 | 0 | 0 | 0 | 0
Scenario 1: Reference | SDG&E | Com | WaterHeat | Com ¦ Com Efficient Tankless Gas Water Heater (0.87 UEF - High Draw) - Panel Upgrade - ZEAS 2030 - Hot-Dry | Com - Health | Energy Efficiency | 94713.9782 | 96981.0161 | 99671.7292 | 105853.6059 | 108096.052 | 0 | 0 | 0 | 0 | 0 | 0 | 0 | 0
Scenario 1: Reference | SDG&E | Com | WaterHeat | Com ¦ Com Heat Pump Water Heater (3.75 UEF - 50 Gal) - Fuel Sub - Panel Upgrade - ZEAS 2030 - Marine | Com - Health | Fuel Substitution | 5304309.1673 | 5597615.5956 | 5917610.5563 | 6267273.8795 | 6626809.917 | 3864117.9237 | 3967379.7468 | 4041566.3778 | 4107736.1428 | 4160064.5423 | 4244665.466 | 4309629.3637 | 4368940.8598
Scenario 1: Reference | SDG&E | Com | WaterHeat | Com ¦ Com Heat Pump Water Heater (3.75 UEF - 50 Gal) - Fuel Sub - Panel Upgrade - ZEAS 2030 - Hot-Dry | Com - Health | Fuel Substitution | 13960767.4905 | 14736371.5165 | 15582680.143 | 16507590.6251 | 17458619.0864 | 10126835.1201 | 10398528.0647 | 10593199.4003 | 10766612.1769 | 10903342.3314 | 11125501.3194 | 11295629.4762 | 11450758.2932
Scenario 1: Reference | SDG&E | Com | WaterHeat | Com ¦ Com Heat Pump Water Heater (100+ Gal, 200+ kBtuh - 4.3 COP) - Fuel Sub - ZEAS 2030 - Marine | Com - Health | Fuel Substitution | 1155631.6772 | 1219233.5323 | 1288173.4856 | 1363033.1695 | 1440454.7726 | 0 | 0 | 0 | 0 | 0 | 0 | 0 | 0
Scenario 1: Reference | SDG&E | Com | WaterHeat | Com ¦ Com Heat Pump Water Heater (100+ Gal, 200+ kBtuh - 4.3 COP) - Fuel Sub - ZEAS 2030 - Hot-Dry | Com - Health | Fuel Substitution | 6128797.1087 | 6466083.1169 | 6831665.6826 | 7228627.5572 | 7639186.089 | 0 | 0 | 0 | 0 | 0 | 0 | 0 | 0
Scenario 1: Reference | SDG&E | Com | WaterHeat | Com ¦ Com Heat Pump Water Heater (100+ Gal, 200+ kBtuh - 4.3 COP) - Fuel Sub - Panel Upgrade - ZEAS 2030 - Marine | Com - Health | Fuel Substitution | 958793.3146 | 1011561.8867 | 1068759.3205 | 1130868.1791 | 1195102.5861 | 0 | 0 | 0 | 0 | 0 | 0 | 0 | 0
Scenario 1: Reference | SDG&E | Com | WaterHeat | Com ¦ Com Heat Pump Water Heater (100+ Gal, 200+ kBtuh - 4.3 COP) - Fuel Sub - Panel Upgrade - ZEAS 2030 - Hot-Dry | Com - Health | Fuel Substitution | 5084881.1177 | 5364717.3113 | 5668030.3191 | 5997377.8085 | 6338006.0409 | 0 | 0 | 0 | 0 | 0 | 0 | 0 | 0
Scenario 1: Reference | SDG&E | Com | WaterHeat | Com ¦ Efficient Gas Water Heating Boiler (0.92 UEF) - ZEAS 2030 - Hot-Dry | Com - Health | Energy Efficiency | 5058765.1433 | 5309955.4651 | 5575737.1002 | 5860991.012 | 6157843.8627 | 0 | 0 | 0 | 0 | 0 | 0 | 0 | 0
Scenario 1: Reference | SDG&E | Com | FoodServ | Com ¦ ENERGY STAR Dishwasher - Tier 1 | Com - Health | Energy Efficiency | 0 | 0 | 0 | 0 | 0 | 0 | 0 | 0 | 0 | 0 | 0 | 0 | 0
Scenario 1: Reference | SDG&E | Com | FoodServ | Com ¦ ENERGY STAR Dishwasher - Tier 2 | Com - Health | Energy Efficiency | 221717.2159 | 231639.5084 | 241859.1644 | 252578.5661 | 263832.5309 | 275918.0603 | 287595.718 | 300352.3533 | 313999.8324 | 328619.4112 | 344675.7965 | 359805.7308 | 376118.5697
Scenario 1: Reference | SDG&E | Com | FoodServ | Com ¦ ENERGY STAR Combination Oven - Electric | Com - Health | Energy Efficiency | 116561.0777 | 120207.3886 | 123442.8276 | 126505.6345 | 130270.8122 | 135116.9586 | 138351.7589 | 140870.2135 | 143035.0745 | 144723.7658 | 147513.109 | 148758.7373 | 150001.3245
Scenario 1: Reference | SDG&E | Com | FoodServ | Com ¦ ENERGY STAR Conveyor Broiler - Gas | Com - Health | Energy Efficiency | 55855.4128 | 58401.5625 | 61042.1025 | 63841.0878 | 66792.7669 | 69965.7951 | 73052.0719 | 76406.8624 | 79969.9037 | 83777.1893 | 87945.3685 | 91892.3176 | 96151.431
Scenario 1: Reference | SDG&E | Com | FoodServ | Com ¦ ENERGY STAR Conveyor Oven - Gas | Com - Health | Energy Efficiency | 156647.1919 | 164218.5759 | 172211.7107 | 180779.2254 | 189675.8402 | 199033.3058 | 208516.9829 | 219083.5307 | 230437.7393 | 242731.6235 | 255947.858 | 268823.186 | 282743.0606
Scenario 1: Reference | SDG&E | Com | FoodServ | Com ¦ ENERGY STAR Convection Oven - Electric | Com - Health | Energy Efficiency | 650679.7911 | 682129.7423 | 715331.5585 | 750919.2291 | 787873.9131 | 826742.8748 | 866136.0933 | 910027.3309 | 957190.3472 | 1008256.5804 | 1063154.0642 | 1116635.4936 | 1174455.7519
Scenario 1: Reference | SDG&E | Com | FoodServ | Com ¦ High Performance Conveyor Toaster | Com - Health | Energy Efficiency | 134710.5744 | 138924.6453 | 142663.8681 | 146203.5787 | 150555.0248 | 156155.7552 | 159894.2398 | 162804.8381 | 165306.7853 | 167258.4195 | 170482.0858 | 171921.6685 | 173357.7365
Scenario 1: Reference | SDG&E | Com | FoodServ | Com ¦ ENERGY STAR Rack Oven - Gas | Com - Health | Energy Efficiency | 66773.0844 | 70000.4941 | 73407.681 | 77059.7055 | 80852.0136 | 84840.7659 | 88883.3176 | 93387.4582 | 98227.3505 | 103467.7928 | 109101.3999 | 114589.6909 | 120523.2346
Scenario 1: Reference | SDG&E | Com | FoodServ | Com ¦ Electric Deck Oven (60% cooking efficiency) | Com - Health | Energy Efficiency | 10335.9846 | 10659.319 | 10946.2197 | 11217.8123 | 11551.6872 | 11981.4163 | 12268.2603 | 12491.5828 | 12683.5506 | 12833.2943 | 13080.6376 | 13191.093 | 13301.2787
Scenario 1: Reference | SDG&E | Com | FoodServ | Com ¦ Demand Controlled Ventilation (DCV) Exhaust Hood | Com - Health | Energy Efficiency | 58424.9237 | 58470.5442 | 58481.2827 | 60225.6647 | 59863.1832 | 59346.067 | 52548.1998 | 52861.2752 | 55408.0511 | 61457.2952 | 70129.3446 | 64154.9189 | 61394.661
Scenario 1: Reference | SDG&E | Com | FoodServ | Com ¦ ENERGY STAR Ice Machine | Com - Health | Energy Efficiency | 15700.9402 | 16211.2204 | 16659.4816 | 17068.2981 | 17596.7205 | 18331.7547 | 18851.7933 | 19278.7394 | 19669.1671 | 19964.8605 | 20371.7667 | 20516.704 | 20656.9867
Scenario 1: Reference | SDG&E | Com | FoodServ | Com ¦ ENERGY STAR Griddle - Electric | Com - Health | Energy Efficiency | 20199.467 | 20831.3549 | 21392.0407 | 21922.8102 | 22575.2972 | 23415.1108 | 23975.6859 | 24412.1218 | 24787.2817 | 25079.9237 | 25563.3032 | 25779.1646 | 25994.4989
Scenario 1: Reference | SDG&E | Com | FoodServ | Com ¦ ENERGY STAR Fryer - Tier 1 Gas | Com - Health | Energy Efficiency | 8405.7961 | 8593.9939 | 8818.3112 | 9349.8336 | 9532.0963 | 9601.167 | 8680.6511 | 8947.9192 | 9612.2877 | 10934.0405 | 12767.4132 | 12004.6309 | 11801.3305
Scenario 1: Reference | SDG&E | Com | FoodServ | Com ¦ ENERGY STAR Fryer - Fuel Sub | Com - Health | Fuel Substitution | 2166324.7728 | 2291950.7035 | 2430505.5442 | 2581253.7182 | 2734301.1547 | 2887311.8172 | 3065263.9814 | 3266253.8992 | 3485178.3495 | 3724700.4838 | 3969627.1142 | 4239875.0093 | 4529083.9542
Scenario 1: Reference | SDG&E | Com | FoodServ | Com ¦ ENERGY STAR Steamer - Gas | Com - Health | Energy Efficiency | 8843.7514 | 9043.0803 | 9280.6453 | 9841.7316 | 10035.3464 | 10109.8559 | 9142.2017 | 9425.3846 | 10127.0557 | 11521.7082 | 13456.1115 | 12654.5423 | 12442.5579
Scenario 1: Reference | SDG&E | Com | FoodServ | Com ¦ ENERGY STAR Steamer - Fuel Sub | Com - Health | Fuel Substitution | 659850.9047 | 695273.3521 | 733594.1968 | 774774.4605 | 817298.2467 | 860858.4226 | 909517.5701 | 963049.2209 | 1020716.5917 | 1083031.2726 | 1147656.3872 | 1217874.7086 | 1292778.7041
Scenario 1: Reference | SDG&E | Com | FoodServ | Com ¦ ENERGY STAR Convection Oven - Gas | Com - Health | Energy Efficiency | 6214.3416 | 6354.4063 | 6521.3389 | 6915.604 | 7051.6535 | 7104.0099 | 6424.0572 | 6623.0446 | 7116.096 | 8096.0927 | 9455.3623 | 8892.1144 | 8743.1568
Scenario 1: Reference | SDG&E | Com | FoodServ | Com ¦ ENERGY STAR Convection Oven - Fuel Sub | Com - Health | Fuel Substitution | 638805.9601 | 676339.5869 | 717864.5636 | 763132.142 | 808967.0709 | 854610.9225 | 908039.3083 | 968630.0495 | 1034737.6383 | 1107198.9284 | 1181139.6148 | 1262911.6902 | 1350462.4891
Scenario 1: Reference | SDG&E | Com | FoodServ | Com ¦ ENERGY STAR Griddle - Gas | Com - Health | Energy Efficiency | 5857.5504 | 5989.5734 | 6146.9217 | 6518.5503 | 6646.7887 | 6696.1392 | 6055.2253 | 6242.788 | 6707.5313 | 7631.2623 | 8912.4906 | 8381.5811 | 8241.1758
Scenario 1: Reference | SDG&E | Com | FoodServ | Com ¦ ENERGY STAR Griddle - Fuel Sub | Com - Health | Fuel Substitution | 714710.4457 | 757902.894 | 805999.4917 | 858643.8692 | 911651.7175 | 964003.9096 | 1026119.3038 | 1097152.7264 | 1174918.2695 | 1260478.5915 | 1347413.9128 | 1444005.1807 | 1547521.4757
Scenario 1: Reference | SDG&E | Com | FoodServ | Com ¦ ENERGY STAR Combination Oven - Gas | Com - Health | Energy Efficiency | 125.8955 | 128.733 | 132.1149 | 140.1022 | 142.8584 | 143.9191 | 130.1441 | 134.1753 | 144.164 | 164.0176 | 191.5548 | 180.1441 | 177.1264
Scenario 1: Reference | SDG&E | Com | FoodServ | Com ¦ ENERGY STAR Combination Oven - Fuel Sub | Com - Health | Fuel Substitution | 10777.1973 | 11497.0722 | 12315.9777 | 13224.0756 | 14122.1387 | 14985.0438 | 16055.431 | 17312.0306 | 18702.1572 | 20249.0618 | 21800.6762 | 23549.0233 | 25428.0821
Scenario 1: Reference | SDG&E | Com | FoodServ | Com ¦ ENERGY STAR Fryer - Tier 1 Gas - Panel Upgrade | Com - Health | Energy Efficiency | 13831.7598 | 14141.4396 | 14510.5545 | 15385.1759 | 15685.0898 | 15798.7457 | 14284.0343 | 14723.8248 | 15817.0448 | 17991.9926 | 21008.8122 | 19753.6519 | 19419.1205
Scenario 1: Reference | SDG&E | Com | FoodServ | Com ¦ ENERGY STAR Fryer - Fuel Sub - Panel Upgrade | Com - Health | Fuel Substitution | 3564693.1446 | 3771410.9459 | 3999403.3029 | 4247459.822 | 4499299.7837 | 4751079.2335 | 5043899.9906 | 5374629.432 | 5734870.1941 | 6129004.4997 | 6532031.9181 | 6976725.5445 | 7452619.6283
Scenario 1: Reference | SDG&E | Com | FoodServ | Com ¦ ENERGY STAR Steamer - Gas - Panel Upgrade | Com - Health | Energy Efficiency | 14552.4163 | 14880.4125 | 15271.3264 | 16194.5954 | 16513.189 | 16635.7946 | 15043.5171 | 15509.4954 | 16664.0969 | 18959.0014 | 22142.067 | 20823.0829 | 20474.2619
Scenario 1: Reference | SDG&E | Com | FoodServ | Com ¦ ENERGY STAR Steamer - Fuel Sub - Panel Upgrade | Com - Health | Fuel Substitution | 1085786.4093 | 1144074.1402 | 1207131.1915 | 1274893.4244 | 1344866.4271 | 1416544.8119 | 1496613.5677 | 1584700.0407 | 1679591.8519 | 1782130.8242 | 1888471.6213 | 2004016.0548 | 2127270.7777
Scenario 1: Reference | SDG&E | Com | FoodServ | Com ¦ ENERGY STAR Convection Oven - Gas - Panel Upgrade | Com - Health | Energy Efficiency | 10225.7155 | 10456.1924 | 10730.8805 | 11379.6446 | 11603.5145 | 11689.6672 | 10570.8031 | 10898.2374 | 11709.5547 | 13322.1419 | 15558.8236 | 14631.9977 | 14386.8876
Scenario 1: Reference | SDG&E | Com | FoodServ | Com ¦ ENERGY STAR Convection Oven - Fuel Sub - Panel Upgrade | Com - Health | Fuel Substitution | 1051156.8973 | 1112918.5795 | 1181248.0385 | 1255735.9586 | 1331157.4553 | 1406264.5338 | 1494181.084 | 1593883.309 | 1702663.5213 | 1821898.7658 | 1943568.3609 | 2078124.5272 | 2222189.5985
Scenario 1: Reference | SDG&E | Com | FoodServ | Com ¦ ENERGY STAR Griddle - Gas - Panel Upgrade | Com - Health | Energy Efficiency | 9638.6146 | 9855.8589 | 10114.7759 | 10726.2918 | 10937.3084 | 11018.5147 | 9963.8893 | 10272.5242 | 11037.2604 | 12557.2623 | 14665.5268 | 13791.9138 | 13560.8765
Scenario 1: Reference | SDG&E | Com | FoodServ | Com ¦ ENERGY STAR Griddle - Fuel Sub - Panel Upgrade | Com - Health | Fuel Substitution | 1176057.9291 | 1247131.2172 | 1326274.2959 | 1412900.7583 | 1500125.3129 | 1586270.9836 | 1688482.0289 | 1805367.7138 | 1933331.1206 | 2074120.8569 | 2217173.1581 | 2376114.3449 | 2546450.6823
Scenario 1: Reference | SDG&E | Com | FoodServ | Com ¦ ENERGY STAR Combination Oven - Gas - Panel Upgrade | Com - Health | Energy Efficiency | 207.1613 | 211.8305 | 217.3954 | 230.5386 | 235.0739 | 236.8193 | 214.1524 | 220.7858 | 237.2222 | 269.8914 | 315.204 | 296.4276 | 291.4619
Scenario 1: Reference | SDG&E | Com | FoodServ | Com ¦ ENERGY STAR Combination Oven - Fuel Sub - Panel Upgrade | Com - Health | Fuel Substitution | 17733.9067 | 18918.4627 | 20265.974 | 21760.2514 | 23238.0166 | 24657.9293 | 26419.2542 | 28486.9922 | 30774.4492 | 33319.8847 | 35873.0704 | 38749.9801 | 41841.9764
Scenario 1: Reference | SDG&E | Com | Lighting | Com ¦ LED Fixtures and Retrofit Kits - 140 lpw | Com - Health | Energy Efficiency | 1623507.0299 | 1679418.792 | 1729013.1859 | 1772692.3437 | 1821928.3612 | 1877650.4812 | 1906783.8156 | 1927852.4561 | 1947500.1664 | 1960932.1643 | 1991462.1768 | 2001854.1665 | 2009738.0787
Scenario 1: Reference | PG&E | Com | AppPlug | Com ¦ Ozone Laundry System Retrofit | Com - Lodging | Energy Efficiency | 92427276.2429 | 96497242.9615 | 100764882.7342 | 105165591.9145 | 109881327.9447 | 114755381.0907 | 119887226.7253 | 125277626.9265 | 130945830.9719 | 136945231.7504 | 143253992.6498 | 126727450.6445 | 193173616.321
Scenario 1: Reference | PG&E | Com | AppPlug | Com ¦ Com Modulating Dryer Valve | Com - Lodging | Energy Efficiency | 19618723.9144 | 20455990.7668 | 21328681.9252 | 22243212.8126 | 23202852.3929 | 24210948.6722 | 25271133.4204 | 26387314.2775 | 27562217.4189 | 28799509.4458 | 30103498.3294 | 28479356.0786 | 29794281.2433
Scenario 1: Reference | PG&E | Com | AppPlug | Com ¦ Pool Cover | Com - Lodging | Energy Efficiency | 38834.0395 | 41416.7361 | 44293.4151 | 46761.9506 | 50087.3068 | 52972.7865 | 56047.2611 | 59184.6964 | 62439.0401 | 66089.5642 | 1049730.6782 | 926688.3471 | 1423259.6572
Scenario 1: Reference | PG&E | Com | BldgEnv | Com ¦ Com Wall Insulation (R13) - Marine | Com - Lodging | Energy Efficiency | 1996684.0754 | 2080130.4372 | 2166939.2847 | 2257815.9701 | 2354392.6117 | 2457819.9348 | 2566246.2781 | 2680223.145 | 2800194.9983 | 2926697.4572 | 3060048.9526 | 3199893.4838 | 3347599.0312
Scenario 1: Reference | PG&E | Com | BldgEnv | Com ¦ Com Wall Insulation (R14) - Marine | Com - Lodging | Energy Efficiency | 6377.9704 | 6755.9324 | 7188.2807 | 7597.3981 | 8177.9488 | 8673.3183 | 9212.4806 | 9773.9518 | 10331.2461 | 10985.9123 | 11657.7712 | 12393.1204 | 13170.9857
Scenario 1: Reference | PG&E | Com | BldgEnv | Com ¦ Com Wall Insulation (R14) - Hot-Dry | Com - Lodging | Energy Efficiency | 1943316.9228 | 2018104.5499 | 2094439.8465 | 2173513.1564 | 2260820.4153 | 2359625.1735 | 2461989.4213 | 2568847.6024 | 2680809.6965 | 2798864.9392 | 2923010.2897 | 3050614.0203 | 3185414.291
Scenario 1: Reference | PG&E | Com | BldgEnv | Com ¦ Com Wall Insulation (R14) - Cold | Com - Lodging | Energy Efficiency | 8570.5502 | 8927.3716 | 9298.2347 | 9685.8401 | 10099.2719 | 10543.2999 | 11008.4362 | 11497.0855 | 12011.255 | 12553.5573 | 13125.0574 | 12428.709 | 13001.6366
Scenario 1: Reference | PG&E | Com | HVAC | Com ¦ Small Unitary Heat Pump (SEER 17) - Marine | Com - Lodging | Energy Efficiency | 0 | 0 | 0 | 0 | 0 | 0 | 0 | 0 | 846167.5712 | 856836.2805 | 871390.2032 | 880718.799 | 889797.6288
Scenario 1: Reference | PG&E | Com | HVAC | Com ¦ Small Unitary Heat Pump (SEER 18) - Marine | Com - Lodging | Energy Efficiency | 786429.288 | 797785.5454 | 804198.8379 | 806454.7824 | 813922.7465 | 834210.061 | 848816.3128 | 861159.7036 | 0 | 0 | 0 | 0 | 0
Scenario 1: Reference | PG&E | Com | HVAC | Com ¦ Small Unitary Heat Pump (SEER 18) - Hot-Dry | Com - Lodging | Energy Efficiency | 802666.754 | 814257.4849 | 820803.1932 | 823105.7164 | 830727.8721 | 851434.0603 | 866341.8885 | 878940.1343 | 890269.2175 | 901493.9722 | 916806.435 | 926621.2305 | 936173.2424
Scenario 1: Reference | PG&E | Com | HVAC | Com ¦ Small Unitary Heat Pump (SEER 18) - Cold | Com - Lodging | Energy Efficiency | 2469.6897 | 2505.3527 | 2525.4929 | 2532.5774 | 2556.0297 | 2619.7397 | 2665.6089 | 2704.3719 | 2739.2298 | 2773.7668 | 2820.881 | 2851.0797 | 2880.4699
Scenario 1: Reference | PG&E | Com | HVAC | Com ¦ Small Unitary AC (SEER 18) - Marine | Com - Lodging | Energy Efficiency | 5148523.6362 | 5288314.4868 | 5414603.8696 | 5530208.4921 | 5672346.4803 | 5868227.7428 | 6049266.9063 | 6228645.6449 | 6410441.8789 | 6600183.4476 | 6813284.3949 | 7015117.5182 | 7225416.5427
Scenario 1: Reference | PG&E | Com | HVAC | Com ¦ Small Unitary AC (SEER 18) - Hot-Dry | Com - Lodging | Energy Efficiency | 5634730.6172 | 5790074.1429 | 5931318.7459 | 6061463.5443 | 6220374.7821 | 6437020.2236 | 6638224.9522 | 6838085.056 | 7040970.3008 | 7252860.7181 | 7490213.7176 | 7716096.9428 | 7951610.288
Scenario 1: Reference | PG&E | Com | HVAC | Com ¦ Small Unitary AC (SEER 18) - Cold | Com - Lodging | Energy Efficiency | 18497.2616 | 19094.6784 | 19671.0169 | 20233.0131 | 20879.2999 | 21674.7748 | 22449.4332 | 23237.2577 | 24049.124 | 24902.0651 | 25834.77 | 26761.8931 | 27734.1967
Scenario 1: Reference | PG&E | Com | HVAC | Com ¦ Ductless Mini Split Heat Pump (SEER 18) - Hot-Dry | Com - Lodging | Energy Efficiency | 310713.3259 | 317321.0619 | 322442.9766 | 326419.1203 | 332432.2039 | 341577.7362 | 348182.0864 | 353793.0832 | 358849.992 | 363610.4245 | 370387.7936 | 375067.3624 | 379556.4502
Scenario 1: Reference | PG&E | Com | HVAC | Com ¦ Ductless Mini Split Heat Pump (SEER 18) - Marine | Com - Lodging | Energy Efficiency | 369155.8771 | 377006.4724 | 383091.776 | 387815.7988 | 394959.8925 | 405825.6222 | 413672.1949 | 420338.5728 | 426346.6434 | 432002.473 | 440054.6079 | 445614.3641 | 450947.8114
Scenario 1: Reference | PG&E | Com | HVAC | Com ¦ Ductless Mini Split Heat Pump (SEER 18) - Cold | Com - Lodging | Energy Efficiency | 820.0475 | 837.4869 | 851.0048 | 861.4988 | 877.3688 | 901.5061 | 918.9366 | 933.7453 | 947.0917 | 959.6557 | 977.5428 | 989.8933 | 1001.7411
Scenario 1: Reference | PG&E | Com | HVAC | Com ¦ HVAC Energy Management System (Elec SC and Gas SH) - Marine | Com - Lodging | Energy Efficiency | 5924696.4482 | 6117519.1959 | 6304005.9877 | 6484031.4057 | 6709320.5924 | 6994075.8276 | 7283031.5745 | 7574137.2749 | 7871409.9996 | 8184896.9435 | 8535127.2221 | 8874801.6386 | 9230275.1494
Scenario 1: Reference | PG&E | Com | HVAC | Com ¦ HVAC Energy Management System (Elec SC and Gas SH) - Hot-Dry | Com - Lodging | Energy Efficiency | 4328014.4176 | 4465893.7818 | 4598249.3549 | 4725097.7172 | 4886048.3584 | 5092690.4743 | 5301808.5234 | 5511820.2625 | 361071.2452 | 5951413.6204 | 6204549.7745 | 6448410.7736 | 6703425.411
Scenario 1: Reference | PG&E | Com | HVAC | Com ¦ HVAC Energy Management System (Elec SC and Gas SH) - Cold | Com - Lodging | Energy Efficiency | 13310.7834 | 13762.5731 | 14203.3495 | 14628.7874 | 15147.6244 | 15792.7453 | 16448.7535 | 17111.6254 | 17793.3833 | 18509.6613 | 19305.4057 | 18470.8969 | 19227.6087
Scenario 1: Reference | PG&E | Com | HVAC | Com ¦ HVAC Pump Variable Frequency Drive (VFD) - Marine | Com - Lodging | Energy Efficiency | 856553.4436 | 0 | 0 | 0 | 0 | 0 | 0 | 0 | 0 | 0 | 0 | 0 | 0
Scenario 1: Reference | PG&E | Com | HVAC | Com ¦ HVAC Pump Variable Frequency Drive (VFD) - Hot-Dry | Com - Lodging | Energy Efficiency | 0 | 0 | 0 | 0 | 0 | 0 | 0 | 0 | 0 | 0 | 0 | 0 | 0
Scenario 1: Reference | PG&E | Com | HVAC | Com ¦ HVAC Pump Variable Frequency Drive (VFD) - Cold | Com - Lodging | Energy Efficiency | 0 | 0 | 0 | 0 | 0 | 0 | 0 | 0 | 0 | 0 | 0 | 0 | 0
Scenario 1: Reference | PG&E | Com | HVAC | Com ¦ HVAC Fan Variable Frequency Drive (VFD) - Marine | Com - Lodging | Energy Efficiency | 182041.1819 | 180423.5089 | 176340.101 | 170159.0749 | 167873.1582 | 173240.7022 | 177308.9822 | 179765.0263 | 0 | 0 | 0 | 0 | 0
Scenario 1: Reference | PG&E | Com | HVAC | Com ¦ HVAC Fan Variable Frequency Drive (VFD) - Hot-Dry | Com - Lodging | Energy Efficiency | 150743.7894 | 149458.2618 | 146147.0801 | 141113.2587 | 139284.9743 | 143753.0094 | 147155.438 | 149235.0751 | 0 | 0 | 0 | 0 | 0
Scenario 1: Reference | PG&E | Com | HVAC | Com ¦ HVAC Fan Variable Frequency Drive (VFD) - Cold | Com - Lodging | Energy Efficiency | 0 | 0 | 0 | 0 | 0 | 0 | 0 | 0 | 0 | 0 | 0 | 0 | 0
Scenario 1: Reference | PG&E | Com | HVAC | Com ¦ Large Packaged Heat Pump (IEER 14.0) - Fuel Sub - ZEAS 2030 - Marine | Com - Lodging | Fuel Substitution | 3725619.5504 | 3932584.2136 | 4159736.8601 | 4405985.0358 | 4656736.9116 | 0 | 0 | 0 | 0 | 0 | 0 | 0 | 0
Scenario 1: Reference | PG&E | Com | HVAC | Com ¦ Large Packaged Heat Pump (IEER 14.0) - Fuel Sub - ZEAS 2030 - Hot-Dry | Com - Lodging | Fuel Substitution | 2242472.4407 | 2370715.5962 | 2512023.6782 | 2665605.571 | 2821547.8794 | 0 | 0 | 0 | 0 | 0 | 0 | 0 | 0
Scenario 1: Reference | PG&E | Com | HVAC | Com ¦ Large Packaged Heat Pump (IEER 14.0) - Fuel Sub - ZEAS 2030 - Cold | Com - Lodging | Fuel Substitution | 15311.4311 | 16199.1579 | 17183.6623 | 18258.0493 | 19343.1441 | 0 | 0 | 0 | 0 | 0 | 0 | 0 | 0
Scenario 1: Reference | PG&E | Com | HVAC | Com ¦ Large Packaged Heat Pump (IEER 14.0) - Fuel Sub - Panel Upgrade - ZEAS 2030 - Marine | Com - Lodging | Fuel Substitution | 851308.6442 | 898600.324 | 950504.9828 | 1006772.9934 | 1064070.1051 | 0 | 0 | 0 | 0 | 0 | 0 | 0 | 0
Scenario 1: Reference | PG&E | Com | HVAC | Com ¦ Large Packaged Heat Pump (IEER 14.0) - Fuel Sub - Panel Upgrade - ZEAS 2030 - Hot-Dry | Com - Lodging | Fuel Substitution | 512407.7076 | 541711.4262 | 574000.4965 | 609094.1477 | 644727.1567 | 0 | 0 | 0 | 0 | 0 | 0 | 0 | 0
Scenario 1: Reference | PG&E | Com | HVAC | Com ¦ Large Packaged Heat Pump (IEER 14.0) - Fuel Sub - Panel Upgrade - ZEAS 2030 - Cold | Com - Lodging | Fuel Substitution | 3498.6808 | 3701.5275 | 3926.488 | 4171.9867 | 4419.9322 | 0 | 0 | 0 | 0 | 0 | 0 | 0 | 0
Scenario 1: Reference | PG&E | Com | HVAC | Com ¦ Small Packaged Heat Pump (SEER 16) - Fuel Sub - ZEAS 2030 - Hot-Dry | Com - Lodging | Fuel Substitution | 0 | 0 | 0 | 0 | 0 | 216375.5799 | 220646.4239 | 224223.6661 | 227431.9001 | 230392.1366 | 234771.5942 | 237667.3873 | 240427.8928
Scenario 1: Reference | PG&E | Com | HVAC | Com ¦ Small Packaged Heat Pump (SEER 16) - Fuel Sub - ZEAS 2030 - Cold | Com - Lodging | Fuel Substitution | 0 | 0 | 0 | 0 | 0 | 615.1338 | 627.2403 | 637.3896 | 646.4979 | 654.9068 | 667.3223 | 611.1671 | 618.2663
Scenario 1: Reference | PG&E | Com | HVAC | Com ¦ Small Packaged Heat Pump (SEER 18) - Fuel Sub - ZEAS 2030 - Marine | Com - Lodging | Fuel Substitution | 1214646.2115 | 1269845.7731 | 1328022.756 | 1389394.3319 | 1453917.5932 | 0 | 0 | 0 | 0 | 0 | 0 | 0 | 0
Scenario 1: Reference | PG&E | Com | HVAC | Com ¦ Small Packaged Heat Pump (SEER 18) - Fuel Sub - ZEAS 2030 - Hot-Dry | Com - Lodging | Fuel Substitution | 932513.8107 | 973689.6566 | 1016778.5563 | 1062007.9589 | 1109840.3176 | 0 | 0 | 0 | 0 | 0 | 0 | 0 | 0
Scenario 1: Reference | PG&E | Com | HVAC | Com ¦ Small Packaged Heat Pump (SEER 18) - Fuel Sub - ZEAS 2030 - Cold | Com - Lodging | Fuel Substitution | 4482.366 | 4702.9751 | 4940.1165 | 5193.6677 | 5455.9896 | 0 | 0 | 0 | 0 | 0 | 0 | 0 | 0
Scenario 1: Reference | PG&E | Com | HVAC | Com ¦ Small Packaged Heat Pump (SEER 16) - Fuel Sub - Panel Upgrade - ZEAS 2030 - Hot-Dry | Com - Lodging | Fuel Substitution | 0 | 0 | 0 | 0 | 0 | 49442.0858 | 50417.9789 | 51235.3832 | 51968.4686 | 52644.8862 | 53645.5977 | 54307.29 | 54938.0689
Scenario 1: Reference | PG&E | Com | HVAC | Com ¦ Small Packaged Heat Pump (SEER 16) - Fuel Sub - Panel Upgrade - ZEAS 2030 - Cold | Com - Lodging | Fuel Substitution | 0 | 0 | 0 | 0 | 0 | 140.5588 | 143.3252 | 145.6443 | 147.7256 | 149.647 | 152.484 | 139.6524 | 141.2746
Scenario 1: Reference | PG&E | Com | HVAC | Com ¦ Small Packaged Heat Pump (SEER 18) - Fuel Sub - Panel Upgrade - ZEAS 2030 - Marine | Com - Lodging | Fuel Substitution | 277548.1515 | 290161.3192 | 303454.8312 | 317478.3117 | 332221.9562 | 0 | 0 | 0 | 0 | 0 | 0 | 0 | 0
Scenario 1: Reference | PG&E | Com | HVAC | Com ¦ Small Packaged Heat Pump (SEER 18) - Fuel Sub - Panel Upgrade - ZEAS 2030 - Hot-Dry | Com - Lodging | Fuel Substitution | 213080.5513 | 222489.2827 | 232335.1492 | 242670.1233 | 253599.876 | 0 | 0 | 0 | 0 | 0 | 0 | 0 | 0
Scenario 1: Reference | PG&E | Com | HVAC | Com ¦ Small Packaged Heat Pump (SEER 18) - Fuel Sub - Panel Upgrade - ZEAS 2030 - Cold | Com - Lodging | Fuel Substitution | 1024.2261 | 1074.6356 | 1128.8227 | 1186.7594 | 1246.7003 | 0 | 0 | 0 | 0 | 0 | 0 | 0 | 0
Scenario 1: Reference | PG&E | Com | HVAC | Com ¦ Efficient Hot Water Boilers (94% eff.) - ZEAS 2030 - Marine | Com - Lodging | Energy Efficiency | 542042.5198 | 566733.5311 | 592767.8723 | 620046.672 | 649025.6192 | 0 | 0 | 0 | 0 | 0 | 0 | 0 | 0
Scenario 1: Reference | PG&E | Com | HVAC | Com ¦ Efficient Hot Water Boilers (94% eff.) - ZEAS 2030 - Hot-Dry | Com - Lodging | Energy Efficiency | 364743.5207 | 381358.2438 | 398876.9014 | 417232.9621 | 436733.0619 | 0 | 0 | 0 | 0 | 0 | 0 | 0 | 0
Scenario 1: Reference | PG&E | Com | HVAC | Com ¦ Efficient Hot Water Boilers (94% eff.) - ZEAS 2030 - Cold | Com - Lodging | Energy Efficiency | 868.9853 | 908.5692 | 950.3066 | 994.0391 | 1040.4972 | 0 | 0 | 0 | 0 | 0 | 0 | 0 | 0
Scenario 1: Reference | PG&E | Com | WaterHeat | Com ¦ Com Heat Pump Water Heater (3.3 UEF - 50 Gal) - Marine | Com - Lodging | Energy Efficiency | 1616767.5378 | 1675754.105 | 1731756.8568 | 1784954.5699 | 1849425.3987 | 1920766.2891 | 1971518.478 | 2011862.1014 | 2045934.8242 | 2076666.2789 | 2124792.1146 | 2163957.7505 | 2200007.756
Scenario 1: Reference | PG&E | Com | WaterHeat | Com ¦ Com Heat Pump Water Heater (3.3 UEF - 50 Gal) - Hot-Dry | Com - Lodging | Energy Efficiency | 1190032.6633 | 1233482.4775 | 1274733.2666 | 1313917.1046 | 1361407.0502 | 1413959.6551 | 1451340.7109 | 1481051.7947 | 1506141.9423 | 1528769.5795 | 1564214.576 | 1593056.746 | 1619602.8873
Scenario 1: Reference | PG&E | Com | WaterHeat | Com ¦ Com Heat Pump Water Heater (3.3 UEF - 50 Gal) - Cold | Com - Lodging | Energy Efficiency | 3609.1806 | 3740.854 | 3865.867 | 3984.6186 | 4128.5343 | 4287.7855 | 4401.0781 | 4491.1366 | 4567.1971 | 4635.7991 | 4743.2293 | 4830.6584 | 4911.1327
Scenario 1: Reference | PG&E | Com | WaterHeat | Com ¦ Com Hot Water Tank Insulation - Marine | Com - Lodging | Energy Efficiency | 71504.6046 | 74556.7654 | 77729.4402 | 81052.8927 | 84538.5818 | 88196.9073 | 92042.9779 | 96091.3682 | 100353.3978 | 104840.8566 | 109565.1923 | 103630.8481 | 108393.0405
Scenario 1: Reference | PG&E | Com | WaterHeat | Com ¦ Com Hot Water Tank Insulation - Hot-Dry | Com - Lodging | Energy Efficiency | 50385.003 | 52535.6775 | 54771.271 | 57113.1085 | 59569.2643 | 62147.0667 | 64857.1618 | 67709.8195 | 70713.016 | 73875.0588 | 77204.0146 | 73022.4385 | 76378.0696
Scenario 1: Reference | PG&E | Com | WaterHeat | Com ¦ Com Hot Water Tank Insulation - Cold | Com - Lodging | Energy Efficiency | 102.8158 | 107.2045 | 111.7665 | 116.5452 | 121.5573 | 126.8175 | 132.3478 | 138.1689 | 144.2973 | 150.7497 | 157.5428 | 149.0099 | 155.8574
Scenario 1: Reference | PG&E | Com | WaterHeat | Com ¦ Faucet Aerators (Gas WH) - Marine | Com - Lodging | Energy Efficiency | 586551.4455 | 611590.5373 | 637608.8015 | 664862.357 | 693445.4761 | 723440.2299 | 754973.488 | 788164.0673 | 0 | 0 | 0 | 0 | 0
Scenario 1: Reference | PG&E | Com | WaterHeat | Com ¦ Faucet Aerators (Gas WH) - Hot-Dry | Com - Lodging | Energy Efficiency | 395411.9243 | 412291.5271 | 429831.2195 | 448203.6588 | 467472.3968 | 487692.7601 | 508950.2753 | 531325.0404 | 0 | 0 | 0 | 0 | 0
Scenario 1: Reference | PG&E | Com | WaterHeat | Com ¦ Faucet Aerators (Gas WH) - Cold | Com - Lodging | Energy Efficiency | 909.4495 | 948.2727 | 988.6141 | 1030.8708 | 1075.189 | 1121.6959 | 1170.5883 | 1222.0504 | 0 | 0 | 0 | 0 | 0
Scenario 1: Reference | PG&E | Com | WaterHeat | Com ¦ Faucet Aerators (Elec WH) - Marine | Com - Lodging | Energy Efficiency | 57103.5772 | 60284.8002 | 60904.597 | 60158.3021 | 63891.846 | 70242.5228 | 73961.5218 | 76376.5159 | 0 | 0 | 0 | 0 | 0
Scenario 1: Reference | PG&E | Com | WaterHeat | Com ¦ Faucet Aerators (Elec WH) - Hot-Dry | Com - Lodging | Energy Efficiency | 40639.457 | 42903.4688 | 43344.5657 | 42813.4428 | 45470.5301 | 49990.1779 | 52636.9141 | 54355.6163 | 0 | 0 | 0 | 0 | 0
Scenario 1: Reference | PG&E | Com | WaterHeat | Com ¦ Faucet Aerators (Elec WH) - Cold | Com - Lodging | Energy Efficiency | 143.5637 | 151.5616 | 153.1198 | 151.2436 | 160.6301 | 176.5963 | 185.9462 | 192.0177 | 0 | 0 | 0 | 0 | 0
Scenario 1: Reference | PG&E | Com | WaterHeat | Com ¦ Com Water Heating Controls (Gas WH) - Marine | Com - Lodging | Energy Efficiency | 9062000.0878 | 9449657.1756 | 9854605.6466 | 10279453.7744 | 10725695.0437 | 11194845.0873 | 11688416.3304 | 12207982.5428 | 0 | 0 | 0 | 0 | 0
Scenario 1: Reference | PG&E | Com | WaterHeat | Com ¦ Com Water Heating Controls (Gas WH) - Hot-Dry | Com - Lodging | Energy Efficiency | 6411377.1294 | 6685645.0352 | 6972146.6177 | 7272727.2338 | 7588443.5261 | 7920367.8067 | 8269570.1185 | 8637163.9056 | 0 | 0 | 0 | 0 | 0
Scenario 1: Reference | PG&E | Com | WaterHeat | Com ¦ Com Water Heating Controls (Gas WH) - Cold | Com - Lodging | Energy Efficiency | 13194.2808 | 13758.7099 | 14348.3153 | 14966.8945 | 15616.6223 | 16299.7052 | 17018.3454 | 17774.8343 | 0 | 0 | 0 | 0 | 0
Scenario 1: Reference | PG&E | Com | WaterHeat | Com ¦ Low Flow Showerheads (Gas WH) - Marine | Com - Lodging | Energy Efficiency | 1479167.9496 | 1542292.0967 | 1608083.4312 | 1677028.0679 | 1749371.1246 | 1825366.1496 | 1905286.4381 | 1989428.3924 | 2077997.1053 | 2171266.3499 | 2269561.0009 | 2147098.2355 | 2246217.2257
Scenario 1: Reference | PG&E | Com | WaterHeat | Com ¦ Low Flow Showerheads (Gas WH) - Hot-Dry | Com - Lodging | Energy Efficiency | 1018621.4713 | 1062091.5935 | 1107398.4608 | 1154876.8335 | 1204695.5109 | 1257029.0976 | 1312065.7971 | 1370009.7252 | 1431002.118 | 1495231.508 | 1562921.6186 | 1478588.2592 | 1546846.0467
Scenario 1: Reference | PG&E | Com | WaterHeat | Com ¦ Low Flow Showerheads (Gas WH) - Cold | Com - Lodging | Energy Efficiency | 2230.7109 | 2325.9074 | 2425.1264 | 2529.1007 | 2638.2002 | 2752.8071 | 2873.3337 | 3000.2269 | 3133.7961 | 3274.454 | 3422.6907 | 3238.0064 | 3387.4863
Scenario 1: Reference | PG&E | Com | WaterHeat | Com ¦ Low Flow Showerheads (Elec WH) - Marine | Com - Lodging | Energy Efficiency | 6423.3016 | 6606.3517 | 6691.247 | 6899.6168 | 7321.8911 | 7908.4173 | 8224.9656 | 8315.7543 | 0 | 0 | 8894.4438 | 9185.264 | 9487.6641
Scenario 1: Reference | PG&E | Com | WaterHeat | Com ¦ Low Flow Showerheads (Elec WH) - Hot-Dry | Com - Lodging | Energy Efficiency | 4686.9103 | 4820.4769 | 4882.4228 | 5034.4646 | 5342.5868 | 5770.5592 | 6001.536 | 6067.782 | 0 | 0 | 0 | 0 | 6922.8931
Scenario 1: Reference | PG&E | Com | WaterHeat | Com ¦ Low Flow Showerheads (Elec WH) - Cold | Com - Lodging | Energy Efficiency | 15.9758 | 16.4311 | 16.6422 | 17.1605 | 18.2108 | 19.6695 | 20.4569 | 20.6827 | 20.9576 | 21.1994 | 22.122 | 22.8453 | 23.5974
Scenario 1: Reference | PG&E | Com | WaterHeat | Com ¦ Low-flow Pre-Rinse Spray Valve - Marine | Com - Lodging | Energy Efficiency | 6910.3542 | 7209.3296 | 7522.2932 | 7848.6311 | 8194.0745 | 8555.024 | 8934.904 | 9334.4302 | 9755.0783 | 10199.3507 | 10667.5222 | 9854.3472 | 11969.6785
Scenario 1: Reference | PG&E | Com | WaterHeat | Com ¦ Low-flow Pre-Rinse Spray Valve - Hot-Dry | Com - Lodging | Energy Efficiency | 4775.865 | 4982.4921 | 5198.7866 | 5424.3244 | 5663.0663 | 5912.5247 | 6175.0664 | 6451.1858 | 6741.9029 | 7048.9473 | 7372.5086 | 6810.5094 | 8272.4514
Scenario 1: Reference | PG&E | Com | WaterHeat | Com ¦ Low-flow Pre-Rinse Spray Valve - Cold | Com - Lodging | Energy Efficiency | 10.3619 | 10.8102 | 11.2795 | 11.7688 | 12.2868 | 12.828 | 13.3976 | 13.9967 | 14.6274 | 15.2936 | 15.9956 | 14.7763 | 17.9482
Scenario 1: Reference | PG&E | Com | WaterHeat | Com ¦ Com Hot Water Pipe Insulation - Marine | Com - Lodging | Energy Efficiency | 8497878.9844 | 8860667.4123 | 9239008.0345 | 9635541.9169 | 10051761.7905 | 10489053.8943 | 10949021.2224 | 11433254.819 | 11942961.1258 | 12479880.5717 | 13045875.0494 | 12342909.687 | 12913653.1748
Scenario 1: Reference | PG&E | Com | WaterHeat | Com ¦ Com Hot Water Pipe Insulation - Hot-Dry | Com - Lodging | Energy Efficiency | 5079257.9485 | 5296099.8227 | 5522237.382 | 5759249.2149 | 6008027.5401 | 6269400.9249 | 6544327.4933 | 6833758.2264 | 7138414.2253 | 7459335.7597 | 7797635.6996 | 7377467.0421 | 7718605.5077
Scenario 1: Reference | PG&E | Com | WaterHeat | Com ¦ Com Hot Water Pipe Insulation - Cold | Com - Lodging | Energy Efficiency | 10677.159 | 11132.9845 | 11608.3505 | 12106.5754 | 12629.5348 | 13178.9704 | 13756.8963 | 14365.3116 | 15005.732 | 15680.3444 | 16391.4881 | 15508.2473 | 16225.3579
Scenario 1: Reference | PG&E | Com | WaterHeat | Com ¦ Com Efficient Tankless Gas Water Heater (0.87 UEF - High Draw) - ZEAS 2030 - Marine | Com - Lodging | Energy Efficiency | 194934.1535 | 206648.0231 | 220062.4082 | 232794.4657 | 250767.848 | 0 | 0 | 0 | 0 | 0 | 0 | 0 | 0
Scenario 1: Reference | PG&E | Com | WaterHeat | Com ¦ Com Efficient Tankless Gas Water Heater (0.87 UEF - High Draw) - ZEAS 2030 - Hot-Dry | Com - Lodging | Energy Efficiency | 146261.8735 | 155050.9889 | 165116.0365 | 174669.1336 | 188154.8722 | 0 | 0 | 0 | 0 | 0 | 0 | 0 | 0
Scenario 1: Reference | PG&E | Com | WaterHeat | Com ¦ Com Efficient Tankless Gas Water Heater (0.87 UEF - High Draw) - ZEAS 2030 - Cold | Com - Lodging | Energy Efficiency | 801.0026 | 856.2126 | 917.9847 | 971.6945 | 1043.5993 | 0 | 0 | 0 | 0 | 0 | 0 | 0 | 0
Scenario 1: Reference | PG&E | Com | WaterHeat | Com ¦ Com Heat Pump Water Heater (3.75 UEF - 50 Gal) - Fuel Sub - ZEAS 2030 - Marine | Com - Lodging | Fuel Substitution | 29278807.0691 | 30715188.7906 | 32289225.3966 | 34004003.5165 | 35728208.1659 | 23474887.2651 | 24086197.0117 | 24570891.7481 | 24981218.244 | 25347055.1004 | 25926087.0634 | 26394461.4082 | 26824904.1198
Scenario 1: Reference | PG&E | Com | WaterHeat | Com ¦ Com Heat Pump Water Heater (3.75 UEF - 50 Gal) - Fuel Sub - ZEAS 2030 - Hot-Dry | Com - Lodging | Fuel Substitution | 21645396.9635 | 22709773.6441 | 23876988.4036 | 25149283.2041 | 26427622.2013 | 17298494.7949 | 17749188.0327 | 18106493.3775 | 18408945.7625 | 18678582.326 | 19105460.1667 | 19450719.495 | 19767999.8259
Scenario 1: Reference | PG&E | Com | WaterHeat | Com ¦ Com Heat Pump Water Heater (3.75 UEF - 50 Gal) - Fuel Sub - ZEAS 2030 - Cold | Com - Lodging | Fuel Substitution | 123507.1455 | 129618.4367 | 136346.2508 | 143701.9574 | 151061.7619 | 99000.1614 | 101568.0454 | 103605.8893 | 105332.4517 | 106872.8356 | 109305.9695 | 100670.7252 | 102309.3047
Scenario 1: Reference | PG&E | Com | WaterHeat | Com ¦ Com Efficient Tankless Gas Water Heater (0.87 UEF - High Draw) - Panel Upgrade - ZEAS 2030 - Marine | Com - Lodging | Energy Efficiency | 161731.0834 | 171449.7334 | 182579.2507 | 193142.6611 | 208054.6431 | 0 | 0 | 0 | 0 | 0 | 0 | 0 | 0
Scenario 1: Reference | PG&E | Com | WaterHeat | Com ¦ Com Efficient Tankless Gas Water Heater (0.87 UEF - High Draw) - Panel Upgrade - ZEAS 2030 - Hot-Dry | Com - Lodging | Energy Efficiency | 121349.1368 | 128641.2051 | 136991.8764 | 144917.7977 | 156106.5149 | 0 | 0 | 0 | 0 | 0 | 0 | 0 | 0
Scenario 1: Reference | PG&E | Com | WaterHeat | Com ¦ Com Efficient Tankless Gas Water Heater (0.87 UEF - High Draw) - Panel Upgrade - ZEAS 2030 - Cold | Com - Lodging | Energy Efficiency | 664.5681 | 710.3742 | 761.6246 | 806.1861 | 865.8433 | 0 | 0 | 0 | 0 | 0 | 0 | 0 | 0
Scenario 1: Reference | PG&E | Com | WaterHeat | Com ¦ Com Heat Pump Water Heater (3.75 UEF - 50 Gal) - Fuel Sub - Panel Upgrade - ZEAS 2030 - Marine | Com - Lodging | Fuel Substitution | 24291757.5134 | 25483480.8098 | 26789412.2796 | 28212112.8076 | 29642634.2475 | 19476417.4562 | 19983603.0152 | 20385739.8569 | 20726175.5761 | 21029699.5613 | 21510105.2009 | 21898701.498 | 22255827.0444
Scenario 1: Reference | PG&E | Com | WaterHeat | Com ¦ Com Heat Pump Water Heater (3.75 UEF - 50 Gal) - Fuel Sub - Panel Upgrade - ZEAS 2030 - Hot-Dry | Com - Lodging | Fuel Substitution | 17958543.6346 | 18841625.3861 | 19810028.8404 | 20865614.0869 | 21926214.0241 | 14352047.8793 | 14725974.6864 | 15022420.3297 | 15273356.0997 | 15497065.5562 | 15851233.435 | 16137684.8558 | 16400922.9325
Scenario 1: Reference | PG&E | Com | WaterHeat | Com ¦ Com Heat Pump Water Heater (3.75 UEF - 50 Gal) - Fuel Sub - Panel Upgrade - ZEAS 2030 - Cold | Com - Lodging | Fuel Substitution | 102470.2141 | 107540.5711 | 113122.4389 | 119225.2504 | 125331.4618 | 82137.4966 | 84267.9937 | 85958.7323 | 87391.2099 | 88669.2207 | 90687.9198 | 83523.5138 | 84882.9945
Scenario 1: Reference | PG&E | Com | WaterHeat | Com ¦ Com Heat Pump Water Heater (100+ Gal, 200+ kBtuh - 4.3 COP) - Fuel Sub - ZEAS 2030 - Marine | Com - Lodging | Fuel Substitution | 12589498.1124 | 13200229.885 | 13863416.9854 | 14580726.4627 | 15309236.3433 | 0 | 0 | 0 | 0 | 0 | 0 | 0 | 0
Scenario 1: Reference | PG&E | Com | WaterHeat | Com ¦ Com Heat Pump Water Heater (100+ Gal, 200+ kBtuh - 4.3 COP) - Fuel Sub - ZEAS 2030 - Hot-Dry | Com - Lodging | Fuel Substitution | 9321448.4061 | 9774836.37 | 10267449.8512 | 10800511.7911 | 11341578.7828 | 0 | 0 | 0 | 0 | 0 | 0 | 0 | 0
Scenario 1: Reference | PG&E | Com | WaterHeat | Com ¦ Com Heat Pump Water Heater (100+ Gal, 200+ kBtuh - 4.3 COP) - Fuel Sub - ZEAS 2030 - Cold | Com - Lodging | Fuel Substitution | 26774.0733 | 28083.5162 | 29510.2414 | 31057.554 | 32623.3389 | 0 | 0 | 0 | 0 | 0 | 0 | 0 | 0
Scenario 1: Reference | PG&E | Com | WaterHeat | Com ¦ Com Heat Pump Water Heater (100+ Gal, 200+ kBtuh - 4.3 COP) - Fuel Sub - Panel Upgrade - ZEAS 2030 - Marine | Com - Lodging | Fuel Substitution | 10445133.0493 | 10951839.0804 | 11502065.7407 | 12097196.1312 | 12701619.1639 | 0 | 0 | 0 | 0 | 0 | 0 | 0 | 0
Scenario 1: Reference | PG&E | Com | WaterHeat | Com ¦ Com Heat Pump Water Heater (100+ Gal, 200+ kBtuh - 4.3 COP) - Fuel Sub - Panel Upgrade - ZEAS 2030 - Hot-Dry | Com - Lodging | Fuel Substitution | 7733729.1721 | 8109891.7136 | 8518598.5029 | 8960864.1783 | 9409771.4077 | 0 | 0 | 0 | 0 | 0 | 0 | 0 | 0
Scenario 1: Reference | PG&E | Com | WaterHeat | Com ¦ Com Heat Pump Water Heater (100+ Gal, 200+ kBtuh - 4.3 COP) - Fuel Sub - Panel Upgrade - ZEAS 2030 - Cold | Com - Lodging | Fuel Substitution | 22213.6542 | 23300.0601 | 24483.7717 | 25767.5311 | 27066.6163 | 0 | 0 | 0 | 0 | 0 | 0 | 0 | 0
Scenario 1: Reference | PG&E | Com | WaterHeat | Com ¦ Efficient Gas Water Heating Boiler (0.92 UEF) - ZEAS 2030 - Marine | Com - Lodging | Energy Efficiency | 68614487.4729 | 71739019.9247 | 75033299.6279 | 78484844.5672 | 82151706.7489 | 0 | 0 | 0 | 0 | 0 | 0 | 0 | 0
Scenario 1: Reference | PG&E | Com | WaterHeat | Com ¦ Efficient Gas Water Heating Boiler (0.92 UEF) - ZEAS 2030 - Hot-Dry | Com - Lodging | Energy Efficiency | 48563857.3481 | 50775338.1482 | 53106963.6109 | 55549899.0976 | 58145231.0716 | 0 | 0 | 0 | 0 | 0 | 0 | 0 | 0
Scenario 1: Reference | PG&E | Com | WaterHeat | Com ¦ Efficient Gas Water Heating Boiler (0.92 UEF) - ZEAS 2030 - Cold | Com - Lodging | Energy Efficiency | 99997.9206 | 104551.5836 | 109352.6363 | 114382.8874 | 119726.9385 | 0 | 0 | 0 | 0 | 0 | 0 | 0 | 0
Scenario 1: Reference | PG&E | Com | FoodServ | Com ¦ ENERGY STAR Dishwasher - Tier 1 | Com - Lodging | Energy Efficiency | 0 | 0 | 0 | 0 | 0 | 0 | 0 | 0 | 0 | 0 | 0 | 0 | 0
Scenario 1: Reference | PG&E | Com | FoodServ | Com ¦ ENERGY STAR Dishwasher - Tier 2 | Com - Lodging | Energy Efficiency | 881319.8907 | 917997.9082 | 955715.0865 | 994488.7991 | 1036460.0788 | 1081070.3204 | 1126018.7999 | 1172420.7078 | 1220570.5593 | 1271123.6222 | 1325858.8582 | 1382412.6624 | 1441710.3332
Scenario 1: Reference | PG&E | Com | FoodServ | Com ¦ ENERGY STAR Combination Oven - Electric | Com - Lodging | Energy Efficiency | 286606.4037 | 295698.4708 | 303840.4918 | 311551.3735 | 321572.0014 | 333865.0214 | 342928.4406 | 350283.9896 | 356165.5674 | 361398.4844 | 369438.3894 | 375506.7102 | 381131.1598
Scenario 1: Reference | PG&E | Com | FoodServ | Com ¦ ENERGY STAR Steamer - Electric | Com - Lodging | Energy Efficiency | 0 | 0 | 0 | 0 | 257967.0833 | 267828.6214 | 275099.3533 | 281000.0209 | 285718.2597 | 289916.1387 | 296365.801 | 301233.8462 | 305745.8151
Scenario 1: Reference | PG&E | Com | FoodServ | Com ¦ ENERGY STAR Conveyor Broiler - Gas | Com - Lodging | Energy Efficiency | 277182.1271 | 288803.0913 | 300798.2546 | 313239.7213 | 326768.4989 | 341213.0882 | 355808.1616 | 370831.3866 | 386343.5287 | 402607.077 | 420179.2872 | 438363.3532 | 457453.4517
Scenario 1: Reference | PG&E | Com | FoodServ | Com ¦ ENERGY STAR Conveyor Oven - Gas | Com - Lodging | Energy Efficiency | 149336.0543 | 155934.9238 | 162875.9513 | 170134.289 | 177833.9132 | 185896.2527 | 194397.3707 | 203355.4996 | 212802.8494 | 222792.3558 | 233331.3982 | 215832.8898 | 262511.9511
Scenario 1: Reference | PG&E | Com | FoodServ | Com ¦ ENERGY STAR Convection Oven - Electric | Com - Lodging | Energy Efficiency | 1022199.1543 | 1067202.8364 | 1114568.4627 | 1164235.5785 | 1217041.8165 | 1272251.9101 | 1330503.2921 | 1391913.1582 | 1456579.9578 | 1525064.8839 | 1597308.1297 | 1673720.5322 | 1754488.3134
Scenario 1: Reference | PG&E | Com | FoodServ | Com ¦ High Performance Conveyor Toaster | Com - Lodging | Energy Efficiency | 1057296.7716 | 1090837.5898 | 1120873.6684 | 1149319.2658 | 1186285.5629 | 1231634.7605 | 1265069.8957 | 1292204.6632 | 1313901.922 | 1333206.2577 | 1362865.6285 | 1385251.7855 | 1406000.4931
Scenario 1: Reference | PG&E | Com | FoodServ | Com ¦ ENERGY STAR Rack Oven - Gas | Com - Lodging | Energy Efficiency | 63656.6085 | 66469.4701 | 69428.1814 | 72522.1506 | 75804.2245 | 79240.9109 | 82864.6329 | 86683.1622 | 90710.2289 | 94968.3975 | 99460.8136 | 92001.8265 | 111899.4376
Scenario 1: Reference | PG&E | Com | FoodServ | Com ¦ Electric Deck Oven (60% cooking efficiency) | Com - Lodging | Energy Efficiency | 12071.9603 | 12454.9213 | 12797.866 | 13122.651 | 13544.7233 | 14062.5095 | 14444.2638 | 14754.0821 | 15001.8162 | 15222.2284 | 15560.872 | 15816.4717 | 16053.3755
Scenario 1: Reference | PG&E | Com | FoodServ | Com ¦ Demand Controlled Ventilation (DCV) Exhaust Hood | Com - Lodging | Energy Efficiency | 143578.9276 | 150540.9317 | 158195.051 | 164883 | 175429.771 | 184568.1619 | 193818.1053 | 203044.6932 | 211792.429 | 222159.7402 | 233054.4462 | 244417.4116 | 256236.077
Scenario 1: Reference | PG&E | Com | FoodServ | Com ¦ ENERGY STAR Ice Machine | Com - Lodging | Energy Efficiency | 338441.2354 | 349373.8285 | 359035.5729 | 367878.6168 | 379968.4925 | 395727.6047 | 407557.0197 | 417664.8417 | 426222.7527 | 433540.3988 | 443877.5111 | 451213.5633 | 457911.7458
Scenario 1: Reference | PG&E | Com | FoodServ | Com ¦ ENERGY STAR Griddle - Electric | Com - Lodging | Energy Efficiency | 23592.0595 | 24340.4747 | 25010.6867 | 25645.4093 | 26470.2592 | 27482.1614 | 28228.2185 | 28833.6918 | 29317.835 | 29748.5836 | 30410.3898 | 30909.9048 | 31372.8824
Scenario 1: Reference | PG&E | Com | FoodServ | Com ¦ ENERGY STAR Fryer - Tier 1 Gas | Com - Lodging | Energy Efficiency | 21630.9803 | 22895.7361 | 24342.4623 | 25707.8562 | 27646.2057 | 29284.4074 | 31066.9298 | 32920.5911 | 34755.658 | 36912.7063 | 0 | 0 | 0
Scenario 1: Reference | PG&E | Com | FoodServ | Com ¦ ENERGY STAR Fryer - Tier 2 Gas | Com - Lodging | Energy Efficiency | 0 | 0 | 0 | 0 | 0 | 0 | 0 | 0 | 0 | 0 | 59361.1525 | 63035.9561 | 66920.4523
Scenario 1: Reference | PG&E | Com | FoodServ | Com ¦ ENERGY STAR Fryer - Fuel Sub | Com - Lodging | Fuel Substitution | 5577781.9459 | 5862095.7565 | 6177038.7893 | 6517632.1811 | 6855880.902 | 7190929.9379 | 7588938.2623 | 8033867.0598 | 8524435.6089 | 9053994.7528 | 9584047.2597 | 10171989.7051 | 10802394.6542
Scenario 1: Reference | PG&E | Com | FoodServ | Com ¦ ENERGY STAR Steamer - Gas | Com - Lodging | Energy Efficiency | 11182.0659 | 11837.6513 | 12587.7552 | 13296.1524 | 14301.2304 | 15151.3987 | 16076.5769 | 17038.9487 | 17992.085 | 19112.3023 | 20260.04 | 21518.3353 | 22848.7078
Scenario 1: Reference | PG&E | Com | FoodServ | Com ¦ ENERGY STAR Steamer - Fuel Sub | Com - Lodging | Fuel Substitution | 849707.819 | 890022.0739 | 933634.7654 | 980242.3295 | 1027716.5154 | 1076057.9642 | 1130529.6496 | 1189952.9827 | 1254306.226 | 1323154.4485 | 1393568.1778 | 1470150.3307 | 1551799.2723
Scenario 1: Reference | PG&E | Com | FoodServ | Com ¦ ENERGY STAR Convection Oven - Gas | Com - Lodging | Energy Efficiency | 9403.4507 | 9954.7589 | 10585.5516 | 11181.2714 | 12026.4821 | 12741.4229 | 13519.4426 | 14328.7399 | 15130.2707 | 16072.3066 | 17037.4856 | 18095.6369 | 19214.4009
Scenario 1: Reference | PG&E | Com | FoodServ | Com ¦ ENERGY STAR Convection Oven - Fuel Sub | Com - Lodging | Fuel Substitution | 963175.0364 | 1012887.7129 | 1068171.0393 | 1128071.5985 | 1187315.3007 | 1245727.5512 | 1315724.232 | 1394275.3456 | 1481124.0407 | 1575003.1306 | 1668660.5563 | 1772860.1661 | 1884680.8681
Scenario 1: Reference | PG&E | Com | FoodServ | Com ¦ ENERGY STAR Griddle - Gas | Com - Lodging | Energy Efficiency | 18278.0638 | 19349.6753 | 20575.7858 | 21733.7229 | 23376.6107 | 24766.285 | 26278.5697 | 27851.6505 | 29409.635 | 31240.728 | 33116.8056 | 35173.5992 | 37348.2093
Scenario 1: Reference | PG&E | Com | FoodServ | Com ¦ ENERGY STAR Griddle - Fuel Sub | Com - Lodging | Fuel Substitution | 2205986.4782 | 2322975.5237 | 2454151.5081 | 2596855.6738 | 2736777.2364 | 2873379.6081 | 3040128.7609 | 3228764.076 | 3438516.2115 | 3665879.2231 | 3891177.9765 | 4143389.9713 | 4414520.9199
Scenario 1: Reference | PG&E | Com | FoodServ | Com ¦ ENERGY STAR Combination Oven - Gas | Com - Lodging | Energy Efficiency | 88.1389 | 93.3063 | 99.2188 | 104.8025 | 112.7247 | 119.4259 | 126.7183 | 134.3038 | 141.8166 | 150.6464 | 159.693 | 169.6111 | 180.0973
Scenario 1: Reference | PG&E | Com | FoodServ | Com ¦ ENERGY STAR Combination Oven - Fuel Sub | Com - Lodging | Fuel Substitution | 7254.7598 | 7679.9652 | 8170.289 | 8710.8461 | 9225.7306 | 9711.4107 | 10342.9557 | 11076.1251 | 11906.0482 | 12813.3924 | 13693.8279 | 14698.5531 | 15784.4219
Scenario 1: Reference | PG&E | Com | FoodServ | Com ¦ ENERGY STAR Fryer - Tier 1 Gas - Panel Upgrade | Com - Lodging | Energy Efficiency | 35593.8353 | 37674.9944 | 40055.586 | 42302.3454 | 45491.9045 | 48187.5699 | 51120.7151 | 54170.9197 | 57190.5271 | 60739.9559 | 0 | 0 | 0
Scenario 1: Reference | PG&E | Com | FoodServ | Com ¦ ENERGY STAR Fryer - Tier 2 Gas - Panel Upgrade | Com - Lodging | Energy Efficiency | 0 | 0 | 0 | 0 | 0 | 0 | 0 | 0 | 0 | 0 | 97678.9335 | 103725.8325 | 110117.7813
Scenario 1: Reference | PG&E | Com | FoodServ | Com ¦ ENERGY STAR Fryer - Fuel Sub - Panel Upgrade | Com - Lodging | Fuel Substitution | 9178254.948 | 9646094.0756 | 10164333.6692 | 10724780.9964 | 11281370.1614 | 11832694.2364 | 12487617.9871 | 13219749.5005 | 14026981.3459 | 14898372.3181 | 15770575.1204 | 16738035.9697 | 17775368.9813
Scenario 1: Reference | PG&E | Com | FoodServ | Com ¦ ENERGY STAR Steamer - Gas - Panel Upgrade | Com - Lodging | Energy Efficiency | 18400.1191 | 19478.8865 | 20713.1845 | 21878.8539 | 23532.7125 | 24931.6666 | 26454.0498 | 28037.6352 | 29606.0234 | 31449.3439 | 33337.9493 | 35408.4776 | 37597.6091
Scenario 1: Reference | PG&E | Com | FoodServ | Com ¦ ENERGY STAR Steamer - Fuel Sub - Panel Upgrade | Com - Lodging | Fuel Substitution | 1398196.4641 | 1464533.6772 | 1536298.4764 | 1612991.3465 | 1691110.2449 | 1770656.2268 | 1860289.5292 | 1958070.781 | 2063964.2132 | 2177254.1454 | 2293120.1233 | 2419136.2585 | 2553489.8079
Scenario 1: Reference | PG&E | Com | FoodServ | Com ¦ ENERGY STAR Convection Oven - Gas - Panel Upgrade | Com - Lodging | Energy Efficiency | 15473.403 | 16380.5821 | 17418.5532 | 18398.8117 | 19789.6081 | 20966.0451 | 22246.2786 | 23577.9794 | 24896.9004 | 26447.0231 | 28035.2277 | 29776.4185 | 31617.3475
Scenario 1: Reference | PG&E | Com | FoodServ | Com ¦ ENERGY STAR Convection Oven - Fuel Sub - Panel Upgrade | Com - Lodging | Fuel Substitution | 1584907.0705 | 1666709.4112 | 1757678.2711 | 1856244.7996 | 1953730.4683 | 2049847.9811 | 2165027.7046 | 2294283.7697 | 2437193.5272 | 2591671.818 | 2745785.3598 | 2917246.0935 | 3101247.3543
Scenario 1: Reference | PG&E | Com | FoodServ | Com ¦ ENERGY STAR Griddle - Gas - Panel Upgrade | Com - Lodging | Energy Efficiency | 30076.6024 | 31839.9419 | 33857.5099 | 35762.8985 | 38466.2748 | 40752.9875 | 43241.4559 | 45829.9645 | 48393.6322 | 51406.7006 | 54493.7912 | 57878.2505 | 61456.5772
Scenario 1: Reference | PG&E | Com | FoodServ | Com ¦ ENERGY STAR Griddle - Fuel Sub - Panel Upgrade | Com - Lodging | Fuel Substitution | 3629956.5858 | 3822462.3696 | 4038312.7991 | 4273132.8812 | 4503374.1827 | 4728153.7467 | 5002539.9187 | 5312939.8288 | 5658087.5226 | 6032213.9597 | 6402943.6545 | 6817959.1592 | 7264105.8522
Scenario 1: Reference | PG&E | Com | FoodServ | Com ¦ ENERGY STAR Combination Oven - Gas - Panel Upgrade | Com - Lodging | Energy Efficiency | 145.0328 | 153.5358 | 163.2648 | 172.4528 | 185.4888 | 196.5156 | 208.5152 | 220.9973 | 233.3596 | 247.889 | 262.7753 | 279.0955 | 296.3506
Scenario 1: Reference | PG&E | Com | FoodServ | Com ¦ ENERGY STAR Combination Oven - Fuel Sub - Panel Upgrade | Com - Lodging | Fuel Substitution | 11937.7264 | 12637.403 | 13444.2321 | 14333.7203 | 15180.964 | 15980.152 | 17019.3609 | 18225.7931 | 19591.4339 | 21084.471 | 22533.23 | 24186.5081 | 25973.3081
Scenario 1: Reference | PG&E | Com | Lighting | Com ¦ LED Fixtures and Retrofit Kits - 140 lpw | Com - Lodging | Energy Efficiency | 0 | 0 | 0 | 0 | 0 | 0 | 0 | 0 | 0 | 0 | 0 | 0 | 0
Scenario 1: Reference | SCE | Com | BldgEnv | Com ¦ Com Wall Insulation (R14) - Marine | Com - Lodging | Energy Efficiency | 19466.2599 | 20538.3363 | 21495.8836 | 22430.6022 | 23911.9554 | 25694.175 | 26839.3105 | 27179.297 | 0 | 0 | 0 | 0 | 0
Scenario 1: Reference | SCE | Com | BldgEnv | Com ¦ Com Wall Insulation (R14) - Hot-Dry | Com - Lodging | Energy Efficiency | 335.8545 | 349.2949 | 363.9302 | 376.2547 | 395.654 | 417.044 | 433.7979 | 444.7963 | 0 | 0 | 0 | 0 | 0
Scenario 1: Reference | SCE | Com | BldgEnv | Com ¦ Com Wall Insulation (R14) - Cold | Com - Lodging | Energy Efficiency | 2393.3479 | 2525.1581 | 2642.8871 | 2757.8094 | 2939.9396 | 3159.0609 | 3299.8536 | 3341.6544 | 0 | 0 | 0 | 0 | 0
Scenario 1: Reference | SCE | Com | HVAC | Com ¦ Small Unitary Heat Pump (SEER 16) - Marine | Com - Lodging | Energy Efficiency | 280741.6326 | 290366.8595 | 298904.1362 | 306427.5412 | 316006.7155 | 327340.9395 | 334119.7926 | 336558.3456 | 0 | 0 | 0 | 0 | 0
Scenario 1: Reference | SCE | Com | HVAC | Com ¦ Small Unitary Heat Pump (SEER 16) - Hot-Dry | Com - Lodging | Energy Efficiency | 1379487.7313 | 1426783.468 | 1468733.3148 | 0 | 0 | 0 | 0 | 0 | 0 | 0 | 0 | 0 | 0
Scenario 1: Reference | SCE | Com | HVAC | Com ¦ Small Unitary Heat Pump (SEER 16) - Cold | Com - Lodging | Energy Efficiency | 0 | 0 | 0 | 0 | 0 | 0 | 0 | 0 | 30146.2693 | 30330.6348 | 30585.904 | 30667.6187 | 30760.7484
Scenario 1: Reference | SCE | Com | HVAC | Com ¦ Small Unitary Heat Pump (SEER 17) - Marine | Com - Lodging | Energy Efficiency | 0 | 0 | 0 | 0 | 0 | 0 | 0 | 0 | 0 | 0 | 0 | 0 | 0
Scenario 1: Reference | SCE | Com | HVAC | Com ¦ Small Unitary Heat Pump (SEER 17) - Hot-Dry | Com - Lodging | Energy Efficiency | 0 | 0 | 0 | 1684558.4598 | 1737219.1281 | 1799528.0274 | 1836794.1764 | 1850199.9073 | 0 | 0 | 0 | 0 | 0
Scenario 1: Reference | SCE | Com | HVAC | Com ¦ Small Unitary Heat Pump (SEER 17) - Cold | Com - Lodging | Energy Efficiency | 28077.6198 | 29040.261 | 29894.0938 | 30646.5269 | 31604.5623 | 0 | 0 | 0 | 0 | 0 | 0 | 0 | 0
Scenario 1: Reference | SCE | Com | HVAC | Com ¦ Small Unitary Heat Pump (SEER 18) - Marine | Com - Lodging | Energy Efficiency | 0 | 0 | 0 | 0 | 0 | 0 | 0 | 0 | 0 | 0 | 0 | 0 | 0
Scenario 1: Reference | SCE | Com | HVAC | Com ¦ Small Unitary Heat Pump (SEER 18) - Hot-Dry | Com - Lodging | Energy Efficiency | 0 | 0 | 0 | 0 | 0 | 0 | 0 | 0 | 0 | 0 | 0 | 0 | 0
Scenario 1: Reference | SCE | Com | HVAC | Com ¦ Small Unitary Heat Pump (SEER 18) - Cold | Com - Lodging | Energy Efficiency | 0 | 0 | 0 | 0 | 0 | 33950.8858 | 34653.9695 | 34906.8894 | 0 | 0 | 0 | 0 | 0
Scenario 1: Reference | SCE | Com | HVAC | Com ¦ Small Unitary AC (SEER 16) - Marine | Com - Lodging | Energy Efficiency | 1195517.3859 | 1236505.6994 | 1272861.058 | 1304898.9194 | 0 | 0 | 0 | 0 | 0 | 0 | 0 | 0 | 0
Scenario 1: Reference | SCE | Com | HVAC | Com ¦ Small Unitary AC (SEER 17) - Marine | Com - Lodging | Energy Efficiency | 0 | 0 | 0 | 0 | 1498074.2981 | 1551805.7814 | 1583941.8884 | 1595502.1923 | 0 | 0 | 0 | 0 | 0
Scenario 1: Reference | SCE | Com | HVAC | Com ¦ Small Unitary AC (SEER 17) - Hot-Dry | Com - Lodging | Energy Efficiency | 6611017.6923 | 6837676.4331 | 7038715.6835 | 0 | 0 | 0 | 0 | 0 | 0 | 0 | 0 | 0 | 0
Scenario 1: Reference | SCE | Com | HVAC | Com ¦ Small Unitary AC (SEER 18) - Marine | Com - Lodging | Energy Efficiency | 0 | 0 | 0 | 0 | 0 | 0 | 0 | 0 | 0 | 0 | 0 | 0 | 0
Scenario 1: Reference | SCE | Com | HVAC | Com ¦ Small Unitary AC (SEER 18) - Hot-Dry | Com - Lodging | Energy Efficiency | 0 | 0 | 0 | 7905237.0238 | 8152361.1662 | 8444762.1897 | 8619643.4699 | 8682553.4153 | 0 | 0 | 0 | 0 | 0
Scenario 1: Reference | SCE | Com | HVAC | Com ¦ Small Unitary AC (SEER 18) - Cold | Com - Lodging | Energy Efficiency | 88662.345 | 91702.1334 | 94398.3312 | 96774.3334 | 99799.5778 | 103379.0928 | 105519.9545 | 106290.0855 | 0 | 0 | 0 | 0 | 0
Scenario 1: Reference | SCE | Com | HVAC | Com ¦ Ductless Mini Split Heat Pump (SEER 18) - Hot-Dry | Com - Lodging | Energy Efficiency | 585874.2813 | 607378.6821 | 626919.0869 | 644686.6874 | 666839.7498 | 691319.4959 | 706027.3675 | 711815.3133 | 717330.22 | 722217.8305 | 728929.0845 | 731530.3205 | 734350.3969
Scenario 1: Reference | SCE | Com | HVAC | Com ¦ Ductless Mini Split Heat Pump (SEER 18) - Marine | Com - Lodging | Energy Efficiency | 139206.1756 | 144315.711 | 148958.5927 | 153180.2488 | 158443.9089 | 164260.3988 | 167755.0505 | 169130.2906 | 170440.6555 | 171601.9722 | 173196.5941 | 173814.6587 | 174484.7206
Scenario 1: Reference | SCE | Com | HVAC | Com ¦ Ductless Mini Split Heat Pump (SEER 18) - Cold | Com - Lodging | Energy Efficiency | 7842.0728 | 8129.9146 | 8391.4677 | 8629.2915 | 8925.8157 | 9253.4832 | 9450.3517 | 9527.8248 | 9601.6432 | 9667.0651 | 9756.8969 | 9791.7151 | 9829.4625
Scenario 1: Reference | SCE | Com | HVAC | Com ¦ HVAC Energy Management System (Elec SC and Gas SH) - Marine | Com - Lodging | Energy Efficiency | 0 | 0 | 0 | 0 | 0 | 0 | 0 | 0 | 0 | 0 | 0 | 0 | 0
Scenario 1: Reference | SCE | Com | HVAC | Com ¦ HVAC Energy Management System (Elec SC and Gas SH) - Hot-Dry | Com - Lodging | Energy Efficiency | 0 | 0 | 0 | 0 | 0 | 0 | 0 | 0 | 0 | 0 | 0 | 0 | 0
Scenario 1: Reference | SCE | Com | HVAC | Com ¦ HVAC Energy Management System (Elec SC and Gas SH) - Cold | Com - Lodging | Energy Efficiency | 0 | 0 | 0 | 0 | 0 | 0 | 0 | 0 | 0 | 0 | 0 | 0 | 0
Scenario 1: Reference | SCE | Com | HVAC | Com ¦ HVAC Pump Variable Frequency Drive (VFD) - Marine | Com - Lodging | Energy Efficiency | 0 | 0 | 0 | 0 | 0 | 0 | 0 | 0 | 0 | 0 | 0 | 0 | 0
Scenario 1: Reference | SCE | Com | HVAC | Com ¦ HVAC Pump Variable Frequency Drive (VFD) - Hot-Dry | Com - Lodging | Energy Efficiency | 0 | 0 | 0 | 0 | 0 | 0 | 0 | 0 | 0 | 0 | 0 | 0 | 0
Scenario 1: Reference | SCE | Com | HVAC | Com ¦ HVAC Pump Variable Frequency Drive (VFD) - Cold | Com - Lodging | Energy Efficiency | 0 | 0 | 0 | 0 | 0 | 0 | 0 | 0 | 0 | 0 | 0 | 0 | 0
Scenario 1: Reference | SCE | Com | HVAC | Com ¦ HVAC Fan Variable Frequency Drive (VFD) - Marine | Com - Lodging | Energy Efficiency | 0 | 0 | 0 | 101932.1177 | 109040.8082 | 117516.468 | 123451.5897 | 125607.203 | 0 | 0 | 0 | 0 | 0
Scenario 1: Reference | SCE | Com | HVAC | Com ¦ HVAC Fan Variable Frequency Drive (VFD) - Hot-Dry | Com - Lodging | Energy Efficiency | 0 | 0 | 0 | 442814.4069 | 473696.0434 | 510516.0796 | 536299.4878 | 545663.9221 | 0 | 0 | 0 | 0 | 0
Scenario 1: Reference | SCE | Com | HVAC | Com ¦ HVAC Fan Variable Frequency Drive (VFD) - Cold | Com - Lodging | Energy Efficiency | 0 | 0 | 0 | 0 | 0 | 0 | 0 | 0 | 0 | 0 | 0 | 0 | 0
Scenario 1: Reference | SCE | Com | WaterHeat | Com ¦ Com Heat Pump Water Heater (3.3 UEF - 50 Gal) - Marine | Com - Lodging | Energy Efficiency | 523056.8574 | 549230.1404 | 575260.3646 | 600920.3532 | 630312.118 | 658580.5261 | 676810.7949 | 686675.6035 | 695268.7064 | 701832.468 | 712871.1326 | 720922.3766 | 728180.8095
Scenario 1: Reference | SCE | Com | WaterHeat | Com ¦ Com Heat Pump Water Heater (3.3 UEF - 50 Gal) - Hot-Dry | Com - Lodging | Energy Efficiency | 2064052.0607 | 2167401.8649 | 2270186.2106 | 2371508.3299 | 2487568.3141 | 2599191.3841 | 2671168.7843 | 2710106.6837 | 2744022.0027 | 2769922.3644 | 2813495.9001 | 2845270.4385 | 2873913.5194
Scenario 1: Reference | SCE | Com | WaterHeat | Com ¦ Com Heat Pump Water Heater (3.3 UEF - 50 Gal) - Cold | Com - Lodging | Energy Efficiency | 35138.2424 | 36894.4638 | 38641.1035 | 40362.9093 | 42335.0454 | 44231.84 | 45455.3356 | 46117.7282 | 46694.8215 | 47135.8006 | 47876.9445 | 48417.715 | 48905.3161
Scenario 1: Reference | SCE | Com | WaterHeat | Com ¦ Low Flow Showerheads (Elec WH) - Marine | Com - Lodging | Energy Efficiency | 0 | 0 | 0 | 0 | 0 | 0 | 0 | 0 | 0 | 0 | 0 | 0 | 0
Scenario 1: Reference | SCE | Com | WaterHeat | Com ¦ Low Flow Showerheads (Elec WH) - Hot-Dry | Com - Lodging | Energy Efficiency | 0 | 0 | 0 | 0 | 0 | 0 | 0 | 0 | 0 | 0 | 0 | 0 | 0
Scenario 1: Reference | SCE | Com | WaterHeat | Com ¦ Low Flow Showerheads (Elec WH) - Cold | Com - Lodging | Energy Efficiency | 0 | 0 | 0 | 0 | 0 | 0 | 0 | 0 | 0 | 0 | 0 | 0 | 0
Scenario 1: Reference | SCE | Com | FoodServ | Com ¦ ENERGY STAR Dishwasher - Tier 1 | Com - Lodging | Energy Efficiency | 0 | 0 | 0 | 0 | 0 | 0 | 0 | 0 | 0 | 0 | 0 | 0 | 0
Scenario 1: Reference | SCE | Com | FoodServ | Com ¦ ENERGY STAR Combination Oven - Electric | Com - Lodging | Energy Efficiency | 0 | 0 | 0 | 0 | 0 | 372565.489 | 383385.1809 | 388968.1272 | 393468.5856 | 396544.321 | 401795.6191 | 404983.0601 | 407860.7001
Scenario 1: Reference | SCE | Com | FoodServ | Com ¦ ENERGY STAR Steamer - Electric | Com - Lodging | Energy Efficiency | 0 | 0 | 0 | 0 | 0 | 0 | 0 | 0 | 0 | 0 | 0 | 0 | 0
Scenario 1: Reference | SCE | Com | FoodServ | Com ¦ ENERGY STAR Conveyor Broiler - Gas | Com - Lodging | Energy Efficiency | 0 | 51415.7275 | 53745.3382 | 56062.9289 | 58800.9576 | 61529.5286 | 63316.4105 | 64238.4391 | 64981.6939 | 65489.6544 | 66356.9111 | 66883.3198 | 67358.5647
Scenario 1: Reference | SCE | Com | FoodServ | Com ¦ High Performance Conveyor Toaster | Com - Lodging | Energy Efficiency | 0 | 1148486.8779 | 1200524.0163 | 1252292.6615 | 1313452.7416 | 1374401.5616 | 1414315.6219 | 1434911.2229 | 1451513.5041 | 1462859.9538 | 1482232.0977 | 1493990.6317 | 1504606.3033
Scenario 1: Reference | SCE | Com | FoodServ | Com ¦ Electric Deck Oven (60% cooking efficiency) | Com - Lodging | Energy Efficiency | 0 | 0 | 0 | 0 | 0 | 0 | 0 | 0 | 16573.0321 | 16702.5831 | 16923.7696 | 17058.0257 | 17179.2329
Scenario 1: Reference | SCE | Com | FoodServ | Com ¦ Demand Controlled Ventilation (DCV) Exhaust Hood | Com - Lodging | Energy Efficiency | 75445.1325 | 79356.9921 | 83457.5893 | 86882.6432 | 91876.5761 | 97252.5384 | 101217.9125 | 103908.2193 | 106022.1427 | 107722.3478 | 109919.967 | 111406.6105 | 112892.3554
Scenario 1: Reference | SCE | Com | FoodServ | Com ¦ ENERGY STAR Ice Machine | Com - Lodging | Energy Efficiency | 346100.7912 | 364906.6337 | 383190.8411 | 401179.4893 | 422810.1524 | 445087.1289 | 460121.4943 | 468454.5244 | 475698.4749 | 480626.7759 | 487389.4775 | 490696.6287 | 493551.5629
Scenario 1: Reference | SCE | Com | FoodServ | Com ¦ ENERGY STAR Griddle - Electric | Com - Lodging | Energy Efficiency | 0 | 0 | 0 | 0 | 0 | 0 | 0 | 0 | 0 | 32641.6196 | 33073.8812 | 33336.256 | 33573.1295
Scenario 1: Reference | SCE | Com | Lighting | Com ¦ LED High and Low Bay - 155 lpw | Com - Lodging | Energy Efficiency | 0 | 0 | 0 | 0 | 0 | 0 | 0 | 0 | 0 | 0 | 0 | 0 | 0
Scenario 1: Reference | SCE | Com | Lighting | Com ¦ LED Fixtures and Retrofit Kits - 140 lpw - RET | Com - Lodging | Energy Efficiency | 0 | 0 | 0 | 0 | 0 | 0 | 0 | 0 | 0 | 0 | 0 | 0 | 0
Scenario 1: Reference | SCE | Com | Lighting | Com ¦ LED Fixtures and Retrofit Kits - 140 lpw | Com - Lodging | Energy Efficiency | 0 | 0 | 0 | 0 | 0 | 0 | 0 | 0 | 0 | 0 | 0 | 0 | 0
Scenario 1: Reference | SCG | Com | AppPlug | Com ¦ Ozone Laundry System Retrofit | Com - Lodging | Energy Efficiency | 90390779.7942 | 94421170.2856 | 98654966.8384 | 103060812.6726 | 107741576.2225 | 112680234.2382 | 117879926.6759 | 123349783.8778 | 129067094.604 | 135069350.1306 | 141421282.222 | 148116840.6038 | 155192770.1669
Scenario 1: Reference | SCG | Com | AppPlug | Com ¦ Com Modulating Dryer Valve | Com - Lodging | Energy Efficiency | 21225453.1832 | 22156348.9094 | 23126941.8487 | 24144417.6701 | 25212443.8025 | 26334775.2284 | 27515487.1316 | 28758964.9659 | 30068275.6712 | 31447537.0683 | 32901580.9 | 34436384.8146 | 36058015.4575
Scenario 1: Reference | SCG | Com | AppPlug | Com ¦ Pool Cover | Com - Lodging | Energy Efficiency | 580607.603 | 606562.581 | 633671.9209 | 661846.5875 | 691772.6634 | 723305.4065 | 756472.96 | 791351.5869 | 827793.4949 | 866047.4522 | 906474.7311 | 949031.6483 | 994010.5859
Scenario 1: Reference | SCG | Com | BldgEnv | Com ¦ Com Wall Insulation (R14) - Marine | Com - Lodging | Energy Efficiency | 421044.1442 | 439628.7064 | 459093.9572 | 479528.1351 | 501030.5981 | 523656.0071 | 547478.9127 | 572584.0259 | 599040.449 | 626943.6703 | 656395.9308 | 687488.7621 | 720337.2315
Scenario 1: Reference | SCG | Com | BldgEnv | Com ¦ Com Wall Insulation (R14) - Hot-Dry | Com - Lodging | Energy Efficiency | 2091.283 | 2213.0321 | 2353.2403 | 2487.4349 | 2651.455 | 2832.3441 | 3024.775 | 3225.2899 | 3419.5854 | 3616.2154 | 3833.8275 | 4060.0536 | 4299.9358
Scenario 1: Reference | SCG | Com | BldgEnv | Com ¦ Com Wall Insulation (R14) - Cold | Com - Lodging | Energy Efficiency | 21285.7697 | 22225.3071 | 23209.3674 | 24242.4116 | 25329.4626 | 26473.2839 | 27677.6443 | 28946.8263 | 30284.3234 | 31694.963 | 33183.9138 | 34755.8033 | 36416.4485
Scenario 1: Reference | SCG | Com | HVAC | Com ¦ HVAC Energy Management System (Elec SC and Gas SH) - Marine | Com - Lodging | Energy Efficiency | 1456454.8384 | 1521532.5637 | 1590029.2387 | 1661408.9823 | 1737289.6598 | 1817407.5508 | 1901794.1805 | 1990565.0117 | 131436.5511 | 138878.138 | 147113.8889 | 155670.6248 | 164741.666
Scenario 1: Reference | SCG | Com | HVAC | Com ¦ HVAC Energy Management System (Elec SC and Gas SH) - Hot-Dry | Com - Lodging | Energy Efficiency | 9400386.5562 | 9820417.2758 | 10262514.8994 | 10723220.6927 | 11212976.8332 | 11730081.1924 | 12274737.2426 | 12847690.2144 | 848330.0377 | 896360.2214 | 949516.1724 | 1004743.8548 | 16191186.3012
Scenario 1: Reference | SCG | Com | HVAC | Com ¦ HVAC Energy Management System (Elec SC and Gas SH) - Cold | Com - Lodging | Energy Efficiency | 28848.926 | 30137.9618 | 31494.719 | 32908.5829 | 34411.5997 | 35998.5456 | 37670.0452 | 39428.3854 | 41267.9891 | 43201.5747 | 45249.1708 | 47408.0965 | 49689.2689
Scenario 1: Reference | SCG | Com | HVAC | Com ¦ Efficient Hot Water Boilers (94% eff.) - ZEAS 2030 - Marine | Com - Lodging | Energy Efficiency | 149416.1526 | 156335.4353 | 163637.0726 | 171313.5346 | 179444.9228 | 0 | 0 | 0 | 0 | 0 | 0 | 0 | 0
Scenario 1: Reference | SCG | Com | HVAC | Com ¦ Efficient Hot Water Boilers (94% eff.) - ZEAS 2030 - Hot-Dry | Com - Lodging | Energy Efficiency | 768553.8847 | 804144.693 | 841702.2235 | 881187.745 | 923013.2765 | 0 | 0 | 0 | 0 | 0 | 0 | 0 | 0
Scenario 1: Reference | SCG | Com | HVAC | Com ¦ Efficient Hot Water Boilers (94% eff.) - ZEAS 2030 - Cold | Com - Lodging | Energy Efficiency | 2178.8433 | 2279.7429 | 2386.2181 | 2498.1592 | 2616.7342 | 0 | 0 | 0 | 0 | 0 | 0 | 0 | 0
Scenario 1: Reference | SCG | Com | WaterHeat | Com ¦ Com Hot Water Tank Insulation - Marine | Com - Lodging | Energy Efficiency | 18992.5631 | 19826.0139 | 20692.6469 | 21600.7798 | 22553.5717 | 23553.8904 | 24605.8963 | 25713.6069 | 26880.1462 | 28108.7704 | 29402.6407 | 30767.6577 | 32210.1319
Scenario 1: Reference | SCG | Com | WaterHeat | Com ¦ Com Hot Water Tank Insulation - Hot-Dry | Com - Lodging | Energy Efficiency | 103018.4339 | 107539.1926 | 112239.9365 | 117165.7821 | 122333.8642 | 127759.7386 | 133465.9726 | 139474.3565 | 145801.8355 | 152466.0727 | 159484.2138 | 166888.2653 | 174712.4562
Scenario 1: Reference | SCG | Com | WaterHeat | Com ¦ Com Hot Water Tank Insulation - Cold | Com - Lodging | Energy Efficiency | 257.8828 | 269.1995 | 280.9667 | 293.2974 | 306.2345 | 319.8169 | 334.1012 | 349.1418 | 364.9812 | 381.6635 | 399.2318 | 417.7662 | 437.3522
Scenario 1: Reference | SCG | Com | WaterHeat | Com ¦ Faucet Aerators (Gas WH) - Marine | Com - Lodging | Energy Efficiency | 143263.3149 | 149550.9863 | 156086.5999 | 162934.8812 | 170119.7303 | 177661.9659 | 185593.7107 | 193945.0842 | 0 | 0 | 0 | 0 | 0
Scenario 1: Reference | SCG | Com | WaterHeat | Com ¦ Faucet Aerators (Gas WH) - Hot-Dry | Com - Lodging | Energy Efficiency | 763974.7004 | 797504.7211 | 832356.9331 | 868876.4961 | 907190.8612 | 947411.0469 | 989708.354 | 1034243.3982 | 0 | 0 | 0 | 0 | 0
Scenario 1: Reference | SCG | Com | WaterHeat | Com ¦ Faucet Aerators (Gas WH) - Cold | Com - Lodging | Energy Efficiency | 2281.1512 | 2381.2685 | 2485.3336 | 2594.3774 | 2708.7802 | 2828.8736 | 2955.1691 | 3088.1462 | 0 | 0 | 0 | 0 | 0
Scenario 1: Reference | SCG | Com | WaterHeat | Com ¦ Com Water Heating Controls (Gas WH) - Marine | Com - Lodging | Energy Efficiency | 2635001.1255 | 2750767.3877 | 2871736.293 | 2998692.6673 | 3132086.5611 | 3272374.5687 | 3420012.8822 | 3575476.3052 | 0 | 0 | 0 | 0 | 0
Scenario 1: Reference | SCG | Com | WaterHeat | Com ¦ Com Water Heating Controls (Gas WH) - Hot-Dry | Com - Lodging | Energy Efficiency | 14253321.6099 | 14879527.7056 | 15533876.0836 | 16220612.0457 | 16942170.0179 | 17701019.8228 | 18499629.1079 | 19340566.193 | 0 | 0 | 0 | 0 | 0
Scenario 1: Reference | SCG | Com | WaterHeat | Com ¦ Com Water Heating Controls (Gas WH) - Cold | Com - Lodging | Energy Efficiency | 35635.0185 | 37200.6091 | 38836.5588 | 40553.4813 | 42357.463 | 44254.6788 | 46251.2981 | 48353.7419 | 0 | 0 | 0 | 0 | 60720.2882
Scenario 1: Reference | SCG | Com | WaterHeat | Com ¦ Low Flow Showerheads (Gas WH) - Marine | Com - Lodging | Energy Efficiency | 373018.8637 | 389378.1886 | 406434.2182 | 424313.8652 | 443081.233 | 462802.6042 | 483549.4618 | 505399.3403 | 528406.0229 | 552641.1845 | 578189.7581 | 605157.1604 | 633650.3496
Scenario 1: Reference | SCG | Com | WaterHeat | Com ¦ Low Flow Showerheads (Gas WH) - Hot-Dry | Com - Lodging | Energy Efficiency | 1992912.7641 | 2080315.0667 | 2171439.6244 | 2266964.4899 | 2367232.145 | 2472596.7156 | 2583440.1107 | 2700176.5713 | 2823093.4421 | 2952573.6573 | 3089070.9862 | 3233148.6334 | 3385378.0406
Scenario 1: Reference | SCG | Com | WaterHeat | Com ¦ Low Flow Showerheads (Gas WH) - Cold | Com - Lodging | Energy Efficiency | 5593.5664 | 5838.881 | 6094.6429 | 6362.7554 | 6644.1795 | 6939.9093 | 7251.0167 | 7578.6643 | 7923.6587 | 8287.0746 | 8670.1856 | 9074.5726 | 9501.8393
Scenario 1: Reference | SCG | Com | WaterHeat | Com ¦ Low-flow Pre-Rinse Spray Valve - Marine | Com - Lodging | Energy Efficiency | 1809.5338 | 1889.4997 | 1973.2809 | 2060.9608 | 2153.4946 | 2250.9508 | 2353.5372 | 2461.5096 | 2574.9566 | 2694.436 | 2820.6619 | 2953.8476 | 3094.5449
Scenario 1: Reference | SCG | Com | WaterHeat | Com ¦ Low-flow Pre-Rinse Spray Valve - Hot-Dry | Com - Lodging | Energy Efficiency | 9763.3179 | 10194.7729 | 10646.8131 | 11119.8891 | 11619.1542 | 12144.9778 | 12698.4816 | 13281.0455 | 13893.1472 | 14537.7968 | 15218.847 | 15937.4491 | 16696.5796
Scenario 1: Reference | SCG | Com | WaterHeat | Com ¦ Low-flow Pre-Rinse Spray Valve - Cold | Com - Lodging | Energy Efficiency | 25.9883 | 27.1367 | 28.34 | 29.5992 | 30.9282 | 32.3278 | 33.8012 | 35.3519 | 36.9812 | 38.6971 | 40.51 | 42.4227 | 44.4434
Scenario 1: Reference | SCG | Com | WaterHeat | Com ¦ Com Hot Water Pipe Insulation - Marine | Com - Lodging | Energy Efficiency | 2158244.1947 | 2252919.9103 | 2351685.988 | 2455236.8912 | 2563965.5218 | 2678236.9401 | 2798473.2525 | 2925093.7667 | 3058416.9712 | 3198901.2745 | 3347036.858 | 3503410.6331 | 3668619.8359
Scenario 1: Reference | SCG | Com | WaterHeat | Com ¦ Com Hot Water Pipe Insulation - Hot-Dry | Com - Lodging | Energy Efficiency | 9737918.9651 | 10165092.3354 | 10610721.27 | 11077939.1626 | 11568518.7719 | 12084107.2367 | 12626609.0861 | 13197916.2206 | 13799465.6491 | 14433325.6938 | 15101708.0351 | 15807260.7957 | 16552678.6837
Scenario 1: Reference | SCG | Com | WaterHeat | Com ¦ Com Hot Water Pipe Insulation - Cold | Com - Lodging | Energy Efficiency | 26775.4403 | 27949.9988 | 29175.3028 | 30459.9679 | 31808.8685 | 33226.5337 | 34718.2 | 36289.0695 | 37943.0935 | 39685.9588 | 41523.7469 | 43463.739 | 45513.3445
Scenario 1: Reference | SCG | Com | WaterHeat | Com ¦ Com Efficient Tankless Gas Water Heater (0.87 UEF - High Draw) - ZEAS 2030 - Marine | Com - Lodging | Energy Efficiency | 154119.1048 | 163091.5209 | 173424.2965 | 183313.896 | 195401.5153 | 0 | 0 | 0 | 0 | 0 | 0 | 0 | 0
Scenario 1: Reference | SCG | Com | WaterHeat | Com ¦ Com Efficient Tankless Gas Water Heater (0.87 UEF - High Draw) - ZEAS 2030 - Hot-Dry | Com - Lodging | Energy Efficiency | 418665.0058 | 443038.6008 | 471107.6162 | 497972.7427 | 530808.7964 | 0 | 0 | 0 | 0 | 0 | 0 | 0 | 0
Scenario 1: Reference | SCG | Com | WaterHeat | Com ¦ Com Efficient Tankless Gas Water Heater (0.87 UEF - High Draw) - ZEAS 2030 - Cold | Com - Lodging | Energy Efficiency | 2076.8556 | 2197.7648 | 2337.0057 | 2470.2745 | 2633.163 | 0 | 0 | 0 | 0 | 0 | 0 | 0 | 0
Scenario 1: Reference | SCG | Com | WaterHeat | Com ¦ Com Efficient Tankless Gas Water Heater (0.87 UEF - High Draw) - Panel Upgrade - ZEAS 2030 - Marine | Com - Lodging | Energy Efficiency | 127868.0485 | 135312.1959 | 143884.9932 | 152090.1005 | 162118.8396 | 0 | 0 | 0 | 0 | 0 | 0 | 0 | 0
Scenario 1: Reference | SCG | Com | WaterHeat | Com ¦ Com Efficient Tankless Gas Water Heater (0.87 UEF - High Draw) - Panel Upgrade - ZEAS 2030 - Hot-Dry | Com - Lodging | Energy Efficiency | 347353.9334 | 367575.9819 | 390864.0113 | 413153.2096 | 440396.3091 | 0 | 0 | 0 | 0 | 0 | 0 | 0 | 0
Scenario 1: Reference | SCG | Com | WaterHeat | Com ¦ Com Efficient Tankless Gas Water Heater (0.87 UEF - High Draw) - Panel Upgrade - ZEAS 2030 - Cold | Com - Lodging | Energy Efficiency | 1723.1055 | 1823.4202 | 1938.9443 | 2049.5134 | 2184.6573 | 0 | 0 | 0 | 0 | 0 | 0 | 0 | 0
Scenario 1: Reference | SCG | Com | WaterHeat | Com ¦ Efficient Gas Water Heating Boiler (0.92 UEF) - ZEAS 2030 - Marine | Com - Lodging | Energy Efficiency | 18070648.9048 | 18907478.9755 | 19790551.6668 | 20718956.31 | 21702380.5175 | 0 | 0 | 0 | 0 | 0 | 0 | 0 | 0
Scenario 1: Reference | SCG | Com | WaterHeat | Com ¦ Efficient Gas Water Heating Boiler (0.92 UEF) - ZEAS 2030 - Hot-Dry | Com - Lodging | Energy Efficiency | 98450412.6597 | 103009533.1551 | 107820587.3304 | 112878613.7867 | 118236391.449 | 0 | 0 | 0 | 0 | 0 | 0 | 0 | 0
Scenario 1: Reference | SCG | Com | WaterHeat | Com ¦ Efficient Gas Water Heating Boiler (0.92 UEF) - ZEAS 2030 - Cold | Com - Lodging | Energy Efficiency | 249332.318 | 260878.5985 | 273062.918 | 285872.7116 | 299441.6453 | 0 | 0 | 0 | 0 | 0 | 0 | 0 | 0
Scenario 1: Reference | SCG | Com | FoodServ | Com ¦ ENERGY STAR Dishwasher - Tier 1 | Com - Lodging | Energy Efficiency | 0 | 0 | 0 | 0 | 0 | 0 | 0 | 0 | 0 | 0 | 0 | 0 | 0
Scenario 1: Reference | SCG | Com | FoodServ | Com ¦ ENERGY STAR Dishwasher - Tier 2 | Com - Lodging | Energy Efficiency | 1039436.9262 | 1086734.0062 | 1136577.445 | 1188919.423 | 1244311.3487 | 1302795.0889 | 1364507.4178 | 1429618.1823 | 1498184.9154 | 1570525.1918 | 1647069.4398 | 1727950.0563 | 1813469.663
Scenario 1: Reference | SCG | Com | FoodServ | Com ¦ ENERGY STAR Conveyor Broiler - Gas | Com - Lodging | Energy Efficiency | 365753.7898 | 382223.7154 | 399562.5862 | 417757.9918 | 437002.757 | 457309.4628 | 478724.678 | 501306.9284 | 525074.2027 | 550135.6765 | 576640.2841 | 604633.6507 | 634231.6955
Scenario 1: Reference | SCG | Com | FoodServ | Com ¦ ENERGY STAR Conveyor Oven - Gas | Com - Lodging | Energy Efficiency | 161247.4476 | 168508.4345 | 176152.5075 | 184174.1953 | 192658.5073 | 201610.99 | 211052.1739 | 221007.8609 | 231485.9815 | 242534.6672 | 254219.5778 | 266560.8277 | 279609.5214
Scenario 1: Reference | SCG | Com | FoodServ | Com ¦ ENERGY STAR Rack Oven - Gas | Com - Lodging | Energy Efficiency | 68734.0086 | 71829.1071 | 75087.5015 | 78506.8595 | 82123.4177 | 85939.5403 | 89963.9786 | 94207.7312 | 98674.1786 | 103383.8374 | 108364.696 | 113625.3286 | 119187.5191
Scenario 1: Reference | SCG | Com | FoodServ | Com ¦ Demand Controlled Ventilation (DCV) Exhaust Hood | Com - Lodging | Energy Efficiency | 56077.107 | 59296.0472 | 63002.2129 | 66540.2862 | 70868.6802 | 75639.4411 | 80709.3753 | 85986.7274 | 91089.7495 | 96247.0082 | 101954.6479 | 107884.7406 | 114171.2634
Scenario 1: Reference | SCG | Com | FoodServ | Com ¦ ENERGY STAR Fryer - Tier 1 Gas | Com - Lodging | Energy Efficiency | 33497.7633 | 35399.6702 | 37588.2668 | 39673.0668 | 42225.5027 | 45037.4371 | 0 | 0 | 0 | 0 | 0 | 0 | 0
Scenario 1: Reference | SCG | Com | FoodServ | Com ¦ ENERGY STAR Fryer - Tier 2 Gas | Com - Lodging | Energy Efficiency | 0 | 0 | 0 | 0 | 0 | 0 | 72867.1084 | 77577.7313 | 82124.0307 | 86712.312 | 91789.1043 | 97058.6137 | 102642.9645
Scenario 1: Reference | SCG | Com | FoodServ | Com ¦ ENERGY STAR Steamer - Gas | Com - Lodging | Energy Efficiency | 17310.8606 | 18296.2666 | 19430.4989 | 20511.5922 | 21834.931 | 23292.9638 | 24841.4113 | 26451.9339 | 28007.035 | 29577.0262 | 31314.2824 | 33117.9553 | 35029.7323
Scenario 1: Reference | SCG | Com | FoodServ | Com ¦ ENERGY STAR Convection Oven - Gas | Com - Lodging | Energy Efficiency | 14557.4016 | 15386.0693 | 16339.891 | 17249.0261 | 18361.8751 | 19587.9937 | 20890.1458 | 22244.4993 | 23552.2466 | 24872.5155 | 26333.4444 | 27850.2257 | 29457.9163
Scenario 1: Reference | SCG | Com | FoodServ | Com ¦ ENERGY STAR Griddle - Gas | Com - Lodging | Energy Efficiency | 28296.1142 | 29906.8465 | 31760.8482 | 33527.9898 | 35691.1027 | 38074.3846 | 40605.4574 | 43237.9973 | 45779.9459 | 48346.2337 | 51185.9307 | 54134.1916 | 57259.1583
Scenario 1: Reference | SCG | Com | FoodServ | Com ¦ ENERGY STAR Combination Oven - Gas | Com - Lodging | Energy Efficiency | 136.4471 | 144.2142 | 153.1544 | 161.6758 | 172.1066 | 183.599 | 195.8041 | 208.4986 | 220.7561 | 233.1311 | 246.8244 | 261.0412 | 276.1102
Scenario 1: Reference | SCG | Com | FoodServ | Com ¦ ENERGY STAR Fryer - Tier 1 Gas - Panel Upgrade | Com - Lodging | Energy Efficiency | 55120.6581 | 58250.2509 | 61851.5925 | 65282.1364 | 69482.1764 | 74109.222 | 0 | 0 | 0 | 0 | 0 | 0 | 0
Scenario 1: Reference | SCG | Com | FoodServ | Com ¦ ENERGY STAR Fryer - Tier 2 Gas - Panel Upgrade | Com - Lodging | Energy Efficiency | 0 | 0 | 0 | 0 | 0 | 0 | 119903.0196 | 127654.362 | 135135.3098 | 142685.3388 | 151039.2139 | 159710.2056 | 168899.2696
Scenario 1: Reference | SCG | Com | FoodServ | Com ¦ ENERGY STAR Steamer - Gas - Panel Upgrade | Com - Lodging | Energy Efficiency | 28485.0669 | 30106.5552 | 31972.9373 | 33751.8793 | 35929.4368 | 38328.6335 | 40876.608 | 43526.7272 | 46085.6502 | 48669.0749 | 51527.7345 | 54495.683 | 57641.5172
Scenario 1: Reference | SCG | Com | FoodServ | Com ¦ ENERGY STAR Convection Oven - Gas - Panel Upgrade | Com - Lodging | Energy Efficiency | 23954.2429 | 25317.8178 | 26887.3339 | 28383.3181 | 30214.5141 | 32232.0955 | 34374.7901 | 36603.3824 | 38755.284 | 40927.7901 | 43331.7524 | 45827.6201 | 48473.0792
Scenario 1: Reference | SCG | Com | FoodServ | Com ¦ ENERGY STAR Griddle - Gas - Panel Upgrade | Com - Lodging | Energy Efficiency | 46561.3308 | 49211.795 | 52262.5597 | 55170.3959 | 58729.8039 | 62651.5006 | 66816.3875 | 71148.2389 | 75331.0221 | 79553.8555 | 84226.5845 | 89077.9555 | 94220.0965
Scenario 1: Reference | SCG | Com | FoodServ | Com ¦ ENERGY STAR Combination Oven - Gas - Panel Upgrade | Com - Lodging | Energy Efficiency | 224.524 | 237.3049 | 252.016 | 266.0379 | 283.2018 | 302.1127 | 322.1962 | 343.0849 | 363.2548 | 383.6178 | 406.1502 | 429.5441 | 454.34
Scenario 1: Reference | SDG&E | Com | AppPlug | Com ¦ Ozone Laundry System Retrofit | Com - Lodging | Energy Efficiency | 1628447.6376 | 1619728.6622 | 33281739.162 | 34710326.1736 | 36129374.7572 | 37685839.3393 | 39298344.8395 | 40999593.3228 | 42816098.7161 | 44720477.3461 | 46703394.1307 | 48800846.9816 | 51040829.3021
Scenario 1: Reference | SDG&E | Com | AppPlug | Com ¦ Com Modulating Dryer Valve | Com - Lodging | Energy Efficiency | 0 | 0 | 7752848.7236 | 8087059.3732 | 8437779.4085 | 8806232.8167 | 9193747.964 | 9601754.3184 | 10031253.2205 | 10483587.6958 | 10960332.843 | 11463436.5585 | 11994876.1635
Scenario 1: Reference | SDG&E | Com | AppPlug | Com ¦ Pool Cover | Com - Lodging | Energy Efficiency | 9806.9724 | 9748.7908 | 9749.7508 | 10125.4249 | 10037.8743 | 10340.0634 | 10510.6519 | 10710.8663 | 11074.9354 | 11406.0975 | 11610.3251 | 11855.3591 | 12259.8444
Scenario 1: Reference | SDG&E | Com | BldgEnv | Com ¦ Com Wall Insulation (R14) - Marine | Com - Lodging | Energy Efficiency | 83759.0342 | 87079.2022 | 90504.6385 | 94083.6916 | 97932.7772 | 102198.6666 | 106669.0409 | 111330.1499 | 352.6773 | 121397.1917 | 126810.7698 | 132426.0106 | 138365.8304
Scenario 1: Reference | SDG&E | Com | BldgEnv | Com ¦ Com Wall Insulation (R14) - Hot-Dry | Com - Lodging | Energy Efficiency | 737.8004 | 731.4754 | 729.5587 | 755.5962 | 747.6245 | 770.0584 | 782.7993 | 797.6441 | 824.8043 | 849.6364 | 865.0364 | 882.9295 | 912.8191
Scenario 1: Reference | SDG&E | Com | HVAC | Com ¦ Small Unitary Heat Pump (SEER 16) - Marine | Com - Lodging | Energy Efficiency | 88562.2146 | 89185.5387 | 89197.5087 | 88699.9056 | 88603.2729 | 90087.3471 | 90895.6406 | 91157.4808 | 0 | 0 | 0 | 0 | 0
Scenario 1: Reference | SDG&E | Com | HVAC | Com ¦ Small Unitary Heat Pump (SEER 16) - Hot-Dry | Com - Lodging | Energy Efficiency | 439819.8134 | 442915.3802 | 442974.8259 | 440503.6177 | 440023.7178 | 447393.9633 | 451408.1298 | 452708.487 | 0 | 0 | 0 | 0 | 0
Scenario 1: Reference | SDG&E | Com | HVAC | Com ¦ Small Unitary Heat Pump (SEER 17) - Marine | Com - Lodging | Energy Efficiency | 0 | 0 | 0 | 0 | 0 | 0 | 0 | 0 | 0 | 0 | 0 | 0 | 0
Scenario 1: Reference | SDG&E | Com | HVAC | Com ¦ Small Unitary Heat Pump (SEER 17) - Hot-Dry | Com - Lodging | Energy Efficiency | 0 | 0 | 0 | 0 | 0 | 0 | 0 | 0 | 0 | 0 | 0 | 0 | 0
Scenario 1: Reference | SDG&E | Com | HVAC | Com ¦ Small Unitary Heat Pump (SEER 18) - Marine | Com - Lodging | Energy Efficiency | 0 | 0 | 0 | 0 | 0 | 0 | 0 | 0 | 0 | 0 | 0 | 0 | 0
Scenario 1: Reference | SDG&E | Com | HVAC | Com ¦ Small Unitary AC (SEER 16) - Marine | Com - Lodging | Energy Efficiency | 0 | 0 | 0 | 0 | 0 | 0 | 0 | 0 | 599979.0003 | 610447.77 | 622568.8054 | 632125.7822 | 642577.1173
Scenario 1: Reference | SDG&E | Com | HVAC | Com ¦ Small Unitary AC (SEER 16) - Hot-Dry | Com - Lodging | Energy Efficiency | 0 | 0 | 0 | 0 | 0 | 0 | 0 | 0 | 2858912.1952 | 2903769.7225 | 2956550.9349 | 2995905.5017 | 3039231.8758
Scenario 1: Reference | SDG&E | Com | HVAC | Com ¦ Small Unitary AC (SEER 18) - Marine | Com - Lodging | Energy Efficiency | 605710.7959 | 615365.5815 | 622207.6342 | 626885.8833 | 633879.9405 | 649565.0449 | 662152.6181 | 672387.7749 | 0 | 0 | 0 | 0 | 0
Scenario 1: Reference | SDG&E | Com | HVAC | Com ¦ Small Unitary AC (SEER 18) - Hot-Dry | Com - Lodging | Energy Efficiency | 2912916.7392 | 2956300.7075 | 2985384.643 | 3003315.9703 | 3032625.2794 | 3104928.5954 | 3161474.1945 | 3205924.1764 | 0 | 0 | 0 | 0 | 0
Scenario 1: Reference | SDG&E | Com | HVAC | Com ¦ Ductless Mini Split Heat Pump (SEER 18) - Marine | Com - Lodging | Energy Efficiency | 47618.2584 | 48061.669 | 48192.6716 | 48075.4749 | 48187.9043 | 49060.9147 | 49540.6503 | 49731.758 | 49904.3041 | 50000.235 | 50258.3432 | 50107.1287 | 49980.4542
Scenario 1: Reference | SDG&E | Com | HVAC | Com ¦ HVAC Energy Management System (Elec SC and Gas SH) - Marine | Com - Lodging | Energy Efficiency | 681267.1246 | 699571.7206 | 718062.5442 | 736548.7619 | 757994.1411 | 789371.2925 | 821281.7433 | 851689.769 | 35619.0946 | 36422.186 | 36840.4482 | 37331.604 | 38324.958
Scenario 1: Reference | SDG&E | Com | HVAC | Com ¦ HVAC Energy Management System (Elec SC and Gas SH) - Hot-Dry | Com - Lodging | Energy Efficiency | 4589676.2837 | 4726133.2347 | 4865638.9686 | 5009028.992 | 5168018.1726 | 5384226.5624 | 5605086.0655 | 5820723.964 | 246244.4073 | 252320.0573 | 255702.5981 | 259686.582 | 267168.5661
Scenario 1: Reference | SDG&E | Com | HVAC | Com ¦ HVAC Pump Variable Frequency Drive (VFD) - Marine | Com - Lodging | Energy Efficiency | 0 | 0 | 0 | 0 | 0 | 0 | 0 | 0 | 0 | 0 | 0 | 0 | 0
Scenario 1: Reference | SDG&E | Com | HVAC | Com ¦ HVAC Pump Variable Frequency Drive (VFD) - Hot-Dry | Com - Lodging | Energy Efficiency | 0 | 0 | 0 | 0 | 0 | 0 | 0 | 0 | 0 | 0 | 0 | 0 | 0
Scenario 1: Reference | SDG&E | Com | HVAC | Com ¦ HVAC Fan Variable Frequency Drive (VFD) - Marine | Com - Lodging | Energy Efficiency | 30422.1613 | 30146.5304 | 29717.2188 | 28893.9497 | 28650.2604 | 29678.9015 | 30662.462 | 31137.3258 | 0 | 0 | 32198.8007 | 0 | 0
Scenario 1: Reference | SDG&E | Com | HVAC | Com ¦ HVAC Fan Variable Frequency Drive (VFD) - Hot-Dry | Com - Lodging | Energy Efficiency | 156528.5273 | 155288.2169 | 153281.0074 | 149298.5871 | 148241.2764 | 153596.2229 | 158733.5508 | 161320.5069 | 0 | 0 | 167319.9089 | 0 | 0
Scenario 1: Reference | SDG&E | Com | HVAC | Com ¦ Large Packaged Heat Pump (IEER 14.0) - Fuel Sub - ZEAS 2030 - Marine | Com - Lodging | Fuel Substitution | 208514.6134 | 221391.3834 | 235541.8061 | 250962.918 | 266734.1101 | 0 | 0 | 0 | 0 | 0 | 0 | 0 | 0
Scenario 1: Reference | SDG&E | Com | HVAC | Com ¦ Large Packaged Heat Pump (IEER 14.0) - Fuel Sub - ZEAS 2030 - Hot-Dry | Com - Lodging | Fuel Substitution | 843816.4142 | 897905.9385 | 957482.9395 | 1022523.3617 | 1088960.4411 | 0 | 0 | 0 | 0 | 0 | 0 | 0 | 0
Scenario 1: Reference | SDG&E | Com | HVAC | Com ¦ Large Packaged Heat Pump (IEER 14.0) - Fuel Sub - Panel Upgrade - ZEAS 2030 - Marine | Com - Lodging | Fuel Substitution | 47645.8453 | 50588.2031 | 53821.5921 | 57345.3351 | 60949.0718 | 0 | 0 | 0 | 0 | 0 | 0 | 0 | 0
Scenario 1: Reference | SDG&E | Com | HVAC | Com ¦ Large Packaged Heat Pump (IEER 14.0) - Fuel Sub - Panel Upgrade - ZEAS 2030 - Hot-Dry | Com - Lodging | Fuel Substitution | 192813.0873 | 205172.61 | 218786.0279 | 233647.8443 | 248828.7986 | 0 | 0 | 0 | 0 | 0 | 0 | 0 | 0
Scenario 1: Reference | SDG&E | Com | HVAC | Com ¦ Small Packaged Heat Pump (SEER 18) - Fuel Sub - ZEAS 2030 - Marine | Com - Lodging | Fuel Substitution | 91903.8995 | 95516.4118 | 99186.5293 | 102943.9648 | 107007.1289 | 0 | 0 | 0 | 0 | 0 | 0 | 0 | 0
Scenario 1: Reference | SDG&E | Com | HVAC | Com ¦ Small Packaged Heat Pump (SEER 18) - Fuel Sub - ZEAS 2030 - Hot-Dry | Com - Lodging | Fuel Substitution | 409247.0113 | 424880.6255 | 440628.5573 | 456633.653 | 474059.7642 | 0 | 0 | 0 | 0 | 0 | 0 | 0 | 0
Scenario 1: Reference | SDG&E | Com | HVAC | Com ¦ Small Packaged Heat Pump (SEER 18) - Fuel Sub - Panel Upgrade - ZEAS 2030 - Marine | Com - Lodging | Fuel Substitution | 21000.1539 | 21825.6174 | 22664.2438 | 23522.8224 | 24451.2604 | 0 | 0 | 0 | 0 | 0 | 0 | 0 | 0
Scenario 1: Reference | SDG&E | Com | HVAC | Com ¦ Small Packaged Heat Pump (SEER 18) - Fuel Sub - Panel Upgrade - ZEAS 2030 - Hot-Dry | Com - Lodging | Fuel Substitution | 93513.4448 | 97085.7449 | 100684.1667 | 104341.3507 | 108323.2385 | 0 | 0 | 0 | 0 | 0 | 0 | 0 | 0
Scenario 1: Reference | SDG&E | Com | HVAC | Com ¦ Efficient Hot Water Boilers (94% eff.) - ZEAS 2030 - Hot-Dry | Com - Lodging | Energy Efficiency | 403155.3095 | 421008.7665 | 439848.4191 | 460008.332 | 480875.3267 | 0 | 0 | 0 | 0 | 0 | 0 | 0 | 0
Scenario 1: Reference | SDG&E | Com | WaterHeat | Com ¦ Com Heat Pump Water Heater (3.3 UEF - 50 Gal) - Marine | Com - Lodging | Energy Efficiency | 186865.7803 | 192869.6859 | 198491.6036 | 203782.6973 | 209893.0664 | 217072.2908 | 221726.4724 | 224706.3199 | 227254.6495 | 228988.4465 | 232438.5039 | 234779.6188 | 236825.3545
Scenario 1: Reference | SDG&E | Com | WaterHeat | Com ¦ Com Heat Pump Water Heater (3.3 UEF - 50 Gal) - Hot-Dry | Com - Lodging | Energy Efficiency | 989959.2905 | 1021767.6314 | 1051552.1589 | 1079583.9034 | 1111956.2687 | 1149991.4397 | 1174648.7833 | 1190435.3883 | 1203935.758 | 1213120.6782 | 1231398.4569 | 1243800.9761 | 1254638.5334
Scenario 1: Reference | SDG&E | Com | WaterHeat | Com ¦ Com Hot Water Tank Insulation - Hot-Dry | Com - Lodging | Energy Efficiency | 41663.8702 | 43452.4416 | 45311.8609 | 47259.7947 | 49302.9671 | 51447.4855 | 53702.2005 | 56075.6614 | 0 | 0 | 0 | 66897.9081 | 69984.8631
Scenario 1: Reference | SDG&E | Com | WaterHeat | Com ¦ Faucet Aerators (Gas WH) - Hot-Dry | Com - Lodging | Energy Efficiency | 313753.982 | 327224.2946 | 341223.1204 | 355887.6935 | 371268.7988 | 387410.7014 | 404381.6159 | 422245.5302 | 0 | 0 | 0 | 0 | 0
Scenario 1: Reference | SDG&E | Com | WaterHeat | Com ¦ Faucet Aerators (Elec WH) - Marine | Com - Lodging | Energy Efficiency | 0 | 0 | 0 | 0 | 0 | 0 | 0 | 0 | 0 | 0 | 0 | 0 | 0
Scenario 1: Reference | SDG&E | Com | WaterHeat | Com ¦ Faucet Aerators (Elec WH) - Hot-Dry | Com - Lodging | Energy Efficiency | 0 | 0 | 0 | 0 | 0 | 0 | 0 | 0 | 0 | 0 | 0 | 0 | 0
Scenario 1: Reference | SDG&E | Com | WaterHeat | Com ¦ Com Water Heating Controls (Gas WH) - Hot-Dry | Com - Lodging | Energy Efficiency | 5750207.9254 | 5997552.1931 | 6255951.206 | 6527066.2818 | 6811851.4376 | 7111274.6266 | 7426303.28 | 7757944.377 | 0 | 0 | 0 | 0 | 0
Scenario 1: Reference | SDG&E | Com | WaterHeat | Com ¦ Low Flow Showerheads (Gas WH) - Hot-Dry | Com - Lodging | Energy Efficiency | 815491.3019 | 850489.4642 | 886970.0936 | 925202.06 | 965321.3862 | 1007468.7193 | 1051795.7453 | 1098466.9828 | 0 | 0 | 0 | 0 | 1372202.1192
Scenario 1: Reference | SDG&E | Com | WaterHeat | Com ¦ Low Flow Showerheads (Elec WH) - Marine | Com - Lodging | Energy Efficiency | 728.5812 | 747.2281 | 753.0675 | 771.5328 | 814.6921 | 876.9092 | 913.3959 | 922.4568 | 0 | 0 | 0 | 0 | 0
Scenario 1: Reference | SDG&E | Com | WaterHeat | Com ¦ Low Flow Showerheads (Elec WH) - Hot-Dry | Com - Lodging | Energy Efficiency | 3867.4559 | 3966.4376 | 3997.4344 | 4095.452 | 4324.5501 | 4654.8111 | 4848.4897 | 4896.5867 | 0 | 0 | 0 | 0 | 0
Scenario 1: Reference | SDG&E | Com | WaterHeat | Com ¦ Low-flow Pre-Rinse Spray Valve - Hot-Dry | Com - Lodging | Energy Efficiency | 3848.4118 | 4010.2484 | 4179.7942 | 4360.5733 | 4546.7487 | 4745.5343 | 4953.5437 | 5172.6813 | 5404.6998 | 5648.9135 | 5905.3844 | 6176.3062 | 6463.5476
Scenario 1: Reference | SDG&E | Com | WaterHeat | Com ¦ Com Hot Water Pipe Insulation - Hot-Dry | Com - Lodging | Energy Efficiency | 4108070.038 | 4284437.0819 | 4468382.5359 | 4661187.7048 | 4863578.4359 | 5076229.4163 | 5299920.571 | 5535426.871 | 0 | 0 | 6319820.6069 | 6610382.8064 | 6917290.5564
Scenario 1: Reference | SDG&E | Com | WaterHeat | Com ¦ Com Efficient Tankless Gas Water Heater (0.87 UEF - High Draw) - ZEAS 2030 - Marine | Com - Lodging | Energy Efficiency | 43839.0196 | 43676.2604 | 43788.6708 | 45593.7198 | 45319.533 | 0 | 0 | 0 | 0 | 0 | 0 | 0 | 0
Scenario 1: Reference | SDG&E | Com | WaterHeat | Com ¦ Com Efficient Tankless Gas Water Heater (0.87 UEF - High Draw) - ZEAS 2030 - Hot-Dry | Com - Lodging | Energy Efficiency | 115413.4228 | 114984.9419 | 115280.8914 | 120032.9927 | 119311.1609 | 0 | 0 | 0 | 0 | 0 | 0 | 0 | 0
Scenario 1: Reference | SDG&E | Com | WaterHeat | Com ¦ Com Heat Pump Water Heater (3.75 UEF - 50 Gal) - Fuel Sub - ZEAS 2030 - Marine | Com - Lodging | Fuel Substitution | 7528606.0181 | 7908334.3154 | 8322408.6335 | 8774564.1769 | 9235572.885 | 5380382.7647 | 5497658.8187 | 5573664.6211 | 5637836.3455 | 5682395.741 | 5770198.8486 | 5830513.7755 | 5882525.2456
Scenario 1: Reference | SDG&E | Com | WaterHeat | Com ¦ Com Heat Pump Water Heater (3.75 UEF - 50 Gal) - Fuel Sub - ZEAS 2030 - Hot-Dry | Com - Lodging | Fuel Substitution | 19824351.8748 | 20828379.5335 | 21923291.897 | 23118973.7541 | 24338104.2406 | 14135131.6771 | 14444461.7348 | 14644417.8122 | 14812999.2277 | 14929595.0952 | 15160760.1725 | 15319069.9895 | 15455359.7231
Scenario 1: Reference | SDG&E | Com | WaterHeat | Com ¦ Com Efficient Tankless Gas Water Heater (0.87 UEF - High Draw) - Panel Upgrade - ZEAS 2030 - Marine | Com - Lodging | Energy Efficiency | 36371.9338 | 36236.8974 | 36330.1609 | 37827.7566 | 37600.2719 | 0 | 0 | 0 | 0 | 0 | 0 | 0 | 0
Scenario 1: Reference | SDG&E | Com | WaterHeat | Com ¦ Com Efficient Tankless Gas Water Heater (0.87 UEF - High Draw) - Panel Upgrade - ZEAS 2030 - Hot-Dry | Com - Lodging | Energy Efficiency | 95755.0926 | 95399.5946 | 95645.1352 | 99587.8126 | 98988.9302 | 0 | 0 | 0 | 0 | 0 | 0 | 0 | 0
Scenario 1: Reference | SDG&E | Com | WaterHeat | Com ¦ Com Heat Pump Water Heater (3.75 UEF - 50 Gal) - Fuel Sub - Panel Upgrade - ZEAS 2030 - Marine | Com - Lodging | Fuel Substitution | 6246261.037 | 6561310.3386 | 6904855.5146 | 7279995.5534 | 7662480.8002 | 4463943.9422 | 4561244.4046 | 4624304.1637 | 4677545.5394 | 4714515.1477 | 4787362.7809 | 4837404.2863 | 4880556.6599
Scenario 1: Reference | SDG&E | Com | WaterHeat | Com ¦ Com Heat Pump Water Heater (3.75 UEF - 50 Gal) - Fuel Sub - Panel Upgrade - ZEAS 2030 - Hot-Dry | Com - Lodging | Fuel Substitution | 16447676.5554 | 17280688.5141 | 18189104.8156 | 19181126.5762 | 20192602.9688 | 11727499.3584 | 11984141.3294 | 12150038.9541 | 12289905.9527 | 12386642.0845 | 12578432.8904 | 12709777.8484 | 12822853.3967
Scenario 1: Reference | SDG&E | Com | WaterHeat | Com ¦ Com Heat Pump Water Heater (100+ Gal, 200+ kBtuh - 4.3 COP) - Fuel Sub - ZEAS 2030 - Marine | Com - Lodging | Fuel Substitution | 1590202.4833 | 1669569.2242 | 1755470.8088 | 1848605.0802 | 1944194.3478 | 0 | 0 | 0 | 0 | 0 | 0 | 0 | 0
Scenario 1: Reference | SDG&E | Com | WaterHeat | Com ¦ Com Heat Pump Water Heater (100+ Gal, 200+ kBtuh - 4.3 COP) - Fuel Sub - ZEAS 2030 - Hot-Dry | Com - Lodging | Fuel Substitution | 8424220.1105 | 8844724.2678 | 9299858.3097 | 9793320.4335 | 10299784.61 | 0 | 0 | 0 | 0 | 0 | 0 | 0 | 0
Scenario 1: Reference | SDG&E | Com | WaterHeat | Com ¦ Com Heat Pump Water Heater (100+ Gal, 200+ kBtuh - 4.3 COP) - Fuel Sub - Panel Upgrade - ZEAS 2030 - Marine | Com - Lodging | Fuel Substitution | 1319343.8186 | 1385192.0487 | 1456462.0447 | 1533732.7863 | 1613040.3655 | 0 | 0 | 0 | 0 | 0 | 0 | 0 | 0
Scenario 1: Reference | SDG&E | Com | WaterHeat | Com ¦ Com Heat Pump Water Heater (100+ Gal, 200+ kBtuh - 4.3 COP) - Fuel Sub - Panel Upgrade - ZEAS 2030 - Hot-Dry | Com - Lodging | Fuel Substitution | 6989325.4763 | 7338205.2991 | 7715816.5097 | 8125227.3927 | 8545425.6929 | 0 | 0 | 0 | 0 | 0 | 0 | 0 | 0
Scenario 1: Reference | SDG&E | Com | WaterHeat | Com ¦ Efficient Gas Water Heating Boiler (0.92 UEF) - ZEAS 2030 - Hot-Dry | Com - Lodging | Energy Efficiency | 39404811.6994 | 41149142.7762 | 42989705.6537 | 44959155.3671 | 46997767.8582 | 0 | 0 | 0 | 0 | 0 | 0 | 0 | 0
Scenario 1: Reference | SDG&E | Com | FoodServ | Com ¦ ENERGY STAR Dishwasher - Tier 1 | Com - Lodging | Energy Efficiency | 0 | 0 | 0 | 0 | 0 | 0 | 0 | 0 | 0 | 0 | 0 | 0 | 0
Scenario 1: Reference | SDG&E | Com | FoodServ | Com ¦ ENERGY STAR Dishwasher - Tier 2 | Com - Lodging | Energy Efficiency | 383971.4525 | 399095.9496 | 414590.6397 | 430762.9392 | 447684.0717 | 466250.6696 | 484818.2912 | 503868.953 | 523959.2503 | 544821.3028 | 567286.991 | 590468.8023 | 614948.4801
Scenario 1: Reference | SDG&E | Com | FoodServ | Com ¦ ENERGY STAR Combination Oven - Electric | Com - Lodging | Energy Efficiency | 126479.5138 | 129766.6106 | 132583.6342 | 135181.9854 | 138502.4746 | 143059.372 | 146133.0264 | 148071.9671 | 149547.0172 | 150337.6769 | 152121.2081 | 152960.2119 | 153665.4257
Scenario 1: Reference | SDG&E | Com | FoodServ | Com ¦ ENERGY STAR Conveyor Broiler - Gas | Com - Lodging | Energy Efficiency | 129550.1805 | 134760.4301 | 140139.21 | 145819.4155 | 151790.9819 | 158342.8111 | 164931.024 | 171669.1126 | 178717.8393 | 186020.1069 | 193855.553 | 201967.4217 | 210544.0367
Scenario 1: Reference | SDG&E | Com | FoodServ | Com ¦ ENERGY STAR Conveyor Oven - Gas | Com - Lodging | Energy Efficiency | 53825.9369 | 56137.9347 | 58571.8699 | 61173.0062 | 63859.392 | 66732.0644 | 69744.1004 | 72923.2062 | 76294.1371 | 79846.6485 | 83582.0463 | 87531.6404 | 91722.3926
Scenario 1: Reference | SDG&E | Com | FoodServ | Com ¦ ENERGY STAR Convection Oven - Electric | Com - Lodging | Energy Efficiency | 483248.8512 | 504005.9497 | 525857.8017 | 549210.783 | 573329.1344 | 599119.9653 | 626162.0017 | 654703.9894 | 684968.181 | 716862.6013 | 750398.9745 | 785858.4003 | 823482.9417
Scenario 1: Reference | SDG&E | Com | FoodServ | Com ¦ High Performance Conveyor Toaster | Com - Lodging | Energy Efficiency | 466585.4632 | 478711.6292 | 489103.6857 | 498689.0555 | 510938.4068 | 527748.8927 | 539087.6655 | 546240.4566 | 551681.9461 | 554598.7053 | 561178.1879 | 564273.2895 | 566874.8376
Scenario 1: Reference | SDG&E | Com | FoodServ | Com ¦ ENERGY STAR Rack Oven - Gas | Com - Lodging | Energy Efficiency | 22944.068 | 23929.5898 | 24967.0892 | 26075.8604 | 27220.9704 | 28445.4877 | 29729.4107 | 31084.5496 | 32521.4566 | 34035.7649 | 35628.0312 | 37311.6016 | 39097.9691
Scenario 1: Reference | SDG&E | Com | FoodServ | Com ¦ Electric Deck Oven (60% cooking efficiency) | Com - Lodging | Energy Efficiency | 5327.3606 | 5465.8143 | 5584.4683 | 5693.9117 | 5833.7719 | 6025.7099 | 6155.1733 | 6236.8422 | 6298.9718 | 6332.2746 | 6407.3976 | 6442.7367 | 6472.4406
Scenario 1: Reference | SDG&E | Com | FoodServ | Com ¦ Demand Controlled Ventilation (DCV) Exhaust Hood | Com - Lodging | Energy Efficiency | 36648.3116 | 35686.5028 | 34818.7955 | 35154.9839 | 34012.6401 | 34519.6953 | 34401.351 | 34249.9947 | 34593.7622 | 34780.2534 | 34636.7186 | 34449.4114 | 34718.2352
Scenario 1: Reference | SDG&E | Com | FoodServ | Com ¦ ENERGY STAR Ice Machine | Com - Lodging | Energy Efficiency | 149945.1581 | 154023.7386 | 157480.1043 | 160523.7601 | 164657.7973 | 170824.691 | 175249.3906 | 178349.7314 | 180992.8133 | 182530.0674 | 184896.2044 | 185670.8558 | 186246.5313
Scenario 1: Reference | SDG&E | Com | FoodServ | Com ¦ ENERGY STAR Griddle - Electric | Com - Lodging | Energy Efficiency | 10411.1847 | 10681.7627 | 10913.6465 | 11127.5303 | 11400.857 | 11775.9589 | 12028.9673 | 12188.5716 | 12309.9906 | 12375.0739 | 12521.8856 | 12590.9483 | 12648.9981
Scenario 1: Reference | SDG&E | Com | FoodServ | Com ¦ ENERGY STAR Fryer - Tier 1 Gas | Com - Lodging | Energy Efficiency | 9231.5299 | 9183.3451 | 9192.2386 | 9555.3851 | 9482.1751 | 9777.7301 | 9949.6766 | 10150.4183 | 10507.2893 | 10833.7545 | 11040.2494 | 11285.9902 | 11684.1472
Scenario 1: Reference | SDG&E | Com | FoodServ | Com ¦ ENERGY STAR Fryer - Fuel Sub | Com - Lodging | Fuel Substitution | 2746624.1466 | 2892008.7261 | 3052176.2013 | 3225984.9664 | 3400921.8269 | 3574066.6811 | 3776204.4832 | 4004573.0621 | 4252555.0747 | 4523087.1289 | 4797466.7195 | 5099574.8446 | 5421381.212
Scenario 1: Reference | SDG&E | Com | FoodServ | Com ¦ ENERGY STAR Steamer - Gas | Com - Lodging | Energy Efficiency | 4768.36 | 4744.1667 | 4749.5419 | 4938.0276 | 4901.0553 | 5054.715 | 5144.5235 | 5249.2669 | 5434.8156 | 5604.7064 | 5712.5924 | 5840.8357 | 6048.0226
Scenario 1: Reference | SDG&E | Com | FoodServ | Com ¦ ENERGY STAR Steamer - Fuel Sub | Com - Lodging | Fuel Substitution | 410732.5976 | 430712.6218 | 452279.1428 | 475384.0743 | 499078.1521 | 523164.6402 | 550093.3594 | 579685.5201 | 611459.647 | 645687.3575 | 680944.6671 | 719152.8659 | 759733.8069
Scenario 1: Reference | SDG&E | Com | FoodServ | Com ¦ ENERGY STAR Convection Oven - Gas | Com - Lodging | Energy Efficiency | 4009.9065 | 3989.5613 | 3994.0816 | 4152.5868 | 4121.4953 | 4250.7139 | 4326.2375 | 4414.3205 | 4570.3559 | 4713.2239 | 4803.9496 | 4911.7945 | 5086.0264
Scenario 1: Reference | SDG&E | Com | FoodServ | Com ¦ ENERGY STAR Convection Oven - Fuel Sub | Com - Lodging | Fuel Substitution | 475870.6529 | 501422.0521 | 529663.1957 | 560371.0437 | 591187.7723 | 621558.052 | 657259.0367 | 697763.9272 | 741821.6114 | 789975.3691 | 838702.212 | 892479.3883 | 949787.3831
Scenario 1: Reference | SDG&E | Com | FoodServ | Com ¦ ENERGY STAR Griddle - Gas | Com - Lodging | Energy Efficiency | 7794.3011 | 7754.7549 | 7763.5413 | 8071.6376 | 8011.2031 | 8262.3733 | 8409.1731 | 8580.3854 | 8883.6811 | 9161.3824 | 9337.7314 | 9547.3562 | 9886.0213
Scenario 1: Reference | SDG&E | Com | FoodServ | Com ¦ ENERGY STAR Griddle - Fuel Sub | Com - Lodging | Fuel Substitution | 1097923.5954 | 1158708.555 | 1226348.9822 | 1300202.6275 | 1373869.8074 | 1445819.5043 | 1531622.7223 | 1629820.1713 | 1736996.3975 | 1854579.2381 | 1973011.4522 | 2104340.3806 | 2244411.9961
Scenario 1: Reference | SDG&E | Com | FoodServ | Com ¦ ENERGY STAR Combination Oven - Gas | Com - Lodging | Energy Efficiency | 37.585 | 37.3943 | 37.4367 | 38.9224 | 38.6309 | 39.8421 | 40.55 | 41.3756 | 42.8381 | 44.1772 | 45.0276 | 46.0384 | 47.6715
Scenario 1: Reference | SDG&E | Com | FoodServ | Com ¦ ENERGY STAR Combination Oven - Fuel Sub | Com - Lodging | Fuel Substitution | 3714.4222 | 3943.5863 | 4204.2802 | 4492.6929 | 4774.8589 | 5042.3937 | 5376.744 | 5769.8438 | 6203.3518 | 6684.336 | 7162.1265 | 7699.5188 | 8274.1416
Scenario 1: Reference | SDG&E | Com | FoodServ | Com ¦ ENERGY STAR Fryer - Tier 1 Gas - Panel Upgrade | Com - Lodging | Energy Efficiency | 15190.5068 | 15111.2186 | 15125.8529 | 15723.4114 | 15602.9442 | 16089.2807 | 16372.2192 | 16702.5401 | 17289.7723 | 17826.9717 | 18166.7596 | 18571.1267 | 19226.2951
Scenario 1: Reference | SDG&E | Com | FoodServ | Com ¦ ENERGY STAR Fryer - Fuel Sub - Panel Upgrade | Com - Lodging | Fuel Substitution | 4519577.2994 | 4758808.0095 | 5022364.0138 | 5308366.7966 | 5596225.8634 | 5881136.179 | 6213754.4671 | 6589535.5678 | 6997590.6256 | 7442751.8364 | 7894244.1786 | 8391363.8978 | 8920897.1266
Scenario 1: Reference | SDG&E | Com | FoodServ | Com ¦ ENERGY STAR Steamer - Gas - Panel Upgrade | Com - Lodging | Energy Efficiency | 7846.3491 | 7806.5388 | 7815.3838 | 8125.5375 | 8064.6994 | 8317.5469 | 8465.327 | 8637.6825 | 8943.0035 | 9222.5593 | 9400.0858 | 9611.1105 | 9952.0371
Scenario 1: Reference | SDG&E | Com | FoodServ | Com ¦ ENERGY STAR Steamer - Fuel Sub - Panel Upgrade | Com - Lodging | Fuel Substitution | 675861.5759 | 708738.7586 | 744226.5259 | 782245.7519 | 821234.4196 | 860868.7995 | 905180.0782 | 953874.0568 | 1006158.4668 | 1062480.255 | 1120496.2511 | 1183367.9434 | 1250143.9892
Scenario 1: Reference | SDG&E | Com | FoodServ | Com ¦ ENERGY STAR Convection Oven - Gas - Panel Upgrade | Com - Lodging | Energy Efficiency | 6598.3117 | 6564.8337 | 6572.2718 | 6833.0926 | 6781.9314 | 6994.561 | 7118.8353 | 7263.776 | 7520.5327 | 7755.6225 | 7904.9117 | 8082.3709 | 8369.0698
Scenario 1: Reference | SDG&E | Com | FoodServ | Com ¦ ENERGY STAR Convection Oven - Fuel Sub - Panel Upgrade | Com - Lodging | Fuel Substitution | 783046.4182 | 825091.3132 | 871562.1897 | 922092.0349 | 972801.0433 | 1022775.4189 | 1081521.4837 | 1148172.3881 | 1220669.4241 | 1299906.5597 | 1380086.7086 | 1468577.1945 | 1562877.6516
Scenario 1: Reference | SDG&E | Com | FoodServ | Com ¦ ENERGY STAR Griddle - Gas - Panel Upgrade | Com - Lodging | Energy Efficiency | 12825.5432 | 12760.4698 | 12774.9277 | 13281.9011 | 13182.4559 | 13595.7571 | 13837.3167 | 14119.0468 | 14618.1207 | 15075.079 | 15365.2617 | 15710.1999 | 16267.4743
Scenario 1: Reference | SDG&E | Com | FoodServ | Com ¦ ENERGY STAR Griddle - Fuel Sub - Panel Upgrade | Com - Lodging | Fuel Substitution | 1806636.1808 | 1906657.9926 | 2017960.4944 | 2139486.8633 | 2260706.4027 | 2379099.8193 | 2520289.2415 | 2681873.4035 | 2858232.1674 | 3051715.0426 | 3246595.5642 | 3462697.6633 | 3693185.8772
Scenario 1: Reference | SDG&E | Com | FoodServ | Com ¦ ENERGY STAR Combination Oven - Gas - Panel Upgrade | Com - Lodging | Energy Efficiency | 61.8462 | 61.5324 | 61.6022 | 64.0468 | 63.5673 | 65.5603 | 66.7251 | 68.0837 | 70.4902 | 72.6937 | 74.093 | 75.7564 | 78.4436
Scenario 1: Reference | SDG&E | Com | FoodServ | Com ¦ ENERGY STAR Combination Oven - Fuel Sub - Panel Upgrade | Com - Lodging | Fuel Substitution | 6112.0916 | 6489.1817 | 6918.1541 | 7392.7381 | 7857.043 | 8297.2721 | 8847.4465 | 9494.2933 | 10207.6318 | 10999.0925 | 11785.2982 | 12669.5785 | 13615.1219
Scenario 1: Reference | PG&E | Com | BldgEnv | Com ¦ Com Wall Insulation (R14) - Marine | Com - Office (Large) | Energy Efficiency | 11236.0385 | 11596.9056 | 12114.0336 | 12558.4835 | 13127.7793 | 13683.905 | 14355.484 | 14915.4949 | 15372.7375 | 16006.3849 | 16632.8819 | 17306.8206 | 18045.0873
Scenario 1: Reference | PG&E | Com | BldgEnv | Com ¦ Com Wall Insulation (R14) - Hot-Dry | Com - Office (Large) | Energy Efficiency | 12770.5572 | 13122.6566 | 13641.5105 | 14071.4796 | 1332323.1597 | 1356531.3452 | 1379724.9151 | 1402585.7137 | 16972.7132 | 17625.615 | 18267.8282 | 18946.0144 | 19692.429
Scenario 1: Reference | PG&E | Com | BldgEnv | Com ¦ Com Wall Insulation (R14) - Cold | Com - Office (Large) | Energy Efficiency | 5975.8093 | 6065.5917 | 6155.0709 | 6245.9812 | 6348.588 | 6467.8809 | 6589.3661 | 6713.4581 | 6841.0937 | 6974.7072 | 7113.2126 | 7252.5533 | 7398.317
Scenario 1: Reference | PG&E | Com | HVAC | Com ¦ Small Unitary Heat Pump (SEER 16) - Marine | Com - Office (Large) | Energy Efficiency | 0 | 0 | 0 | 0 | 0 | 0 | 0 | 0 | 0 | 0 | 0 | 0 | 0
Scenario 1: Reference | PG&E | Com | HVAC | Com ¦ Small Unitary Heat Pump (SEER 16) - Hot-Dry | Com - Office (Large) | Energy Efficiency | 1126522.6801 | 1115517.6245 | 1098173.7836 | 1075266.9731 | 1059590.4421 | 1060537.5526 | 1054133.4394 | 1044226.1358 | 0 | 0 | 0 | 0 | 0
Scenario 1: Reference | PG&E | Com | HVAC | Com ¦ Small Unitary Heat Pump (SEER 16) - Cold | Com - Office (Large) | Energy Efficiency | 3070.2708 | 3040.2771 | 2993.0075 | 2930.5764 | 2887.8509 | 2890.4322 | 2872.9782 | 2845.9764 | 0 | 0 | 0 | 0 | 0
Scenario 1: Reference | PG&E | Com | HVAC | Com ¦ Small Unitary Heat Pump (SEER 17) - Hot-Dry | Com - Office (Large) | Energy Efficiency | 0 | 0 | 0 | 0 | 0 | 0 | 0 | 0 | 0 | 0 | 0 | 0 | 0
Scenario 1: Reference | PG&E | Com | HVAC | Com ¦ Small Unitary AC (SEER 16) - Marine | Com - Office (Large) | Energy Efficiency | 0 | 0 | 0 | 0 | 0 | 0 | 0 | 0 | 0 | 0 | 0 | 0 | 0
Scenario 1: Reference | PG&E | Com | HVAC | Com ¦ Small Unitary AC (SEER 16) - Hot-Dry | Com - Office (Large) | Energy Efficiency | 5837375.1878 | 5805461.8667 | 5746594.3542 | 5663467.7529 | 5613382.8646 | 5637412.7447 | 5630053.0141 | 5607556.7842 | 5576868.7816 | 5548747.992 | 5541070.7471 | 5507390.2841 | 5474458.4591
Scenario 1: Reference | PG&E | Com | HVAC | Com ¦ Small Unitary AC (SEER 17) - Hot-Dry | Com - Office (Large) | Energy Efficiency | 0 | 0 | 0 | 0 | 0 | 0 | 0 | 0 | 0 | 0 | 0 | 0 | 0
Scenario 1: Reference | PG&E | Com | HVAC | Com ¦ Small Unitary AC (SEER 17) - Cold | Com - Office (Large) | Energy Efficiency | 21640.165 | 21668.8164 | 21632.0239 | 21532.0248 | 21528.628 | 21729.6159 | 0 | 0 | 22004.9656 | 22087.9148 | 22231.8159 | 22312.8706 | 22403.8575
Scenario 1: Reference | PG&E | Com | HVAC | Com ¦ Small Unitary AC (SEER 18) - Cold | Com - Office (Large) | Energy Efficiency | 0 | 0 | 0 | 0 | 0 | 0 | 23240.9714 | 23313.3144 | 0 | 0 | 0 | 0 | 0
Scenario 1: Reference | PG&E | Com | HVAC | Com ¦ Ductless Mini Split Heat Pump (SEER 18) - Hot-Dry | Com - Office (Large) | Energy Efficiency | 102571.0864 | 102252.5122 | 101471.8006 | 100299.0201 | 99733.8881 | 100074.8617 | 99649.0382 | 98865.5558 | 97878.6794 | 96841.7232 | 96318.2611 | 95236.7562 | 94117.1397
Scenario 1: Reference | PG&E | Com | HVAC | Com ¦ Ductless Mini Split Heat Pump (SEER 18) - Marine | Com - Office (Large) | Energy Efficiency | 114839.3926 | 114482.7145 | 113608.6237 | 112295.5694 | 111662.8432 | 112044.5999 | 111567.8446 | 110690.6516 | 109585.737 | 108424.7526 | 107838.6804 | 106627.819 | 105374.2876
Scenario 1: Reference | PG&E | Com | HVAC | Com ¦ Ductless Mini Split Heat Pump (SEER 18) - Cold | Com - Office (Large) | Energy Efficiency | 264.8983 | 264.0755 | 262.0593 | 259.0305 | 257.571 | 258.4516 | 257.3518 | 255.3284 | 252.7797 | 250.1017 | 248.7498 | 245.9567 | 243.0652
Scenario 1: Reference | PG&E | Com | HVAC | Com ¦ HVAC Energy Management System (Elec SC and Gas SH) - Marine | Com - Office (Large) | Energy Efficiency | 579150.66 | 590237.7527 | 607157.1703 | 618559.2385 | 637024.4283 | 658239.0384 | 682438.8863 | 699936.5047 | 711723.3594 | 731042.3213 | 750765.5508 | 770453.5947 | 792280.2501
Scenario 1: Reference | PG&E | Com | HVAC | Com ¦ HVAC Energy Management System (Elec SC and Gas SH) - Hot-Dry | Com - Office (Large) | Energy Efficiency | 424545.3205 | 432339.0405 | 444311.2783 | 452163.6645 | 465226.3522 | 480464.7266 | 497765.722 | 510114.1186 | 518259.5431 | 531861.7658 | 545791.7477 | 559582.5146 | 574891.684
Scenario 1: Reference | PG&E | Com | HVAC | Com ¦ HVAC Energy Management System (Elec SC and Gas SH) - Cold | Com - Office (Large) | Energy Efficiency | 1684.5422 | 1727.4159 | 1784.8116 | 1830.9359 | 1892.583 | 1962.2581 | 2042.6506 | 2105.3101 | 2154.1814 | 2223.9389 | 2294.8724 | 2369.8394 | 2451.2498
Scenario 1: Reference | PG&E | Com | HVAC | Com ¦ HVAC Fan Variable Frequency Drive (VFD) - Marine | Com - Office (Large) | Energy Efficiency | 2649992.6754 | 2593000.9776 | 2511823.4363 | 2412294.9898 | 2357216.8212 | 2381088.6373 | 2391165.0805 | 2385486.1442 | 0 | 0 | 0 | 0 | 0
Scenario 1: Reference | PG&E | Com | HVAC | Com ¦ HVAC Fan Variable Frequency Drive (VFD) - Hot-Dry | Com - Office (Large) | Energy Efficiency | 2105983.2624 | 2059784.4714 | 1994144.1044 | 1913745.8628 | 1869047.4384 | 1887767.1873 | 1895385.5683 | 1890326.7763 | 0 | 0 | 0 | 0 | 0
Scenario 1: Reference | PG&E | Com | HVAC | Com ¦ HVAC Fan Variable Frequency Drive (VFD) - Cold | Com - Office (Large) | Energy Efficiency | 0 | 0 | 0 | 0 | 0 | 0 | 0 | 0 | 0 | 0 | 0 | 0 | 0
Scenario 1: Reference | PG&E | Com | HVAC | Com ¦ Economizer - Marine | Com - Office (Large) | Energy Efficiency | 0 | 0 | 0 | 0 | 0 | 0 | 0 | 0 | 0 | 0 | 0 | 0 | 0
Scenario 1: Reference | PG&E | Com | HVAC | Com ¦ Large Packaged Heat Pump (IEER 14.0) - Fuel Sub - ZEAS 2030 - Cold | Com - Office (Large) | Fuel Substitution | 3974.9945 | 4154.5059 | 4354.3899 | 4570.4718 | 4775.8961 | 0 | 0 | 0 | 0 | 0 | 0 | 0 | 0
Scenario 1: Reference | PG&E | Com | HVAC | Com ¦ Large Packaged Heat Pump (IEER 14.0) - Fuel Sub - Panel Upgrade - ZEAS 2030 - Cold | Com - Office (Large) | Fuel Substitution | 908.2911 | 949.3097 | 994.9834 | 1044.3584 | 1091.2981 | 0 | 0 | 0 | 0 | 0 | 0 | 0 | 0
Scenario 1: Reference | PG&E | Com | HVAC | Com ¦ Small Packaged Heat Pump (SEER 15) - Fuel Sub - ZEAS 2030 - Hot-Dry | Com - Office (Large) | Fuel Substitution | 0 | 225437.2506 | 229867.4753 | 234156.1791 | 239060.037 | 0 | 0 | 0 | 0 | 0 | 0 | 0 | 0
Scenario 1: Reference | PG&E | Com | HVAC | Com ¦ Small Packaged Heat Pump (SEER 15) - Fuel Sub - ZEAS 2030 - Cold | Com - Office (Large) | Fuel Substitution | 0 | 0 | 0 | 0 | 0 | 0 | 0 | 0 | 0 | 0 | 0 | 0 | 0
Scenario 1: Reference | PG&E | Com | HVAC | Com ¦ Small Packaged Heat Pump (SEER 16) - Fuel Sub - ZEAS 2030 - Cold | Com - Office (Large) | Fuel Substitution | 2191.3972 | 2236.8875 | 2283.2383 | 2330.8407 | 2380.812 | 0 | 0 | 0 | 0 | 0 | 0 | 0 | 0
Scenario 1: Reference | PG&E | Com | HVAC | Com ¦ Small Packaged Heat Pump (SEER 15) - Fuel Sub - Panel Upgrade - ZEAS 2030 - Hot-Dry | Com - Office (Large) | Fuel Substitution | 0 | 51512.6887 | 52525.0005 | 53504.9746 | 54625.5121 | 0 | 0 | 0 | 0 | 0 | 0 | 0 | 0
Scenario 1: Reference | PG&E | Com | HVAC | Com ¦ Small Packaged Heat Pump (SEER 15) - Fuel Sub - Panel Upgrade - ZEAS 2030 - Cold | Com - Office (Large) | Fuel Substitution | 0 | 0 | 0 | 0 | 0 | 0 | 0 | 0 | 0 | 0 | 0 | 0 | 0
Scenario 1: Reference | PG&E | Com | HVAC | Com ¦ Small Packaged Heat Pump (SEER 16) - Fuel Sub - Panel Upgrade - ZEAS 2030 - Cold | Com - Office (Large) | Fuel Substitution | 500.7369 | 511.1315 | 521.7228 | 532.6 | 544.0185 | 0 | 0 | 0 | 0 | 0 | 0 | 0 | 0
Scenario 1: Reference | PG&E | Com | HVAC | Com ¦ Efficient Hot Water Boilers (94% eff.) - ZEAS 2030 - Marine | Com - Office (Large) | Energy Efficiency | 6191705.2972 | 6318724.3995 | 6453121.7586 | 6590967.412 | 6736043.356 | 0 | 0 | 0 | 0 | 0 | 0 | 0 | 0
Scenario 1: Reference | PG&E | Com | HVAC | Com ¦ Efficient Hot Water Boilers (94% eff.) - ZEAS 2030 - Hot-Dry | Com - Office (Large) | Energy Efficiency | 4166434.0096 | 4251905.8922 | 4342342.646 | 4435099.7768 | 4532722.2116 | 0 | 0 | 0 | 0 | 0 | 0 | 0 | 0
Scenario 1: Reference | PG&E | Com | HVAC | Com ¦ Efficient Hot Water Boilers (94% eff.) - ZEAS 2030 - Cold | Com - Office (Large) | Energy Efficiency | 9926.345 | 10129.978 | 10345.4395 | 10566.4293 | 10799.0104 | 0 | 0 | 0 | 0 | 0 | 0 | 0 | 0
Scenario 1: Reference | PG&E | Com | WaterHeat | Com ¦ Com Heat Pump Water Heater (3.3 UEF - 50 Gal) - Marine | Com - Office (Large) | Energy Efficiency | 3298076.1906 | 3339035.9679 | 3371787.4898 | 3395008.7386 | 3436614.2983 | 3487782.6532 | 3498315.1938 | 3486371.7592 | 3460978.5411 | 3430483.9265 | 3428038.6718 | 3409466.8893 | 3385367.1774
Scenario 1: Reference | PG&E | Com | WaterHeat | Com ¦ Com Heat Pump Water Heater (3.3 UEF - 50 Gal) - Hot-Dry | Com - Office (Large) | Energy Efficiency | 2415590.6442 | 2445774.0947 | 2469921.6997 | 2487069.0815 | 2517719.4342 | 2555395.7544 | 2563213.9064 | 2554521.6649 | 2535950.0021 | 2513625.7465 | 2511908.9527 | 2498342.639 | 2480713.3613
Scenario 1: Reference | PG&E | Com | WaterHeat | Com ¦ Com Heat Pump Water Heater (3.3 UEF - 50 Gal) - Cold | Com - Office (Large) | Energy Efficiency | 7036.7267 | 7124.4434 | 7194.6047 | 7244.3967 | 7333.4805 | 7443.0062 | 7465.6625 | 7440.2784 | 7386.1476 | 7321.1038 | 7316.0182 | 7276.4578 | 7225.0779
Scenario 1: Reference | PG&E | Com | WaterHeat | Com ¦ Com Hot Water Tank Insulation - Marine | Com - Office (Large) | Energy Efficiency | 26905.914 | 27375.6319 | 27850.0506 | 28338.204 | 28841.7837 | 29361.8806 | 29900.9184 | 30460.8206 | 31042.2118 | 31645.6842 | 32271.5548 | 32922.8587 | 33602.6276
Scenario 1: Reference | PG&E | Com | WaterHeat | Com ¦ Com Hot Water Tank Insulation - Hot-Dry | Com - Office (Large) | Energy Efficiency | 18958.9826 | 19289.9646 | 19624.259 | 19968.2314 | 20323.0738 | 20689.5549 | 21069.3825 | 21463.9119 | 21873.5834 | 22298.8142 | 22739.8277 | 23198.7624 | 23677.7548
Scenario 1: Reference | PG&E | Com | WaterHeat | Com ¦ Com Hot Water Tank Insulation - Cold | Com - Office (Large) | Energy Efficiency | 38.6878 | 39.3632 | 40.0453 | 40.7473 | 41.4713 | 42.2192 | 42.9943 | 43.7993 | 44.6353 | 45.503 | 46.403 | 47.3395 | 48.3169
Scenario 1: Reference | PG&E | Com | WaterHeat | Com ¦ Faucet Aerators (Gas WH) - Marine | Com - Office (Large) | Energy Efficiency | 185841.7212 | 189086.804 | 192361.4853 | 195730.6858 | 199206.1979 | 202794.6706 | 206513.733 | 210376.4983 | 0 | 0 | 0 | 0 | 0
Scenario 1: Reference | PG&E | Com | WaterHeat | Com ¦ Faucet Aerators (Gas WH) - Hot-Dry | Com - Office (Large) | Energy Efficiency | 0 | 0 | 129676.6476 | 131947.9266 | 134290.8736 | 136709.9707 | 139217.1022 | 141821.1082 | 0 | 0 | 0 | 0 | 0
Scenario 1: Reference | PG&E | Com | WaterHeat | Com ¦ Faucet Aerators (Gas WH) - Cold | Com - Office (Large) | Energy Efficiency | 288.1481 | 293.1796 | 298.257 | 303.4809 | 308.8697 | 314.4337 | 320.2001 | 326.1893 | 0 | 0 | 0 | 0 | 0
Scenario 1: Reference | PG&E | Com | WaterHeat | Com ¦ Faucet Aerators (Elec WH) - Marine | Com - Office (Large) | Energy Efficiency | 0 | 0 | 0 | 0 | 0 | 0 | 0 | 0 | 0 | 0 | 0 | 0 | 0
Scenario 1: Reference | PG&E | Com | WaterHeat | Com ¦ Faucet Aerators (Elec WH) - Hot-Dry | Com - Office (Large) | Energy Efficiency | 0 | 0 | 0 | 0 | 0 | 0 | 0 | 0 | 0 | 0 | 0 | 0 | 0
Scenario 1: Reference | PG&E | Com | WaterHeat | Com ¦ Faucet Aerators (Elec WH) - Cold | Com - Office (Large) | Energy Efficiency | 0 | 0 | 0 | 0 | 0 | 0 | 49.8767 | 50.2592 | 0 | 0 | 0 | 0 | 0
Scenario 1: Reference | PG&E | Com | WaterHeat | Com ¦ Com Hot Water Pipe Insulation - Marine | Com - Office (Large) | Energy Efficiency | 23162805.6594 | 23567331.526 | 23979088.7391 | 24403202.8269 | 24841409.0957 | 25294943.3023 | 25765349.9435 | 26253909.5832 | 26760823.6062 | 27287342.4021 | 27834753.5378 | 28404877.3369 | 28999321.688
Scenario 1: Reference | PG&E | Com | WaterHeat | Com ¦ Com Hot Water Pipe Insulation - Hot-Dry | Com - Office (Large) | Energy Efficiency | 13844615.2235 | 14086403.9366 | 14332514.8898 | 14586011.6571 | 14847931.4465 | 15119012.8808 | 15400179.1196 | 15692195.5672 | 15995182.5932 | 16309887.5665 | 16637080.0774 | 16977848.1494 | 17333152.832
Scenario 1: Reference | PG&E | Com | WaterHeat | Com ¦ Com Hot Water Pipe Insulation - Cold | Com - Office (Large) | Energy Efficiency | 29102.9043 | 29611.1707 | 30128.523 | 30661.4011 | 31211.9853 | 31781.8283 | 32372.8707 | 32986.7214 | 33623.6335 | 34285.1779 | 34972.9726 | 35689.3046 | 36436.1941
Scenario 1: Reference | PG&E | Com | WaterHeat | Com ¦ Com Efficient Tankless Gas Water Heater (0.87 UEF - High Draw) - ZEAS 2030 - Marine | Com - Office (Large) | Energy Efficiency | 104084.7901 | 107641.1178 | 112685.6904 | 117081.0549 | 122614.4659 | 0 | 0 | 0 | 0 | 0 | 0 | 0 | 0
Scenario 1: Reference | PG&E | Com | WaterHeat | Com ¦ Com Efficient Tankless Gas Water Heater (0.87 UEF - High Draw) - ZEAS 2030 - Hot-Dry | Com - Office (Large) | Energy Efficiency | 77928.5345 | 80591.1351 | 84367.979 | 87658.7518 | 91801.5854 | 0 | 0 | 0 | 0 | 0 | 0 | 0 | 0
Scenario 1: Reference | PG&E | Com | WaterHeat | Com ¦ Com Efficient Tankless Gas Water Heater (0.87 UEF - High Draw) - ZEAS 2030 - Cold | Com - Office (Large) | Energy Efficiency | 441.934 | 457.9501 | 479.0939 | 498.334 | 521.2289 | 0 | 0 | 0 | 0 | 0 | 0 | 0 | 0
Scenario 1: Reference | PG&E | Com | WaterHeat | Com ¦ Com Heat Pump Water Heater (3.75 UEF - 50 Gal) - Fuel Sub - ZEAS 2030 - Marine | Com - Office (Large) | Fuel Substitution | 6347196.832 | 6499989.3342 | 6669990.3232 | 6856244.4964 | 7031906.1071 | 4311300.8929 | 4317925.0067 | 4299043.4583 | 4265554.3333 | 4223578.867 | 4216559.4288 | 4189448.1465 | 4155165.3545
Scenario 1: Reference | PG&E | Com | WaterHeat | Com ¦ Com Heat Pump Water Heater (3.75 UEF - 50 Gal) - Fuel Sub - ZEAS 2030 - Hot-Dry | Com - Office (Large) | Fuel Substitution | 4710043.5549 | 4824126.9184 | 4951201.1615 | 5090531.78 | 5221751.3163 | 3170284.4646 | 3175263.93 | 3161441.8697 | 3136851.3066 | 3106004.235 | 3100922.1545 | 3081029.1496 | 3055848.8475
Scenario 1: Reference | PG&E | Com | WaterHeat | Com ¦ Com Heat Pump Water Heater (3.75 UEF - 50 Gal) - Fuel Sub - ZEAS 2030 - Cold | Com - Office (Large) | Fuel Substitution | 26636.4655 | 27293.9465 | 28035.6194 | 28855.9772 | 29617.4977 | 17818.0348 | 17840.8955 | 17760.2647 | 17620.3836 | 17446.1015 | 17413.7766 | 17299.9356 | 17157.0293
Scenario 1: Reference | PG&E | Com | WaterHeat | Com ¦ Com Efficient Tankless Gas Water Heater (0.87 UEF - High Draw) - Panel Upgrade - ZEAS 2030 - Marine | Com - Office (Large) | Energy Efficiency | 86356.0621 | 89306.6417 | 93491.9739 | 97138.6774 | 101729.5843 | 0 | 0 | 0 | 0 | 0 | 0 | 0 | 0
Scenario 1: Reference | PG&E | Com | WaterHeat | Com ¦ Com Efficient Tankless Gas Water Heater (0.87 UEF - High Draw) - Panel Upgrade - ZEAS 2030 - Hot-Dry | Com - Office (Large) | Energy Efficiency | 64654.9929 | 66864.0737 | 69997.609 | 72727.8655 | 76165.0516 | 0 | 0 | 0 | 0 | 0 | 0 | 0 | 0
Scenario 1: Reference | PG&E | Com | WaterHeat | Com ¦ Com Efficient Tankless Gas Water Heater (0.87 UEF - High Draw) - Panel Upgrade - ZEAS 2030 - Cold | Com - Office (Large) | Energy Efficiency | 366.6595 | 379.9476 | 397.49 | 413.4529 | 432.4482 | 0 | 0 | 0 | 0 | 0 | 0 | 0 | 0
Scenario 1: Reference | PG&E | Com | WaterHeat | Com ¦ Com Heat Pump Water Heater (3.75 UEF - 50 Gal) - Fuel Sub - Panel Upgrade - ZEAS 2030 - Marine | Com - Office (Large) | Fuel Substitution | 5266080.8881 | 5392848.2938 | 5533893.0704 | 5688422.6317 | 5834163.8581 | 3576958.4331 | 3582454.2638 | 3566788.8033 | 3539003.87 | 3504178.071 | 3498354.2514 | 3475860.8249 | 3447417.4095
Scenario 1: Reference | PG&E | Com | WaterHeat | Com ¦ Com Heat Pump Water Heater (3.75 UEF - 50 Gal) - Fuel Sub - Panel Upgrade - ZEAS 2030 - Hot-Dry | Com - Office (Large) | Fuel Substitution | 3907783.3889 | 4002434.9708 | 4107864.6999 | 4223463.1801 | 4332332.136 | 2630290.9569 | 2634422.2716 | 2622954.5182 | 2602552.4577 | 2576959.5576 | 2572743.1062 | 2556238.4703 | 2535347.1207
Scenario 1: Reference | PG&E | Com | WaterHeat | Com ¦ Com Heat Pump Water Heater (3.75 UEF - 50 Gal) - Fuel Sub - Panel Upgrade - ZEAS 2030 - Cold | Com - Office (Large) | Fuel Substitution | 22099.4851 | 22644.9776 | 23260.3216 | 23940.9481 | 24572.7591 | 14783.0948 | 14802.0616 | 14735.1646 | 14619.1095 | 14474.5128 | 14447.6938 | 14353.2432 | 14234.6781
Scenario 1: Reference | PG&E | Com | WaterHeat | Com ¦ Com Heat Pump Water Heater (100+ Gal, 200+ kBtuh - 4.3 COP) - Fuel Sub - ZEAS 2030 - Marine | Com - Office (Large) | Fuel Substitution | 574435.5787 | 588583.7923 | 604053.6557 | 620791.4757 | 636877.5157 | 0 | 0 | 0 | 0 | 0 | 0 | 0 | 0
Scenario 1: Reference | PG&E | Com | WaterHeat | Com ¦ Com Heat Pump Water Heater (100+ Gal, 200+ kBtuh - 4.3 COP) - Fuel Sub - ZEAS 2030 - Hot-Dry | Com - Office (Large) | Fuel Substitution | 422909.915 | 433445.0842 | 444978.8704 | 457468.9719 | 469451.5898 | 0 | 0 | 0 | 0 | 0 | 0 | 0 | 0
Scenario 1: Reference | PG&E | Com | WaterHeat | Com ¦ Com Heat Pump Water Heater (100+ Gal, 200+ kBtuh - 4.3 COP) - Fuel Sub - ZEAS 2030 - Cold | Com - Office (Large) | Fuel Substitution | 1193.1869 | 1223.7581 | 1257.5905 | 1294.5103 | 1329.4745 | 0 | 0 | 0 | 0 | 0 | 0 | 0 | 0
Scenario 1: Reference | PG&E | Com | WaterHeat | Com ¦ Com Heat Pump Water Heater (100+ Gal, 200+ kBtuh - 4.3 COP) - Fuel Sub - Panel Upgrade - ZEAS 2030 - Marine | Com - Office (Large) | Fuel Substitution | 476592.156 | 488330.509 | 501165.3957 | 515052.2683 | 528398.3784 | 0 | 0 | 0 | 0 | 0 | 0 | 0 | 0
Scenario 1: Reference | PG&E | Com | WaterHeat | Com ¦ Com Heat Pump Water Heater (100+ Gal, 200+ kBtuh - 4.3 COP) - Fuel Sub - Panel Upgrade - ZEAS 2030 - Hot-Dry | Com - Office (Large) | Fuel Substitution | 350875.8086 | 359616.5259 | 369185.7661 | 379548.4327 | 389490.0552 | 0 | 0 | 0 | 0 | 0 | 0 | 0 | 0
Scenario 1: Reference | PG&E | Com | WaterHeat | Com ¦ Com Heat Pump Water Heater (100+ Gal, 200+ kBtuh - 4.3 COP) - Fuel Sub - Panel Upgrade - ZEAS 2030 - Cold | Com - Office (Large) | Fuel Substitution | 989.9517 | 1015.3158 | 1043.3855 | 1074.0168 | 1103.0255 | 0 | 0 | 0 | 0 | 0 | 0 | 0 | 0
Scenario 1: Reference | PG&E | Com | WaterHeat | Com ¦ Efficient Gas Water Heating Boiler (0.92 UEF) - ZEAS 2030 - Marine | Com - Office (Large) | Energy Efficiency | 6954138.6042 | 7096702.192 | 7247528.51 | 7402208.6793 | 7565025.692 | 0 | 0 | 0 | 0 | 0 | 0 | 0 | 0
Scenario 1: Reference | PG&E | Com | WaterHeat | Com ¦ Efficient Gas Water Heating Boiler (0.92 UEF) - ZEAS 2030 - Hot-Dry | Com - Office (Large) | Energy Efficiency | 4890386.3456 | 4990641.5051 | 5096707.1984 | 5205482.9727 | 5319980.9179 | 0 | 0 | 0 | 0 | 0 | 0 | 0 | 0
Scenario 1: Reference | PG&E | Com | WaterHeat | Com ¦ Efficient Gas Water Heating Boiler (0.92 UEF) - ZEAS 2030 - Cold | Com - Office (Large) | Energy Efficiency | 10098.1293 | 10305.1456 | 10524.1601 | 10748.7706 | 10985.1968 | 0 | 0 | 0 | 0 | 0 | 0 | 0 | 0
Scenario 1: Reference | PG&E | Com | WholeBlg | Com ¦ Com Title 24 2022 Code | Com - Office (Large) | Energy Efficiency | 0 | 0 | 0 | 0 | 0 | 0 | 0 | 0 | 0 | 0 | 0 | 0 | 0
Scenario 1: Reference | PG&E | Com | FoodServ | Com ¦ ENERGY STAR Ice Machine | Com - Office (Large) | Energy Efficiency | 55446.6916 | 55871.8108 | 56073.442 | 56098.7178 | 56573.694 | 57538.572 | 57887.175 | 57922.9781 | 57695.1198 | 57303.7503 | 57285.1955 | 56859.7252 | 56350.9727
Scenario 1: Reference | PG&E | Com | Lighting | Com ¦ LED Fixtures and Retrofit Kits - 140 lpw | Com - Office (Large) | Energy Efficiency | 4864812.1986 | 4913504.6419 | 4944345.4378 | 4955501.331 | 4987602.5315 | 5029382.1791 | 5013599.6146 | 4971607.346 | 4912841.0308 | 4846189.9604 | 4819419.8581 | 4768830.3919 | 4709219.3026
Scenario 1: Reference | SCE | Com | BldgEnv | Com ¦ Com Wall Insulation (R14) - Marine | Com - Office (Large) | Energy Efficiency | 230.8691 | 233.2486 | 234.6651 | 236.9988 | 243.6309 | 251.4501 | 254.9099 | 255.6869 | 0 | 0 | 0 | 0 | 0
Scenario 1: Reference | SCE | Com | BldgEnv | Com ¦ Com Wall Insulation (R14) - Hot-Dry | Com - Office (Large) | Energy Efficiency | 952.2897 | 962.105 | 967.9475 | 977.5738 | 1004.9298 | 1037.1824 | 1051.4533 | 1054.6585 | 0 | 0 | 0 | 0 | 0
Scenario 1: Reference | SCE | Com | BldgEnv | Com ¦ Com Wall Insulation (R14) - Cold | Com - Office (Large) | Energy Efficiency | 28.7378 | 29.034 | 29.2103 | 29.5008 | 30.3263 | 31.2996 | 31.7303 | 31.827 | 0 | 0 | 0 | 0 | 0
Scenario 1: Reference | SCE | Com | HVAC | Com ¦ Small Unitary Heat Pump (SEER 16) - Hot-Dry | Com - Office (Large) | Energy Efficiency | 0 | 0 | 0 | 0 | 0 | 0 | 0 | 0 | 0 | 0 | 0 | 0 | 0
Scenario 1: Reference | SCE | Com | HVAC | Com ¦ Small Unitary AC (SEER 16) - Cold | Com - Office (Large) | Energy Efficiency | 0 | 0 | 0 | 0 | 0 | 0 | 0 | 0 | 0 | 0 | 0 | 0 | 0
Scenario 1: Reference | SCE | Com | HVAC | Com ¦ Ductless Mini Split Heat Pump (SEER 18) - Hot-Dry | Com - Office (Large) | Energy Efficiency | 289299.5645 | 292687.472 | 294768.4218 | 295871.6953 | 298786.468 | 302432.8076 | 301493.9943 | 296757.5375 | 291891.9738 | 286824.7663 | 282605.6761 | 276826.1538 | 271290.8503
Scenario 1: Reference | SCE | Com | HVAC | Com ¦ Ductless Mini Split Heat Pump (SEER 18) - Marine | Com - Office (Large) | Energy Efficiency | 67332.3234 | 68120.8337 | 68605.1593 | 68861.938 | 69540.3297 | 70388.9881 | 70170.4863 | 69068.1112 | 67935.6874 | 66756.3325 | 65774.3706 | 64429.2298 | 63140.929
Scenario 1: Reference | SCE | Com | HVAC | Com ¦ Ductless Mini Split Heat Pump (SEER 18) - Cold | Com - Office (Large) | Energy Efficiency | 4078.1368 | 4125.8947 | 4155.229 | 4170.7814 | 4211.8697 | 4263.2707 | 4250.0366 | 4183.2687 | 4114.6809 | 4043.2506 | 3983.7758 | 3902.3042 | 3824.2753
Scenario 1: Reference | SCE | Com | HVAC | Com ¦ HVAC Fan Variable Frequency Drive (VFD) - Marine | Com - Office (Large) | Energy Efficiency | 0 | 0 | 0 | 0 | 0 | 0 | 0 | 0 | 0 | 0 | 0 | 0 | 0
Scenario 1: Reference | SCE | Com | HVAC | Com ¦ HVAC Fan Variable Frequency Drive (VFD) - Hot-Dry | Com - Office (Large) | Energy Efficiency | 0 | 0 | 0 | 0 | 0 | 0 | 0 | 0 | 0 | 0 | 0 | 0 | 0
Scenario 1: Reference | SCE | Com | HVAC | Com ¦ HVAC Fan Variable Frequency Drive (VFD) - Cold | Com - Office (Large) | Energy Efficiency | 0 | 0 | 0 | 0 | 0 | 0 | 0 | 0 | 0 | 0 | 0 | 0 | 0
Scenario 1: Reference | SCE | Com | WaterHeat | Com ¦ Com Heat Pump Water Heater (3.3 UEF - 50 Gal) - Marine | Com - Office (Large) | Energy Efficiency | 1203671.5206 | 1234816.9738 | 1263206.4412 | 1289149.3484 | 1321449.7219 | 1349210.1475 | 1353990.2155 | 1341229.9099 | 1325494.4011 | 1305798.597 | 1294916.0431 | 1278175.6721 | 1260309.3922
Scenario 1: Reference | SCE | Com | WaterHeat | Com ¦ Com Heat Pump Water Heater (3.3 UEF - 50 Gal) - Hot-Dry | Com - Office (Large) | Energy Efficiency | 4697367.5164 | 4819407.7384 | 4930661.9105 | 5032337.3478 | 5158883.5006 | 5267661.4038 | 5286512.4863 | 5236719.744 | 5175287.1884 | 5098356.7669 | 5055909.9481 | 4990540.2684 | 4920761.0003
Scenario 1: Reference | SCE | Com | WaterHeat | Com ¦ Com Heat Pump Water Heater (3.3 UEF - 50 Gal) - Cold | Com - Office (Large) | Energy Efficiency | 77522.1349 | 79521.8969 | 81344.5429 | 83010.0044 | 85084.1634 | 86866.5629 | 87171.9723 | 86350.089 | 85336.9494 | 84069.2796 | 83368.109 | 82290.446 | 81140.4646
Scenario 1: Reference | SCE | Com | WholeBlg | Com ¦ Com Title 24 2022 Code | Com - Office (Large) | Energy Efficiency | 0 | 0 | 0 | 0 | 0 | 0 | 0 | 0 | 0 | 0 | 0 | 0 | 0
Scenario 1: Reference | SCE | Com | FoodServ | Com ¦ ENERGY STAR Ice Machine | Com - Office (Large) | Energy Efficiency | 64190.3902 | 66046.5938 | 67671.9454 | 69154.0336 | 71155.5745 | 73133.9802 | 73799.5526 | 73354.3625 | 72704.0933 | 71693.6154 | 70973.4354 | 69744.817 | 68483.8901
Scenario 1: Reference | SCE | Com | Lighting | Com ¦ LED High and Low Bay - 155 lpw | Com - Office (Large) | Energy Efficiency | 0 | 0 | 0 | 0 | 0 | 0 | 0 | 0 | 0 | 0 | 0 | 0 | 0
Scenario 1: Reference | SCE | Com | Lighting | Com ¦ LED Fixtures and Retrofit Kits - 140 lpw - RET | Com - Office (Large) | Energy Efficiency | 0 | 0 | 0 | 0 | 0 | 0 | 0 | 0 | 0 | 0 | 0 | 0 | 0
Scenario 1: Reference | SCE | Com | Lighting | Com ¦ LED Fixtures and Retrofit Kits - 140 lpw | Com - Office (Large) | Energy Efficiency | 0 | 3624423.1921 | 3690094.8135 | 3745799.7888 | 3815558.2258 | 3872217.6447 | 3871734.2075 | 3832111.9755 | 3788218.8391 | 3734302.1834 | 3702937.7293 | 3656714.7864 | 3607553.5679
Scenario 1: Reference | SCG | Com | BldgEnv | Com ¦ Com Wall Insulation (R14) - Marine | Com - Office (Large) | Energy Efficiency | 1134228.967 | 1155707.1111 | 1177693.4748 | 1200453.5448 | 1224095.1134 | 1248607.6602 | 1273967.9155 | 1300325.2599 | 1327604.944 | 1355937.7911 | 1385461.8279 | 1416122.1819 | 1448074.105
Scenario 1: Reference | SCG | Com | BldgEnv | Com ¦ Com Wall Insulation (R14) - Hot-Dry | Com - Office (Large) | Energy Efficiency | 13068.6229 | 13474.2873 | 13856.6559 | 14321.9198 | 14922.9182 | 15594.3542 | 16227.3838 | 16913.1902 | 17502.5558 | 18088.7285 | 18790.6441 | 19467.0789 | 20224.7176
Scenario 1: Reference | SCG | Com | BldgEnv | Com ¦ Com Wall Insulation (R14) - Cold | Com - Office (Large) | Energy Efficiency | 14448.0328 | 14721.6256 | 15001.6923 | 15291.6146 | 15592.7655 | 15905.0112 | 16228.0551 | 16563.8002 | 16911.2942 | 17272.2036 | 17648.2866 | 18038.8443 | 18445.8542
Scenario 1: Reference | SCG | Com | HVAC | Com ¦ HVAC Energy Management System (Elec SC and Gas SH) - Cold | Com - Office (Large) | Energy Efficiency | 3369.9013 | 3471.8295 | 3567.488 | 3684.247 | 3835.645 | 4004.8315 | 4163.8395 | 4336.1346 | 4483.4474 | 4629.7287 | 4805.4126 | 4974.4332 | 5164.0668
Scenario 1: Reference | SCG | Com | HVAC | Com ¦ Efficient Hot Water Boilers (94% eff.) - ZEAS 2030 - Marine | Com - Office (Large) | Energy Efficiency | 1934158.2287 | 1975092.7947 | 2017218.7561 | 2061336.9767 | 2107859.6718 | 0 | 0 | 0 | 0 | 0 | 0 | 0 | 0
Scenario 1: Reference | SCG | Com | HVAC | Com ¦ Efficient Hot Water Boilers (94% eff.) - ZEAS 2030 - Hot-Dry | Com - Office (Large) | Energy Efficiency | 9948755.8389 | 10159311.5195 | 10375995.3968 | 10602926.8845 | 10842226.3007 | 0 | 0 | 0 | 0 | 0 | 0 | 0 | 0
Scenario 1: Reference | SCG | Com | HVAC | Com ¦ Efficient Hot Water Boilers (94% eff.) - ZEAS 2030 - Cold | Com - Office (Large) | Energy Efficiency | 28204.6322 | 28801.5557 | 29415.8525 | 30059.2012 | 30737.6128 | 0 | 0 | 0 | 0 | 0 | 0 | 0 | 0
Scenario 1: Reference | SCG | Com | WaterHeat | Com ¦ Com Hot Water Tank Insulation - Marine | Com - Office (Large) | Energy Efficiency | 8850.2997 | 9015.1542 | 9181.5743 | 9352.633 | 9528.9082 | 9710.7734 | 9899.0545 | 10094.4086 | 10297.0509 | 10507.1864 | 10724.9254 | 10951.3014 | 11187.3482
Scenario 1: Reference | SCG | Com | WaterHeat | Com ¦ Com Hot Water Tank Insulation - Hot-Dry | Com - Office (Large) | Energy Efficiency | 48005.317 | 48899.5119 | 49802.199 | 50730.0461 | 51686.1889 | 52672.652 | 53693.9162 | 54753.5454 | 55852.7068 | 56992.5123 | 58173.5604 | 59401.457 | 60681.8092
Scenario 1: Reference | SCG | Com | WaterHeat | Com ¦ Com Hot Water Tank Insulation - Cold | Com - Office (Large) | Energy Efficiency | 120.1702 | 122.4086 | 124.6683 | 126.9909 | 129.3844 | 131.8538 | 134.4103 | 137.0628 | 139.8143 | 142.6676 | 145.624 | 148.6978 | 151.9029
Scenario 1: Reference | SCG | Com | WaterHeat | Com ¦ Faucet Aerators (Gas WH) - Marine | Com - Office (Large) | Energy Efficiency | 56212.4823 | 57259.8761 | 58316.3182 | 59402.1138 | 60520.9688 | 61674.978 | 62869.6655 | 64109.151 | 0 | 0 | 0 | 0 | 0
Scenario 1: Reference | SCG | Com | WaterHeat | Com ¦ Faucet Aerators (Gas WH) - Hot-Dry | Com - Office (Large) | Energy Efficiency | 299762.1153 | 305347.5115 | 310981.1592 | 316771.3391 | 322737.8134 | 328891.7536 | 335262.6169 | 341872.3728 | 0 | 0 | 0 | 0 | 0
Scenario 1: Reference | SCG | Com | WaterHeat | Com ¦ Faucet Aerators (Gas WH) - Cold | Com - Office (Large) | Energy Efficiency | 895.0594 | 911.7368 | 928.5583 | 945.8472 | 963.6625 | 982.0375 | 1001.0603 | 1020.7963 | 0 | 0 | 0 | 0 | 0
Scenario 1: Reference | SCG | Com | WaterHeat | Com ¦ Com Hot Water Pipe Insulation - Marine | Com - Office (Large) | Energy Efficiency | 7285206.4081 | 7420794.1927 | 7558703.6742 | 7700603.1707 | 7847058.2796 | 7998472.3445 | 8155349.2908 | 8318107.9638 | 8486816.4583 | 8661882.864 | 8843726.8175 | 9032942.0083 | 9230054.0174
Scenario 1: Reference | SCG | Com | WaterHeat | Com ¦ Com Hot Water Pipe Insulation - Hot-Dry | Com - Office (Large) | Energy Efficiency | 32870585.1821 | 33482352.3134 | 34104594.8559 | 34744840.2005 | 35405640.3017 | 36088815.0315 | 36796638.0822 | 37530999.2693 | 38292205.8335 | 39082099.0608 | 39902572.3362 | 40756304.3648 | 41645666.5492
Scenario 1: Reference | SCG | Com | WaterHeat | Com ¦ Com Hot Water Pipe Insulation - Cold | Com - Office (Large) | Energy Efficiency | 90381.158 | 92063.2766 | 93774.1984 | 95534.6208 | 97351.5608 | 99230.0221 | 101176.2566 | 103195.4605 | 105288.4787 | 107460.3738 | 109716.352 | 112063.7787 | 114509.1743
Scenario 1: Reference | SCG | Com | WaterHeat | Com ¦ Com Efficient Tankless Gas Water Heater (0.87 UEF - High Draw) - ZEAS 2030 - Marine | Com - Office (Large) | Energy Efficiency | 94135.8432 | 97057.923 | 99812.1991 | 103163.5856 | 107492.6945 | 0 | 0 | 0 | 0 | 0 | 0 | 0 | 0
Scenario 1: Reference | SCG | Com | WaterHeat | Com ¦ Com Efficient Tankless Gas Water Heater (0.87 UEF - High Draw) - ZEAS 2030 - Hot-Dry | Com - Office (Large) | Energy Efficiency | 256802.3462 | 264773.7728 | 272287.4311 | 281430.0051 | 293239.8035 | 0 | 0 | 0 | 0 | 0 | 0 | 0 | 0
Scenario 1: Reference | SCG | Com | WaterHeat | Com ¦ Com Efficient Tankless Gas Water Heater (0.87 UEF - High Draw) - ZEAS 2030 - Cold | Com - Office (Large) | Energy Efficiency | 1246.7498 | 1285.4503 | 1321.9284 | 1366.3147 | 1423.6501 | 0 | 0 | 0 | 0 | 0 | 0 | 0 | 0
Scenario 1: Reference | SCG | Com | WaterHeat | Com ¦ Com Efficient Tankless Gas Water Heater (0.87 UEF - High Draw) - Panel Upgrade - ZEAS 2030 - Marine | Com - Office (Large) | Energy Efficiency | 78101.716 | 80526.079 | 82811.2202 | 85591.7661 | 89183.4993 | 0 | 0 | 0 | 0 | 0 | 0 | 0 | 0
Scenario 1: Reference | SCG | Com | WaterHeat | Com ¦ Com Efficient Tankless Gas Water Heater (0.87 UEF - High Draw) - Panel Upgrade - ZEAS 2030 - Hot-Dry | Com - Office (Large) | Energy Efficiency | 213061.2872 | 219674.9433 | 225908.8028 | 233494.1251 | 243292.3644 | 0 | 0 | 0 | 0 | 0 | 0 | 0 | 0
Scenario 1: Reference | SCG | Com | WaterHeat | Com ¦ Com Efficient Tankless Gas Water Heater (0.87 UEF - High Draw) - Panel Upgrade - ZEAS 2030 - Cold | Com - Office (Large) | Energy Efficiency | 1034.3913 | 1066.5 | 1096.7647 | 1133.5907 | 1181.1602 | 0 | 0 | 0 | 0 | 0 | 0 | 0 | 0
Scenario 1: Reference | SCG | Com | WaterHeat | Com ¦ Efficient Gas Water Heating Boiler (0.92 UEF) - ZEAS 2030 - Marine | Com - Office (Large) | Energy Efficiency | 2258924.328 | 2306732.2506 | 2355931.6168 | 2407457.7641 | 2461792.1233 | 0 | 0 | 0 | 0 | 0 | 0 | 0 | 0
Scenario 1: Reference | SCG | Com | WaterHeat | Com ¦ Efficient Gas Water Heating Boiler (0.92 UEF) - ZEAS 2030 - Hot-Dry | Com - Office (Large) | Energy Efficiency | 12258341.7578 | 12517777.564 | 12784764.2168 | 13064377.4446 | 13359229.7933 | 0 | 0 | 0 | 0 | 0 | 0 | 0 | 0
Scenario 1: Reference | SCG | Com | WaterHeat | Com ¦ Efficient Gas Water Heating Boiler (0.92 UEF) - ZEAS 2030 - Cold | Com - Office (Large) | Energy Efficiency | 31032.3762 | 31689.1461 | 32365.0312 | 33072.8808 | 33819.3088 | 0 | 0 | 0 | 0 | 0 | 0 | 0 | 0
Scenario 1: Reference | SCG | Com | WholeBlg | Com ¦ Com Title 24 2022 Code | Com - Office (Large) | Energy Efficiency | 0 | 0 | 0 | 0 | 0 | 0 | 0 | 0 | 0 | 0 | 0 | 0 | 0
Scenario 1: Reference | SDG&E | Com | BldgEnv | Com ¦ Com Wall Insulation (R14) - Marine | Com - Office (Large) | Energy Efficiency | 97157.1771 | 98738.3624 | 100332.8622 | 101973.0718 | 103727.7085 | 105693.0595 | 107734.8049 | 109818.882 | 1596.0065 | 114186.0765 | 116493.0177 | 118853.329 | 121322.3978
Scenario 1: Reference | SDG&E | Com | BldgEnv | Com ¦ Com Wall Insulation (R14) - Hot-Dry | Com - Office (Large) | Energy Efficiency | 1540.1049 | 1577.7017 | 1614.1991 | 1655.7135 | 1687.478 | 1755.7225 | 1838.5189 | 1908.6883 | 1949.1203 | 2007.1086 | 2063.4616 | 2127.1062 | 2198.8986
Scenario 1: Reference | SDG&E | Com | HVAC | Com ¦ Ductless Mini Split Heat Pump (SEER 18) - Marine | Com - Office (Large) | Energy Efficiency | 12270.9839 | 12101.6023 | 11854.3137 | 11545.5757 | 11304.1707 | 11243.6713 | 11097.6028 | 10884.5501 | 10660.5914 | 10429.6688 | 10237.6477 | 9968.39 | 9710.1803
Scenario 1: Reference | SDG&E | Com | HVAC | Com ¦ HVAC Fan Variable Frequency Drive (VFD) - Marine | Com - Office (Large) | Energy Efficiency | 258654.0105 | 251267.776 | 242994.7813 | 232183.9691 | 225877.202 | 228518.224 | 230650.9094 | 229279.6586 | 0 | 0 | 0 | 0 | 0
Scenario 1: Reference | SDG&E | Com | HVAC | Com ¦ HVAC Fan Variable Frequency Drive (VFD) - Hot-Dry | Com - Office (Large) | Energy Efficiency | 1345518.7291 | 1307120.6992 | 1264111.8126 | 1207906.8401 | 0 | 1188866.7744 | 1199967.8445 | 1192849.2188 | 0 | 0 | 0 | 0 | 0
Scenario 1: Reference | SDG&E | Com | HVAC | Com ¦ Efficient Hot Water Boilers (94% eff.) - ZEAS 2030 - Hot-Dry | Com - Office (Large) | Energy Efficiency | 2038324.7549 | 2079841.7118 | 2122724.1696 | 2167468.6376 | 2213238.8145 | 0 | 0 | 0 | 0 | 0 | 0 | 0 | 0
Scenario 1: Reference | SDG&E | Com | WaterHeat | Com ¦ Com Heat Pump Water Heater (3.3 UEF - 50 Gal) - Marine | Com - Office (Large) | Energy Efficiency | 274587.0299 | 277109.4202 | 278760.4746 | 279547.8722 | 281416.9703 | 284526.7243 | 284159.2832 | 281381.826 | 277752.2133 | 273252.4044 | 270894.5996 | 267220.5111 | 263210.2925
Scenario 1: Reference | SDG&E | Com | WaterHeat | Com ¦ Com Heat Pump Water Heater (3.3 UEF - 50 Gal) - Hot-Dry | Com - Office (Large) | Energy Efficiency | 1446465.1757 | 1459767.2084 | 1468477.0072 | 1472634.9437 | 1482493.8278 | 1498890.6604 | 1496961.5123 | 1482331.1162 | 1463210.0376 | 1439502.4789 | 1427083.7908 | 1407727.7728 | 1386600.1068
Scenario 1: Reference | SDG&E | Com | WaterHeat | Com ¦ Com Hot Water Tank Insulation - Hot-Dry | Com - Office (Large) | Energy Efficiency | 11155.782 | 11353.1911 | 11552.5809 | 11757.6981 | 11969.2485 | 12187.6882 | 12414.0251 | 12649.0613 | 0 | 0 | 0 | 13682.0082 | 13967.053
Scenario 1: Reference | SDG&E | Com | WaterHeat | Com ¦ Com Hot Water Pipe Insulation - Hot-Dry | Com - Office (Large) | Energy Efficiency | 7967923.0379 | 8108946.1299 | 8252477.4443 | 8400283.5701 | 8552963.7886 | 8710945.669 | 8874763.3036 | 9044860.8537 | 0 | 0 | 9595013.4175 | 9793339.2768 | 10000082.0395
Scenario 1: Reference | SDG&E | Com | WaterHeat | Com ¦ Com Efficient Tankless Gas Water Heater (0.87 UEF - High Draw) - ZEAS 2030 - Marine | Com - Office (Large) | Energy Efficiency | 17314.2151 | 17827.5758 | 18339.0591 | 18915.5081 | 19370.607 | 0 | 0 | 0 | 0 | 0 | 0 | 0 | 0
Scenario 1: Reference | SDG&E | Com | WaterHeat | Com ¦ Com Efficient Tankless Gas Water Heater (0.87 UEF - High Draw) - ZEAS 2030 - Hot-Dry | Com - Office (Large) | Energy Efficiency | 45907.8477 | 47269.0004 | 48625.1753 | 50153.604 | 51360.2784 | 0 | 0 | 0 | 0 | 0 | 0 | 0 | 0
Scenario 1: Reference | SDG&E | Com | WaterHeat | Com ¦ Com Heat Pump Water Heater (3.75 UEF - 50 Gal) - Fuel Sub - ZEAS 2030 - Marine | Com - Office (Large) | Fuel Substitution | 1204774.9205 | 1234957.1403 | 1268126.6622 | 1304541.7918 | 1339816.1582 | 724800.3941 | 722776.5677 | 715060.0331 | 705791.3471 | 694123.6417 | 687829.5443 | 678192.525 | 667662.9736
Scenario 1: Reference | SDG&E | Com | WaterHeat | Com ¦ Com Heat Pump Water Heater (3.75 UEF - 50 Gal) - Fuel Sub - ZEAS 2030 - Hot-Dry | Com - Office (Large) | Fuel Substitution | 3145534.1414 | 3226026.2204 | 3314435.5186 | 3411446.8701 | 3505415.8432 | 1868451.8971 | 1863661.7369 | 1843853.0049 | 1819944.3831 | 1789702.78 | 1773624.5985 | 1748724.5494 | 1721464.3632
Scenario 1: Reference | SDG&E | Com | WaterHeat | Com ¦ Com Efficient Tankless Gas Water Heater (0.87 UEF - High Draw) - Panel Upgrade - ZEAS 2030 - Marine | Com - Office (Large) | Energy Efficiency | 14365.0906 | 14791.0107 | 15215.3732 | 15693.6358 | 16071.2179 | 0 | 0 | 0 | 0 | 0 | 0 | 0 | 0
Scenario 1: Reference | SDG&E | Com | WaterHeat | Com ¦ Com Efficient Tankless Gas Water Heater (0.87 UEF - High Draw) - Panel Upgrade - ZEAS 2030 - Hot-Dry | Com - Office (Large) | Energy Efficiency | 38088.3791 | 39217.6871 | 40342.8652 | 41610.9572 | 42612.0991 | 0 | 0 | 0 | 0 | 0 | 0 | 0 | 0
Scenario 1: Reference | SDG&E | Com | WaterHeat | Com ¦ Com Heat Pump Water Heater (3.75 UEF - 50 Gal) - Fuel Sub - Panel Upgrade - ZEAS 2030 - Marine | Com - Office (Large) | Fuel Substitution | 999566.0055 | 1024607.2977 | 1052127.0659 | 1082339.6185 | 1111605.7137 | 601345.3819 | 599666.2732 | 593264.0934 | 585574.1397 | 575893.7906 | 570671.7648 | 562676.2158 | 553940.1594
Scenario 1: Reference | SDG&E | Com | WaterHeat | Com ¦ Com Heat Pump Water Heater (3.75 UEF - 50 Gal) - Fuel Sub - Panel Upgrade - ZEAS 2030 - Hot-Dry | Com - Office (Large) | Fuel Substitution | 2609756.3481 | 2676538.2378 | 2749888.8094 | 2830376.2493 | 2908339.5183 | 1550199.1014 | 1546224.8477 | 1529790.1304 | 1509953.8563 | 1484863.2955 | 1471523.7053 | 1450864.8734 | 1428247.9057
Scenario 1: Reference | SDG&E | Com | WaterHeat | Com ¦ Com Heat Pump Water Heater (100+ Gal, 200+ kBtuh - 4.3 COP) - Fuel Sub - ZEAS 2030 - Marine | Com - Office (Large) | Fuel Substitution | 52396.9244 | 53767.9458 | 55253.5879 | 56864.4151 | 58443.3134 | 0 | 0 | 0 | 0 | 0 | 0 | 0 | 0
Scenario 1: Reference | SDG&E | Com | WaterHeat | Com ¦ Com Heat Pump Water Heater (100+ Gal, 200+ kBtuh - 4.3 COP) - Fuel Sub - ZEAS 2030 - Hot-Dry | Com - Office (Large) | Fuel Substitution | 278525.7383 | 285813.6615 | 293710.8722 | 302273.5284 | 310666.4601 | 0 | 0 | 0 | 0 | 0 | 0 | 0 | 0
Scenario 1: Reference | SDG&E | Com | WaterHeat | Com ¦ Com Heat Pump Water Heater (100+ Gal, 200+ kBtuh - 4.3 COP) - Fuel Sub - Panel Upgrade - ZEAS 2030 - Marine | Com - Office (Large) | Fuel Substitution | 43472.1735 | 44609.6693 | 45842.2625 | 47178.718 | 48488.6831 | 0 | 0 | 0 | 0 | 0 | 0 | 0 | 0
Scenario 1: Reference | SDG&E | Com | WaterHeat | Com ¦ Com Heat Pump Water Heater (100+ Gal, 200+ kBtuh - 4.3 COP) - Fuel Sub - Panel Upgrade - ZEAS 2030 - Hot-Dry | Com - Office (Large) | Fuel Substitution | 231084.5411 | 237131.1147 | 243683.1962 | 250787.3779 | 257750.7443 | 0 | 0 | 0 | 0 | 0 | 0 | 0 | 0
Scenario 1: Reference | SDG&E | Com | WaterHeat | Com ¦ Efficient Gas Water Heating Boiler (0.92 UEF) - ZEAS 2030 - Hot-Dry | Com - Office (Large) | Energy Efficiency | 2836287.9475 | 2894009.8785 | 2953623.1142 | 3015819.5351 | 3079449.6109 | 0 | 0 | 0 | 0 | 0 | 0 | 0 | 0
Scenario 1: Reference | SDG&E | Com | FoodServ | Com ¦ ENERGY STAR Ice Machine | Com - Office (Large) | Energy Efficiency | 17795.9085 | 17861.3191 | 17840.3326 | 17754.6932 | 17789.5437 | 18030.3843 | 18080.3083 | 17977.5691 | 17806.8239 | 17535.3615 | 17346.1001 | 17011.8319 | 16664.6857
Scenario 1: Reference | SDG&E | Com | Lighting | Com ¦ LED Fixtures and Retrofit Kits - 140 lpw | Com - Office (Large) | Energy Efficiency | 2264223.6268 | 2280589.4913 | 2287340.4815 | 2284796.6808 | 2288332.1581 | 2299894.8991 | 2286965.8927 | 2260119.18 | 2229374.0881 | 2192347.9123 | 2170935.0773 | 2139927.4123 | 2106304.1415
Scenario 1: Reference | PG&E | Com | BldgEnv | Com ¦ Com Wall Insulation (R14) - Marine | Com - Office (Small) | Energy Efficiency | 1888.4553 | 1997.2338 | 2124.5829 | 0 | 25886.0627 | 2305.858 | 2455.9081 | 2612.7292 | 2769.6504 | 2941.3667 | 3126.0242 | 3322.677 | 3534.8459
Scenario 1: Reference | PG&E | Com | BldgEnv | Com ¦ Com Wall Insulation (R14) - Hot-Dry | Com - Office (Small) | Energy Efficiency | 2146.3638 | 2260.0006 | 2392.4747 | 0 | 28884.4335 | 2566.7989 | 2726.5533 | 2892.6866 | 3057.9123 | 3238.9198 | 3433.3 | 3637.3802 | 3857.5431
Scenario 1: Reference | PG&E | Com | BldgEnv | Com ¦ Com Wall Insulation (R14) - Cold | Com - Office (Small) | Energy Efficiency | 2247.1636 | 2332.12 | 2419.4647 | 2030.5771 | 2231.7445 | 2210.1915 | 2301.989 | 2397.948 | 2498.5328 | 2604.3898 | 2715.6691 | 2830.8839 | 2952.4036
Scenario 1: Reference | PG&E | Com | HVAC | Com ¦ Small Unitary Heat Pump (SEER 16) - Hot-Dry | Com - Office (Small) | Energy Efficiency | 0 | 0 | 0 | 0 | 0 | 0 | 465266.7437 | 471060.2701 | 0 | 0 | 0 | 0 | 0
Scenario 1: Reference | PG&E | Com | HVAC | Com ¦ Small Unitary Heat Pump (SEER 16) - Cold | Com - Office (Small) | Energy Efficiency | 0 | 0 | 0 | 0 | 0 | 0 | 1322.9215 | 1339.3945 | 0 | 0 | 0 | 0 | 0
Scenario 1: Reference | PG&E | Com | HVAC | Com ¦ Small Unitary AC (SEER 16) - Hot-Dry | Com - Office (Small) | Energy Efficiency | 2863100.2653 | 2913534.3135 | 2950320.8625 | 2369988.3589 | 3079273.8552 | 2525263.4065 | 2579089.0767 | 2628584.2122 | 2676261.0008 | 2724790.2688 | 2784387.0955 | 2832540.1913 | 2881735.4812
Scenario 1: Reference | PG&E | Com | HVAC | Com ¦ Small Unitary AC (SEER 16) - Cold | Com - Office (Small) | Energy Efficiency | 0 | 0 | 0 | 0 | 0 | 0 | 0 | 0 | 0 | 0 | 0 | 0 | 0
Scenario 1: Reference | PG&E | Com | HVAC | Com ¦ Small Unitary AC (SEER 17) - Cold | Com - Office (Small) | Energy Efficiency | 11036.9671 | 11313.1398 | 11559.8539 | 9384.2917 | 12305.6543 | 10145.1845 | 10437.8333 | 10726.655 | 11018.6534 | 11322.0293 | 11664.7769 | 11986.8081 | 12322.4078
Scenario 1: Reference | PG&E | Com | HVAC | Com ¦ Ductless Mini Split Heat Pump (SEER 18) - Hot-Dry | Com - Office (Small) | Energy Efficiency | 231082.3753 | 235478.2778 | 238758.1397 | 192078.3503 | 250046.8241 | 204729.7297 | 208257.2095 | 211177.4021 | 213756.1517 | 216125.4168 | 219695.6288 | 222000.4314 | 224189.2243
Scenario 1: Reference | PG&E | Com | HVAC | Com ¦ Ductless Mini Split Heat Pump (SEER 18) - Marine | Com - Office (Small) | Energy Efficiency | 257226.2596 | 262119.4998 | 265770.4342 | 213809.4501 | 278336.2825 | 227892.1641 | 231818.7312 | 235069.3046 | 237939.8053 | 240577.121 | 244551.2548 | 247116.8151 | 249553.2406
Scenario 1: Reference | PG&E | Com | HVAC | Com ¦ Ductless Mini Split Heat Pump (SEER 18) - Cold | Com - Office (Small) | Energy Efficiency | 565.4315 | 576.1878 | 584.2132 | 469.9932 | 611.8353 | 500.9497 | 509.581 | 516.7264 | 523.0363 | 528.8336 | 537.5695 | 543.209 | 548.5648
Scenario 1: Reference | PG&E | Com | HVAC | Com ¦ Demand Controlled Ventilation (HVAC) - Marine | Com - Office (Small) | Energy Efficiency | 81988.8723 | 86284.7737 | 91239.046 | 0 | 1097704.0497 | 97426.2101 | 103264.8965 | 109282.477 | 115218.0102 | 121694.2611 | 128730.2895 | 136105.3803 | 144035.4259
Scenario 1: Reference | PG&E | Com | HVAC | Com ¦ Demand Controlled Ventilation (HVAC) - Hot-Dry | Com - Office (Small) | Energy Efficiency | 75967.3881 | 79553.5577 | 83618.7331 | 0 | 993502.8648 | 87893.8431 | 92752.6177 | 97683.5421 | 102469.4798 | 107679.1579 | 113402.0012 | 119264.069 | 125544.1259
Scenario 1: Reference | PG&E | Com | HVAC | Com ¦ Demand Controlled Ventilation (HVAC) - Cold | Com - Office (Small) | Energy Efficiency | 12208.8419 | 12590.8663 | 12962.3409 | 10286.7857 | 17219.9593 | 11722.2578 | 12187.6295 | 12657.5708 | 13139.8372 | 13643.3369 | 14205.4425 | 14752.4304 | 15325.1768
Scenario 1: Reference | PG&E | Com | HVAC | Com ¦ Large Packaged Heat Pump (IEER 14.0) - Fuel Sub - ZEAS 2030 - Marine | Com - Office (Small) | Fuel Substitution | 886238.7133 | 943707.1924 | 1007116.0603 | 874728.9948 | 931451.9755 | 0 | 0 | 0 | 0 | 0 | 0 | 0 | 0
Scenario 1: Reference | PG&E | Com | HVAC | Com ¦ Large Packaged Heat Pump (IEER 14.0) - Fuel Sub - ZEAS 2030 - Hot-Dry | Com - Office (Small) | Fuel Substitution | 0 | 0 | 674935.1109 | 587923.3857 | 627597.7392 | 0 | 0 | 0 | 0 | 0 | 0 | 0 | 0
Scenario 1: Reference | PG&E | Com | HVAC | Com ¦ Large Packaged Heat Pump (IEER 14.0) - Fuel Sub - ZEAS 2030 - Cold | Com - Office (Small) | Fuel Substitution | 5935.0759 | 6288.9271 | 6682.2061 | 5781.0695 | 6131.7795 | 0 | 0 | 0 | 0 | 0 | 0 | 0 | 0
Scenario 1: Reference | PG&E | Com | HVAC | Com ¦ Large Packaged Heat Pump (IEER 14.0) - Fuel Sub - Panel Upgrade - ZEAS 2030 - Marine | Com - Office (Small) | Fuel Substitution | 202506.6347 | 215638.2528 | 230127.257 | 199876.6499 | 212837.9207 | 0 | 0 | 0 | 0 | 0 | 0 | 0 | 0
Scenario 1: Reference | PG&E | Com | HVAC | Com ¦ Large Packaged Heat Pump (IEER 14.0) - Fuel Sub - Panel Upgrade - ZEAS 2030 - Hot-Dry | Com - Office (Small) | Fuel Substitution | 0 | 0 | 154223.502 | 134341.2159 | 143406.8544 | 0 | 0 | 0 | 0 | 0 | 0 | 0 | 0
Scenario 1: Reference | PG&E | Com | HVAC | Com ¦ Large Packaged Heat Pump (IEER 14.0) - Fuel Sub - Panel Upgrade - ZEAS 2030 - Cold | Com - Office (Small) | Fuel Substitution | 1356.1721 | 1437.0276 | 1526.8923 | 1320.9815 | 1401.1192 | 0 | 0 | 0 | 0 | 0 | 0 | 0 | 0
Scenario 1: Reference | PG&E | Com | HVAC | Com ¦ Small Packaged Heat Pump (SEER 15) - Fuel Sub - ZEAS 2030 - Marine | Com - Office (Small) | Fuel Substitution | 0 | 0 | 0 | 0 | 0 | 0 | 0 | 0 | 0 | 0 | 0 | 0 | 0
Scenario 1: Reference | PG&E | Com | HVAC | Com ¦ Small Packaged Heat Pump (SEER 15) - Fuel Sub - ZEAS 2030 - Hot-Dry | Com - Office (Small) | Fuel Substitution | 0 | 0 | 0 | 0 | 0 | 0 | 0 | 0 | 0 | 0 | 0 | 0 | 0
Scenario 1: Reference | PG&E | Com | HVAC | Com ¦ Small Packaged Heat Pump (SEER 15) - Fuel Sub - ZEAS 2030 - Cold | Com - Office (Small) | Fuel Substitution | 0 | 0 | 0 | 0 | 0 | 0 | 0 | 0 | 0 | 0 | 0 | 0 | 0
Scenario 1: Reference | PG&E | Com | HVAC | Com ¦ Small Packaged Heat Pump (SEER 16) - Fuel Sub - ZEAS 2030 - Marine | Com - Office (Small) | Fuel Substitution | 384532.4173 | 400882.2485 | 417719.3237 | 353767.161 | 368967.6513 | 0 | 0 | 0 | 0 | 0 | 0 | 0 | 0
Scenario 1: Reference | PG&E | Com | HVAC | Com ¦ Small Packaged Heat Pump (SEER 16) - Fuel Sub - ZEAS 2030 - Hot-Dry | Com - Office (Small) | Fuel Substitution | 327147.2603 | 340367.9394 | 353819.721 | 298869.2574 | 311035.3164 | 0 | 0 | 0 | 0 | 0 | 0 | 0 | 0
Scenario 1: Reference | PG&E | Com | HVAC | Com ¦ Small Packaged Heat Pump (SEER 16) - Fuel Sub - ZEAS 2030 - Cold | Com - Office (Small) | Fuel Substitution | 0 | 0 | 0 | 0 | 0 | 0 | 0 | 0 | 0 | 0 | 0 | 0 | 0
Scenario 1: Reference | PG&E | Com | HVAC | Com ¦ Small Packaged Heat Pump (SEER 17) - Fuel Sub - ZEAS 2030 - Cold | Com - Office (Small) | Fuel Substitution | 0 | 0 | 0 | 0 | 0 | 0 | 0 | 0 | 0 | 0 | 0 | 0 | 0
Scenario 1: Reference | PG&E | Com | HVAC | Com ¦ Small Packaged Heat Pump (SEER 18) - Fuel Sub - ZEAS 2030 - Cold | Com - Office (Small) | Fuel Substitution | 2059.1551 | 2153.7351 | 2254.2094 | 1919.0387 | 2009.1976 | 0 | 0 | 0 | 0 | 0 | 0 | 0 | 0
Scenario 1: Reference | PG&E | Com | HVAC | Com ¦ Small Packaged Heat Pump (SEER 15) - Fuel Sub - Panel Upgrade - ZEAS 2030 - Marine | Com - Office (Small) | Fuel Substitution | 0 | 0 | 0 | 0 | 0 | 0 | 0 | 0 | 0 | 0 | 0 | 0 | 0
Scenario 1: Reference | PG&E | Com | HVAC | Com ¦ Small Packaged Heat Pump (SEER 15) - Fuel Sub - Panel Upgrade - ZEAS 2030 - Hot-Dry | Com - Office (Small) | Fuel Substitution | 0 | 0 | 0 | 0 | 0 | 0 | 0 | 0 | 0 | 0 | 0 | 0 | 0
Scenario 1: Reference | PG&E | Com | HVAC | Com ¦ Small Packaged Heat Pump (SEER 15) - Fuel Sub - Panel Upgrade - ZEAS 2030 - Cold | Com - Office (Small) | Fuel Substitution | 0 | 0 | 0 | 0 | 0 | 0 | 0 | 0 | 0 | 0 | 0 | 0 | 0
Scenario 1: Reference | PG&E | Com | HVAC | Com ¦ Small Packaged Heat Pump (SEER 16) - Fuel Sub - Panel Upgrade - ZEAS 2030 - Marine | Com - Office (Small) | Fuel Substitution | 87866.1298 | 91602.0863 | 95449.3786 | 80836.2309 | 84309.5616 | 0 | 0 | 0 | 0 | 0 | 0 | 0 | 0
Scenario 1: Reference | PG&E | Com | HVAC | Com ¦ Small Packaged Heat Pump (SEER 16) - Fuel Sub - Panel Upgrade - ZEAS 2030 - Hot-Dry | Com - Office (Small) | Fuel Substitution | 74753.5509 | 77774.4923 | 80848.2409 | 68291.9925 | 71071.9519 | 0 | 0 | 0 | 0 | 0 | 0 | 0 | 0
Scenario 1: Reference | PG&E | Com | HVAC | Com ¦ Small Packaged Heat Pump (SEER 16) - Fuel Sub - Panel Upgrade - ZEAS 2030 - Cold | Com - Office (Small) | Fuel Substitution | 0 | 0 | 0 | 0 | 0 | 0 | 0 | 0 | 0 | 0 | 0 | 0 | 0
Scenario 1: Reference | PG&E | Com | HVAC | Com ¦ Small Packaged Heat Pump (SEER 17) - Fuel Sub - Panel Upgrade - ZEAS 2030 - Cold | Com - Office (Small) | Fuel Substitution | 0 | 0 | 0 | 0 | 0 | 0 | 0 | 0 | 0 | 0 | 0 | 0 | 0
Scenario 1: Reference | PG&E | Com | HVAC | Com ¦ Small Packaged Heat Pump (SEER 18) - Fuel Sub - Panel Upgrade - ZEAS 2030 - Cold | Com - Office (Small) | Fuel Substitution | 470.5195 | 492.1311 | 515.0896 | 438.5027 | 459.1041 | 0 | 0 | 0 | 0 | 0 | 0 | 0 | 0
Scenario 1: Reference | PG&E | Com | HVAC | Com ¦ Efficient Hot Water Boilers (94% eff.) - ZEAS 2030 - Marine | Com - Office (Small) | Energy Efficiency | 4975776.1276 | 5190169.8384 | 5416030.3576 | 4740657.7069 | 6016332.008 | 0 | 0 | 0 | 0 | 0 | 0 | 0 | 0
Scenario 1: Reference | PG&E | Com | HVAC | Com ¦ Efficient Hot Water Boilers (94% eff.) - ZEAS 2030 - Hot-Dry | Com - Office (Small) | Energy Efficiency | 3348228.2969 | 3492495.0547 | 3644477.8935 | 3190015.763 | 4048424.3174 | 0 | 0 | 0 | 0 | 0 | 0 | 0 | 0
Scenario 1: Reference | PG&E | Com | HVAC | Com ¦ Efficient Hot Water Boilers (94% eff.) - ZEAS 2030 - Cold | Com - Office (Small) | Energy Efficiency | 7977.006 | 8320.7152 | 8682.8076 | 7600.0716 | 9645.1921 | 0 | 0 | 0 | 0 | 0 | 0 | 0 | 0
Scenario 1: Reference | PG&E | Com | WaterHeat | Com ¦ Com Heat Pump Water Heater (3.3 UEF - 50 Gal) - Marine | Com - Office (Small) | Energy Efficiency | 1198838.2522 | 1240813.9583 | 1280338.671 | 1049329.1192 | 1390735.32 | 1151835.6308 | 1180314.452 | 1202274.1122 | 1220298.1312 | 1236062.9838 | 1262468.3765 | 1283243.6569 | 1302067.2985
Scenario 1: Reference | PG&E | Com | WaterHeat | Com ¦ Com Heat Pump Water Heater (3.3 UEF - 50 Gal) - Hot-Dry | Com - Office (Small) | Energy Efficiency | 879856.795 | 910737.2653 | 939812.2997 | 770289.0721 | 1020982.4728 | 845666.0927 | 866611.7286 | 882756.7602 | 896003.7392 | 907586.8153 | 927004.8253 | 942276.7929 | 956111.349
Scenario 1: Reference | PG&E | Com | WaterHeat | Com ¦ Com Heat Pump Water Heater (3.3 UEF - 50 Gal) - Cold | Com - Office (Small) | Energy Efficiency | 2545.7772 | 2635.0631 | 2719.1309 | 2228.6148 | 2953.8609 | 2446.5851 | 2507.1507 | 2553.8403 | 2592.1529 | 2625.6562 | 2681.8069 | 2725.9736 | 2765.9857
Scenario 1: Reference | PG&E | Com | WaterHeat | Com ¦ Com Hot Water Tank Insulation - Marine | Com - Office (Small) | Energy Efficiency | 46117.5073 | 47980.3989 | 49912.2694 | 44391.8623 | 46199.2349 | 48092.5896 | 50079.5535 | 52167.3943 | 54361.5498 | 56667.6613 | 59091.1327 | 61642.6909 | 64333.7573
Scenario 1: Reference | PG&E | Com | WaterHeat | Com ¦ Com Hot Water Tank Insulation - Hot-Dry | Com - Office (Small) | Energy Efficiency | 32496.2393 | 33808.9072 | 35170.1804 | 31280.2808 | 32553.8279 | 33887.9613 | 35288.0554 | 36759.2315 | 38305.3213 | 39930.2996 | 41637.9744 | 43435.9044 | 45332.1373
Scenario 1: Reference | PG&E | Com | WaterHeat | Com ¦ Com Hot Water Tank Insulation - Cold | Com - Office (Small) | Energy Efficiency | 66.312 | 68.9906 | 71.7684 | 63.8307 | 66.4295 | 69.1519 | 72.0089 | 75.011 | 78.166 | 81.4819 | 84.9666 | 88.6355 | 92.5049
Scenario 1: Reference | PG&E | Com | WaterHeat | Com ¦ Faucet Aerators (Elec WH) - Marine | Com - Office (Small) | Energy Efficiency | 0 | 0 | 0 | 0 | 0 | 0 | 0 | 0 | 0 | 0 | 0 | 0 | 0
Scenario 1: Reference | PG&E | Com | WaterHeat | Com ¦ Faucet Aerators (Elec WH) - Cold | Com - Office (Small) | Energy Efficiency | 0 | 0 | 0 | 0 | 0 | 0 | 0 | 0 | 0 | 0 | 0 | 0 | 0
Scenario 1: Reference | PG&E | Com | WaterHeat | Com ¦ Com Hot Water Pipe Insulation - Marine | Com - Office (Small) | Energy Efficiency | 10398067.5284 | 10818162.6684 | 11255308.3476 | 10012009.8075 | 10421549.3615 | 10851040.8725 | 11302001.4993 | 11775922.1669 | 12273884.8014 | 12797508.7163 | 13348522.5624 | 13929013.65 | 14541088.2953
Scenario 1: Reference | PG&E | Com | WaterHeat | Com ¦ Com Hot Water Pipe Insulation - Hot-Dry | Com - Office (Small) | Energy Efficiency | 6215017.5638 | 6466112.1702 | 6727398.0357 | 5984267.4258 | 6229052.8645 | 6485763.7656 | 6755306.9483 | 7038573.5519 | 7336210.2533 | 7649184.9304 | 7978530.8134 | 8325495.5061 | 8691337.9726
Scenario 1: Reference | PG&E | Com | WaterHeat | Com ¦ Com Hot Water Pipe Insulation - Cold | Com - Office (Small) | Energy Efficiency | 13064.6506 | 13592.4791 | 14141.7308 | 12579.5885 | 13094.1544 | 13633.7889 | 14200.3984 | 14795.8559 | 15421.521 | 16079.4282 | 16771.7495 | 17501.1075 | 18270.1486
Scenario 1: Reference | PG&E | Com | WaterHeat | Com ¦ Com Efficient Tankless Gas Water Heater (0.87 UEF - High Draw) - ZEAS 2030 - Marine | Com - Office (Small) | Energy Efficiency | 16349.8963 | 17326.0139 | 18470.8396 | 0 | 225968.5415 | 0 | 0 | 0 | 0 | 0 | 0 | 0 | 0
Scenario 1: Reference | PG&E | Com | WaterHeat | Com ¦ Com Efficient Tankless Gas Water Heater (0.87 UEF - High Draw) - ZEAS 2030 - Hot-Dry | Com - Office (Small) | Energy Efficiency | 12262.6828 | 12994.7803 | 13853.4092 | 0 | 169479.6229 | 0 | 0 | 0 | 0 | 0 | 0 | 0 | 0
Scenario 1: Reference | PG&E | Com | WaterHeat | Com ¦ Com Efficient Tankless Gas Water Heater (0.87 UEF - High Draw) - ZEAS 2030 - Cold | Com - Office (Small) | Energy Efficiency | 72.1085 | 76.4782 | 81.6007 | 0 | 862.1618 | 0 | 0 | 0 | 0 | 0 | 0 | 0 | 0
Scenario 1: Reference | PG&E | Com | WaterHeat | Com ¦ Com Heat Pump Water Heater (3.75 UEF - 50 Gal) - Fuel Sub - ZEAS 2030 - Marine | Com - Office (Small) | Fuel Substitution | 2424036.9113 | 2538641.4713 | 2664110.0043 | 2276641.1652 | 2387878.4232 | 1466539.5649 | 1501987.6472 | 1529180.6668 | 1551502.0898 | 1570883.5105 | 1603693.9442 | 1629341.2818 | 1652466.3686
Scenario 1: Reference | PG&E | Com | WaterHeat | Com ¦ Com Heat Pump Water Heater (3.75 UEF - 50 Gal) - Fuel Sub - ZEAS 2030 - Hot-Dry | Com - Office (Small) | Fuel Substitution | 1787306.6955 | 1872155.9839 | 1965145.9298 | 1679790.899 | 1762210.8386 | 1080243.8123 | 1106395.3804 | 1126450.4485 | 1142907.6573 | 1157193.46 | 1181396.146 | 1200308.7246 | 1217358.3935
Scenario 1: Reference | PG&E | Com | WaterHeat | Com ¦ Com Heat Pump Water Heater (3.75 UEF - 50 Gal) - Fuel Sub - ZEAS 2030 - Cold | Com - Office (Small) | Fuel Substitution | 10637.7998 | 11147.5997 | 11710.6278 | 10020.9836 | 10518.7832 | 6452.8979 | 6607.007 | 6725.52 | 6823.0314 | 6907.873 | 7050.6513 | 7162.544 | 7263.5693
Scenario 1: Reference | PG&E | Com | WaterHeat | Com ¦ Com Efficient Tankless Gas Water Heater (0.87 UEF - High Draw) - Panel Upgrade - ZEAS 2030 - Marine | Com - Office (Small) | Energy Efficiency | 13565.0238 | 14374.8797 | 15324.7075 | 0 | 187479.3943 | 0 | 0 | 0 | 0 | 0 | 0 | 0 | 0
Scenario 1: Reference | PG&E | Com | WaterHeat | Com ¦ Com Efficient Tankless Gas Water Heater (0.87 UEF - High Draw) - Panel Upgrade - ZEAS 2030 - Hot-Dry | Com - Office (Small) | Energy Efficiency | 10173.9841 | 10781.3837 | 11493.7626 | 0 | 140612.2146 | 0 | 0 | 0 | 0 | 0 | 0 | 0 | 0
Scenario 1: Reference | PG&E | Com | WaterHeat | Com ¦ Com Efficient Tankless Gas Water Heater (0.87 UEF - High Draw) - Panel Upgrade - ZEAS 2030 - Cold | Com - Office (Small) | Energy Efficiency | 59.8263 | 63.4517 | 67.7017 | 0 | 715.3101 | 0 | 0 | 0 | 0 | 0 | 0 | 0 | 0
Scenario 1: Reference | PG&E | Com | WaterHeat | Com ¦ Com Heat Pump Water Heater (3.75 UEF - 50 Gal) - Fuel Sub - Panel Upgrade - ZEAS 2030 - Marine | Com - Office (Small) | Fuel Substitution | 2011151.5034 | 2106235.5064 | 2210333.0256 | 1888861.6261 | 1981151.8786 | 1216744.3643 | 1246154.5864 | 1268715.8279 | 1287235.2503 | 1303315.44 | 1330537.2834 | 1351816.1184 | 1371002.3168
Scenario 1: Reference | PG&E | Com | WaterHeat | Com ¦ Com Heat Pump Water Heater (3.75 UEF - 50 Gal) - Fuel Sub - Panel Upgrade - ZEAS 2030 - Hot-Dry | Com - Office (Small) | Fuel Substitution | 1482875.3353 | 1553272.2724 | 1630423.2714 | 1393672.669 | 1462054.0474 | 896246.2399 | 917943.42 | 934582.5149 | 948236.5728 | 960089.0795 | 980169.3299 | 995860.5352 | 1010006.1397
Scenario 1: Reference | PG&E | Com | WaterHeat | Com ¦ Com Heat Pump Water Heater (3.75 UEF - 50 Gal) - Fuel Sub - Panel Upgrade - ZEAS 2030 - Cold | Com - Office (Small) | Fuel Substitution | 8825.8669 | 9248.8328 | 9715.9604 | 8314.1128 | 8727.1223 | 5353.778 | 5481.6377 | 5579.9644 | 5660.8667 | 5731.2572 | 5849.7162 | 5942.5503 | 6026.3679
Scenario 1: Reference | PG&E | Com | WaterHeat | Com ¦ Com Heat Pump Water Heater (100+ Gal, 200+ kBtuh - 4.3 COP) - Fuel Sub - ZEAS 2030 - Marine | Com - Office (Small) | Fuel Substitution | 215517.8874 | 225887.5175 | 237147.8254 | 202674.9301 | 212690.3986 | 0 | 0 | 0 | 0 | 0 | 0 | 0 | 0
Scenario 1: Reference | PG&E | Com | WaterHeat | Com ¦ Com Heat Pump Water Heater (100+ Gal, 200+ kBtuh - 4.3 COP) - Fuel Sub - ZEAS 2030 - Hot-Dry | Com - Office (Small) | Fuel Substitution | 159644.7055 | 167362.4432 | 175747.396 | 150238.212 | 157695.6191 | 0 | 0 | 0 | 0 | 0 | 0 | 0 | 0
Scenario 1: Reference | PG&E | Com | WaterHeat | Com ¦ Com Heat Pump Water Heater (100+ Gal, 200+ kBtuh - 4.3 COP) - Fuel Sub - ZEAS 2030 - Cold | Com - Office (Small) | Fuel Substitution | 470.1357 | 493.2797 | 518.6195 | 444.0034 | 466.488 | 0 | 0 | 0 | 0 | 0 | 0 | 0 | 0
Scenario 1: Reference | PG&E | Com | WaterHeat | Com ¦ Com Heat Pump Water Heater (100+ Gal, 200+ kBtuh - 4.3 COP) - Fuel Sub - Panel Upgrade - ZEAS 2030 - Marine | Com - Office (Small) | Fuel Substitution | 178808.7967 | 187412.1711 | 196754.5145 | 168153.3761 | 176462.9131 | 0 | 0 | 0 | 0 | 0 | 0 | 0 | 0
Scenario 1: Reference | PG&E | Com | WaterHeat | Com ¦ Com Heat Pump Water Heater (100+ Gal, 200+ kBtuh - 4.3 COP) - Fuel Sub - Panel Upgrade - ZEAS 2030 - Hot-Dry | Com - Office (Small) | Fuel Substitution | 132452.4754 | 138855.6534 | 145812.4 | 124648.1868 | 130835.3763 | 0 | 0 | 0 | 0 | 0 | 0 | 0 | 0
Scenario 1: Reference | PG&E | Com | WaterHeat | Com ¦ Com Heat Pump Water Heater (100+ Gal, 200+ kBtuh - 4.3 COP) - Fuel Sub - Panel Upgrade - ZEAS 2030 - Cold | Com - Office (Small) | Fuel Substitution | 390.0577 | 409.2596 | 430.2833 | 368.3764 | 387.0313 | 0 | 0 | 0 | 0 | 0 | 0 | 0 | 0
Scenario 1: Reference | PG&E | Com | WholeBlg | Com ¦ Com Title 24 2022 Code | Com - Office (Small) | Energy Efficiency | 0 | 0 | 0 | 0 | 0 | 0 | 0 | 0 | 0 | 0 | 0 | 0 | 0
Scenario 1: Reference | PG&E | Com | FoodServ | Com ¦ ENERGY STAR Ice Machine | Com - Office (Small) | Energy Efficiency | 22364.9027 | 23036.6391 | 23622.1565 | 19234.6448 | 25394.6738 | 21074.8505 | 21660.0172 | 22151.4838 | 22558.9618 | 22896.8579 | 23394.011 | 23730.3142 | 24032.3887
Scenario 1: Reference | PG&E | Com | Lighting | Com ¦ LED Fixtures and Retrofit Kits - 140 lpw | Com - Office (Small) | Energy Efficiency | 0 | 0 | 0 | 0 | 0 | 0 | 0 | 0 | 0 | 0 | 0 | 0 | 0
Scenario 1: Reference | SCE | Com | BldgEnv | Com ¦ Com Wall Insulation (R14) - Marine | Com - Office (Small) | Energy Efficiency | 39.7281 | 41.112 | 42.4405 | 43.7742 | 0 | 544.6801 | 44.3532 | 45.2027 | 0 | 0 | 0 | 0 | 0
Scenario 1: Reference | SCE | Com | BldgEnv | Com ¦ Com Wall Insulation (R14) - Cold | Com - Office (Small) | Energy Efficiency | 4.9452 | 5.1175 | 5.2828 | 5.4489 | 0 | 67.7999 | 5.5209 | 5.6267 | 0 | 0 | 0 | 0 | 0
Scenario 1: Reference | SCE | Com | HVAC | Com ¦ Ductless Mini Split Heat Pump (SEER 18) - Hot-Dry | Com - Office (Small) | Energy Efficiency | 234520.3187 | 242565.8905 | 249764.4092 | 256263.2298 | 208593.8285 | 278986.1577 | 224815.6453 | 226128.2039 | 227373.2447 | 228420.5743 | 230033.189 | 230343.8789 | 230726.0661
Scenario 1: Reference | SCE | Com | HVAC | Com ¦ Ductless Mini Split Heat Pump (SEER 18) - Marine | Com - Office (Small) | Energy Efficiency | 54271.7339 | 56133.6073 | 57799.4591 | 59303.3896 | 48271.9315 | 64561.8367 | 52025.9181 | 52329.665 | 52617.7873 | 52860.156 | 53233.3407 | 53305.2393 | 53393.6835
Scenario 1: Reference | SCE | Com | HVAC | Com ¦ Ductless Mini Split Heat Pump (SEER 18) - Cold | Com - Office (Small) | Energy Efficiency | 2989.7957 | 3092.3651 | 3184.1358 | 3266.9864 | 2659.2703 | 3556.6709 | 2866.0751 | 2882.8083 | 2898.6808 | 2912.0327 | 2932.5912 | 2936.5521 | 2941.4244
Scenario 1: Reference | SCE | Com | HVAC | Com ¦ Demand Controlled Ventilation (HVAC) - Marine | Com - Office (Small) | Energy Efficiency | 7600.4302 | 7936.087 | 8247.1993 | 8538.9712 | 0 | 106890.6211 | 8704.2896 | 8873.6802 | 9030.8235 | 9161.7484 | 9327.2841 | 9431.0686 | 9543.1777
Scenario 1: Reference | SCE | Com | HVAC | Com ¦ Demand Controlled Ventilation (HVAC) - Hot-Dry | Com - Office (Small) | Energy Efficiency | 33216.376 | 34683.3064 | 36042.9697 | 37318.1085 | 0 | 467147.1198 | 38040.6041 | 38780.897 | 39467.6645 | 40039.8495 | 40763.2948 | 41216.8674 | 41706.8209
Scenario 1: Reference | SCE | Com | HVAC | Com ¦ Demand Controlled Ventilation (HVAC) - Cold | Com - Office (Small) | Energy Efficiency | 1653.0189 | 1726.0209 | 1793.6848 | 1857.1423 | 0 | 23247.6599 | 1893.0975 | 1929.9383 | 1964.1154 | 1992.5903 | 2028.5927 | 2051.1648 | 2075.5474
Scenario 1: Reference | SCE | Com | WaterHeat | Com ¦ Com Heat Pump Water Heater (3.3 UEF - 50 Gal) - Marine | Com - Office (Small) | Energy Efficiency | 410470.9447 | 430581.7514 | 450430.694 | 469957.6258 | 388363.1073 | 524015.3094 | 425112.4288 | 430329.5475 | 434751.3518 | 437860.4656 | 443812.2681 | 447823.445 | 451317.0286
Scenario 1: Reference | SCE | Com | WaterHeat | Com ¦ Com Heat Pump Water Heater (3.3 UEF - 50 Gal) - Hot-Dry | Com - Office (Small) | Energy Efficiency | 1608747.7546 | 1687744.2358 | 1765711.0832 | 1842411.8829 | 1522668.4259 | 2054684.7244 | 1666943.2331 | 1687409.8806 | 1704750.497 | 1716931.7708 | 1740284.9804 | 1756010.7898 | 1769701.9035
Scenario 1: Reference | SCE | Com | WaterHeat | Com ¦ Com Heat Pump Water Heater (3.3 UEF - 50 Gal) - Cold | Com - Office (Small) | Energy Efficiency | 26308.6802 | 27595.5473 | 28865.6701 | 30115.2019 | 24884.9209 | 33575.1155 | 27237.4089 | 27571.5632 | 27854.85 | 28054.1753 | 28435.3331 | 28692.3663 | 28916.298
Scenario 1: Reference | SCE | Com | FoodServ | Com ¦ ENERGY STAR Ice Machine | Com - Office (Small) | Energy Efficiency | 24289.5489 | 25550.1092 | 26765.4775 | 27958.7101 | 23188.1552 | 31491.2357 | 25687.2926 | 26091.2965 | 26435.8213 | 26651.14 | 26966.3512 | 27089.3282 | 27187.3373
Scenario 1: Reference | SCE | Com | Lighting | Com ¦ LED High and Low Bay - 155 lpw | Com - Office (Small) | Energy Efficiency | 0 | 0 | 0 | 0 | 0 | 0 | 0 | 0 | 0 | 0 | 0 | 0 | 0
Scenario 1: Reference | SCE | Com | Lighting | Com ¦ LED Fixtures and Retrofit Kits - 140 lpw - RET | Com - Office (Small) | Energy Efficiency | 0 | 0 | 0 | 0 | 0 | 0 | 0 | 0 | 0 | 0 | 0 | 0 | 0
Scenario 1: Reference | SCE | Com | Lighting | Com ¦ LED Fixtures and Retrofit Kits - 140 lpw | Com - Office (Small) | Energy Efficiency | 0 | 0 | 0 | 0 | 0 | 0 | 0 | 0 | 0 | 0 | 0 | 0 | 0
Scenario 1: Reference | SCG | Com | BldgEnv | Com ¦ Com Wall Insulation (R14) - Marine | Com - Office (Small) | Energy Efficiency | 482503.184 | 502688.1875 | 523773.4658 | 545882.2305 | 486540.7749 | 526047.8047 | 531161.704 | 554279.4557 | 578609.8195 | 604228.9586 | 631218.463 | 659661.4017 | 689659.8454
Scenario 1: Reference | SCG | Com | BldgEnv | Com ¦ Com Wall Insulation (R14) - Hot-Dry | Com - Office (Small) | Energy Efficiency | 1843.7772 | 1947.7233 | 2054.6376 | 2171.8215 | 0 | 22789.8685 | 2376.9523 | 2517.3814 | 2663.7506 | 2814.986 | 2979.2912 | 3150.2654 | 3334.8582
Scenario 1: Reference | SCG | Com | BldgEnv | Com ¦ Com Wall Insulation (R14) - Cold | Com - Office (Small) | Energy Efficiency | 6146.2209 | 6403.3415 | 6671.9299 | 6953.5558 | 6197.6526 | 6700.9009 | 6766.0428 | 7060.5213 | 7370.4463 | 7696.7879 | 8040.5856 | 8402.8973 | 8785.0234
Scenario 1: Reference | SCG | Com | HVAC | Com ¦ Demand Controlled Ventilation (HVAC) - Marine | Com - Office (Small) | Energy Efficiency | 8990.9853 | 9490.5493 | 10003.4735 | 10565.332 | 0 | 110680.261 | 11533.9332 | 12204.9989 | 12903.7419 | 13624.9605 | 14408.3241 | 15223.0425 | 16102.6837
Scenario 1: Reference | SCG | Com | HVAC | Com ¦ Demand Controlled Ventilation (HVAC) - Hot-Dry | Com - Office (Small) | Energy Efficiency | 47486.6055 | 50125.0921 | 52834.1424 | 55801.6427 | 0 | 584566.6179 | 60917.3873 | 64461.6742 | 68152.1413 | 71961.3145 | 76098.712 | 80401.7123 | 85047.6071
Scenario 1: Reference | SCG | Com | HVAC | Com ¦ Demand Controlled Ventilation (HVAC) - Cold | Com - Office (Small) | Energy Efficiency | 23152.8906 | 24132.1584 | 25152.2742 | 26223.8029 | 22299.7349 | 36651.9557 | 25639.7328 | 26767.3402 | 27952.4512 | 29198.2763 | 30513.1958 | 31897.5948 | 33359.8836
Scenario 1: Reference | SCG | Com | HVAC | Com ¦ Efficient Hot Water Boilers (94% eff.) - ZEAS 2030 - Marine | Com - Office (Small) | Energy Efficiency | 1270916.4285 | 1326809.319 | 1385504.2866 | 1447322.5325 | 1273119.8137 | 0 | 0 | 0 | 0 | 0 | 0 | 0 | 0
Scenario 1: Reference | SCG | Com | HVAC | Com ¦ Efficient Hot Water Boilers (94% eff.) - ZEAS 2030 - Hot-Dry | Com - Office (Small) | Energy Efficiency | 6537230.0212 | 6824727.0379 | 7126637.1368 | 7444612.4842 | 6548563.6034 | 0 | 0 | 0 | 0 | 0 | 0 | 0 | 0
Scenario 1: Reference | SCG | Com | HVAC | Com ¦ Efficient Hot Water Boilers (94% eff.) - ZEAS 2030 - Cold | Com - Office (Small) | Energy Efficiency | 18532.9876 | 19348.039 | 20203.9514 | 21105.4086 | 18565.1182 | 0 | 0 | 0 | 0 | 0 | 0 | 0 | 0
Scenario 1: Reference | SCG | Com | WaterHeat | Com ¦ Com Hot Water Tank Insulation - Marine | Com - Office (Small) | Energy Efficiency | 11199.7536 | 11665.5516 | 12148.7305 | 12654.0417 | 11308.4483 | 11784.0702 | 12283.3504 | 12808.1272 | 13359.7779 | 13939.7325 | 14549.3607 | 15191.3717 | 15868.6521
Scenario 1: Reference | SCG | Com | WaterHeat | Com ¦ Com Hot Water Tank Insulation - Hot-Dry | Com - Office (Small) | Energy Efficiency | 60749.0981 | 63275.654 | 65896.4873 | 68637.3691 | 61338.6741 | 63918.5163 | 66626.6852 | 69473.1512 | 72465.385 | 75611.1436 | 78917.8555 | 82400.2168 | 86073.8847
Scenario 1: Reference | SCG | Com | WaterHeat | Com ¦ Com Hot Water Tank Insulation - Cold | Com - Office (Small) | Energy Efficiency | 152.0713 | 158.396 | 164.9566 | 171.8178 | 153.5472 | 160.0052 | 166.7845 | 173.91 | 181.4003 | 189.275 | 197.5526 | 206.2699 | 215.4661
Scenario 1: Reference | SCG | Com | WaterHeat | Com ¦ Faucet Aerators (Gas WH) - Cold | Com - Office (Small) | Energy Efficiency | 0 | 0 | 0 | 0 | 299.5216 | 312.1138 | 325.332 | 339.2245 | 0 | 0 | 0 | 0 | 0
Scenario 1: Reference | SCG | Com | WaterHeat | Com ¦ Com Hot Water Pipe Insulation - Marine | Com - Office (Small) | Energy Efficiency | 2414547.4714 | 2514929.9948 | 2619415.901 | 2728748.4974 | 2438990.7145 | 2542095.9719 | 2650385.7479 | 2764220.6061 | 2883862.7224 | 3009703.4483 | 3142160.3519 | 3281737.7574 | 3428945.0109
Scenario 1: Reference | SCG | Com | WaterHeat | Com ¦ Com Hot Water Pipe Insulation - Hot-Dry | Com - Office (Small) | Energy Efficiency | 10894349.9868 | 11347272.2651 | 11818708.8573 | 12312013.5379 | 11004637.0067 | 11469844.1615 | 11958443.6752 | 12472062.3968 | 13011883.2548 | 13579672.0131 | 14177312.7236 | 14807080.8782 | 15471274.6287
Scenario 1: Reference | SCG | Com | WaterHeat | Com ¦ Com Hot Water Pipe Insulation - Cold | Com - Office (Small) | Energy Efficiency | 29955.17 | 31200.5278 | 32496.7927 | 33853.1862 | 30258.4159 | 31537.5522 | 32881.0084 | 34293.2575 | 35777.5522 | 37338.7476 | 38982.024 | 40713.6383 | 42539.9094
Scenario 1: Reference | SCG | Com | WaterHeat | Com ¦ Com Efficient Tankless Gas Water Heater (0.87 UEF - High Draw) - ZEAS 2030 - Marine | Com - Office (Small) | Energy Efficiency | 12419.0934 | 13119.2411 | 13839.3818 | 14628.6954 | 0 | 0 | 0 | 0 | 0 | 0 | 0 | 0 | 0
Scenario 1: Reference | SCG | Com | WaterHeat | Com ¦ Com Efficient Tankless Gas Water Heater (0.87 UEF - High Draw) - ZEAS 2030 - Hot-Dry | Com - Office (Small) | Energy Efficiency | 34010.7495 | 35928.1639 | 37900.3307 | 40061.9336 | 0 | 0 | 0 | 0 | 0 | 0 | 0 | 0 | 0
Scenario 1: Reference | SCG | Com | WaterHeat | Com ¦ Com Efficient Tankless Gas Water Heater (0.87 UEF - High Draw) - ZEAS 2030 - Cold | Com - Office (Small) | Energy Efficiency | 164.0942 | 173.3453 | 182.8605 | 193.2898 | 0 | 0 | 0 | 0 | 0 | 0 | 0 | 0 | 0
Scenario 1: Reference | SCG | Com | WaterHeat | Com ¦ Com Efficient Tankless Gas Water Heater (0.87 UEF - High Draw) - Panel Upgrade - ZEAS 2030 - Marine | Com - Office (Small) | Energy Efficiency | 10303.7533 | 10884.6451 | 11482.1244 | 12136.9945 | 0 | 0 | 0 | 0 | 0 | 0 | 0 | 0 | 0
Scenario 1: Reference | SCG | Com | WaterHeat | Com ¦ Com Efficient Tankless Gas Water Heater (0.87 UEF - High Draw) - Panel Upgrade - ZEAS 2030 - Hot-Dry | Com - Office (Small) | Energy Efficiency | 28217.7098 | 29808.5316 | 31444.7799 | 33238.1977 | 0 | 0 | 0 | 0 | 0 | 0 | 0 | 0 | 0
Scenario 1: Reference | SCG | Com | WaterHeat | Com ¦ Com Efficient Tankless Gas Water Heater (0.87 UEF - High Draw) - Panel Upgrade - ZEAS 2030 - Cold | Com - Office (Small) | Energy Efficiency | 136.1441 | 143.8194 | 151.714 | 160.3668 | 0 | 0 | 0 | 0 | 0 | 0 | 0 | 0 | 0
Scenario 1: Reference | SCG | Com | WholeBlg | Com ¦ Com Title 24 2022 Code | Com - Office (Small) | Energy Efficiency | 0 | 0 | 0 | 0 | 0 | 0 | 0 | 0 | 0 | 0 | 0 | 0 | 0
Scenario 1: Reference | SDG&E | Com | BldgEnv | Com ¦ Com Wall Insulation (R14) - Marine | Com - Office (Small) | Energy Efficiency | 268.9944 | 282.3208 | 296.3518 | 311.3107 | 67720.9683 | 70541.4832 | 73499.7527 | 76592.0301 | 402.436 | 83258.5437 | 86847.4637 | 90592.2496 | 94542.9135
Scenario 1: Reference | SDG&E | Com | BldgEnv | Com ¦ Com Wall Insulation (R14) - Hot-Dry | Com - Office (Small) | Energy Efficiency | 336.6256 | 351.9479 | 367.9348 | 384.8924 | 402.4921 | 423.051 | 445.1416 | 467.6147 | 491.4743 | 516.2941 | 542.7866 | 570.7421 | 600.7398
Scenario 1: Reference | SDG&E | Com | HVAC | Com ¦ Ductless Mini Split Heat Pump (SEER 18) - Marine | Com - Office (Small) | Energy Efficiency | 43518.2989 | 43872.5303 | 43934.4347 | 43740.2569 | 43789.8635 | 44501.7843 | 44865.3155 | 44963.2489 | 45033.5567 | 45036.6923 | 45193.967 | 44981.1823 | 44782.9814
Scenario 1: Reference | SDG&E | Com | HVAC | Com ¦ Demand Controlled Ventilation (HVAC) - Marine | Com - Office (Small) | Energy Efficiency | 4786.633 | 4948.9241 | 5103.6173 | 5254.9715 | 5418.5299 | 5644.3121 | 5868.8037 | 6080.4496 | 6302.8309 | 6528.4108 | 6776.4881 | 7022.747 | 7287.9274
Scenario 1: Reference | SDG&E | Com | HVAC | Com ¦ Demand Controlled Ventilation (HVAC) - Hot-Dry | Com - Office (Small) | Energy Efficiency | 15111.9051 | 15775.952 | 16456.5595 | 17166.3861 | 17904.6419 | 18782.7491 | 19704.3623 | 20626.6506 | 21602.6212 | 22610.7501 | 23696.2205 | 24835.4991 | 26057.1649
Scenario 1: Reference | SDG&E | Com | WaterHeat | Com ¦ Com Heat Pump Water Heater (3.3 UEF - 50 Gal) - Marine | Com - Office (Small) | Energy Efficiency | 150864.3077 | 155656.6583 | 160092.3169 | 164122.5825 | 168957.0589 | 174556.1986 | 178077.5856 | 180183.0334 | 181879.0445 | 182903.2657 | 185374.7618 | 186914.3905 | 188169.5329
Scenario 1: Reference | SDG&E | Com | WaterHeat | Com ¦ Com Heat Pump Water Heater (3.3 UEF - 50 Gal) - Hot-Dry | Com - Office (Small) | Energy Efficiency | 801947.6943 | 827422.3385 | 851000.9188 | 872424.5559 | 898123.1277 | 927886.411 | 946605.0079 | 957796.9134 | 966812.3803 | 972256.821 | 985394.5252 | 993578.7117 | 1000250.658
Scenario 1: Reference | SDG&E | Com | WaterHeat | Com ¦ Com Hot Water Tank Insulation - Hot-Dry | Com - Office (Small) | Energy Efficiency | 26718.3814 | 27804.1549 | 28930.2638 | 30107.6811 | 31340.3263 | 32631.6918 | 33986.9741 | 35411.1315 | 0 | 0 | 0 | 41875.293 | 43711.3701
Scenario 1: Reference | SDG&E | Com | WaterHeat | Com ¦ Com Hot Water Pipe Insulation - Hot-Dry | Com - Office (Small) | Energy Efficiency | 4998027.5996 | 5201152.1788 | 5412539.9845 | 5633682.2027 | 5865386.7972 | 6108392.7789 | 6363558.7081 | 6631729.329 | 0 | 0 | 7521688.9038 | 7850226.8552 | 8196653.8677
Scenario 1: Reference | SDG&E | Com | WaterHeat | Com ¦ Com Efficient Tankless Gas Water Heater (0.87 UEF - High Draw) - ZEAS 2030 - Marine | Com - Office (Small) | Energy Efficiency | 3539.0595 | 3719.0616 | 3909.1074 | 4112.0484 | 4320.6371 | 0 | 0 | 0 | 0 | 0 | 0 | 0 | 0
Scenario 1: Reference | SDG&E | Com | WaterHeat | Com ¦ Com Efficient Tankless Gas Water Heater (0.87 UEF - High Draw) - ZEAS 2030 - Hot-Dry | Com - Office (Small) | Energy Efficiency | 9382.1758 | 9859.3661 | 10363.1823 | 10901.1834 | 11454.1572 | 0 | 0 | 0 | 0 | 0 | 0 | 0 | 0
Scenario 1: Reference | SDG&E | Com | WaterHeat | Com ¦ Com Heat Pump Water Heater (3.75 UEF - 50 Gal) - Fuel Sub - ZEAS 2030 - Marine | Com - Office (Small) | Fuel Substitution | 692119.1371 | 725550.0803 | 761954.5676 | 801650.8512 | 842011.3952 | 459334.7132 | 468388.8177 | 473836.6701 | 478237.8197 | 480930.4425 | 487317.0148 | 491319.638 | 494592.2061
Scenario 1: Reference | SDG&E | Com | WaterHeat | Com ¦ Com Heat Pump Water Heater (3.75 UEF - 50 Gal) - Fuel Sub - ZEAS 2030 - Hot-Dry | Com - Office (Small) | Fuel Substitution | 1807312.005 | 1895676.928 | 1991926.6704 | 2096905.435 | 2203638.3596 | 1191035.2615 | 1214816.6798 | 1229010.5544 | 1240419.7437 | 1247285.197 | 1263965.8288 | 1274307.5047 | 1282705.9911
Scenario 1: Reference | SDG&E | Com | WaterHeat | Com ¦ Com Efficient Tankless Gas Water Heater (0.87 UEF - High Draw) - Panel Upgrade - ZEAS 2030 - Marine | Com - Office (Small) | Energy Efficiency | 2936.2526 | 3085.595 | 3243.2705 | 3411.6445 | 3584.7044 | 0 | 0 | 0 | 0 | 0 | 0 | 0 | 0
Scenario 1: Reference | SDG&E | Com | WaterHeat | Com ¦ Com Efficient Tankless Gas Water Heater (0.87 UEF - High Draw) - Panel Upgrade - ZEAS 2030 - Hot-Dry | Com - Office (Small) | Energy Efficiency | 7784.1129 | 8180.0235 | 8598.0249 | 9044.3884 | 9503.1744 | 0 | 0 | 0 | 0 | 0 | 0 | 0 | 0
Scenario 1: Reference | SDG&E | Com | WaterHeat | Com ¦ Com Heat Pump Water Heater (3.75 UEF - 50 Gal) - Fuel Sub - Panel Upgrade - ZEAS 2030 - Marine | Com - Office (Small) | Fuel Substitution | 574230.7127 | 601967.3743 | 632171.0973 | 665105.926 | 698591.8718 | 381096.383 | 388608.3048 | 393128.2263 | 396779.7295 | 399013.7188 | 404312.4684 | 407633.3261 | 410348.4787
Scenario 1: Reference | SDG&E | Com | WaterHeat | Com ¦ Com Heat Pump Water Heater (3.75 UEF - 50 Gal) - Fuel Sub - Panel Upgrade - ZEAS 2030 - Hot-Dry | Com - Office (Small) | Fuel Substitution | 1499473.147 | 1572786.9018 | 1652642.4573 | 1739740.2235 | 1828293.3643 | 988166.6181 | 1007897.3552 | 1019673.5918 | 1029139.4577 | 1034835.5206 | 1048674.9459 | 1057255.1275 | 1064223.1025
Scenario 1: Reference | SDG&E | Com | WaterHeat | Com ¦ Com Heat Pump Water Heater (100+ Gal, 200+ kBtuh - 4.3 COP) - Fuel Sub - ZEAS 2030 - Marine | Com - Office (Small) | Fuel Substitution | 29874.676 | 31358.9455 | 32964.6071 | 34704.4916 | 36485.1592 | 0 | 0 | 0 | 0 | 0 | 0 | 0 | 0
Scenario 1: Reference | SDG&E | Com | WaterHeat | Com ¦ Com Heat Pump Water Heater (100+ Gal, 200+ kBtuh - 4.3 COP) - Fuel Sub - ZEAS 2030 - Hot-Dry | Com - Office (Small) | Fuel Substitution | 158078.9482 | 165938.5469 | 174441.9658 | 183657.27 | 193087.657 | 0 | 0 | 0 | 0 | 0 | 0 | 0 | 0
Scenario 1: Reference | SDG&E | Com | WaterHeat | Com ¦ Com Heat Pump Water Heater (100+ Gal, 200+ kBtuh - 4.3 COP) - Fuel Sub - Panel Upgrade - ZEAS 2030 - Marine | Com - Office (Small) | Fuel Substitution | 24786.1323 | 26017.5866 | 27349.7565 | 28793.287 | 30270.6541 | 0 | 0 | 0 | 0 | 0 | 0 | 0 | 0
Scenario 1: Reference | SDG&E | Com | WaterHeat | Com ¦ Com Heat Pump Water Heater (100+ Gal, 200+ kBtuh - 4.3 COP) - Fuel Sub - Panel Upgrade - ZEAS 2030 - Hot-Dry | Com - Office (Small) | Fuel Substitution | 131153.413 | 137674.2889 | 144729.3233 | 152374.9878 | 160199.1 | 0 | 0 | 0 | 0 | 0 | 0 | 0 | 0
Scenario 1: Reference | SDG&E | Com | FoodServ | Com ¦ ENERGY STAR Ice Machine | Com - Office (Small) | Energy Efficiency | 10853.3835 | 11135.6557 | 11370.6171 | 11567.2832 | 11850.9224 | 12272.3216 | 12570.132 | 12771.1684 | 12935.8174 | 13021.5642 | 13168.448 | 13201.0777 | 13217.0733
Scenario 1: Reference | PG&E | Com | AppPlug | Com ¦ Pool Cover | Com - Other | Energy Efficiency | 48609.545 | 51845.1372 | 55668.8801 | 59468.8728 | 62919.0237 | 67714.2865 | 73016.1378 | 78083.6536 | 82467.6659 | 87673.4546 | 2474550.1587 | 2591675.7278 | 2715739.2893
Scenario 1: Reference | PG&E | Com | BldgEnv | Com ¦ Com Wall Insulation (R14) - Marine | Com - Other | Energy Efficiency | 1595.5839 | 1700.0194 | 1825.0706 | 1947.1733 | 2060.2415 | 2219.9574 | 2399.3836 | 2570.7769 | 2709.3198 | 2883.8148 | 3074.5337 | 3271.9532 | 3492.0608
Scenario 1: Reference | PG&E | Com | BldgEnv | Com ¦ Com Wall Insulation (R14) - Hot-Dry | Com - Other | Energy Efficiency | 1811.1959 | 1921.3405 | 2052.8059 | 764329.9663 | 792527.3849 | 827874.3993 | 863822.9218 | 900933.7599 | 2988.4786 | 3172.6403 | 3373.7549 | 3578.8049 | 3807.7401
Scenario 1: Reference | PG&E | Com | BldgEnv | Com ¦ Com Wall Insulation (R14) - Cold | Com - Other | Energy Efficiency | 3118.9763 | 3248.1168 | 3381.4214 | 3520.4059 | 3670.7873 | 3836.7874 | 4009.9964 | 4191.5436 | 4382.2598 | 4583.6039 | 4795.8554 | 5016.4442 | 5249.7188
Scenario 1: Reference | PG&E | Com | HVAC | Com ¦ Small Unitary Heat Pump (SEER 16) - Marine | Com - Other | Energy Efficiency | 1335884.8078 | 1356794.179 | 1369319.8416 | 1374904.0288 | 1388680.0931 | 1425154.8579 | 1452022.2773 | 1474977.235 | 0 | 1516234.6491 | 1543828.3783 | 1562115.8552 | 1580075.9202
Scenario 1: Reference | PG&E | Com | HVAC | Com ¦ Small Unitary Heat Pump (SEER 17) - Marine | Com - Other | Energy Efficiency | 0 | 0 | 0 | 0 | 0 | 0 | 0 | 0 | 0 | 0 | 0 | 0 | 0
Scenario 1: Reference | PG&E | Com | HVAC | Com ¦ Small Unitary Heat Pump (SEER 17) - Hot-Dry | Com - Other | Energy Efficiency | 0 | 0 | 0 | 0 | 0 | 0 | 0 | 0 | 1856629.0939 | 1882137.3834 | 1916390.1221 | 1939090.7931 | 1961385.0401
Scenario 1: Reference | PG&E | Com | HVAC | Com ¦ Small Unitary Heat Pump (SEER 17) - Cold | Com - Other | Energy Efficiency | 0 | 0 | 0 | 0 | 0 | 0 | 0 | 0 | 5655.8182 | 5733.5236 | 5837.8672 | 5907.0199 | 5974.9344
Scenario 1: Reference | PG&E | Com | HVAC | Com ¦ Small Unitary Heat Pump (SEER 18) - Hot-Dry | Com - Other | Energy Efficiency | 1745589.6537 | 1772911.7564 | 1789278.9364 | 1796575.7477 | 1814576.8172 | 1862238.0913 | 1897345.5266 | 1927340.5804 | 0 | 0 | 0 | 0 | 0
Scenario 1: Reference | PG&E | Com | HVAC | Com ¦ Small Unitary Heat Pump (SEER 18) - Cold | Com - Other | Energy Efficiency | 5273.6894 | 5356.2336 | 5405.6813 | 5427.7261 | 5482.11 | 5626.1019 | 5732.1668 | 5822.7863 | 0 | 0 | 0 | 0 | 0
Scenario 1: Reference | PG&E | Com | HVAC | Com ¦ Small Unitary AC (SEER 18) - Marine | Com - Other | Energy Efficiency | 11724792.1217 | 12096780.517 | 12450007.3323 | 12790670.8098 | 13181525.0557 | 13685397.8781 | 14170185.982 | 14659321.6059 | 15159883.8739 | 15684770.3995 | 16264134.65 | 16832336.7631 | 17428365.24
Scenario 1: Reference | PG&E | Com | HVAC | Com ¦ Small Unitary AC (SEER 18) - Hot-Dry | Com - Other | Energy Efficiency | 12656856.9955 | 13029264.0575 | 13372938.4632 | 13695570.4074 | 14075740.7829 | 14591248.0722 | 15076062.6622 | 15559586.38 | 16050627.3784 | 16563948.1479 | 17137214.2653 | 17687523.3715 | 18263122.2411
Scenario 1: Reference | PG&E | Com | HVAC | Com ¦ Small Unitary AC (SEER 18) - Cold | Com - Other | Energy Efficiency | 45771.0646 | 47451.1997 | 49124.404 | 50807.0602 | 52659.393 | 54848.6553 | 57042.325 | 59299.7612 | 61639.4789 | 64105.2623 | 66774.8244 | 69486.1086 | 72343.1552
Scenario 1: Reference | PG&E | Com | HVAC | Com ¦ Ductless Mini Split Heat Pump (SEER 18) - Hot-Dry | Com - Other | Energy Efficiency | 72256.5105 | 73881.2917 | 75162.6622 | 76186.097 | 77647.9305 | 79888.444 | 81540.5728 | 82958.0869 | 84239.3874 | 85452.207 | 87148.7979 | 88349.4066 | 89512.0442
Scenario 1: Reference | PG&E | Com | HVAC | Com ¦ Ductless Mini Split Heat Pump (SEER 18) - Marine | Com - Other | Energy Efficiency | 62686.7287 | 64096.321 | 65207.9845 | 66095.8738 | 67364.0994 | 69307.8753 | 70741.1932 | 71970.9692 | 73082.572 | 74134.7636 | 75606.6549 | 76648.2528 | 77656.9087
Scenario 1: Reference | PG&E | Com | HVAC | Com ¦ Ductless Mini Split Heat Pump (SEER 18) - Cold | Com - Other | Energy Efficiency | 165.1954 | 168.91 | 171.8395 | 174.1794 | 177.5214 | 182.6438 | 186.4209 | 189.6617 | 192.5911 | 195.3639 | 199.2427 | 201.9875 | 204.6456
Scenario 1: Reference | PG&E | Com | HVAC | Com ¦ Demand Controlled Ventilation (HVAC) - Marine | Com - Other | Energy Efficiency | 54712744.1305 | 56690772.1209 | 58654192.7131 | 60611351.9391 | 62861845.9084 | 65654375.2636 | 68524602.3012 | 71440353.0535 | 74419977.611 | 77567739.7708 | 81046244.2594 | 84490865.0104 | 88118397.0457
Scenario 1: Reference | PG&E | Com | HVAC | Com ¦ Demand Controlled Ventilation (HVAC) - Hot-Dry | Com - Other | Energy Efficiency | 36611604.9117 | 37691363.5664 | 38687337.4787 | 39613387.0499 | 40823713.5369 | 42580456.1822 | 44340734.2958 | 46075542.8115 | 47813850.764 | 49637731.1657 | 51744018.0348 | 53697510.874 | 55740283.0089
Scenario 1: Reference | PG&E | Com | HVAC | Com ¦ Demand Controlled Ventilation (HVAC) - Cold | Com - Other | Energy Efficiency | 265557.3977 | 274619.5286 | 283438.9844 | 292090.37 | 302356.7121 | 315667.0597 | 329233.7785 | 342898.9706 | 356832.6338 | 371486.4113 | 387881.4888 | 403837.3743 | 420589.9271
Scenario 1: Reference | PG&E | Com | HVAC | Com ¦ HVAC Energy Management System (Elec SC and Gas SH) - Marine | Com - Other | Energy Efficiency | 6315723.6591 | 6536511.1272 | 6753322.6324 | 6967377.6273 | 7218015.7488 | 7536906.9669 | 7863267.9724 | 8193153.5055 | 285014.4618 | 301613.5557 | 319965.5421 | 338593.6057 | 359347.077
Scenario 1: Reference | PG&E | Com | HVAC | Com ¦ HVAC Energy Management System (Elec SC and Gas SH) - Hot-Dry | Com - Other | Energy Efficiency | 4532325.5392 | 4687972.7115 | 4839918.1851 | 4989131.9408 | 5165607.3862 | 5393169.0161 | 5625535.6528 | 5859790.3778 | 203400.0601 | 215156.0028 | 228164.8359 | 241343.9708 | 256026.3457
Scenario 1: Reference | PG&E | Com | HVAC | Com ¦ HVAC Energy Management System (Elec SC and Gas SH) - Cold | Com - Other | Energy Efficiency | 21813.0989 | 22664.9473 | 23529.4723 | 24409.1879 | 25382.7771 | 26525.4507 | 27710.5082 | 28928.3127 | 30185.6346 | 31513.8656 | 32958.2078 | 34423.9046 | 35969.5721
Scenario 1: Reference | PG&E | Com | HVAC | Com ¦ Large Packaged Heat Pump (IEER 14.0) - Fuel Sub - ZEAS 2030 - Marine | Com - Other | Fuel Substitution | 20857470.917 | 22073170.832 | 23409726.9024 | 24861039.1043 | 26341174.4916 | 0 | 0 | 0 | 0 | 0 | 0 | 0 | 0
Scenario 1: Reference | PG&E | Com | HVAC | Com ¦ Large Packaged Heat Pump (IEER 14.0) - Fuel Sub - ZEAS 2030 - Hot-Dry | Com - Other | Fuel Substitution | 14500360.036 | 15349258.8003 | 16282362.1878 | 17295468.6505 | 18328972.9776 | 0 | 0 | 0 | 0 | 0 | 0 | 0 | 0
Scenario 1: Reference | PG&E | Com | HVAC | Com ¦ Large Packaged Heat Pump (IEER 14.0) - Fuel Sub - ZEAS 2030 - Cold | Com - Other | Fuel Substitution | 116720.5436 | 123515.5241 | 131023.1587 | 139200.873 | 147504.9055 | 0 | 0 | 0 | 0 | 0 | 0 | 0 | 0
Scenario 1: Reference | PG&E | Com | HVAC | Com ¦ Large Packaged Heat Pump (IEER 14.0) - Fuel Sub - Panel Upgrade - ZEAS 2030 - Marine | Com - Other | Fuel Substitution | 4765957.728 | 5043746.652 | 5349151.3561 | 5680777.9772 | 6018990.7315 | 0 | 0 | 0 | 0 | 0 | 0 | 0 | 0
Scenario 1: Reference | PG&E | Com | HVAC | Com ¦ Large Packaged Heat Pump (IEER 14.0) - Fuel Sub - Panel Upgrade - ZEAS 2030 - Hot-Dry | Com - Other | Fuel Substitution | 3313350.0819 | 3507324.4924 | 3720539.7628 | 3952035.8341 | 4188192.8425 | 0 | 0 | 0 | 0 | 0 | 0 | 0 | 0
Scenario 1: Reference | PG&E | Com | HVAC | Com ¦ Large Packaged Heat Pump (IEER 14.0) - Fuel Sub - Panel Upgrade - ZEAS 2030 - Cold | Com - Other | Fuel Substitution | 26670.7876 | 28223.449 | 29938.9527 | 31807.5705 | 33705.0521 | 0 | 0 | 0 | 0 | 0 | 0 | 0 | 0
Scenario 1: Reference | PG&E | Com | HVAC | Com ¦ Small Packaged Heat Pump (SEER 17) - Fuel Sub - ZEAS 2030 - Marine | Com - Other | Fuel Substitution | 0 | 0 | 0 | 0 | 0 | 0 | 0 | 0 | 0 | 0 | 0 | 0 | 0
Scenario 1: Reference | PG&E | Com | HVAC | Com ¦ Small Packaged Heat Pump (SEER 18) - Fuel Sub - ZEAS 2030 - Marine | Com - Other | Fuel Substitution | 7333547.7407 | 7679259.7246 | 8043950.2948 | 8429043.7576 | 8834522.8853 | 0 | 0 | 0 | 0 | 0 | 0 | 0 | 0
Scenario 1: Reference | PG&E | Com | HVAC | Com ¦ Small Packaged Heat Pump (SEER 18) - Fuel Sub - ZEAS 2030 - Hot-Dry | Com - Other | Fuel Substitution | 6097045.9763 | 6373923.3678 | 6663404.7652 | 6967166.8182 | 7289331.0251 | 0 | 0 | 0 | 0 | 0 | 0 | 0 | 0
Scenario 1: Reference | PG&E | Com | HVAC | Com ¦ Small Packaged Heat Pump (SEER 18) - Fuel Sub - ZEAS 2030 - Cold | Com - Other | Fuel Substitution | 34186.198 | 35905.7521 | 37752.5408 | 39726.7383 | 41775.2585 | 0 | 0 | 0 | 0 | 0 | 0 | 0 | 0
Scenario 1: Reference | PG&E | Com | HVAC | Com ¦ Small Packaged Heat Pump (SEER 17) - Fuel Sub - Panel Upgrade - ZEAS 2030 - Marine | Com - Other | Fuel Substitution | 0 | 0 | 0 | 0 | 0 | 0 | 0 | 0 | 0 | 0 | 0 | 0 | 0
Scenario 1: Reference | PG&E | Com | HVAC | Com ¦ Small Packaged Heat Pump (SEER 18) - Fuel Sub - Panel Upgrade - ZEAS 2030 - Marine | Com - Other | Fuel Substitution | 1675724.668 | 1754720.2811 | 1838052.5244 | 1926046.8537 | 2018699.3325 | 0 | 0 | 0 | 0 | 0 | 0 | 0 | 0
Scenario 1: Reference | PG&E | Com | HVAC | Com ¦ Small Packaged Heat Pump (SEER 18) - Fuel Sub - Panel Upgrade - ZEAS 2030 - Hot-Dry | Com - Other | Fuel Substitution | 1393182.4958 | 1456449.3199 | 1522596.1748 | 1592006.1771 | 1665621.0942 | 0 | 0 | 0 | 0 | 0 | 0 | 0 | 0
Scenario 1: Reference | PG&E | Com | HVAC | Com ¦ Small Packaged Heat Pump (SEER 18) - Fuel Sub - Panel Upgrade - ZEAS 2030 - Cold | Com - Other | Fuel Substitution | 7811.5882 | 8204.5085 | 8626.502 | 9077.6085 | 9545.6979 | 0 | 0 | 0 | 0 | 0 | 0 | 0 | 0
Scenario 1: Reference | PG&E | Com | WaterHeat | Com ¦ Com Heat Pump Water Heater (3.3 UEF - 50 Gal) - Marine | Com - Other | Energy Efficiency | 60325306.3827 | 62622419.7407 | 64810774.4868 | 66903402.8938 | 69393736.2057 | 72189419.2581 | 74208161.4594 | 75829288.7352 | 77205902.7123 | 78455966.7058 | 80380943.2922 | 81961302.4653 | 83429443.866
Scenario 1: Reference | PG&E | Com | WaterHeat | Com ¦ Com Heat Pump Water Heater (3.3 UEF - 50 Gal) - Hot-Dry | Com - Other | Energy Efficiency | 44027151.8637 | 45706183.2981 | 47305628.7021 | 48835037.246 | 50655366.76 | 52699024.6786 | 54174311.8448 | 55358728.2282 | 56364282.8376 | 57277230.6006 | 58683867.4776 | 59838392.7748 | 60910804.099
Scenario 1: Reference | PG&E | Com | WaterHeat | Com ¦ Com Heat Pump Water Heater (3.3 UEF - 50 Gal) - Cold | Com - Other | Energy Efficiency | 134236.7307 | 139348.3 | 144217.8582 | 148874.4047 | 154415.9299 | 160636.9236 | 165129.0575 | 168736.413 | 171799.674 | 174581.3342 | 178864.8195 | 182381.4572 | 185648.3864
Scenario 1: Reference | PG&E | Com | WaterHeat | Com ¦ Com Hot Water Tank Insulation - Marine | Com - Other | Energy Efficiency | 645838.5379 | 674274.1321 | 703873.2716 | 734914.721 | 767507.9438 | 801753.3282 | 837794.6249 | 875771.443 | 915794.388 | 957978.9147 | 1002437.925 | 1049376.3599 | 1099013.7257
Scenario 1: Reference | PG&E | Com | WaterHeat | Com ¦ Com Hot Water Tank Insulation - Hot-Dry | Com - Other | Energy Efficiency | 455083.6527 | 475120.5092 | 495977.2461 | 517850.2924 | 540816.7801 | 564947.447 | 590343.5855 | 617103.5697 | 645305.3368 | 675030.2407 | 706357.8368 | 739432.5345 | 774409.0068
Scenario 1: Reference | PG&E | Com | WaterHeat | Com ¦ Com Hot Water Tank Insulation - Cold | Com - Other | Energy Efficiency | 928.6455 | 969.5328 | 1012.0931 | 1056.7273 | 1103.5929 | 1152.834 | 1204.6574 | 1259.264 | 1316.8126 | 1377.4694 | 1441.3966 | 1508.8889 | 1580.2621
Scenario 1: Reference | PG&E | Com | WaterHeat | Com ¦ Faucet Aerators (Gas WH) - Marine | Com - Other | Energy Efficiency | 435204.3802 | 454367.6461 | 474307.9883 | 495219.086 | 517174.9037 | 540240.6666 | 564515.4226 | 590092.6909 | 0 | 0 | 0 | 0 | 0
Scenario 1: Reference | PG&E | Com | WaterHeat | Com ¦ Faucet Aerators (Gas WH) - Hot-Dry | Com - Other | Energy Efficiency | 0 | 306302.86 | 319745.2428 | 333842.041 | 348643.1164 | 364192.439 | 380556.7802 | 397799.184 | 0 | 0 | 0 | 0 | 0
Scenario 1: Reference | PG&E | Com | WaterHeat | Com ¦ Faucet Aerators (Gas WH) - Cold | Com - Other | Energy Efficiency | 674.7855 | 704.4982 | 735.4157 | 767.8384 | 801.881 | 837.6445 | 875.2826 | 914.9402 | 0 | 0 | 0 | 0 | 0
Scenario 1: Reference | PG&E | Com | WaterHeat | Com ¦ Faucet Aerators (Elec WH) - Marine | Com - Other | Energy Efficiency | 0 | 0 | 0 | 0 | 0 | 0 | 0 | 0 | 0 | 0 | 0 | 0 | 0
Scenario 1: Reference | PG&E | Com | WaterHeat | Com ¦ Faucet Aerators (Elec WH) - Hot-Dry | Com - Other | Energy Efficiency | 0 | 0 | 0 | 0 | 0 | 0 | 0 | 0 | 0 | 0 | 0 | 0 | 0
Scenario 1: Reference | PG&E | Com | WaterHeat | Com ¦ Faucet Aerators (Elec WH) - Cold | Com - Other | Energy Efficiency | 0 | 0 | 0 | 0 | 0 | 133.0722 | 140.2983 | 145.0661 | 0 | 0 | 0 | 0 | 0
Scenario 1: Reference | PG&E | Com | WaterHeat | Com ¦ Low-flow Pre-Rinse Spray Valve - Marine | Com - Other | Energy Efficiency | 168057.6248 | 175513.5083 | 183328.0257 | 191527.6181 | 200129.0981 | 209225.3319 | 218814.6332 | 228900.2456 | 239499.0361 | 250706.1285 | 262544.9781 | 275053.4995 | 288284.2737
Scenario 1: Reference | PG&E | Com | WaterHeat | Com ¦ Low-flow Pre-Rinse Spray Valve - Hot-Dry | Com - Other | Energy Efficiency | 116147.5244 | 121300.4142 | 126701.162 | 132368.0418 | 138312.6731 | 144599.2372 | 151226.5688 | 158196.9096 | 165521.9166 | 173267.3315 | 181449.3648 | 190094.2197 | 199238.2361
Scenario 1: Reference | PG&E | Com | WaterHeat | Com ¦ Low-flow Pre-Rinse Spray Valve - Cold | Com - Other | Energy Efficiency | 251.9974 | 263.1772 | 274.8949 | 287.1899 | 300.0876 | 313.7271 | 328.106 | 343.229 | 359.1216 | 375.9263 | 393.6783 | 412.4345 | 432.2736
Scenario 1: Reference | PG&E | Com | WaterHeat | Com ¦ Com Hot Water Pipe Insulation - Marine | Com - Other | Energy Efficiency | 35559429.144 | 37125316.7231 | 38760428.5691 | 40476119.018 | 42278970.2351 | 44175149.0422 | 46171767.2556 | 48275921.9908 | 50493119.93 | 52831155.6268 | 55298377.5739 | 57904733.4386 | 60660380.1111
Scenario 1: Reference | PG&E | Com | WaterHeat | Com ¦ Com Hot Water Pipe Insulation - Hot-Dry | Com - Other | Energy Efficiency | 21254187.4808 | 22190132.4321 | 23167453.3443 | 24192936.805 | 25270517.0332 | 26403879.9929 | 27597276.4804 | 28854948.5045 | 30180187.4585 | 31577652.2163 | 33052332.7464 | 34610174.8582 | 36257249.4153
Scenario 1: Reference | PG&E | Com | WaterHeat | Com ¦ Com Hot Water Pipe Insulation - Cold | Com - Other | Energy Efficiency | 44678.6403 | 46646.0995 | 48700.5356 | 50856.2147 | 53121.4068 | 55503.8605 | 58012.5112 | 60656.2761 | 63442.0742 | 66379.6988 | 69479.6396 | 72754.3951 | 76216.727
Scenario 1: Reference | PG&E | Com | WaterHeat | Com ¦ Com Efficient Tankless Gas Water Heater (0.87 UEF - High Draw) - ZEAS 2030 - Marine | Com - Other | Energy Efficiency | 478914.6149 | 511302.618 | 550140.8082 | 588295.1139 | 623637.394 | 0 | 0 | 0 | 0 | 0 | 0 | 0 | 0
Scenario 1: Reference | PG&E | Com | WaterHeat | Com ¦ Com Efficient Tankless Gas Water Heater (0.87 UEF - High Draw) - ZEAS 2030 - Hot-Dry | Com - Other | Energy Efficiency | 358387.7365 | 382624.6698 | 411688.4607 | 440240.4487 | 466688.1126 | 0 | 0 | 0 | 0 | 0 | 0 | 0 | 0
Scenario 1: Reference | PG&E | Com | WaterHeat | Com ¦ Com Efficient Tankless Gas Water Heater (0.87 UEF - High Draw) - ZEAS 2030 - Cold | Com - Other | Energy Efficiency | 2064.8378 | 2207.2648 | 2376.0011 | 2544.8464 | 2699.7292 | 0 | 0 | 0 | 0 | 0 | 0 | 0 | 0
Scenario 1: Reference | PG&E | Com | WaterHeat | Com ¦ Com Heat Pump Water Heater (3.75 UEF - 50 Gal) - Fuel Sub - ZEAS 2030 - Marine | Com - Other | Fuel Substitution | 136531464.7685 | 143461287.3935 | 151060328.5835 | 159345585.3566 | 167693616.7238 | 107309543.5253 | 110264234.4817 | 112639005.6461 | 114674207.1546 | 116507433.1184 | 119337544.2557 | 121658741.7126 | 123808491.3383
Scenario 1: Reference | PG&E | Com | WaterHeat | Com ¦ Com Heat Pump Water Heater (3.75 UEF - 50 Gal) - Fuel Sub - ZEAS 2030 - Hot-Dry | Com - Other | Fuel Substitution | 100604809.4705 | 105730439.4173 | 111357389.1998 | 117497915.7306 | 123677814.9401 | 78817688.835 | 80989857.5817 | 82735320.9781 | 84230918.9162 | 85577887.4357 | 87658300.8738 | 89364251.2418 | 90944032.3446
Scenario 1: Reference | PG&E | Com | WaterHeat | Com ¦ Com Heat Pump Water Heater (3.75 UEF - 50 Gal) - Fuel Sub - ZEAS 2030 - Cold | Com - Other | Fuel Substitution | 567455.2626 | 596469.0684 | 628449.2313 | 663458.0324 | 698536.6396 | 447832.6277 | 460078.3594 | 469936.5745 | 478397.2136 | 486026.9972 | 497763.6744 | 507405.3397 | 516341.9242
Scenario 1: Reference | PG&E | Com | WaterHeat | Com ¦ Com Efficient Tankless Gas Water Heater (0.87 UEF - High Draw) - Panel Upgrade - ZEAS 2030 - Marine | Com - Other | Energy Efficiency | 397341.2464 | 424212.6116 | 456435.5057 | 488091.0011 | 517413.4423 | 0 | 0 | 0 | 0 | 0 | 0 | 0 | 0
Scenario 1: Reference | PG&E | Com | WaterHeat | Com ¦ Com Efficient Tankless Gas Water Heater (0.87 UEF - High Draw) - Panel Upgrade - ZEAS 2030 - Hot-Dry | Com - Other | Energy Efficiency | 297343.6715 | 317452.336 | 341565.7009 | 365254.4382 | 387197.2802 | 0 | 0 | 0 | 0 | 0 | 0 | 0 | 0
Scenario 1: Reference | PG&E | Com | WaterHeat | Com ¦ Com Efficient Tankless Gas Water Heater (0.87 UEF - High Draw) - Panel Upgrade - ZEAS 2030 - Cold | Com - Other | Energy Efficiency | 1713.1346 | 1831.3021 | 1971.2976 | 2111.3836 | 2239.8852 | 0 | 0 | 0 | 0 | 0 | 0 | 0 | 0
Scenario 1: Reference | PG&E | Com | WaterHeat | Com ¦ Com Heat Pump Water Heater (3.75 UEF - 50 Gal) - Fuel Sub - Panel Upgrade - ZEAS 2030 - Marine | Com - Other | Fuel Substitution | 113276105.3848 | 119025573.6067 | 125330272.616 | 132204304.3343 | 139130418.2709 | 89031544.3534 | 91482963.7733 | 93453240.9482 | 95141787.2547 | 96662760.4443 | 99010819.6847 | 100936648.344 | 102720231.8246
Scenario 1: Reference | PG&E | Com | WaterHeat | Com ¦ Com Heat Pump Water Heater (3.75 UEF - 50 Gal) - Fuel Sub - Panel Upgrade - ZEAS 2030 - Hot-Dry | Com - Other | Fuel Substitution | 83468825.4398 | 87721408.5275 | 92389921.8086 | 97484534.4798 | 102611813.4942 | 65392697.8796 | 67194881.8398 | 68643041.0313 | 69883894.2657 | 71001434.0813 | 72727491.3843 | 74142867.7886 | 75453565.2969
Scenario 1: Reference | PG&E | Com | WaterHeat | Com ¦ Com Heat Pump Water Heater (3.75 UEF - 50 Gal) - Fuel Sub - Panel Upgrade - ZEAS 2030 - Cold | Com - Other | Fuel Substitution | 470800.7948 | 494872.6886 | 521405.6809 | 550451.4445 | 579555.1241 | 371553.4438 | 381713.3641 | 389892.4327 | 396911.9739 | 403242.179 | 412979.7518 | 420979.1555 | 428393.5745
Scenario 1: Reference | PG&E | Com | WaterHeat | Com ¦ Com Heat Pump Water Heater (100+ Gal, 200+ kBtuh - 4.3 COP) - Fuel Sub - ZEAS 2030 - Marine | Com - Other | Fuel Substitution | 43737656.2547 | 45961919.0493 | 48381588.1326 | 51003237.6624 | 53668778.6769 | 0 | 0 | 0 | 0 | 0 | 0 | 0 | 0
Scenario 1: Reference | PG&E | Com | WaterHeat | Com ¦ Com Heat Pump Water Heater (100+ Gal, 200+ kBtuh - 4.3 COP) - Fuel Sub - ZEAS 2030 - Hot-Dry | Com - Other | Fuel Substitution | 32212768.6726 | 33858213.5187 | 35649748.4137 | 37592166.7462 | 39565431.829 | 0 | 0 | 0 | 0 | 0 | 0 | 0 | 0
Scenario 1: Reference | PG&E | Com | WaterHeat | Com ¦ Com Heat Pump Water Heater (100+ Gal, 200+ kBtuh - 4.3 COP) - Fuel Sub - ZEAS 2030 - Cold | Com - Other | Fuel Substitution | 91725.7198 | 96432.2689 | 101571.825 | 107157.285 | 112813.2624 | 0 | 0 | 0 | 0 | 0 | 0 | 0 | 0
Scenario 1: Reference | PG&E | Com | WaterHeat | Com ¦ Com Heat Pump Water Heater (100+ Gal, 200+ kBtuh - 4.3 COP) - Fuel Sub - Panel Upgrade - ZEAS 2030 - Marine | Com - Other | Fuel Substitution | 36287835.6838 | 38133240.5299 | 40140768.1759 | 42315873.0056 | 44527393.2979 | 0 | 0 | 0 | 0 | 0 | 0 | 0 | 0
Scenario 1: Reference | PG&E | Com | WaterHeat | Com ¦ Com Heat Pump Water Heater (100+ Gal, 200+ kBtuh - 4.3 COP) - Fuel Sub - Panel Upgrade - ZEAS 2030 - Hot-Dry | Com - Other | Fuel Substitution | 26725978.4042 | 28091155.1721 | 29577538.519 | 31189105.3773 | 32826264.8691 | 0 | 0 | 0 | 0 | 0 | 0 | 0 | 0
Scenario 1: Reference | PG&E | Com | WaterHeat | Com ¦ Com Heat Pump Water Heater (100+ Gal, 200+ kBtuh - 4.3 COP) - Fuel Sub - Panel Upgrade - ZEAS 2030 - Cold | Com - Other | Fuel Substitution | 76102.1082 | 80006.9923 | 84271.1295 | 88905.2199 | 93597.8166 | 0 | 0 | 0 | 0 | 0 | 0 | 0 | 0
Scenario 1: Reference | PG&E | Com | WaterHeat | Com ¦ Efficient Gas Water Heating Boiler (0.92 UEF) - ZEAS 2030 - Marine | Com - Other | Energy Efficiency | 8984795.641 | 9403847.7407 | 9846166.1482 | 10312354.3742 | 10803425.423 | 0 | 0 | 0 | 0 | 0 | 0 | 0 | 0
Scenario 1: Reference | PG&E | Com | WaterHeat | Com ¦ Efficient Gas Water Heating Boiler (0.92 UEF) - ZEAS 2030 - Hot-Dry | Com - Other | Energy Efficiency | 6342878.2698 | 6638710.8806 | 6950968.4706 | 7280077.0954 | 7626751.9306 | 0 | 0 | 0 | 0 | 0 | 0 | 0 | 0
Scenario 1: Reference | PG&E | Com | WaterHeat | Com ¦ Efficient Gas Water Heating Boiler (0.92 UEF) - ZEAS 2030 - Cold | Com - Other | Energy Efficiency | 13084.9326 | 13695.2154 | 14339.3818 | 15018.3107 | 15733.4776 | 0 | 0 | 0 | 0 | 0 | 0 | 0 | 0
Scenario 1: Reference | PG&E | Com | WholeBlg | Com ¦ Com Title 24 2022 Code | Com - Other | Energy Efficiency | 0 | 0 | 0 | 0 | 0 | 0 | 0 | 0 | 0 | 0 | 0 | 0 | 0
Scenario 1: Reference | PG&E | Com | FoodServ | Com ¦ ENERGY STAR Dishwasher - Tier 1 | Com - Other | Energy Efficiency | 0 | 0 | 0 | 0 | 0 | 0 | 0 | 0 | 0 | 0 | 0 | 0 | 0
Scenario 1: Reference | PG&E | Com | FoodServ | Com ¦ ENERGY STAR Dishwasher - Tier 2 | Com - Other | Energy Efficiency | 8176778.8985 | 8527247.1512 | 8888106.5512 | 9260439.7307 | 9658528.2376 | 10087415.9534 | 10520698.003 | 10967924.4187 | 11431329.0947 | 11918080.82 | 12446109.2311 | 12991630.015 | 13564840.4079
Scenario 1: Reference | PG&E | Com | FoodServ | Com ¦ ENERGY STAR Combination Oven - Electric | Com - Other | Energy Efficiency | 2071524.2109 | 2139792.5884 | 2201313.5267 | 2260043.6392 | 2334490.1433 | 2426902.601 | 2496076.3115 | 2552799.4475 | 2598610.6265 | 2639734.8422 | 2701679.1873 | 2749154.0992 | 2793615.1365
Scenario 1: Reference | PG&E | Com | FoodServ | Com ¦ ENERGY STAR Steamer - Electric | Com - Other | Energy Efficiency | 0 | 0 | 0 | 0 | 591161.026 | 614562.5569 | 632079.3589 | 646443.3122 | 658044.0395 | 668457.891 | 684144.0067 | 696166.0397 | 707424.8718
Scenario 1: Reference | PG&E | Com | FoodServ | Com ¦ ENERGY STAR Conveyor Broiler - Gas | Com - Other | Energy Efficiency | 2226008.5986 | 2322105.3997 | 2421414.0295 | 2524767.9832 | 2635794.1491 | 2755907.2552 | 2877582.2801 | 3002827.5055 | 3131990.3216 | 3267479.5113 | 3414160.1223 | 3565932.458 | 3725602.5154
Scenario 1: Reference | PG&E | Com | FoodServ | Com ¦ ENERGY STAR Conveyor Oven - Gas | Com - Other | Energy Efficiency | 4457496.898 | 4659373.448 | 4871963.611 | 5095629.0764 | 5330812.1911 | 5579973.448 | 5843126.929 | 6120442.673 | 6412375.0488 | 6721422.1888 | 7048258.2751 | 7393931.2372 | 7759897.9559
Scenario 1: Reference | PG&E | Com | FoodServ | Com ¦ ENERGY STAR Convection Oven - Electric | Com - Other | Energy Efficiency | 4119762.2799 | 4306278.2361 | 4502725.9785 | 4709345.3268 | 4926651.3855 | 5156880.3312 | 5400112.6961 | 5656412.403 | 5925924.6403 | 6211476.0454 | 6513478.3318 | 6832770.623 | 7170923.9083
Scenario 1: Reference | PG&E | Com | FoodServ | Com ¦ High Performance Conveyor Toaster | Com - Other | Energy Efficiency | 4904735.5126 | 5066374.1427 | 5212036.9013 | 5351091.8381 | 5527358.3816 | 5746162.8061 | 5909944.9877 | 6044248.0183 | 6152714.8734 | 6250084.4337 | 6396749.69 | 6509155.7555 | 6614425.8881
Scenario 1: Reference | PG&E | Com | FoodServ | Com ¦ ENERGY STAR Rack Oven - Gas | Com - Other | Energy Efficiency | 1900071.1924 | 1986123.9314 | 2076743.4997 | 2172084.0725 | 2272334.2065 | 2378542.7216 | 2490715.6204 | 2608925.3844 | 2733365.6947 | 2865101.4157 | 3004419.9271 | 3151767.9236 | 3307766.4213
Scenario 1: Reference | PG&E | Com | FoodServ | Com ¦ Electric Deck Oven (60% cooking efficiency) | Com - Other | Energy Efficiency | 132776.7792 | 137152.5211 | 141095.7779 | 144860.1535 | 149631.8897 | 155555.1748 | 159988.9451 | 163624.6812 | 166561.0025 | 169196.9075 | 173167.3031 | 176210.2634 | 179060.0458
Scenario 1: Reference | PG&E | Com | FoodServ | Com ¦ Demand Controlled Ventilation (DCV) Exhaust Hood | Com - Other | Energy Efficiency | 126933.3432 | 134035.1511 | 142311.9047 | 149941.6015 | 156996.5321 | 167926.5771 | 179573.8922 | 190126.8214 | 197883.4623 | 207924.1557 | 219300.9502 | 230444.5729 | 242819.0453
Scenario 1: Reference | PG&E | Com | FoodServ | Com ¦ ENERGY STAR Griddle - Electric | Com - Other | Energy Efficiency | 259483.7627 | 268035.2126 | 275741.4632 | 283098.1286 | 292423.4645 | 303999.2559 | 312664.1098 | 319769.3769 | 325507.7878 | 330659.0992 | 338418.3866 | 344365.2004 | 349934.4895
Scenario 1: Reference | PG&E | Com | FoodServ | Com ¦ ENERGY STAR Fryer - Tier 1 Gas | Com - Other | Energy Efficiency | 13110.1143 | 13975.3915 | 15012.6758 | 16027.1901 | 16961.629 | 18266.0377 | 19732.9697 | 21133.1692 | 22262.2905 | 23684.31 | 0 | 0 | 0
Scenario 1: Reference | PG&E | Com | FoodServ | Com ¦ ENERGY STAR Fryer - Tier 2 Gas | Com - Other | Energy Efficiency | 0 | 0 | 0 | 0 | 0 | 0 | 0 | 0 | 0 | 0 | 38293.9977 | 40744.4022 | 43475.7017
Scenario 1: Reference | PG&E | Com | FoodServ | Com ¦ ENERGY STAR Fryer - Fuel Sub | Com - Other | Fuel Substitution | 6930408.5286 | 7293058.6406 | 7694787.299 | 8129533.6351 | 8562459.7466 | 8992487.2207 | 9502443.2661 | 10072526.0728 | 10701357.8631 | 11380805.076 | 12062607.2254 | 12819103.2604 | 13631111.4076
Scenario 1: Reference | PG&E | Com | FoodServ | Com ¦ ENERGY STAR Steamer - Gas | Com - Other | Energy Efficiency | 12585.2264 | 13417.8713 | 14416.1934 | 15393.1046 | 16293.4907 | 17549.6858 | 18962.5355 | 20311.8046 | 21401.023 | 22772.2826 | 24270.4254 | 25828.3692 | 27565.0056
Scenario 1: Reference | PG&E | Com | FoodServ | Com ¦ ENERGY STAR Steamer - Fuel Sub | Com - Other | Fuel Substitution | 1960539.6391 | 2056204.4015 | 2159742.7021 | 2270481.3894 | 2383511.8925 | 2498844.0165 | 2628723.645 | 2770462.4639 | 2924055.0198 | 3088531.2298 | 3257085.5825 | 3440504.9665 | 3636264.6227
Scenario 1: Reference | PG&E | Com | FoodServ | Com ¦ ENERGY STAR Convection Oven - Gas | Com - Other | Energy Efficiency | 18695.241 | 19932.1275 | 21415.126 | 22866.3189 | 24203.8344 | 26069.901 | 28168.6764 | 30173.0037 | 31791.0278 | 33828.0216 | 36053.4995 | 38367.8109 | 40947.5687
Scenario 1: Reference | PG&E | Com | FoodServ | Com ¦ ENERGY STAR Convection Oven - Fuel Sub | Com - Other | Fuel Substitution | 3925690.5432 | 4133630.3792 | 4364863.1315 | 4615576.8866 | 4864238.7478 | 5110123.3306 | 5404215.7527 | 5734239.7561 | 6099275.1308 | 6494230.6364 | 6889279.121 | 7328916.2044 | 7801221.1533
Scenario 1: Reference | PG&E | Com | FoodServ | Com ¦ ENERGY STAR Griddle - Gas | Com - Other | Energy Efficiency | 92631.614 | 98760.1677 | 106108.1631 | 113298.5672 | 119925.7204 | 129171.75 | 139570.8115 | 149501.8989 | 157518.9223 | 167611.8663 | 178638.7154 | 190105.7194 | 202887.9633
Scenario 1: Reference | PG&E | Com | FoodServ | Com ¦ ENERGY STAR Griddle - Fuel Sub | Com - Other | Fuel Substitution | 22919171.576 | 24165745.4891 | 25563271.2109 | 27084596.1367 | 28580741.5874 | 30045991.7319 | 31830613.5359 | 33849233.4365 | 36094671.6401 | 38530945.4166 | 40951715.7076 | 43662269.9691 | 46579365.9977
Scenario 1: Reference | PG&E | Com | FoodServ | Com ¦ ENERGY STAR Combination Oven - Gas | Com - Other | Energy Efficiency | 1307.7595 | 1394.2815 | 1498.0195 | 1599.5325 | 1693.0937 | 1823.6278 | 1970.4402 | 2110.6459 | 2223.829 | 2366.3197 | 2521.9952 | 2683.8846 | 2864.3425
Scenario 1: Reference | PG&E | Com | FoodServ | Com ¦ ENERGY STAR Combination Oven - Fuel Sub | Com - Other | Fuel Substitution | 220673.5552 | 233908.4976 | 249163.0621 | 265990.4693 | 282075.9088 | 297308.3063 | 317050.8199 | 339962.9281 | 365907.1043 | 394300.0416 | 421936.4609 | 453478.051 | 487606.92
Scenario 1: Reference | PG&E | Com | FoodServ | Com ¦ ENERGY STAR Fryer - Tier 1 Gas - Panel Upgrade | Com - Other | Energy Efficiency | 21572.7277 | 22996.5436 | 24703.3977 | 26372.7837 | 27910.4054 | 30056.8134 | 32470.6539 | 34774.6859 | 36632.658 | 38972.5948 | 0 | 0 | 0
Scenario 1: Reference | PG&E | Com | FoodServ | Com ¦ ENERGY STAR Fryer - Tier 2 Gas - Panel Upgrade | Com - Other | Energy Efficiency | 0 | 0 | 0 | 0 | 0 | 0 | 0 | 0 | 0 | 0 | 63012.8745 | 67045.0216 | 71539.3822
Scenario 1: Reference | PG&E | Com | FoodServ | Com ¦ ENERGY STAR Fryer - Fuel Sub - Panel Upgrade | Com - Other | Fuel Substitution | 11404005.5683 | 12000747.2868 | 12661792.8571 | 13377169.1033 | 14089550.1651 | 14797161.5114 | 15636295.5331 | 16574368.2996 | 17609112.6742 | 18727144.8605 | 19849052.1011 | 21093868.328 | 22430029.8823
Scenario 1: Reference | PG&E | Com | FoodServ | Com ¦ ENERGY STAR Steamer - Gas - Panel Upgrade | Com - Other | Energy Efficiency | 20709.0234 | 22079.1427 | 23721.8843 | 25329.3943 | 26810.9821 | 28878.0544 | 31202.9023 | 33423.1283 | 35215.44 | 37471.8512 | 39937.0493 | 42500.6498 | 45358.2896
Scenario 1: Reference | PG&E | Com | FoodServ | Com ¦ ENERGY STAR Steamer - Fuel Sub - Panel Upgrade | Com - Other | Fuel Substitution | 3226073.1628 | 3383489.7824 | 3553862.33 | 3736083.1328 | 3922075.1248 | 4111854.4399 | 4325571.7122 | 4558803.3137 | 4811540.2707 | 5082186.3094 | 5359542.9426 | 5661360.0243 | 5983483.0565
Scenario 1: Reference | PG&E | Com | FoodServ | Com ¦ ENERGY STAR Convection Oven - Gas - Panel Upgrade | Com - Other | Energy Efficiency | 30763.0686 | 32798.3685 | 35238.6465 | 37626.5882 | 39827.4736 | 42898.091 | 46351.6316 | 49649.7575 | 52312.2204 | 55664.0991 | 59326.1287 | 63134.3343 | 67379.3326
Scenario 1: Reference | PG&E | Com | FoodServ | Com ¦ ENERGY STAR Convection Oven - Fuel Sub - Panel Upgrade | Com - Other | Fuel Substitution | 6459734.1743 | 6801899.7245 | 7182393.8302 | 7594943.9775 | 8004117.7279 | 8408721.4593 | 8892651.318 | 9435706.6886 | 10036373.3633 | 10686273.6928 | 11336327.0192 | 12059751.0029 | 12836930.0459
Scenario 1: Reference | PG&E | Com | FoodServ | Com ¦ ENERGY STAR Griddle - Gas - Panel Upgrade | Com - Other | Energy Efficiency | 152425.5658 | 162510.1172 | 174601.2631 | 186433.0921 | 197338.0901 | 212552.4564 | 229664.1396 | 246005.7701 | 259197.8033 | 275805.7694 | 293950.4788 | 312819.4641 | 333852.6804
Scenario 1: Reference | PG&E | Com | FoodServ | Com ¦ ENERGY STAR Griddle - Fuel Sub - Panel Upgrade | Com - Other | Fuel Substitution | 37713557.461 | 39764798.1328 | 42064430.4052 | 44567774.5953 | 47029685.8925 | 49440758.8816 | 52377358.7813 | 55699003.1679 | 59393877.6724 | 63402772.6167 | 67386156.5348 | 71846380.7428 | 76646469.975
Scenario 1: Reference | PG&E | Com | FoodServ | Com ¦ ENERGY STAR Combination Oven - Gas - Panel Upgrade | Com - Other | Energy Efficiency | 2151.9218 | 2294.294 | 2464.995 | 2632.035 | 2785.9902 | 3000.7844 | 3242.3646 | 3473.0733 | 3659.3165 | 3893.7854 | 4149.9497 | 4416.3393 | 4713.2831
Scenario 1: Reference | PG&E | Com | FoodServ | Com ¦ ENERGY STAR Combination Oven - Fuel Sub - Panel Upgrade | Com - Other | Fuel Substitution | 363118.9188 | 384897.0517 | 409998.4778 | 437688.0209 | 464156.6542 | 489221.6045 | 521707.963 | 559409.8976 | 602101.1081 | 648821.7616 | 694297.5627 | 746199.3326 | 802358.4769
Scenario 1: Reference | PG&E | Com | Lighting | Com ¦ LED Fixtures and Retrofit Kits - 140 lpw | Com - Other | Energy Efficiency | 0 | 0 | 0 | 0 | 0 | 0 | 0 | 0 | 0 | 0 | 0 | 0 | 0
Scenario 1: Reference | SCE | Com | BldgEnv | Com ¦ Com Wall Insulation (R14) - Marine | Com - Other | Energy Efficiency | 24985.3145 | 26396.8407 | 27664.0712 | 28905.7025 | 30855.2998 | 33199.0015 | 34724.5247 | 35209.6507 | 0 | 0 | 0 | 0 | 0
Scenario 1: Reference | SCE | Com | BldgEnv | Com ¦ Com Wall Insulation (R14) - Hot-Dry | Com - Other | Energy Efficiency | 275.5988 | 290.8848 | 306.5512 | 321.9006 | 340.2505 | 360.7022 | 379.8751 | 392.003 | 0 | 0 | 0 | 0 | 0
Scenario 1: Reference | SCE | Com | BldgEnv | Com ¦ Com Wall Insulation (R14) - Cold | Com - Other | Energy Efficiency | 8.3128 | 8.7739 | 9.2465 | 9.7094 | 10.2629 | 10.8798 | 11.4581 | 11.8239 | 0 | 0 | 0 | 0 | 0
Scenario 1: Reference | SCE | Com | HVAC | Com ¦ Small Unitary Heat Pump (SEER 16) - Marine | Com - Other | Energy Efficiency | 0 | 0 | 0 | 0 | 0 | 0 | 0 | 0 | 0 | 0 | 0 | 0 | 0
Scenario 1: Reference | SCE | Com | HVAC | Com ¦ Small Unitary Heat Pump (SEER 16) - Hot-Dry | Com - Other | Energy Efficiency | 0 | 0 | 0 | 0 | 0 | 0 | 0 | 0 | 0 | 0 | 0 | 0 | 0
Scenario 1: Reference | SCE | Com | HVAC | Com ¦ Small Unitary Heat Pump (SEER 16) - Cold | Com - Other | Energy Efficiency | 0 | 0 | 0 | 0 | 78256.2867 | 81162.8416 | 82957.3706 | 83668.7343 | 0 | 0 | 0 | 0 | 0
Scenario 1: Reference | SCE | Com | HVAC | Com ¦ Small Unitary Heat Pump (SEER 17) - Hot-Dry | Com - Other | Energy Efficiency | 0 | 0 | 0 | 0 | 0 | 0 | 0 | 0 | 0 | 0 | 0 | 0 | 0
Scenario 1: Reference | SCE | Com | HVAC | Com ¦ Small Unitary Heat Pump (SEER 17) - Cold | Com - Other | Energy Efficiency | 0 | 0 | 0 | 0 | 0 | 0 | 0 | 0 | 0 | 0 | 0 | 0 | 0
Scenario 1: Reference | SCE | Com | HVAC | Com ¦ Small Unitary Heat Pump (SEER 18) - Cold | Com - Other | Energy Efficiency | 0 | 0 | 0 | 0 | 0 | 0 | 0 | 0 | 0 | 0 | 0 | 0 | 0
Scenario 1: Reference | SCE | Com | HVAC | Com ¦ Small Unitary AC (SEER 16) - Marine | Com - Other | Energy Efficiency | 0 | 0 | 0 | 0 | 0 | 0 | 0 | 0 | 0 | 0 | 0 | 0 | 0
Scenario 1: Reference | SCE | Com | HVAC | Com ¦ Small Unitary AC (SEER 16) - Hot-Dry | Com - Other | Energy Efficiency | 0 | 0 | 0 | 0 | 0 | 0 | 0 | 0 | 0 | 0 | 0 | 0 | 0
Scenario 1: Reference | SCE | Com | HVAC | Com ¦ Small Unitary AC (SEER 16) - Cold | Com - Other | Energy Efficiency | 182659.6133 | 189188.8964 | 0 | 0 | 0 | 0 | 0 | 0 | 0 | 0 | 0 | 0 | 0
Scenario 1: Reference | SCE | Com | HVAC | Com ¦ Small Unitary AC (SEER 17) - Hot-Dry | Com - Other | Energy Efficiency | 0 | 0 | 0 | 0 | 0 | 0 | 0 | 0 | 0 | 0 | 0 | 0 | 0
Scenario 1: Reference | SCE | Com | HVAC | Com ¦ Small Unitary AC (SEER 17) - Cold | Com - Other | Energy Efficiency | 0 | 0 | 214447.5041 | 220165.4909 | 227323.01 | 235766.1247 | 240978.9674 | 243045.3744 | 0 | 0 | 0 | 0 | 0
Scenario 1: Reference | SCE | Com | HVAC | Com ¦ Small Unitary AC (SEER 18) - Cold | Com - Other | Energy Efficiency | 0 | 0 | 0 | 0 | 0 | 0 | 0 | 0 | 0 | 0 | 0 | 0 | 0
Scenario 1: Reference | SCE | Com | HVAC | Com ¦ Ductless Mini Split Heat Pump (SEER 18) - Hot-Dry | Com - Other | Energy Efficiency | 394594.3186 | 409655.5308 | 423398.9207 | 436032.9778 | 451562.3754 | 468715.2332 | 479344.3966 | 483886.4999 | 488255.4034 | 492309.0331 | 497599.9864 | 500089.6298 | 502765.1524
Scenario 1: Reference | SCE | Com | HVAC | Com ¦ Ductless Mini Split Heat Pump (SEER 18) - Marine | Com - Other | Energy Efficiency | 91666.4822 | 95165.2866 | 98357.9534 | 101292.916 | 104900.4825 | 108885.188 | 111354.4025 | 112409.5587 | 113424.4796 | 114366.1606 | 115595.2788 | 116173.637 | 116795.176
Scenario 1: Reference | SCE | Com | HVAC | Com ¦ Ductless Mini Split Heat Pump (SEER 18) - Cold | Com - Other | Energy Efficiency | 4849.3015 | 5034.3938 | 5203.2909 | 5358.5551 | 5549.401 | 5760.1983 | 5890.8236 | 5946.643 | 6000.3339 | 6050.1504 | 6115.1726 | 6145.7687 | 6178.6491
Scenario 1: Reference | SCE | Com | HVAC | Com ¦ Demand Controlled Ventilation (HVAC) - Marine | Com - Other | Energy Efficiency | 138406.3219 | 147400.0358 | 156374.9817 | 164834.4887 | 174686.3234 | 185816.9987 | 195698.5182 | 202007.4071 | 206891.878 | 212942.0589 | 219728.1376 | 224934.7839 | 230783.3425
Scenario 1: Reference | SCE | Com | HVAC | Com ¦ Demand Controlled Ventilation (HVAC) - Hot-Dry | Com - Other | Energy Efficiency | 777857.896 | 828403.5017 | 878843.6296 | 926386.9366 | 981755.2703 | 1044310.8212 | 1099845.9863 | 1135302.5968 | 1162753.8302 | 1196756.4748 | 1234894.9419 | 1264156.8341 | 1297026.3408
Scenario 1: Reference | SCE | Com | HVAC | Com ¦ Demand Controlled Ventilation (HVAC) - Cold | Com - Other | Energy Efficiency | 1065749.8751 | 1114051.4316 | 1183740.383 | 1246598.332 | 1334625.4713 | 1439314.6265 | 1514038.238 | 1543346.9496 | 69559.0208 | 71593.1493 | 73874.6936 | 75625.2177 | 77591.5588
Scenario 1: Reference | SCE | Com | WaterHeat | Com ¦ Com Heat Pump Water Heater (3.3 UEF - 50 Gal) - Marine | Com - Other | Energy Efficiency | 26640249.2236 | 28029087.9655 | 29411965.3116 | 30783032.5596 | 32344120.757 | 33851018.3193 | 34842905.102 | 35396658.6575 | 35885390.8592 | 36276523.8302 | 36901991.8238 | 37371774.2031 | 37803308.2035
Scenario 1: Reference | SCE | Com | WaterHeat | Com ¦ Com Heat Pump Water Heater (3.3 UEF - 50 Gal) - Hot-Dry | Com - Other | Energy Efficiency | 104368939.4333 | 109817320.8993 | 115242264.6406 | 120620826.6036 | 126745148.6321 | 132656746.916 | 136546966.155 | 138717581.216 | 140632992.1556 | 142165281.695 | 144617250.928 | 146458152.7612 | 148148886.8743
Scenario 1: Reference | SCE | Com | WaterHeat | Com ¦ Com Heat Pump Water Heater (3.3 UEF - 50 Gal) - Cold | Com - Other | Energy Efficiency | 1786289.7193 | 1879223.5037 | 1971759.7247 | 2063507.0107 | 2167961.3304 | 2268793.0325 | 2335189.1756 | 2372289.136 | 2405041.5276 | 2431269.4185 | 2473167.6054 | 2504656.4045 | 2533588.9674
Scenario 1: Reference | SCE | Com | WholeBlg | Com ¦ Com Title 24 2022 Code | Com - Other | Energy Efficiency | 0 | 0 | 0 | 0 | 0 | 0 | 0 | 0 | 0 | 0 | 0 | 0 | 0
Scenario 1: Reference | SCE | Com | FoodServ | Com ¦ ENERGY STAR Dishwasher - Tier 1 | Com - Other | Energy Efficiency | 0 | 0 | 0 | 0 | 0 | 0 | 0 | 0 | 0 | 0 | 0 | 0 | 0
Scenario 1: Reference | SCE | Com | FoodServ | Com ¦ ENERGY STAR Combination Oven - Electric | Com - Other | Energy Efficiency | 0 | 0 | 0 | 0 | 0 | 3705891.5434 | 3818750.2769 | 3879270.0446 | 3929142.7994 | 3965711.8115 | 4024019.6796 | 4061740.6833 | 4096693.8769
Scenario 1: Reference | SCE | Com | FoodServ | Com ¦ ENERGY STAR Steamer - Electric | Com - Other | Energy Efficiency | 0 | 0 | 0 | 0 | 0 | 0 | 0 | 0 | 0 | 0 | 0 | 0 | 0
Scenario 1: Reference | SCE | Com | FoodServ | Com ¦ ENERGY STAR Conveyor Broiler - Gas | Com - Other | Energy Efficiency | 0 | 565291.6513 | 591692.9067 | 618107.0917 | 649079.6249 | 680034.8344 | 700744.5258 | 711849.9642 | 721001.6649 | 727712.1155 | 738411.6681 | 745333.5103 | 751747.4566
Scenario 1: Reference | SCE | Com | FoodServ | Com ¦ High Performance Conveyor Toaster | Com - Other | Energy Efficiency | 0 | 7293898.1797 | 7634550.7762 | 7975370.2014 | 8375005.5108 | 8774417.293 | 9041632.2428 | 9184924.5356 | 9303007.9596 | 9389592.1914 | 9527647.3827 | 9616959.178 | 9699717.6459
Scenario 1: Reference | SCE | Com | FoodServ | Com ¦ Electric Deck Oven (60% cooking efficiency) | Com - Other | Energy Efficiency | 0 | 0 | 0 | 0 | 0 | 0 | 0 | 0 | 251843.0261 | 254186.9599 | 257924.2712 | 260342.0433 | 262582.4093
Scenario 1: Reference | SCE | Com | FoodServ | Com ¦ Demand Controlled Ventilation (DCV) Exhaust Hood | Com - Other | Energy Efficiency | 130461.9203 | 139264.4644 | 148141.6121 | 156638.7533 | 166500.0234 | 177253.226 | 186782.8926 | 192976.5258 | 197809.3095 | 203735.1141 | 210410.479 | 215589.0154 | 221375.027
Scenario 1: Reference | SCE | Com | FoodServ | Com ¦ ENERGY STAR Griddle - Electric | Com - Other | Energy Efficiency | 0 | 0 | 0 | 0 | 0 | 0 | 0 | 0 | 0 | 496753.9445 | 504057.7186 | 508782.736 | 513161.0514
Scenario 1: Reference | SCE | Com | Lighting | Com ¦ LED High and Low Bay - 155 lpw | Com - Other | Energy Efficiency | 0 | 0 | 0 | 0 | 0 | 0 | 0 | 0 | 0 | 0 | 0 | 0 | 0
Scenario 1: Reference | SCE | Com | Lighting | Com ¦ LED Fixtures and Retrofit Kits - 140 lpw - RET | Com - Other | Energy Efficiency | 0 | 0 | 0 | 0 | 0 | 0 | 0 | 0 | 0 | 0 | 0 | 0 | 0
Scenario 1: Reference | SCE | Com | Lighting | Com ¦ LED Fixtures and Retrofit Kits - 140 lpw | Com - Other | Energy Efficiency | 0 | 0 | 0 | 0 | 0 | 0 | 0 | 0 | 0 | 0 | 0 | 0 | 0
Scenario 1: Reference | SCG | Com | AppPlug | Com ¦ Pool Cover | Com - Other | Energy Efficiency | 1610358.6224 | 1685429.273 | 1763611.3728 | 1845564.0016 | 1841468.1234 | 2117295.6873 | 2118348.805 | 2219090.1336 | 2324574.4752 | 2436512.7131 | 2554777.8002 | 2679358.4014 | 2811653.9704
Scenario 1: Reference | SCG | Com | BldgEnv | Com ¦ Com Wall Insulation (R14) - Marine | Com - Other | Energy Efficiency | 1999947.4745 | 2090970.4873 | 2186391.2217 | 2286725.8823 | 2385323.9795 | 2510959.8127 | 2620845.617 | 2744548.3145 | 2875064.0078 | 3012952.4289 | 3158634.7757 | 3312593.5115 | 3475456.7513
Scenario 1: Reference | SCG | Com | BldgEnv | Com ¦ Com Wall Insulation (R14) - Hot-Dry | Com - Other | Energy Efficiency | 7894.6865 | 8499.8601 | 9162.8694 | 3310297.308 | 3453029.333 | 3634901.5738 | 3793973.8461 | 3973047.6519 | 14118.8934 | 15138.5221 | 16251.6145 | 17404.1896 | 18684.6717
Scenario 1: Reference | SCG | Com | BldgEnv | Com ¦ Com Wall Insulation (R14) - Cold | Com - Other | Energy Efficiency | 11348.852 | 11865.369 | 12406.8411 | 12976.1976 | 13535.6999 | 14248.6299 | 14872.1852 | 15574.1454 | 16314.7665 | 17097.2247 | 17923.9101 | 18797.5605 | 19721.7402
Scenario 1: Reference | SCG | Com | HVAC | Com ¦ Demand Controlled Ventilation (HVAC) - Marine | Com - Other | Energy Efficiency | 8397659.0568 | 8788514.4708 | 9198719.4866 | 9629634.7626 | 9638057.2649 | 11030892.8652 | 11068791.1339 | 11601262.5499 | 617149.5629 | 661165.4272 | 709193.3996 | 758884.6677 | 814092.9894
Scenario 1: Reference | SCG | Com | HVAC | Com ¦ Demand Controlled Ventilation (HVAC) - Hot-Dry | Com - Other | Energy Efficiency | 1184045.2247 | 1273826.9125 | 1372086.9702 | 1475042.6605 | 67064.6873 | 3301989.9769 | 1837591.3602 | 1972682.6479 | 2103571.709 | 2253601.0251 | 2417305.7251 | 2586679.8153 | 2774858.9386
Scenario 1: Reference | SCG | Com | HVAC | Com ¦ Demand Controlled Ventilation (HVAC) - Cold | Com - Other | Energy Efficiency | 665710.8423 | 696695.2732 | 729213.6125 | 763373.7242 | 764041.4045 | 874456.1944 | 877460.5184 | 919671.3288 | 963924.7694 | 1010918.3863 | 1060672.5109 | 1113169.1422 | 1168892.2581
Scenario 1: Reference | SCG | Com | HVAC | Com ¦ HVAC Energy Management System (Elec SC and Gas SH) - Marine | Com - Other | Energy Efficiency | 52087.9824 | 56037.6178 | 60360.2299 | 64889.4101 | 2950.2794 | 145259.6508 | 80838.4886 | 86781.3635 | 92539.3759 | 99139.3978 | 106341.021 | 113792.0494 | 122070.3404
Scenario 1: Reference | SCG | Com | HVAC | Com ¦ HVAC Energy Management System (Elec SC and Gas SH) - Hot-Dry | Com - Other | Energy Efficiency | 300639.7918 | 323436.1744 | 348385.2918 | 374526.6728 | 17028.3307 | 838405.1205 | 466581.0668 | 500881.9666 | 534115.883 | 572209.6834 | 613775.7873 | 656781.4008 | 704561.7822
Scenario 1: Reference | SCG | Com | HVAC | Com ¦ HVAC Energy Management System (Elec SC and Gas SH) - Cold | Com - Other | Energy Efficiency | 65161.2183 | 68194.0415 | 71377.0069 | 74720.6726 | 74786.0266 | 85593.6652 | 85887.735 | 90019.4205 | 94351.043 | 98950.88 | 103820.9214 | 108959.4053 | 114413.7045
Scenario 1: Reference | SCG | Com | WaterHeat | Com ¦ Com Hot Water Tank Insulation - Marine | Com - Other | Energy Efficiency | 210192.7928 | 219699.5373 | 229598.6219 | 239983.9261 | 250892.4231 | 262358.0294 | 274429.2476 | 287153.2257 | 300567.3607 | 314710.7181 | 329621.4881 | 345368.8051 | 362026.7574
Scenario 1: Reference | SCG | Com | WaterHeat | Com ¦ Com Hot Water Tank Insulation - Hot-Dry | Com - Other | Energy Efficiency | 1140116.3822 | 1191682.3521 | 1245376.4314 | 1301707.8368 | 1360877.1165 | 1423068.2381 | 1488544.2873 | 1557561.0017 | 1630321.2274 | 1707036.862 | 1787915.0543 | 1873330.7996 | 1963685.9641
Scenario 1: Reference | SCG | Com | WaterHeat | Com ¦ Com Hot Water Tank Insulation - Cold | Com - Other | Energy Efficiency | 2854.0175 | 2983.101 | 3117.5117 | 3258.5243 | 3406.6409 | 3562.322 | 3726.2262 | 3898.9935 | 4081.1319 | 4273.1718 | 4475.6316 | 4689.4502 | 4915.6334
Scenario 1: Reference | SCG | Com | WaterHeat | Com ¦ Faucet Aerators (Gas WH) - Marine | Com - Other | Energy Efficiency | 130246.6135 | 136138.2676 | 142270.8912 | 148704.4598 | 155461.9478 | 162563.6254 | 170040.2213 | 177920.781 | 0 | 0 | 0 | 0 | 0
Scenario 1: Reference | SCG | Com | WaterHeat | Com ¦ Faucet Aerators (Gas WH) - Hot-Dry | Com - Other | Energy Efficiency | 694561.0437 | 725979.2381 | 758682.4413 | 792990.482 | 829025.8749 | 866896.7145 | 906766.8664 | 948791.2205 | 0 | 0 | 0 | 0 | 0
Scenario 1: Reference | SCG | Com | WaterHeat | Com ¦ Faucet Aerators (Gas WH) - Cold | Com - Other | Energy Efficiency | 2073.889 | 2167.7006 | 2265.3491 | 2367.7894 | 2475.3874 | 2588.4659 | 2707.5142 | 2832.9946 | 0 | 0 | 0 | 0 | 0
Scenario 1: Reference | SCG | Com | WaterHeat | Com ¦ Com Water Heating Controls (Gas WH) - Cold | Com - Other | Energy Efficiency | 0 | 0 | 0 | 0 | 0 | 324101.6808 | 339160.6899 | 355034.9978 | 0 | 0 | 0 | 0 | 0
Scenario 1: Reference | SCG | Com | WaterHeat | Com ¦ Low-flow Pre-Rinse Spray Valve - Marine | Com - Other | Energy Efficiency | 54148.7826 | 56625.3517 | 59219.2565 | 61944.213 | 63732.2941 | 68966.5216 | 71020.4507 | 74376.8629 | 77908.6999 | 81645.3711 | 85595.2792 | 89766.8142 | 94184.1174
Scenario 1: Reference | SCG | Com | WaterHeat | Com ¦ Low-flow Pre-Rinse Spray Valve - Hot-Dry | Com - Other | Energy Efficiency | 292159.1009 | 305521.3996 | 319516.7815 | 334219.2515 | 343866.8213 | 372108.0322 | 383189.982 | 401299.4633 | 420355.4474 | 440516.6114 | 461828.293 | 484335.7595 | 508169.2652
Scenario 1: Reference | SCG | Com | WaterHeat | Com ¦ Low-flow Pre-Rinse Spray Valve - Cold | Com - Other | Energy Efficiency | 777.6773 | 813.2454 | 850.4987 | 889.6342 | 915.3144 | 990.4876 | 1019.9859 | 1068.1902 | 1118.9139 | 1172.5795 | 1229.3075 | 1289.2185 | 1352.6592
Scenario 1: Reference | SCG | Com | WaterHeat | Com ¦ Com Hot Water Pipe Insulation - Marine | Com - Other | Energy Efficiency | 11065960.4987 | 11566282.1141 | 12088901.892 | 12637478.1054 | 13214133.4882 | 13820857.7917 | 14459945.5144 | 15133688.2103 | 15843866.6482 | 16592996.2164 | 17383769.9376 | 18219397.3805 | 19103158.0185
Scenario 1: Reference | SCG | Com | WaterHeat | Com ¦ Com Hot Water Pipe Insulation - Hot-Dry | Com - Other | Energy Efficiency | 49929209.5266 | 52186642.3787 | 54544683.7251 | 57019839.5601 | 59621687.5817 | 62359205.4752 | 65242745.9339 | 68282648.3658 | 71486947.5346 | 74866992.7803 | 78434934.9231 | 82205255.4201 | 86192751.1343
Scenario 1: Reference | SCG | Com | WaterHeat | Com ¦ Com Hot Water Pipe Insulation - Cold | Com - Other | Energy Efficiency | 137285.6538 | 143492.7047 | 149976.3893 | 156782.0926 | 163936.1495 | 171463.2451 | 179391.8452 | 187750.3792 | 196560.9394 | 205854.732 | 215665.1671 | 226032.063 | 236996.1051
Scenario 1: Reference | SCG | Com | WaterHeat | Com ¦ Com Efficient Tankless Gas Water Heater (0.87 UEF - High Draw) - ZEAS 2030 - Marine | Com - Other | Energy Efficiency | 688416.3732 | 741187.4933 | 799001.8791 | 859661.2026 | 39118.2582 | 0 | 0 | 0 | 0 | 0 | 0 | 0 | 0
Scenario 1: Reference | SCG | Com | WaterHeat | Com ¦ Com Efficient Tankless Gas Water Heater (0.87 UEF - High Draw) - ZEAS 2030 - Hot-Dry | Com - Other | Energy Efficiency | 1880195.5787 | 2024323.5083 | 2182225.5525 | 2347897.6607 | 106839.3765 | 0 | 0 | 0 | 0 | 0 | 0 | 0 | 0
Scenario 1: Reference | SCG | Com | WaterHeat | Com ¦ Com Efficient Tankless Gas Water Heater (0.87 UEF - High Draw) - ZEAS 2030 - Cold | Com - Other | Energy Efficiency | 9219.2017 | 9925.9071 | 10700.1514 | 11512.4949 | 523.8677 | 0 | 0 | 0 | 0 | 0 | 0 | 0 | 0
Scenario 1: Reference | SCG | Com | WaterHeat | Com ¦ Com Efficient Tankless Gas Water Heater (0.87 UEF - High Draw) - Panel Upgrade - ZEAS 2030 - Marine | Com - Other | Energy Efficiency | 571158.6393 | 614941.2719 | 662908.1524 | 713235.3934 | 32455.2582 | 0 | 0 | 0 | 0 | 0 | 0 | 0 | 0
Scenario 1: Reference | SCG | Com | WaterHeat | Com ¦ Com Efficient Tankless Gas Water Heater (0.87 UEF - High Draw) - Panel Upgrade - ZEAS 2030 - Hot-Dry | Com - Other | Energy Efficiency | 1559942.4856 | 1679521.1525 | 1810527.7935 | 1947981.0262 | 88641.4607 | 0 | 0 | 0 | 0 | 0 | 0 | 0 | 0
Scenario 1: Reference | SCG | Com | WaterHeat | Com ¦ Com Efficient Tankless Gas Water Heater (0.87 UEF - High Draw) - Panel Upgrade - ZEAS 2030 - Cold | Com - Other | Energy Efficiency | 7648.8981 | 8235.2306 | 8877.5982 | 9551.5754 | 434.6375 | 0 | 0 | 0 | 0 | 0 | 0 | 0 | 0
Scenario 1: Reference | SCG | Com | WaterHeat | Com ¦ Efficient Gas Water Heating Boiler (0.92 UEF) - ZEAS 2030 - Marine | Com - Other | Energy Efficiency | 2906760.8453 | 3045869.3632 | 3192607.3539 | 3347437.2747 | 3452523.9299 | 0 | 0 | 0 | 0 | 0 | 0 | 0 | 0
Scenario 1: Reference | SCG | Com | WaterHeat | Com ¦ Efficient Gas Water Heating Boiler (0.92 UEF) - ZEAS 2030 - Hot-Dry | Com - Other | Energy Efficiency | 15836831.8673 | 16594733.3002 | 17394202.1972 | 18237758.1529 | 18810299.1284 | 0 | 0 | 0 | 0 | 0 | 0 | 0 | 0
Scenario 1: Reference | SCG | Com | WaterHeat | Com ¦ Efficient Gas Water Heating Boiler (0.92 UEF) - ZEAS 2030 - Cold | Com - Other | Energy Efficiency | 40144.1131 | 42065.2853 | 44091.8251 | 46230.1193 | 47681.4291 | 0 | 0 | 0 | 0 | 0 | 0 | 0 | 0
Scenario 1: Reference | SCG | Com | FoodServ | Com ¦ ENERGY STAR Dishwasher - Tier 1 | Com - Other | Energy Efficiency | 0 | 0 | 0 | 0 | 0 | 0 | 0 | 0 | 0 | 0 | 0 | 0 | 0
Scenario 1: Reference | SCG | Com | FoodServ | Com ¦ ENERGY STAR Dishwasher - Tier 2 | Com - Other | Energy Efficiency | 11775631.9955 | 12329669.4615 | 12913297.987 | 13528433.9474 | 13941481.1521 | 15111672.3726 | 15588429.0076 | 16353867.4756 | 17161117.2258 | 18016594.3525 | 18922337.777 | 19880303.3418 | 20895620.5819
Scenario 1: Reference | SCG | Com | FoodServ | Com ¦ ENERGY STAR Conveyor Broiler - Gas | Com - Other | Energy Efficiency | 3586640.5181 | 3753692.8945 | 3929487.2762 | 4114649.0807 | 4238156.236 | 4591552.3096 | 4733966.671 | 4963831.7185 | 5206114.9297 | 5462740.0575 | 5734305.0453 | 6021394.2969 | 6325660.1107
Scenario 1: Reference | SCG | Com | FoodServ | Com ¦ ENERGY STAR Conveyor Oven - Gas | Com - Other | Energy Efficiency | 5922203.1457 | 6198037.3431 | 6488306.1992 | 6794042.3931 | 6997975.4218 | 7581497.3355 | 7816649.6388 | 8196199.1088 | 8596253.2509 | 9019988.535 | 9468392.2758 | 9942429.4312 | 10444828.25
Scenario 1: Reference | SCG | Com | FoodServ | Com ¦ ENERGY STAR Rack Oven - Gas | Com - Other | Energy Efficiency | 2524422.9778 | 2642001.2116 | 2765732.4231 | 2896056.8065 | 2982986.1486 | 3231720.6298 | 3331957.63 | 3493745.9679 | 3664274.7126 | 3844897.8796 | 4036036.3257 | 4238101.3779 | 4452255.9907
Scenario 1: Reference | SCG | Com | FoodServ | Com ¦ Demand Controlled Ventilation (DCV) Exhaust Hood | Com - Other | Energy Efficiency | 90529.8415 | 97394.3782 | 104907.155 | 112778.9509 | 5127.6382 | 252463.8611 | 140498.7336 | 150827.556 | 160835.0842 | 172306.0398 | 184822.5892 | 197772.6093 | 212160.4265
Scenario 1: Reference | SCG | Com | FoodServ | Com ¦ ENERGY STAR Fryer - Tier 1 Gas | Com - Other | Energy Efficiency | 37073.8109 | 39861.4069 | 42908.8493 | 46098.2481 | 2094.5133 | 103055.1832 | 0 | 0 | 0 | 0 | 0 | 0 | 0
Scenario 1: Reference | SCG | Com | FoodServ | Com ¦ ENERGY STAR Fryer - Tier 2 Gas | Com - Other | Energy Efficiency | 0 | 0 | 0 | 0 | 0 | 0 | 86961.1393 | 93289.2518 | 99409.2509 | 106423.9295 | 114073.4075 | 121979.112 | 130762.1406
Scenario 1: Reference | SCG | Com | FoodServ | Com ¦ ENERGY STAR Steamer - Gas | Com - Other | Energy Efficiency | 35577.7754 | 38258.2057 | 41189.5671 | 44258.5041 | 2011.2628 | 98975.9391 | 55052.7047 | 59069.1435 | 62955.3131 | 67409.5984 | 72267.7371 | 77290.0535 | 82870.1954
Scenario 1: Reference | SCG | Com | FoodServ | Com ¦ ENERGY STAR Convection Oven - Gas | Com - Other | Energy Efficiency | 52850.4665 | 56832.2216 | 61186.7327 | 65745.6111 | 2987.7129 | 147027.8704 | 81780.2994 | 87746.6832 | 93519.5533 | 100136.3542 | 107353.0756 | 114813.6817 | 123102.9325
Scenario 1: Reference | SCG | Com | FoodServ | Com ¦ ENERGY STAR Griddle - Gas | Com - Other | Energy Efficiency | 261864.7175 | 281593.6102 | 303169.4427 | 325757.8792 | 14803.5891 | 728497.103 | 405206.9244 | 434769.3015 | 463372.8523 | 496157.9309 | 531915.5094 | 568881.4933 | 609953.2655
Scenario 1: Reference | SCG | Com | FoodServ | Com ¦ ENERGY STAR Combination Oven - Gas | Com - Other | Energy Efficiency | 3696.9676 | 3975.4972 | 4280.1017 | 4599.0019 | 208.9949 | 10284.8151 | 5720.6519 | 6138.0092 | 6541.8299 | 7004.6848 | 7509.5051 | 8031.3854 | 8611.2307
Scenario 1: Reference | SCG | Com | FoodServ | Com ¦ ENERGY STAR Fryer - Tier 1 Gas - Panel Upgrade | Com - Other | Energy Efficiency | 61005.054 | 65592.0506 | 70606.6251 | 75854.7893 | 3446.5271 | 169577.5765 | 0 | 0 | 0 | 0 | 0 | 0 | 0
Scenario 1: Reference | SCG | Com | FoodServ | Com ¦ ENERGY STAR Fryer - Tier 2 Gas - Panel Upgrade | Com - Other | Energy Efficiency | 0 | 0 | 0 | 0 | 0 | 0 | 143094.7848 | 153507.7106 | 163578.1854 | 175120.8576 | 187708.0938 | 200716.9516 | 215169.4483
Scenario 1: Reference | SCG | Com | FoodServ | Com ¦ ENERGY STAR Steamer - Gas - Panel Upgrade | Com - Other | Energy Efficiency | 58543.3236 | 62953.9787 | 67777.5416 | 72827.4856 | 3309.5383 | 162865.1697 | 90589.3712 | 97198.4319 | 103593.1343 | 110922.6725 | 118916.7525 | 127180.9875 | 136363.1258
Scenario 1: Reference | SCG | Com | FoodServ | Com ¦ ENERGY STAR Convection Oven - Gas - Panel Upgrade | Com - Other | Energy Efficiency | 86965.5825 | 93517.5711 | 100682.9306 | 108184.5771 | 4916.2894 | 241934.7497 | 134569.6989 | 144387.3994 | 153886.6724 | 164774.6358 | 176649.7699 | 188926.2169 | 202566.201
Scenario 1: Reference | SCG | Com | FoodServ | Com ¦ ENERGY STAR Griddle - Gas - Panel Upgrade | Com - Other | Energy Efficiency | 430899.0854 | 463363.0305 | 498866.12 | 536035.4521 | 24359.345 | 1198743.9103 | 666769.066 | 715414.0358 | 762481.2543 | 816429.1878 | 875268.3779 | 936096.0023 | 1003679.712
Scenario 1: Reference | SCG | Com | FoodServ | Com ¦ ENERGY STAR Combination Oven - Gas - Panel Upgrade | Com - Other | Energy Efficiency | 6083.37 | 6541.6912 | 7042.9186 | 7567.6698 | 343.9017 | 16923.6905 | 9413.3478 | 10100.1103 | 10764.5984 | 11526.2274 | 12356.9105 | 13215.6659 | 14169.8028
Scenario 1: Reference | SDG&E | Com | AppPlug | Com ¦ Pool Cover | Com - Other | Energy Efficiency | 14178.5886 | 15135.8453 | 16164.0551 | 17278.5433 | 18250.6762 | 19514.9434 | 20850.2612 | 22211.7935 | 23618.4017 | 25160.9118 | 26737.5484 | 28459.3586 | 30371.8409
Scenario 1: Reference | SDG&E | Com | BldgEnv | Com ¦ Com Wall Insulation (R14) - Marine | Com - Other | Energy Efficiency | 77614.9376 | 80932.998 | 84383.688 | 87996.2578 | 91846.0646 | 96010.003 | 100389.8218 | 104982.7107 | 482.8734 | 114926.9621 | 120303.0122 | 125932.6621 | 131888.9384
Scenario 1: Reference | SDG&E | Com | BldgEnv | Com ¦ Com Wall Insulation (R14) - Hot-Dry | Com - Other | Energy Efficiency | 358.1387 | 381.2169 | 405.9095 | 432.6019 | 455.9664 | 487.4426 | 520.7549 | 554.6398 | 589.7215 | 628.2838 | 667.7165 | 710.3155 | 757.7472
Scenario 1: Reference | SDG&E | Com | HVAC | Com ¦ Small Unitary Heat Pump (SEER 16) - Marine | Com - Other | Energy Efficiency | 0 | 0 | 0 | 0 | 0 | 0 | 0 | 0 | 0 | 0 | 0 | 0 | 0
Scenario 1: Reference | SDG&E | Com | HVAC | Com ¦ Small Unitary AC (SEER 16) - Marine | Com - Other | Energy Efficiency | 691025.6464 | 0 | 0 | 0 | 0 | 0 | 0 | 0 | 839236.6951 | 860935.7506 | 885087.5821 | 907017.3903 | 930489.1635
Scenario 1: Reference | SDG&E | Com | HVAC | Com ¦ Small Unitary AC (SEER 16) - Hot-Dry | Com - Other | Energy Efficiency | 3277637.6681 | 3354956.9679 | 3421042.5062 | 3477330.8448 | 3547173.1137 | 3656952.5721 | 3755596.7499 | 3845537.686 | 0 | 0 | 4142006.471 | 4237459.0776 | 4339772.1443
Scenario 1: Reference | SDG&E | Com | HVAC | Com ¦ Small Unitary AC (SEER 17) - Marine | Com - Other | Energy Efficiency | 0 | 778062.7535 | 793197.9309 | 806022.0118 | 822001.0198 | 847304.3402 | 869979.8034 | 890595.6102 | 0 | 0 | 0 | 0 | 0
Scenario 1: Reference | SDG&E | Com | HVAC | Com ¦ Ductless Mini Split Heat Pump (SEER 18) - Marine | Com - Other | Energy Efficiency | 9143.4558 | 9253.0216 | 9301.5532 | 9296.0575 | 9340.2854 | 9528.5058 | 9642.9104 | 9700.4065 | 9751.7863 | 9789.3596 | 9860.0442 | 9850.3392 | 9844.1354
Scenario 1: Reference | SDG&E | Com | HVAC | Com ¦ Demand Controlled Ventilation (HVAC) - Marine | Com - Other | Energy Efficiency | 87576.1049 | 92766.2878 | 98169.5529 | 103864.9667 | 108764.7802 | 115771.137 | 122943.9037 | 130035.6227 | 137301.6439 | 145244.6235 | 153392.0686 | 162051.6246 | 171710.8348
Scenario 1: Reference | SDG&E | Com | HVAC | Com ¦ Demand Controlled Ventilation (HVAC) - Hot-Dry | Com - Other | Energy Efficiency | 385370.9339 | 409754.9283 | 435554.4607 | 463135.8529 | 487109.2216 | 519876.3139 | 553941.3467 | 588161.8667 | 623411.6501 | 662023.5739 | 701621.9073 | 744273.7711 | 791760.1443
Scenario 1: Reference | SDG&E | Com | HVAC | Com ¦ HVAC Energy Management System (Elec SC and Gas SH) - Marine | Com - Other | Energy Efficiency | 14911.9584 | 15762.1224 | 16638.1792 | 17553.1918 | 18335.0616 | 19485.9687 | 20652.913 | 21794.9229 | 22960.9102 | 24233.8341 | 25539.6888 | 26915.3495 | 28451.7549
Scenario 1: Reference | SDG&E | Com | HVAC | Com ¦ HVAC Energy Management System (Elec SC and Gas SH) - Hot-Dry | Com - Other | Energy Efficiency | 87542.7848 | 92624.4396 | 97886.1382 | 103405.6484 | 108137.244 | 115007.4039 | 122004.8994 | 128886.0594 | 135923.3685 | 143610.9484 | 151496.9382 | 159839.6706 | 169151.6345
Scenario 1: Reference | SDG&E | Com | HVAC | Com ¦ Large Packaged Heat Pump (IEER 14.0) - Fuel Sub - ZEAS 2030 - Marine | Com - Other | Fuel Substitution | 550595.0705 | 588310.3872 | 629868.7096 | 675273.416 | 721796.943 | 0 | 0 | 0 | 0 | 0 | 0 | 0 | 0
Scenario 1: Reference | SDG&E | Com | HVAC | Com ¦ Large Packaged Heat Pump (IEER 14.0) - Fuel Sub - ZEAS 2030 - Hot-Dry | Com - Other | Fuel Substitution | 2364734.5211 | 2535638.5035 | 2724606.9547 | 2931602.0296 | 3143315.247 | 0 | 0 | 0 | 0 | 0 | 0 | 0 | 0
Scenario 1: Reference | SDG&E | Com | HVAC | Com ¦ Large Packaged Heat Pump (IEER 14.0) - Fuel Sub - Panel Upgrade - ZEAS 2030 - Marine | Com - Other | Fuel Substitution | 125811.65 | 134429.6462 | 143925.7739 | 154300.8051 | 164931.4882 | 0 | 0 | 0 | 0 | 0 | 0 | 0 | 0
Scenario 1: Reference | SDG&E | Com | HVAC | Com ¦ Large Packaged Heat Pump (IEER 14.0) - Fuel Sub - Panel Upgrade - ZEAS 2030 - Hot-Dry | Com - Other | Fuel Substitution | 540344.7431 | 579396.5131 | 622576.0363 | 669874.6652 | 718251.3955 | 0 | 0 | 0 | 0 | 0 | 0 | 0 | 0
Scenario 1: Reference | SDG&E | Com | HVAC | Com ¦ Small Packaged Heat Pump (SEER 15) - Fuel Sub - ZEAS 2030 - Hot-Dry | Com - Other | Fuel Substitution | 0 | 0 | 0 | 0 | 0 | 0 | 0 | 0 | 0 | 0 | 0 | 0 | 0
Scenario 1: Reference | SDG&E | Com | HVAC | Com ¦ Small Packaged Heat Pump (SEER 16) - Fuel Sub - ZEAS 2030 - Marine | Com - Other | Fuel Substitution | 274548.4191 | 286284.6838 | 298309.9718 | 0 | 0 | 0 | 0 | 0 | 0 | 0 | 0 | 0 | 0
Scenario 1: Reference | SDG&E | Com | HVAC | Com ¦ Small Packaged Heat Pump (SEER 16) - Fuel Sub - ZEAS 2030 - Hot-Dry | Com - Other | Fuel Substitution | 1276227.9435 | 1330647.9898 | 1386278.246 | 1443540.5403 | 1505322.6258 | 0 | 0 | 0 | 0 | 0 | 0 | 0 | 0
Scenario 1: Reference | SDG&E | Com | HVAC | Com ¦ Small Packaged Heat Pump (SEER 17) - Fuel Sub - ZEAS 2030 - Marine | Com - Other | Fuel Substitution | 0 | 0 | 0 | 325169.8062 | 338589.9504 | 0 | 0 | 0 | 0 | 0 | 0 | 0 | 0
Scenario 1: Reference | SDG&E | Com | HVAC | Com ¦ Small Packaged Heat Pump (SEER 15) - Fuel Sub - Panel Upgrade - ZEAS 2030 - Hot-Dry | Com - Other | Fuel Substitution | 0 | 0 | 0 | 0 | 0 | 0 | 0 | 0 | 0 | 0 | 0 | 0 | 0
Scenario 1: Reference | SDG&E | Com | HVAC | Com ¦ Small Packaged Heat Pump (SEER 16) - Fuel Sub - Panel Upgrade - ZEAS 2030 - Marine | Com - Other | Fuel Substitution | 62734.6511 | 65416.402 | 68164.195 | 0 | 0 | 0 | 0 | 0 | 0 | 0 | 0 | 0 | 0
Scenario 1: Reference | SDG&E | Com | HVAC | Com ¦ Small Packaged Heat Pump (SEER 16) - Fuel Sub - Panel Upgrade - ZEAS 2030 - Hot-Dry | Com - Other | Fuel Substitution | 291619.6529 | 304054.7004 | 316766.2823 | 329850.7869 | 343968.0693 | 0 | 0 | 0 | 0 | 0 | 0 | 0 | 0
Scenario 1: Reference | SDG&E | Com | HVAC | Com ¦ Small Packaged Heat Pump (SEER 17) - Fuel Sub - Panel Upgrade - ZEAS 2030 - Marine | Com - Other | Fuel Substitution | 0 | 0 | 0 | 74301.7002 | 77368.2196 | 0 | 0 | 0 | 0 | 0 | 0 | 0 | 0
Scenario 1: Reference | SDG&E | Com | WaterHeat | Com ¦ Com Heat Pump Water Heater (3.3 UEF - 50 Gal) - Marine | Com - Other | Energy Efficiency | 4190033.7979 | 4337645.0546 | 4476631.0033 | 4605558.0223 | 4756544.786 | 4930799.3622 | 5048418.4105 | 5127160.121 | 5194730.9221 | 5244140.3255 | 5334359.2162 | 5398922.3721 | 5456093.5672
Scenario 1: Reference | SDG&E | Com | WaterHeat | Com ¦ Com Heat Pump Water Heater (3.3 UEF - 50 Gal) - Hot-Dry | Com - Other | Energy Efficiency | 22132802.2847 | 22912633.3002 | 23646891.7265 | 24328003.0005 | 25125666.7079 | 26046262.9131 | 26667625.9597 | 27083581.0237 | 27440514.1391 | 27701490.7719 | 28178082.5311 | 28519121.6879 | 28821104.214
Scenario 1: Reference | SDG&E | Com | WaterHeat | Com ¦ Com Hot Water Tank Insulation - Hot-Dry | Com - Other | Energy Efficiency | 226281.9977 | 236300.1908 | 246729.6144 | 257668.1303 | 269154.364 | 281223.7635 | 293926.9704 | 307313.2283 | 0 | 0 | 0 | 368516.8604 | 386018.7817
Scenario 1: Reference | SDG&E | Com | WaterHeat | Com ¦ Low-flow Pre-Rinse Spray Valve - Hot-Dry | Com - Other | Energy Efficiency | 56825.9539 | 59372.3634 | 62037.9898 | 64840.6178 | 67772.1714 | 70876.5574 | 74146.5196 | 77589.0056 | 81216.8392 | 85050.232 | 89093.7431 | 93370.3151 | 97898.643
Scenario 1: Reference | SDG&E | Com | WaterHeat | Com ¦ Com Hot Water Pipe Insulation - Hot-Dry | Com - Other | Energy Efficiency | 10336714.5948 | 10794386.1254 | 11272338.4281 | 11773884.1761 | 12300948.0641 | 12855334.9195 | 13439125.4801 | 14054398.3665 | 0 | 0 | 16108102.0858 | 16870413.4619 | 17676432.8716
Scenario 1: Reference | SDG&E | Com | WaterHeat | Com ¦ Com Efficient Tankless Gas Water Heater (0.87 UEF - High Draw) - ZEAS 2030 - Marine | Com - Other | Energy Efficiency | 129930.8534 | 139011.8147 | 148821.4094 | 159493.1068 | 168912.7298 | 0 | 0 | 0 | 0 | 0 | 0 | 0 | 0
Scenario 1: Reference | SDG&E | Com | WaterHeat | Com ¦ Com Efficient Tankless Gas Water Heater (0.87 UEF - High Draw) - ZEAS 2030 - Hot-Dry | Com - Other | Energy Efficiency | 344713.5246 | 368805.7585 | 394831.0831 | 423143.5993 | 448134.2978 | 0 | 0 | 0 | 0 | 0 | 0 | 0 | 0
Scenario 1: Reference | SDG&E | Com | WaterHeat | Com ¦ Com Heat Pump Water Heater (3.75 UEF - 50 Gal) - Fuel Sub - ZEAS 2030 - Marine | Com - Other | Fuel Substitution | 21022794.1601 | 22116108.0712 | 23309143.883 | 24612844.6195 | 25944575.5393 | 14737594.6939 | 15079288.8327 | 15307691.2407 | 15503873.3701 | 15646142.8917 | 15908793.2964 | 16095667.8298 | 16259870.6878
Scenario 1: Reference | SDG&E | Com | WaterHeat | Com ¦ Com Heat Pump Water Heater (3.75 UEF - 50 Gal) - Fuel Sub - ZEAS 2030 - Hot-Dry | Com - Other | Fuel Substitution | 55331783.9905 | 58230564.8581 | 61394298.8614 | 64852069.6551 | 68384245.7433 | 38337979.5567 | 39233091.9345 | 39828667.9701 | 40338979.7554 | 40706692.664 | 41392466.4385 | 41877853.5003 | 42303207.8596
Scenario 1: Reference | SDG&E | Com | WaterHeat | Com ¦ Com Efficient Tankless Gas Water Heater (0.87 UEF - High Draw) - Panel Upgrade - ZEAS 2030 - Marine | Com - Other | Energy Efficiency | 107799.774 | 115333.9782 | 123472.7078 | 132326.6985 | 140141.8802 | 0 | 0 | 0 | 0 | 0 | 0 | 0 | 0
Scenario 1: Reference | SDG&E | Com | WaterHeat | Com ¦ Com Efficient Tankless Gas Water Heater (0.87 UEF - High Draw) - Panel Upgrade - ZEAS 2030 - Hot-Dry | Com - Other | Energy Efficiency | 285998.5836 | 305987.1952 | 327579.6349 | 351069.6895 | 371803.7306 | 0 | 0 | 0 | 0 | 0 | 0 | 0 | 0
Scenario 1: Reference | SDG&E | Com | WaterHeat | Com ¦ Com Heat Pump Water Heater (3.75 UEF - 50 Gal) - Fuel Sub - Panel Upgrade - ZEAS 2030 - Marine | Com - Other | Fuel Substitution | 17441988.5614 | 18349078.6745 | 19338905.0897 | 20420546.9096 | 21525444.5409 | 12227345.0482 | 12510838.5371 | 12700337.2382 | 12863103.7301 | 12981140.531 | 13199053.7789 | 13354098.0346 | 13490332.274
Scenario 1: Reference | SDG&E | Com | WaterHeat | Com ¦ Com Heat Pump Water Heater (3.75 UEF - 50 Gal) - Fuel Sub - Panel Upgrade - ZEAS 2030 - Hot-Dry | Com - Other | Fuel Substitution | 45907139.4646 | 48312171.9427 | 50937028.1762 | 53805838.0105 | 56736379.7101 | 31807884.1377 | 32550532.3193 | 33044664.0851 | 33468054.6322 | 33773135.1224 | 34342101.2759 | 34744812.5195 | 35097716.411
Scenario 1: Reference | SDG&E | Com | WaterHeat | Com ¦ Com Heat Pump Water Heater (100+ Gal, 200+ kBtuh - 4.3 COP) - Fuel Sub - ZEAS 2030 - Marine | Com - Other | Fuel Substitution | 3293321.5482 | 3465779.589 | 3652749.3578 | 3855794.8665 | 4064479.5442 | 0 | 0 | 0 | 0 | 0 | 0 | 0 | 0
Scenario 1: Reference | SDG&E | Com | WaterHeat | Com ¦ Com Heat Pump Water Heater (100+ Gal, 200+ kBtuh - 4.3 COP) - Fuel Sub - ZEAS 2030 - Hot-Dry | Com - Other | Fuel Substitution | 17404633.4625 | 18316749.9127 | 19305768.8201 | 20379982.0693 | 21483894.3458 | 0 | 0 | 0 | 0 | 0 | 0 | 0 | 0
Scenario 1: Reference | SDG&E | Com | WaterHeat | Com ¦ Com Heat Pump Water Heater (100+ Gal, 200+ kBtuh - 4.3 COP) - Fuel Sub - Panel Upgrade - ZEAS 2030 - Marine | Com - Other | Fuel Substitution | 2732371.1746 | 2875454.4941 | 3030577.7639 | 3199038.5981 | 3372178.0834 | 0 | 0 | 0 | 0 | 0 | 0 | 0 | 0
Scenario 1: Reference | SDG&E | Com | WaterHeat | Com ¦ Com Heat Pump Water Heater (100+ Gal, 200+ kBtuh - 4.3 COP) - Fuel Sub - Panel Upgrade - ZEAS 2030 - Hot-Dry | Com - Other | Fuel Substitution | 14440107.9826 | 15196863.9386 | 16017423.5815 | 16908666.4421 | 17824549.7045 | 0 | 0 | 0 | 0 | 0 | 0 | 0 | 0
Scenario 1: Reference | SDG&E | Com | WaterHeat | Com ¦ Efficient Gas Water Heating Boiler (0.92 UEF) - ZEAS 2030 - Hot-Dry | Com - Other | Energy Efficiency | 3128680.5084 | 3275824.3902 | 3430947.1827 | 3594747.9259 | 3766816.0534 | 0 | 0 | 0 | 0 | 0 | 0 | 0 | 0
Scenario 1: Reference | SDG&E | Com | FoodServ | Com ¦ ENERGY STAR Dishwasher - Tier 1 | Com - Other | Energy Efficiency | 0 | 0 | 0 | 0 | 0 | 0 | 0 | 0 | 0 | 0 | 0 | 0 | 0
Scenario 1: Reference | SDG&E | Com | FoodServ | Com ¦ ENERGY STAR Dishwasher - Tier 2 | Com - Other | Energy Efficiency | 2146486.8611 | 2236940.7605 | 2329627.0628 | 2424967.8521 | 2526307.3467 | 2636337.8613 | 2747374.4891 | 2861318.2145 | 2980822.5252 | 3105480.1154 | 3240156.2709 | 3379411.3656 | 3526213.0433
Scenario 1: Reference | SDG&E | Com | FoodServ | Com ¦ ENERGY STAR Combination Oven - Electric | Com - Other | Energy Efficiency | 550813.9446 | 566624.7826 | 580379.7757 | 592846.0297 | 608874.1222 | 630163.6583 | 645123.2362 | 655053.6148 | 662783.6768 | 667571.7476 | 676874.79 | 681990.0236 | 686438.1621
Scenario 1: Reference | SDG&E | Com | FoodServ | Com ¦ ENERGY STAR Conveyor Broiler - Gas | Com - Other | Energy Efficiency | 626873.9919 | 653811.3916 | 681615.5767 | 710552.119 | 741435.6162 | 774984.2577 | 809010.488 | 843827.4605 | 880074.5137 | 917798.8173 | 958416.5615 | 1000548.9882 | 1045022.6227
Scenario 1: Reference | SDG&E | Com | FoodServ | Com ¦ ENERGY STAR Conveyor Oven - Gas | Com - Other | Energy Efficiency | 975495.485 | 1020088.7587 | 1066990.0442 | 1116430.8916 | 1168271.2505 | 1223264.9331 | 1281299.6558 | 1342513.5669 | 1407129.735 | 1475488.1699 | 1547677.609 | 1624102.8909 | 1705098.836
Scenario 1: Reference | SDG&E | Com | FoodServ | Com ¦ ENERGY STAR Convection Oven - Electric | Com - Other | Energy Efficiency | 1173513.4866 | 1227158.8482 | 1283580.7302 | 1343057.6853 | 1405421.2341 | 1471578.2069 | 1541393.5272 | 1615033.3864 | 1692766.1345 | 1775000.8004 | 1861844.1345 | 1953783.1546 | 2051220.6471
Scenario 1: Reference | SDG&E | Com | FoodServ | Com ¦ High Performance Conveyor Toaster | Com - Other | Energy Efficiency | 1304158.8897 | 1341594.1166 | 1374161.7315 | 1403678.0067 | 1441627.6258 | 1492034.7333 | 1527454.4367 | 1550966.5349 | 1569268.9565 | 1580605.6431 | 1602632.401 | 1614743.7092 | 1625275.5402
Scenario 1: Reference | SDG&E | Com | FoodServ | Com ¦ ENERGY STAR Rack Oven - Gas | Com - Other | Energy Efficiency | 415818.7682 | 434827.2828 | 454819.6201 | 475894.4816 | 497992.1689 | 521434.0051 | 546172.1277 | 572265.4243 | 599808.9813 | 628947.7325 | 659719.5034 | 692296.8624 | 726822.5313
Scenario 1: Reference | SDG&E | Com | FoodServ | Com ¦ Electric Deck Oven (60% cooking efficiency) | Com - Other | Energy Efficiency | 35305.0672 | 36318.4815 | 37200.1239 | 37999.1631 | 39026.5025 | 40391.0804 | 41349.9321 | 41986.4314 | 42481.8988 | 42788.7958 | 43385.0853 | 43712.9522 | 43998.0608
Scenario 1: Reference | SDG&E | Com | FoodServ | Com ¦ Demand Controlled Ventilation (DCV) Exhaust Hood | Com - Other | Energy Efficiency | 39243.2612 | 41036.7527 | 42754.676 | 44431.7933 | 45802.6517 | 48252.9776 | 50544.0936 | 52605.6765 | 54641.1926 | 56824.4323 | 59078.1672 | 61249.8842 | 63702.5576
Scenario 1: Reference | SDG&E | Com | FoodServ | Com ¦ ENERGY STAR Griddle - Electric | Com - Other | Energy Efficiency | 68996.1885 | 70976.6895 | 72699.6707 | 74261.2216 | 76268.9364 | 78935.7114 | 80809.5816 | 82053.4831 | 83021.768 | 83621.5324 | 84786.8523 | 85427.598 | 85984.7818
Scenario 1: Reference | SDG&E | Com | FoodServ | Com ¦ ENERGY STAR Fryer - Tier 1 Gas | Com - Other | Energy Efficiency | 6776.8841 | 7239.6099 | 7738.1372 | 8279.4292 | 8753.9389 | 9370.019 | 10021.8787 | 10688.1195 | 11377.8008 | 12134.6321 | 12909.6485 | 13756.514 | 14697.4337
Scenario 1: Reference | SDG&E | Com | FoodServ | Com ¦ ENERGY STAR Fryer - Fuel Sub | Com - Other | Fuel Substitution | 2033647.8762 | 2144053.4922 | 2265714.1282 | 2397824.2271 | 2531110.7469 | 2663401.5179 | 2817662.6116 | 2991914.655 | 3181283.8438 | 3388027.4506 | 3598184.522 | 3829701.4939 | 4076621.5328
Scenario 1: Reference | SDG&E | Com | FoodServ | Com ¦ ENERGY STAR Steamer - Gas | Com - Other | Energy Efficiency | 6500.3109 | 6945.1704 | 7424.643 | 7945.3755 | 8402.2162 | 8995.1375 | 9622.6356 | 10264.191 | 10928.5153 | 11657.6015 | 12404.449 | 13220.6383 | 14127.5418
Scenario 1: Reference | SDG&E | Com | FoodServ | Com ¦ ENERGY STAR Steamer - Fuel Sub | Com - Other | Fuel Substitution | 564734.6104 | 592969.4587 | 623463.1374 | 656157.8704 | 689750.0904 | 723970.8572 | 762216.9412 | 804255.6877 | 849432.7154 | 898137.767 | 948400.9768 | 1002907.4994 | 1060866.1915
Scenario 1: Reference | SDG&E | Com | FoodServ | Com ¦ ENERGY STAR Convection Oven - Gas | Com - Other | Energy Efficiency | 9656.1536 | 10316.9884 | 11029.2406 | 11802.7841 | 12481.4168 | 13362.1962 | 14294.3389 | 15247.3638 | 16234.2114 | 17317.2625 | 18426.6978 | 19639.1397 | 20986.3368
Scenario 1: Reference | SDG&E | Com | FoodServ | Com ¦ ENERGY STAR Convection Oven - Fuel Sub | Com - Other | Fuel Substitution | 1155790.1433 | 1219419.084 | 1289759.8334 | 1366294.2185 | 1443289.5974 | 1519389.879 | 1608731.5971 | 1710074.5088 | 1820394.4162 | 1941060.435 | 2063444.4845 | 2198582.1069 | 2342773.9378
Scenario 1: Reference | SDG&E | Com | FoodServ | Com ¦ ENERGY STAR Griddle - Gas | Com - Other | Energy Efficiency | 47844.534 | 51118.8534 | 54647.937 | 58480.7083 | 61843.2135 | 66207.3196 | 70825.922 | 75547.9916 | 80437.6475 | 85803.974 | 91301.0298 | 97308.4648 | 103983.5882
Scenario 1: Reference | SDG&E | Com | FoodServ | Com ¦ ENERGY STAR Griddle - Fuel Sub | Com - Other | Fuel Substitution | 6797471.7045 | 7183051.7783 | 7612167.7826 | 8080994.4822 | 8549856.8614 | 9009212.6375 | 9556174.0817 | 10181961.1128 | 10865511.0283 | 11615987.2442 | 12373707.1305 | 13214347.0707 | 14112104.8709
Scenario 1: Reference | SDG&E | Com | FoodServ | Com ¦ ENERGY STAR Combination Oven - Gas | Com - Other | Energy Efficiency | 675.4621 | 721.6885 | 771.5116 | 825.6221 | 873.0934 | 934.7052 | 999.91 | 1066.5755 | 1135.6069 | 1211.3679 | 1288.9745 | 1373.7866 | 1468.025
Scenario 1: Reference | SDG&E | Com | FoodServ | Com ¦ ENERGY STAR Combination Oven - Fuel Sub | Com - Other | Fuel Substitution | 67328.3146 | 71574.3349 | 76404.1785 | 81750.7398 | 86997.1436 | 91990.0151 | 98216.1248 | 105532.6856 | 113607.979 | 122574.5166 | 131505.3437 | 141554.7632 | 152315.2357
Scenario 1: Reference | SDG&E | Com | FoodServ | Com ¦ ENERGY STAR Fryer - Tier 1 Gas - Panel Upgrade | Com - Other | Energy Efficiency | 11151.3808 | 11912.7972 | 12733.1252 | 13623.8226 | 14404.6296 | 15418.391 | 16491.0279 | 17587.329 | 18722.2013 | 19967.5693 | 21242.8608 | 22636.3803 | 24184.666
Scenario 1: Reference | SDG&E | Com | FoodServ | Com ¦ ENERGY STAR Fryer - Fuel Sub - Panel Upgrade | Com - Other | Fuel Substitution | 3346372.9604 | 3528045.6936 | 3728238.5919 | 3945626.1092 | 4164949.4301 | 4382634.2437 | 4636471.2815 | 4923203.4798 | 5234810.9811 | 5575008.133 | 5920822.15 | 6301783.9397 | 6708091.5169
Scenario 1: Reference | SDG&E | Com | FoodServ | Com ¦ ENERGY STAR Steamer - Gas - Panel Upgrade | Com - Other | Energy Efficiency | 10696.2788 | 11428.2963 | 12217.2696 | 13074.1364 | 13825.8689 | 14801.5226 | 15834.0723 | 16889.7535 | 17982.9008 | 19182.6141 | 20411.5537 | 21754.5953 | 23246.9075
Scenario 1: Reference | SDG&E | Com | FoodServ | Com ¦ ENERGY STAR Steamer - Fuel Sub - Panel Upgrade | Com - Other | Fuel Substitution | 929272.2954 | 975732.813 | 1025910.2419 | 1079709.5117 | 1134985.5984 | 1191295.9607 | 1254229.9931 | 1323404.8618 | 1397743.7803 | 1477888.0717 | 1560596.3164 | 1650286.9434 | 1745658.1246
Scenario 1: Reference | SDG&E | Com | FoodServ | Com ¦ ENERGY STAR Convection Oven - Gas - Panel Upgrade | Com - Other | Energy Efficiency | 15889.2263 | 16976.6317 | 18148.6445 | 19421.5124 | 20538.2044 | 21987.5292 | 23521.3725 | 25089.5774 | 26713.4379 | 28495.6013 | 30321.18 | 32316.2563 | 34533.0727
Scenario 1: Reference | SDG&E | Com | FoodServ | Com ¦ ENERGY STAR Convection Oven - Fuel Sub - Panel Upgrade | Com - Other | Fuel Substitution | 1901855.7385 | 2006557.3288 | 2122303.218 | 2248240.7511 | 2374936.8507 | 2500160.0655 | 2647172.099 | 2813932.1282 | 2995463.8276 | 3194020.0809 | 3395403.3581 | 3617772.6733 | 3855040.7124
Scenario 1: Reference | SDG&E | Com | FoodServ | Com ¦ ENERGY STAR Griddle - Gas - Panel Upgrade | Com - Other | Energy Efficiency | 78728.3072 | 84116.2085 | 89923.3248 | 96230.1602 | 101763.1714 | 108944.3196 | 116544.242 | 124314.4201 | 132360.3617 | 141190.6661 | 150236.0861 | 160121.3362 | 171105.2695
Scenario 1: Reference | SDG&E | Com | FoodServ | Com ¦ ENERGY STAR Griddle - Fuel Sub - Panel Upgrade | Com - Other | Fuel Substitution | 11185257.6725 | 11819730.704 | 12525842.2243 | 13297297.7988 | 14068812.0842 | 14824683.2289 | 15724709.7323 | 16754443.9475 | 17879227.1418 | 19114137.7404 | 20360967.8179 | 21744243.0635 | 23221505.8986
Scenario 1: Reference | SDG&E | Com | FoodServ | Com ¦ ENERGY STAR Combination Oven - Gas - Panel Upgrade | Com - Other | Energy Efficiency | 1111.4747 | 1187.5403 | 1269.5243 | 1358.5633 | 1436.6775 | 1538.0599 | 1645.3545 | 1755.0527 | 1868.6442 | 1993.3091 | 2121.011 | 2260.5695 | 2415.6391
Scenario 1: Reference | SDG&E | Com | FoodServ | Com ¦ ENERGY STAR Combination Oven - Fuel Sub - Panel Upgrade | Com - Other | Fuel Substitution | 110788.9199 | 117775.7575 | 125723.2779 | 134521.0587 | 143154.03 | 151369.8133 | 161614.8933 | 173654.3134 | 186942.23 | 201696.6913 | 216392.391 | 232928.7373 | 250635.1233
Scenario 1: Reference | PG&E | Com | BldgEnv | Com ¦ Com Wall Insulation (R14) - Marine | Com - Refrig. Warehouse | Energy Efficiency | 489.4706 | 513.1126 | 539.9344 | 570.535 | 605.1887 | 645.1424 | 683.619 | 725.6955 | 764.7785 | 808.6595 | 853.6381 | 902.8151 | 956.6799
Scenario 1: Reference | PG&E | Com | BldgEnv | Com ¦ Com Wall Insulation (R14) - Hot-Dry | Com - Refrig. Warehouse | Energy Efficiency | 556.3182 | 580.6205 | 608.0156 | 639.2708 | 675.2874 | 718.1495 | 758.9549 | 803.4548 | 844.3757 | 890.4647 | 937.5473 | 988.3241 | 1044.0155
Scenario 1: Reference | PG&E | Com | BldgEnv | Com ¦ Com Wall Insulation (R14) - Cold | Com - Refrig. Warehouse | Energy Efficiency | 3160.6738 | 3301.6966 | 3448.7135 | 3602.9591 | 3767.5455 | 3944.7035 | 4130.7051 | 4326.6638 | 4533.2761 | 4751.6875 | 4982.4243 | 5224.7809 | 5481.3942
Scenario 1: Reference | PG&E | Com | WaterHeat | Com ¦ Com Heat Pump Water Heater (3.3 UEF - 50 Gal) - Marine | Com - Refrig. Warehouse | Energy Efficiency | 626202.1146 | 650803.6569 | 674348.5658 | 697075.9723 | 724097.4911 | 754278.9314 | 776382.9033 | 794536.4907 | 810246.8964 | 824643.4066 | 846063.0349 | 864004.4676 | 880828.1343
Scenario 1: Reference | PG&E | Com | WaterHeat | Com ¦ Com Heat Pump Water Heater (3.3 UEF - 50 Gal) - Hot-Dry | Com - Refrig. Warehouse | Energy Efficiency | 461544.1938 | 479690.7959 | 497057.479 | 513820.7052 | 533752.6474 | 556016.3033 | 572319.0509 | 585706.4154 | 597290.773 | 607905.3508 | 623702.5987 | 636932.9088 | 649338.1845
Scenario 1: Reference | PG&E | Com | WaterHeat | Com ¦ Com Heat Pump Water Heater (3.3 UEF - 50 Gal) - Cold | Com - Refrig. Warehouse | Energy Efficiency | 1349.1862 | 1402.2125 | 1452.9606 | 1501.9459 | 1560.1887 | 1625.2438 | 1672.8845 | 1712.0082 | 1745.8645 | 1776.888 | 1823.0525 | 1861.7181 | 1897.9736
Scenario 1: Reference | PG&E | Com | WaterHeat | Com ¦ Com Hot Water Tank Insulation - Marine | Com - Refrig. Warehouse | Energy Efficiency | 22911.8791 | 23959.6409 | 25052.1691 | 26199.6121 | 27406.1384 | 28675.6184 | 30013.5001 | 31425.1174 | 32914.7954 | 34487.0611 | 36146.3774 | 37900.5593 | 39757.9985
Scenario 1: Reference | PG&E | Com | WaterHeat | Com ¦ Com Hot Water Tank Insulation - Hot-Dry | Com - Refrig. Warehouse | Energy Efficiency | 0 | 16882.9209 | 17652.7599 | 18461.2941 | 19311.4608 | 20205.9871 | 21148.712 | 22143.394 | 23193.0807 | 24300.9619 | 25470.1825 | 26706.2493 | 28015.0752
Scenario 1: Reference | PG&E | Com | WaterHeat | Com ¦ Com Hot Water Tank Insulation - Cold | Com - Refrig. Warehouse | Energy Efficiency | 32.9448 | 34.4514 | 36.0223 | 37.6722 | 39.407 | 41.2324 | 43.1561 | 45.1859 | 47.3279 | 49.5886 | 51.9746 | 54.4969 | 57.1677
Scenario 1: Reference | PG&E | Com | WaterHeat | Com ¦ Com Hot Water Pipe Insulation - Marine | Com - Refrig. Warehouse | Energy Efficiency | 2206708.1916 | 2307636.2248 | 2413197.1535 | 2524120.8945 | 2640843.9687 | 2763779.6727 | 2893403.1256 | 3030191.5232 | 3174525.0759 | 3326930.4339 | 3487972.5022 | 3658320.7743 | 3838662.2124
Scenario 1: Reference | PG&E | Com | WaterHeat | Com ¦ Com Hot Water Pipe Insulation - Hot-Dry | Com - Refrig. Warehouse | Energy Efficiency | 1318969.1384 | 1379294.7227 | 1442389.4298 | 1508689.5377 | 1578455.9586 | 1651935.7237 | 1729412.8159 | 1811172.4594 | 1897441.9092 | 1988535.949 | 2084792.2274 | 2186610.9067 | 2294402.5903
Scenario 1: Reference | PG&E | Com | WaterHeat | Com ¦ Com Hot Water Pipe Insulation - Cold | Com - Refrig. Warehouse | Energy Efficiency | 2772.6182 | 2899.4292 | 3032.0613 | 3171.4314 | 3318.0881 | 3472.5506 | 3635.416 | 3807.2838 | 3988.6316 | 4180.1213 | 4382.4626 | 4596.4967 | 4823.0867
Scenario 1: Reference | PG&E | Com | WaterHeat | Com ¦ Com Efficient Tankless Gas Water Heater (0.87 UEF - High Draw) - ZEAS 2030 - Marine | Com - Refrig. Warehouse | Energy Efficiency | 1904.0927 | 2000.0467 | 2109.1968 | 2233.7423 | 2373.8156 | 0 | 0 | 0 | 0 | 0 | 0 | 0 | 0
Scenario 1: Reference | PG&E | Com | WaterHeat | Com ¦ Com Efficient Tankless Gas Water Heater (0.87 UEF - High Draw) - ZEAS 2030 - Hot-Dry | Com - Refrig. Warehouse | Energy Efficiency | 1424.4121 | 1496.1931 | 1577.8458 | 1671.0154 | 1775.8012 | 0 | 0 | 0 | 0 | 0 | 0 | 0 | 0
Scenario 1: Reference | PG&E | Com | WaterHeat | Com ¦ Com Efficient Tankless Gas Water Heater (0.87 UEF - High Draw) - ZEAS 2030 - Cold | Com - Refrig. Warehouse | Energy Efficiency | 8.1821 | 8.6281 | 9.136 | 9.7006 | 10.3234 | 0 | 0 | 0 | 0 | 0 | 0 | 0 | 0
Scenario 1: Reference | PG&E | Com | WaterHeat | Com ¦ Com Heat Pump Water Heater (3.75 UEF - 50 Gal) - Fuel Sub - ZEAS 2030 - Marine | Com - Refrig. Warehouse | Fuel Substitution | 315846.8846 | 332242.6546 | 350184.7574 | 369721.6989 | 389511.7713 | 255971.5577 | 263411.412 | 269501.12 | 274804.4758 | 279644.6913 | 286874.1194 | 292913.0514 | 298561.7906
Scenario 1: Reference | PG&E | Com | WaterHeat | Com ¦ Com Heat Pump Water Heater (3.75 UEF - 50 Gal) - Fuel Sub - ZEAS 2030 - Hot-Dry | Com - Refrig. Warehouse | Fuel Substitution | 235185.6054 | 247414.5267 | 260803.3 | 275387.8181 | 290154.0109 | 189635.663 | 195149.9925 | 199663.1025 | 203593.0657 | 207179.5549 | 212537.6906 | 217012.9908 | 221198.9084
Scenario 1: Reference | PG&E | Com | WaterHeat | Com ¦ Com Heat Pump Water Heater (3.75 UEF - 50 Gal) - Fuel Sub - ZEAS 2030 - Cold | Com - Refrig. Warehouse | Fuel Substitution | 1269.3094 | 1336.2911 | 1410.1563 | 1491.0765 | 1572.3848 | 1026.0749 | 1055.7816 | 1080.1206 | 1101.334 | 1120.7074 | 1149.5844 | 1173.7286 | 1196.3229
Scenario 1: Reference | PG&E | Com | WaterHeat | Com ¦ Com Efficient Tankless Gas Water Heater (0.87 UEF - High Draw) - Panel Upgrade - ZEAS 2030 - Marine | Com - Refrig. Warehouse | Energy Efficiency | 1579.7693 | 1659.3794 | 1749.938 | 1853.2697 | 1969.4844 | 0 | 0 | 0 | 0 | 0 | 0 | 0 | 0
Scenario 1: Reference | PG&E | Com | WaterHeat | Com ¦ Com Efficient Tankless Gas Water Heater (0.87 UEF - High Draw) - Panel Upgrade - ZEAS 2030 - Hot-Dry | Com - Refrig. Warehouse | Energy Efficiency | 1181.7924 | 1241.347 | 1309.0919 | 1386.3919 | 1473.3295 | 0 | 0 | 0 | 0 | 0 | 0 | 0 | 0
Scenario 1: Reference | PG&E | Com | WaterHeat | Com ¦ Com Efficient Tankless Gas Water Heater (0.87 UEF - High Draw) - Panel Upgrade - ZEAS 2030 - Cold | Com - Refrig. Warehouse | Energy Efficiency | 6.7885 | 7.1585 | 7.5799 | 8.0483 | 8.5651 | 0 | 0 | 0 | 0 | 0 | 0 | 0 | 0
Scenario 1: Reference | PG&E | Com | WaterHeat | Com ¦ Com Heat Pump Water Heater (3.75 UEF - 50 Gal) - Fuel Sub - Panel Upgrade - ZEAS 2030 - Marine | Com - Refrig. Warehouse | Fuel Substitution | 262048.7889 | 275651.8727 | 290537.9031 | 306747.1238 | 323166.3597 | 212372.0067 | 218544.633 | 223597.0831 | 227997.12 | 232012.9033 | 238010.9452 | 243021.2679 | 247707.8593
Scenario 1: Reference | PG&E | Com | WaterHeat | Com ¦ Com Heat Pump Water Heater (3.75 UEF - 50 Gal) - Fuel Sub - Panel Upgrade - ZEAS 2030 - Hot-Dry | Com - Refrig. Warehouse | Fuel Substitution | 195126.5188 | 205272.492 | 216380.7599 | 228481.1019 | 240732.1739 | 157335.083 | 161910.1586 | 165654.5521 | 168915.126 | 171890.7296 | 176336.2159 | 180049.2396 | 183522.1713
Scenario 1: Reference | PG&E | Com | WaterHeat | Com ¦ Com Heat Pump Water Heater (3.75 UEF - 50 Gal) - Fuel Sub - Panel Upgrade - ZEAS 2030 - Cold | Com - Refrig. Warehouse | Fuel Substitution | 1053.1083 | 1108.6811 | 1169.9649 | 1237.1019 | 1304.561 | 851.3039 | 875.9507 | 896.144 | 913.7442 | 929.8176 | 953.776 | 973.8078 | 992.5536
Scenario 1: Reference | PG&E | Com | WaterHeat | Com ¦ Com Heat Pump Water Heater (100+ Gal, 200+ kBtuh - 4.3 COP) - Fuel Sub - ZEAS 2030 - Marine | Com - Refrig. Warehouse | Fuel Substitution | 142165.0176 | 149491.8681 | 157445.383 | 166050.4627 | 174844.7883 | 0 | 0 | 0 | 0 | 0 | 0 | 0 | 0
Scenario 1: Reference | PG&E | Com | WaterHeat | Com ¦ Com Heat Pump Water Heater (100+ Gal, 200+ kBtuh - 4.3 COP) - Fuel Sub - ZEAS 2030 - Hot-Dry | Com - Refrig. Warehouse | Fuel Substitution | 105118.8343 | 110551.7097 | 116452.9241 | 122840.7913 | 129365.1216 | 0 | 0 | 0 | 0 | 0 | 0 | 0 | 0
Scenario 1: Reference | PG&E | Com | WaterHeat | Com ¦ Com Heat Pump Water Heater (100+ Gal, 200+ kBtuh - 4.3 COP) - Fuel Sub - ZEAS 2030 - Cold | Com - Refrig. Warehouse | Fuel Substitution | 285.6832 | 300.6702 | 317.0515 | 334.8729 | 352.9549 | 0 | 0 | 0 | 0 | 0 | 0 | 0 | 0
Scenario 1: Reference | PG&E | Com | WaterHeat | Com ¦ Com Heat Pump Water Heater (100+ Gal, 200+ kBtuh - 4.3 COP) - Fuel Sub - Panel Upgrade - ZEAS 2030 - Marine | Com - Refrig. Warehouse | Fuel Substitution | 117950.097 | 124028.9675 | 130627.7628 | 137767.1421 | 145063.5331 | 0 | 0 | 0 | 0 | 0 | 0 | 0 | 0
Scenario 1: Reference | PG&E | Com | WaterHeat | Com ¦ Com Heat Pump Water Heater (100+ Gal, 200+ kBtuh - 4.3 COP) - Fuel Sub - Panel Upgrade - ZEAS 2030 - Hot-Dry | Com - Refrig. Warehouse | Fuel Substitution | 87213.9779 | 91721.4734 | 96617.5359 | 101917.3598 | 107330.4031 | 0 | 0 | 0 | 0 | 0 | 0 | 0 | 0
Scenario 1: Reference | PG&E | Com | WaterHeat | Com ¦ Com Heat Pump Water Heater (100+ Gal, 200+ kBtuh - 4.3 COP) - Fuel Sub - Panel Upgrade - ZEAS 2030 - Cold | Com - Refrig. Warehouse | Fuel Substitution | 237.0229 | 249.4572 | 263.0482 | 277.8341 | 292.8362 | 0 | 0 | 0 | 0 | 0 | 0 | 0 | 0
Scenario 1: Reference | PG&E | Com | WaterHeat | Com ¦ Efficient Gas Water Heating Boiler (0.92 UEF) - ZEAS 2030 - Marine | Com - Refrig. Warehouse | Energy Efficiency | 83528.6471 | 87557.0105 | 91814.1207 | 96316.9048 | 101082.3676 | 0 | 0 | 0 | 0 | 0 | 0 | 0 | 0
Scenario 1: Reference | PG&E | Com | WaterHeat | Com ¦ Efficient Gas Water Heating Boiler (0.92 UEF) - ZEAS 2030 - Hot-Dry | Com - Refrig. Warehouse | Energy Efficiency | 58969.4395 | 61813.3734 | 64818.7963 | 67997.6584 | 71361.9665 | 0 | 0 | 0 | 0 | 0 | 0 | 0 | 0
Scenario 1: Reference | PG&E | Com | WaterHeat | Com ¦ Efficient Gas Water Heating Boiler (0.92 UEF) - ZEAS 2030 - Cold | Com - Refrig. Warehouse | Energy Efficiency | 121.9169 | 127.7966 | 134.0102 | 140.5823 | 147.5379 | 0 | 0 | 0 | 0 | 0 | 0 | 0 | 0
Scenario 1: Reference | PG&E | Com | ComRefrig | Com ¦ Efficient Refrigerated Display Case - Marine | Com - Refrig. Warehouse | Energy Efficiency | 0 | 0 | 0 | 0 | 0 | 31371.279 | 32246.7834 | 32919.3707 | 33415.1345 | 33799.4368 | 34523.7775 | 35048.5611 | 35493.2457
Scenario 1: Reference | PG&E | Com | ComRefrig | Com ¦ Efficient Refrigerated Display Case - Hot-Dry | Com - Refrig. Warehouse | Energy Efficiency | 0 | 0 | 0 | 0 | 0 | 24875.7115 | 25570.8089 | 26105.3936 | 26500.1197 | 26806.7472 | 27382.6915 | 27800.8169 | 28155.6983
Scenario 1: Reference | PG&E | Com | ComRefrig | Com ¦ Efficient Refrigerated Display Case - Cold | Com - Refrig. Warehouse | Energy Efficiency | 0 | 0 | 0 | 0 | 0 | 0 | 0 | 0 | 0 | 0 | 0 | 0 | 0
Scenario 1: Reference | PG&E | Com | ComRefrig | Com ¦ Refrigerated Display Case LED Lighting | Com - Refrig. Warehouse | Energy Efficiency | 41690.5735 | 43248.1183 | 44676.5569 | 45990.4397 | 47479.5092 | 49136.3539 | 50393.8407 | 51494.1528 | 52495.1709 | 53424.3985 | 54747.5604 | 55874.7172 | 56938.9744
Scenario 1: Reference | PG&E | Com | ComRefrig | Com ¦ Efficient EC or PMS Motor Retrofit - Marine | Com - Refrig. Warehouse | Energy Efficiency | 9483.673 | 9602.6999 | 9651.6736 | 9644.2941 | 9699.3626 | 9943.2639 | 10121.7012 | 10275.5816 | 10421.6236 | 10569.2904 | 10758.1594 | 10878.9758 | 11000.5891
Scenario 1: Reference | PG&E | Com | ComRefrig | Com ¦ Efficient EC or PMS Motor Retrofit - Hot-Dry | Com - Refrig. Warehouse | Energy Efficiency | 7514.7994 | 7609.1155 | 7647.9219 | 7642.0745 | 7685.7103 | 7878.9761 | 8020.3686 | 8142.3025 | 8258.0251 | 8375.0354 | 8524.6939 | 8620.428 | 8716.7936
Scenario 1: Reference | PG&E | Com | ComRefrig | Com ¦ Efficient EC or PMS Motor Retrofit - Cold | Com - Refrig. Warehouse | Energy Efficiency | 21.0935 | 21.3582 | 21.4671 | 21.4507 | 21.5732 | 22.1157 | 22.5126 | 22.8548 | 23.1797 | 23.5081 | 23.9282 | 24.1969 | 24.4674
Scenario 1: Reference | PG&E | Com | Lighting | Com ¦ LED Fixtures and Retrofit Kits - 140 lpw | Com - Refrig. Warehouse | Energy Efficiency | 34000.3581 | 35311.0148 | 36537.6645 | 37690.5071 | 39016.0123 | 40467.3335 | 41536.2262 | 42462.1496 | 43293.5609 | 44063.8336 | 45174.9684 | 46120.5133 | 47010.7727
Scenario 1: Reference | SCE | Com | BldgEnv | Com ¦ Com Wall Insulation (R14) - Cold | Com - Refrig. Warehouse | Energy Efficiency | 13.7965 | 1.3103 | 1.3326 | 1.3288 | 1.3637 | 1.4242 | 1.4832 | 1.515 | 0 | 0 | 0 | 0 | 0
Scenario 1: Reference | SCE | Com | WaterHeat | Com ¦ Com Heat Pump Water Heater (3.3 UEF - 50 Gal) - Marine | Com - Refrig. Warehouse | Energy Efficiency | 147312.1046 | 131550.8241 | 138116.7455 | 144597.3506 | 152028.0647 | 159261.8277 | 164124.0235 | 166958.2977 | 169546.4078 | 171663.2474 | 174868.5728 | 177388.6247 | 179717.3485
Scenario 1: Reference | SCE | Com | WaterHeat | Com ¦ Com Heat Pump Water Heater (3.3 UEF - 50 Gal) - Hot-Dry | Com - Refrig. Warehouse | Energy Efficiency | 581960.0984 | 519712.4405 | 545668.7788 | 571287.8167 | 600663.5161 | 629260.2015 | 648478.9801 | 659678.8312 | 669905.1011 | 678267.7512 | 690934.4484 | 700891.2086 | 710091.3246
Scenario 1: Reference | SCE | Com | WaterHeat | Com ¦ Com Heat Pump Water Heater (3.3 UEF - 50 Gal) - Cold | Com - Refrig. Warehouse | Energy Efficiency | 9568.128 | 8544.0746 | 8970.2076 | 9390.8039 | 9873.0497 | 10342.5214 | 10658.1271 | 10842.1605 | 11010.2262 | 11147.7175 | 11355.8322 | 11519.4896 | 11670.7352
Scenario 1: Reference | SCE | Com | ComRefrig | Com ¦ Efficient Refrigerated Display Case - Marine | Com - Refrig. Warehouse | Energy Efficiency | 0 | 0 | 0 | 0 | 0 | 0 | 9373.4063 | 9552.4808 | 9708.6275 | 9826.6112 | 10008.9381 | 10150.3149 | 10280.1187
Scenario 1: Reference | SCE | Com | ComRefrig | Com ¦ Efficient Refrigerated Display Case - Hot-Dry | Com - Refrig. Warehouse | Energy Efficiency | 0 | 0 | 0 | 0 | 0 | 0 | 0 | 39064.8567 | 39703.4182 | 40185.9125 | 40931.5382 | 41509.6984 | 42040.5306
Scenario 1: Reference | SCE | Com | ComRefrig | Com ¦ Efficient Refrigerated Display Case - Cold | Com - Refrig. Warehouse | Energy Efficiency | 0 | 0 | 0 | 0 | 0 | 0 | 0 | 0 | 0 | 0 | 0 | 0 | 0
Scenario 1: Reference | SCE | Com | ComRefrig | Com ¦ Refrigerated Display Case LED Lighting | Com - Refrig. Warehouse | Energy Efficiency | 26412.3249 | 27653.2068 | 28844.0786 | 29986.8448 | 31257.3036 | 32489.0171 | 33338.9743 | 33886.6696 | 34416.2837 | 34865.9151 | 35510.2191 | 36028.79 | 36516.2094
Scenario 1: Reference | SCE | Com | ComRefrig | Com ¦ Efficient EC or PMS Motor Retrofit - Marine | Com - Refrig. Warehouse | Energy Efficiency | 2181.0622 | 2259.1194 | 2328.6451 | 2391.1142 | 2469.9984 | 2563.533 | 2622.0089 | 2645.4289 | 2668.9966 | 2692.0294 | 2719.5373 | 2730.7122 | 2743.5855
Scenario 1: Reference | SCE | Com | ComRefrig | Com ¦ Efficient EC or PMS Motor Retrofit - Hot-Dry | Com - Refrig. Warehouse | Energy Efficiency | 8976.2474 | 9297.4948 | 9583.6304 | 9840.7247 | 10165.3756 | 10550.3208 | 10790.9807 | 10887.3667 | 10984.3605 | 11079.1528 | 11192.3625 | 11238.3533 | 11291.3338
Scenario 1: Reference | SCE | Com | ComRefrig | Com ¦ Efficient EC or PMS Motor Retrofit - Cold | Com - Refrig. Warehouse | Energy Efficiency | 130.9915 | 135.6795 | 139.8551 | 143.6069 | 148.3446 | 153.9622 | 157.4742 | 158.8807 | 160.2962 | 161.6795 | 163.3316 | 164.0027 | 164.7759
Scenario 1: Reference | SCE | Com | Lighting | Com ¦ LED High and Low Bay - 155 lpw | Com - Refrig. Warehouse | Energy Efficiency | 0 | 0 | 0 | 0 | 0 | 0 | 0 | 0 | 0 | 0 | 0 | 0 | 0
Scenario 1: Reference | SCE | Com | Lighting | Com ¦ LED Fixtures and Retrofit Kits - 140 lpw - RET | Com - Refrig. Warehouse | Energy Efficiency | 0 | 0 | 0 | 0 | 0 | 0 | 0 | 0 | 0 | 0 | 0 | 0 | 0
Scenario 1: Reference | SCE | Com | Lighting | Com ¦ LED Fixtures and Retrofit Kits - 140 lpw | Com - Refrig. Warehouse | Energy Efficiency | 65435.1499 | 58256.4646 | 60929.0615 | 63500.2571 | 66403.9493 | 69197.3423 | 71074.875 | 72247.1652 | 73388.5304 | 74347.6836 | 75737.4592 | 76862.3023 | 77910.0219
Scenario 1: Reference | SCG | Com | BldgEnv | Com ¦ Com Wall Insulation (R14) - Marine | Com - Refrig. Warehouse | Energy Efficiency | 88117.7319 | 90521.9681 | 84073.7054 | 90022.3504 | 92501.1667 | 96954.3759 | 101656.9308 | 106623.8134 | 111876.466 | 117431.0921 | 123305.7656 | 129526.7788 | 136113.7935
Scenario 1: Reference | SCG | Com | BldgEnv | Com ¦ Com Wall Insulation (R14) - Hot-Dry | Com - Refrig. Warehouse | Energy Efficiency | 4591.4563 | 505.0247 | 0 | 4808.9105 | 549.9632 | 583.9034 | 625.6088 | 666.7128 | 717.3338 | 770.7114 | 824.8861 | 890.7647 | 958.0423
Scenario 1: Reference | SCG | Com | BldgEnv | Com ¦ Com Wall Insulation (R14) - Cold | Com - Refrig. Warehouse | Energy Efficiency | 4454.7674 | 4576.3129 | 4250.3228 | 4551.0549 | 4676.3708 | 4901.5015 | 5139.2379 | 5390.3372 | 5655.8836 | 5936.6962 | 6233.6887 | 6548.1903 | 6881.195
Scenario 1: Reference | SCG | Com | WaterHeat | Com ¦ Com Hot Water Tank Insulation - Marine | Com - Refrig. Warehouse | Energy Efficiency | 3484.9812 | 3648.5375 | 3394.7588 | 3554.0936 | 3721.6995 | 3898.1197 | 4084.1178 | 4280.442 | 4487.6997 | 4706.5271 | 4937.551 | 5181.8668 | 5440.6509
Scenario 1: Reference | SCG | Com | WaterHeat | Com ¦ Com Hot Water Tank Insulation - Hot-Dry | Com - Refrig. Warehouse | Energy Efficiency | 18903.0465 | 19790.1997 | 18413.6674 | 19277.9223 | 20187.0412 | 21143.9702 | 22152.851 | 23217.7422 | 24341.9383 | 25528.8897 | 26781.9973 | 28107.2015 | 29510.8843
Scenario 1: Reference | SCG | Com | WaterHeat | Com ¦ Com Hot Water Tank Insulation - Cold | Com - Refrig. Warehouse | Energy Efficiency | 47.3194 | 49.5402 | 46.0944 | 48.2578 | 50.5336 | 52.929 | 55.4545 | 58.1202 | 60.9344 | 63.9057 | 67.0425 | 70.3599 | 73.8737
Scenario 1: Reference | SCG | Com | WaterHeat | Com ¦ Com Water Heating Controls (Gas WH) - Cold | Com - Refrig. Warehouse | Energy Efficiency | 0 | 0 | 0 | 0 | 0 | 0 | 0 | 0 | 0 | 0 | 0 | 258.7004 | 271.7571
Scenario 1: Reference | SCG | Com | WaterHeat | Com ¦ Com Hot Water Pipe Insulation - Marine | Com - Refrig. Warehouse | Energy Efficiency | 320940.9288 | 335998.102 | 312665.4389 | 327386.295 | 342882.8963 | 359210.6336 | 376433.1798 | 394614.533 | 413805.7541 | 434077.4396 | 455505.2847 | 478179.0183 | 502190.7737
Scenario 1: Reference | SCG | Com | WaterHeat | Com ¦ Com Hot Water Pipe Insulation - Hot-Dry | Com - Refrig. Warehouse | Energy Efficiency | 1448073.7465 | 1516011.162 | 1410735.0387 | 1477155.0035 | 1547075.1027 | 1620745.2568 | 1698452.7559 | 1780486.3576 | 1867076.4463 | 1958541.5505 | 2055223.2048 | 2157526.2626 | 2265866.4257
Scenario 1: Reference | SCG | Com | WaterHeat | Com ¦ Com Hot Water Pipe Insulation - Cold | Com - Refrig. Warehouse | Energy Efficiency | 3981.6323 | 4168.4334 | 3878.9655 | 4061.5943 | 4253.847 | 4456.4109 | 4670.0759 | 4895.636 | 5133.7246 | 5385.2176 | 5651.054 | 5932.3471 | 6230.2399
Scenario 1: Reference | SCG | Com | WaterHeat | Com ¦ Com Efficient Tankless Gas Water Heater (0.87 UEF - High Draw) - ZEAS 2030 - Marine | Com - Refrig. Warehouse | Energy Efficiency | 6824.7224 | 750.6667 | 0 | 7147.9455 | 817.4631 | 0 | 0 | 0 | 0 | 0 | 0 | 0 | 0
Scenario 1: Reference | SCG | Com | WaterHeat | Com ¦ Com Efficient Tankless Gas Water Heater (0.87 UEF - High Draw) - ZEAS 2030 - Hot-Dry | Com - Refrig. Warehouse | Energy Efficiency | 18608.3731 | 2046.7772 | 0 | 19489.6772 | 2228.905 | 0 | 0 | 0 | 0 | 0 | 0 | 0 | 0
Scenario 1: Reference | SCG | Com | WaterHeat | Com ¦ Com Efficient Tankless Gas Water Heater (0.87 UEF - High Draw) - ZEAS 2030 - Cold | Com - Refrig. Warehouse | Energy Efficiency | 92.2264 | 10.1442 | 0 | 96.5943 | 11.0468 | 0 | 0 | 0 | 0 | 0 | 0 | 0 | 0
Scenario 1: Reference | SCG | Com | WaterHeat | Com ¦ Com Efficient Tankless Gas Water Heater (0.87 UEF - High Draw) - Panel Upgrade - ZEAS 2030 - Marine | Com - Refrig. Warehouse | Energy Efficiency | 5662.2697 | 622.8059 | 0 | 5930.4383 | 678.2249 | 0 | 0 | 0 | 0 | 0 | 0 | 0 | 0
Scenario 1: Reference | SCG | Com | WaterHeat | Com ¦ Com Efficient Tankless Gas Water Heater (0.87 UEF - High Draw) - Panel Upgrade - ZEAS 2030 - Hot-Dry | Com - Refrig. Warehouse | Energy Efficiency | 15438.8151 | 1698.1503 | 0 | 16170.0069 | 1849.2563 | 0 | 0 | 0 | 0 | 0 | 0 | 0 | 0
Scenario 1: Reference | SCG | Com | WaterHeat | Com ¦ Com Efficient Tankless Gas Water Heater (0.87 UEF - High Draw) - Panel Upgrade - ZEAS 2030 - Cold | Com - Refrig. Warehouse | Energy Efficiency | 76.5175 | 8.4163 | 0 | 80.1414 | 9.1652 | 0 | 0 | 0 | 0 | 0 | 0 | 0 | 0
Scenario 1: Reference | SCG | Com | WaterHeat | Com ¦ Efficient Gas Water Heating Boiler (0.92 UEF) - ZEAS 2030 - Marine | Com - Refrig. Warehouse | Energy Efficiency | 14280.2342 | 13141.0493 | 12056.7273 | 14709.0353 | 13525.3915 | 0 | 0 | 0 | 0 | 0 | 0 | 0 | 0
Scenario 1: Reference | SCG | Com | WaterHeat | Com ¦ Efficient Gas Water Heating Boiler (0.92 UEF) - ZEAS 2030 - Hot-Dry | Com - Refrig. Warehouse | Energy Efficiency | 77869.2383 | 71657.3329 | 65744.592 | 80207.464 | 73753.1271 | 0 | 0 | 0 | 0 | 0 | 0 | 0 | 0
Scenario 1: Reference | SCG | Com | WaterHeat | Com ¦ Efficient Gas Water Heating Boiler (0.92 UEF) - ZEAS 2030 - Cold | Com - Refrig. Warehouse | Energy Efficiency | 197.6212 | 181.8562 | 166.8505 | 203.5553 | 187.1751 | 0 | 0 | 0 | 0 | 0 | 0 | 0 | 0
Scenario 1: Reference | SDG&E | Com | BldgEnv | Com ¦ Com Wall Insulation (R14) - Marine | Com - Refrig. Warehouse | Energy Efficiency | 1.9787 | 2.2992 | 2.6377 | 2.8083 | 3.1021 | 3.4484 | 3.8924 | 3221.066 | 4.9317 | 3537.7764 | 3709.4206 | 3889.4529 | 4080.0978
Scenario 1: Reference | SDG&E | Com | BldgEnv | Com ¦ Com Wall Insulation (R14) - Hot-Dry | Com - Refrig. Warehouse | Energy Efficiency | 2.4762 | 2.8663 | 3.2748 | 3.4721 | 3.8216 | 4.2389 | 4.7746 | 5.336 | 6.0228 | 6.6875 | 7.4938 | 8.3875 | 9.3157
Scenario 1: Reference | SDG&E | Com | WaterHeat | Com ¦ Com Heat Pump Water Heater (3.3 UEF - 50 Gal) - Marine | Com - Refrig. Warehouse | Energy Efficiency | 6445.4928 | 6682.5454 | 6907.0601 | 7113.5186 | 7357.8286 | 7637.0979 | 7831.7572 | 7967.7248 | 8088.3321 | 8180.1456 | 8336.7519 | 8454.3088 | 8559.9198
Scenario 1: Reference | SDG&E | Com | WaterHeat | Com ¦ Com Heat Pump Water Heater (3.3 UEF - 50 Gal) - Hot-Dry | Com - Refrig. Warehouse | Energy Efficiency | 34262.2334 | 35522.3313 | 36715.7812 | 37813.2503 | 39111.9261 | 40596.4348 | 41631.183 | 42353.9445 | 42995.0557 | 43483.1075 | 44315.5778 | 44940.4736 | 45501.8689
Scenario 1: Reference | SDG&E | Com | WaterHeat | Com ¦ Com Hot Water Tank Insulation - Hot-Dry | Com - Refrig. Warehouse | Energy Efficiency | 0 | 0 | 0 | 0 | 0 | 0 | 0 | 1684.9482 | 0 | 0 | 0 | 2033.7187 | 2133.7769
Scenario 1: Reference | SDG&E | Com | WaterHeat | Com ¦ Com Hot Water Pipe Insulation - Hot-Dry | Com - Refrig. Warehouse | Energy Efficiency | 0 | 0 | 0 | 0 | 0 | 0 | 0 | 134794.1189 | 0 | 0 | 155247.3584 | 162859.3233 | 170918.3066
Scenario 1: Reference | SDG&E | Com | WaterHeat | Com ¦ Com Efficient Tankless Gas Water Heater (0.87 UEF - High Draw) - ZEAS 2030 - Marine | Com - Refrig. Warehouse | Energy Efficiency | 11.5916 | 13.4865 | 15.4925 | 16.5178 | 18.2674 | 0 | 0 | 0 | 0 | 0 | 0 | 0 | 0
Scenario 1: Reference | SDG&E | Com | WaterHeat | Com ¦ Com Efficient Tankless Gas Water Heater (0.87 UEF - High Draw) - ZEAS 2030 - Hot-Dry | Com - Refrig. Warehouse | Energy Efficiency | 30.7324 | 35.7562 | 41.0748 | 43.793 | 48.4318 | 0 | 0 | 0 | 0 | 0 | 0 | 0 | 0
Scenario 1: Reference | SDG&E | Com | WaterHeat | Com ¦ Com Heat Pump Water Heater (3.75 UEF - 50 Gal) - Fuel Sub - ZEAS 2030 - Marine | Com - Refrig. Warehouse | Fuel Substitution | 7335.4243 | 7725.6688 | 8150.8865 | 8614.9329 | 9090.9208 | 5315.1985 | 5446.9758 | 5538.422 | 5618.5484 | 5679.4707 | 5784.096 | 5861.6176 | 5931.1604
Scenario 1: Reference | SDG&E | Com | WaterHeat | Com ¦ Com Heat Pump Water Heater (3.75 UEF - 50 Gal) - Fuel Sub - ZEAS 2030 - Hot-Dry | Com - Refrig. Warehouse | Fuel Substitution | 19376.4426 | 20411.8916 | 21540.268 | 22771.8189 | 24035.0818 | 13991.1426 | 14339.3932 | 14580.4209 | 14791.3326 | 14951.173 | 15227.1382 | 15431.0353 | 15613.6945
Scenario 1: Reference | SDG&E | Com | WaterHeat | Com ¦ Com Efficient Tankless Gas Water Heater (0.87 UEF - High Draw) - Panel Upgrade - ZEAS 2030 - Marine | Com - Refrig. Warehouse | Energy Efficiency | 9.6172 | 11.1893 | 12.8537 | 13.7043 | 15.1559 | 0 | 0 | 0 | 0 | 0 | 0 | 0 | 0
Scenario 1: Reference | SDG&E | Com | WaterHeat | Com ¦ Com Efficient Tankless Gas Water Heater (0.87 UEF - High Draw) - Panel Upgrade - ZEAS 2030 - Hot-Dry | Com - Refrig. Warehouse | Energy Efficiency | 25.4978 | 29.6659 | 34.0785 | 36.3337 | 40.1824 | 0 | 0 | 0 | 0 | 0 | 0 | 0 | 0
Scenario 1: Reference | SDG&E | Com | WaterHeat | Com ¦ Com Heat Pump Water Heater (3.75 UEF - 50 Gal) - Fuel Sub - Panel Upgrade - ZEAS 2030 - Marine | Com - Refrig. Warehouse | Fuel Substitution | 6085.9839 | 6409.7582 | 6762.5487 | 7147.5542 | 7542.4672 | 4409.8625 | 4519.1942 | 4595.0644 | 4661.5429 | 4712.0884 | 4798.8928 | 4863.2102 | 4920.9078
Scenario 1: Reference | SDG&E | Com | WaterHeat | Com ¦ Com Heat Pump Water Heater (3.75 UEF - 50 Gal) - Fuel Sub - Panel Upgrade - ZEAS 2030 - Hot-Dry | Com - Refrig. Warehouse | Fuel Substitution | 16076.0595 | 16935.1408 | 17871.3213 | 18893.1025 | 19941.1942 | 11608.0359 | 11896.9691 | 12096.9426 | 12271.9298 | 12404.5446 | 12633.5048 | 12802.6721 | 12954.219
Scenario 1: Reference | SDG&E | Com | WaterHeat | Com ¦ Com Heat Pump Water Heater (100+ Gal, 200+ kBtuh - 4.3 COP) - Fuel Sub - ZEAS 2030 - Marine | Com - Refrig. Warehouse | Fuel Substitution | 1620.6748 | 1706.4202 | 1799.2379 | 1899.8907 | 2003.7433 | 0 | 0 | 0 | 0 | 0 | 0 | 0 | 0
Scenario 1: Reference | SDG&E | Com | WaterHeat | Com ¦ Com Heat Pump Water Heater (100+ Gal, 200+ kBtuh - 4.3 COP) - Fuel Sub - ZEAS 2030 - Hot-Dry | Com - Refrig. Warehouse | Fuel Substitution | 8580.9081 | 9034.9586 | 9526.4646 | 10059.4661 | 10609.4087 | 0 | 0 | 0 | 0 | 0 | 0 | 0 | 0
Scenario 1: Reference | SDG&E | Com | WaterHeat | Com ¦ Com Heat Pump Water Heater (100+ Gal, 200+ kBtuh - 4.3 COP) - Fuel Sub - Panel Upgrade - ZEAS 2030 - Marine | Com - Refrig. Warehouse | Fuel Substitution | 1344.6258 | 1415.7662 | 1492.7743 | 1576.2829 | 1662.4464 | 0 | 0 | 0 | 0 | 0 | 0 | 0 | 0
Scenario 1: Reference | SDG&E | Com | WaterHeat | Com ¦ Com Heat Pump Water Heater (100+ Gal, 200+ kBtuh - 4.3 COP) - Fuel Sub - Panel Upgrade - ZEAS 2030 - Hot-Dry | Com - Refrig. Warehouse | Fuel Substitution | 7119.3248 | 7496.0371 | 7903.8251 | 8346.0406 | 8802.3116 | 0 | 0 | 0 | 0 | 0 | 0 | 0 | 0
Scenario 1: Reference | SDG&E | Com | WaterHeat | Com ¦ Efficient Gas Water Heating Boiler (0.92 UEF) - ZEAS 2030 - Hot-Dry | Com - Refrig. Warehouse | Energy Efficiency | 4347.7535 | 4560.4049 | 4784.7534 | 5019.5236 | 5269.0821 | 0 | 0 | 0 | 0 | 0 | 0 | 0 | 0
Scenario 1: Reference | SDG&E | Com | ComRefrig | Com ¦ Efficient Refrigerated Display Case - Marine | Com - Refrig. Warehouse | Energy Efficiency | 0 | 0 | 0 | 0 | 0 | 0 | 0 | 0 | 0 | 0 | 0 | 0 | 0
Scenario 1: Reference | SDG&E | Com | ComRefrig | Com ¦ Efficient Refrigerated Display Case - Hot-Dry | Com - Refrig. Warehouse | Energy Efficiency | 0 | 0 | 0 | 0 | 0 | 0 | 0 | 0 | 0 | 0 | 0 | 0 | 0
Scenario 1: Reference | SDG&E | Com | ComRefrig | Com ¦ Refrigerated Display Case LED Lighting | Com - Refrig. Warehouse | Energy Efficiency | 1667.2816 | 1722.978 | 1772.5264 | 1815.7643 | 1864.6406 | 1921.0101 | 1961.5283 | 1992.9128 | 2022.8526 | 2046.9184 | 2084.8023 | 2114.1381 | 2141.0016
Scenario 1: Reference | SDG&E | Com | ComRefrig | Com ¦ Efficient EC or PMS Motor Retrofit - Marine | Com - Refrig. Warehouse | Energy Efficiency | 99.9454 | 100.7927 | 100.9133 | 100.3865 | 100.4126 | 102.2119 | 103.3316 | 103.8576 | 104.3474 | 104.7468 | 105.4237 | 105.1469 | 104.9288
Scenario 1: Reference | SDG&E | Com | ComRefrig | Com ¦ Efficient EC or PMS Motor Retrofit - Hot-Dry | Com - Refrig. Warehouse | Energy Efficiency | 531.9947 | 536.5048 | 537.1466 | 534.3427 | 534.4814 | 544.0589 | 550.0189 | 552.8187 | 555.426 | 557.5516 | 561.1548 | 559.6815 | 558.5207
Scenario 1: Reference | SDG&E | Com | Lighting | Com ¦ LED Fixtures and Retrofit Kits - 140 lpw | Com - Refrig. Warehouse | Energy Efficiency | 3908.3693 | 4048.0621 | 4175.603 | 4287.7664 | 4416.9613 | 4562.2704 | 4663.1484 | 4739.5702 | 4812.903 | 4870.8812 | 4964.0766 | 5036.4705 | 5102.2532
Scenario 1: Reference | PG&E | Com | BldgEnv | Com ¦ Com Wall Insulation (R14) - Marine | Com - Restaurant | Energy Efficiency | 525.0074 | 548.9364 | 583.6931 | 619.8494 | 657.8159 | 697.3549 | 744.8708 | 792.8095 | 841.6627 | 896.438 | 953.8336 | 0 | 11622.7876
Scenario 1: Reference | PG&E | Com | BldgEnv | Com ¦ Com Wall Insulation (R14) - Hot-Dry | Com - Restaurant | Energy Efficiency | 596.7083 | 621.1574 | 657.2919 | 694.5264 | 734.0104 | 776.2706 | 826.9568 | 877.7601 | 929.2619 | 987.123 | 1047.5917 | 0 | 12683.8356
Scenario 1: Reference | PG&E | Com | BldgEnv | Com ¦ Com Wall Insulation (R14) - Cold | Com - Restaurant | Energy Efficiency | 1322.4142 | 1374.4169 | 1427.9863 | 1483.7486 | 1544.1134 | 1610.7053 | 1680.0619 | 1752.6503 | 1828.8432 | 1909.1289 | 1993.613 | 1871.7884 | 2009.631
Scenario 1: Reference | PG&E | Com | HVAC | Com ¦ Ductless Mini Split Heat Pump (SEER 18) - Hot-Dry | Com - Restaurant | Energy Efficiency | 85714.9927 | 87455.3677 | 88790.8965 | 89821.2985 | 91371.1889 | 93808.1443 | 95549.2033 | 97014.1875 | 98331.3255 | 99555.1301 | 101333.0624 | 89310.6866 | 105037.199
Scenario 1: Reference | PG&E | Com | HVAC | Com ¦ Ductless Mini Split Heat Pump (SEER 18) - Marine | Com - Restaurant | Energy Efficiency | 82259.6638 | 83929.8811 | 85211.5723 | 86200.4369 | 87687.8484 | 90026.5657 | 91697.4394 | 93103.3673 | 94367.4091 | 95541.8799 | 97248.1404 | 85710.4087 | 100802.9565
Scenario 1: Reference | PG&E | Com | HVAC | Com ¦ Ductless Mini Split Heat Pump (SEER 18) - Cold | Com - Restaurant | Energy Efficiency | 186.903 | 190.6979 | 193.6101 | 195.8569 | 199.2364 | 204.5502 | 208.3467 | 211.5411 | 214.4131 | 217.0816 | 220.9585 | 194.7435 | 229.0354
Scenario 1: Reference | PG&E | Com | HVAC | Com ¦ Demand Controlled Ventilation (HVAC) - Marine | Com - Restaurant | Energy Efficiency | 61005.0238 | 63500.8749 | 67156.1422 | 70878.3626 | 74819.9905 | 79053.0913 | 84065.2552 | 89045.0568 | 94062.2991 | 99682.95 | 105611.5658 | 0 | 1274577.0507
Scenario 1: Reference | PG&E | Com | HVAC | Com ¦ Demand Controlled Ventilation (HVAC) - Hot-Dry | Com - Restaurant | Energy Efficiency | 55982.9759 | 58097.1498 | 61216.9066 | 64344.1114 | 67686.054 | 71376.1391 | 75700.4973 | 79951.515 | 84200.4288 | 88960.2078 | 94002.6025 | 2494557.1078 | 3714324.2904
Scenario 1: Reference | PG&E | Com | HVAC | Com ¦ Demand Controlled Ventilation (HVAC) - Cold | Com - Restaurant | Energy Efficiency | 16699.3715 | 17241.0877 | 17773.4477 | 18298.5711 | 18921.4286 | 19710.0113 | 20516.5829 | 21331.6147 | 22170.7818 | 23049.2182 | 24026.4365 | 21751.7925 | 31064.3301
Scenario 1: Reference | PG&E | Com | HVAC | Com ¦ HVAC Energy Management System (Elec SC and Gas SH) - Marine | Com - Restaurant | Energy Efficiency | 100002.4399 | 103885.0698 | 109599.1225 | 115358.983 | 121494.3679 | 128203.0807 | 136093.3505 | 143878.8843 | 151682.6099 | 160424.7017 | 5064449.7699 | 4483457.6961 | 6693678.838
Scenario 1: Reference | PG&E | Com | HVAC | Com ¦ HVAC Energy Management System (Elec SC and Gas SH) - Hot-Dry | Com - Restaurant | Energy Efficiency | 71285.8649 | 74016.8301 | 78041.1373 | 82086.8428 | 86403.0293 | 91144.7229 | 96711.8656 | 102195.2503 | 107684.002 | 113832.7231 | 120341.3121 | 0 | 4751176.4811
Scenario 1: Reference | PG&E | Com | HVAC | Com ¦ HVAC Energy Management System (Elec SC and Gas SH) - Cold | Com - Restaurant | Energy Efficiency | 11347.6112 | 11742.3059 | 12138.6176 | 12537.0415 | 12992.1989 | 13539.8171 | 14104.8582 | 14681.6404 | 15279.1175 | 15905.9999 | 16593.3086 | 15041.3662 | 21561.6203
Scenario 1: Reference | PG&E | Com | HVAC | Com ¦ Large Packaged Heat Pump (IEER 14.0) - Fuel Sub - ZEAS 2030 - Marine | Com - Restaurant | Fuel Substitution | 664545.7591 | 706711.3506 | 753248.0379 | 803881.1607 | 855253.5398 | 0 | 0 | 0 | 0 | 0 | 0 | 0 | 0
Scenario 1: Reference | PG&E | Com | HVAC | Com ¦ Large Packaged Heat Pump (IEER 14.0) - Fuel Sub - ZEAS 2030 - Hot-Dry | Com - Restaurant | Fuel Substitution | 602121.863 | 640224.6943 | 682394.9149 | 728356.6686 | 774874.7554 | 0 | 0 | 0 | 0 | 0 | 0 | 0 | 0
Scenario 1: Reference | PG&E | Com | HVAC | Com ¦ Large Packaged Heat Pump (IEER 14.0) - Fuel Sub - ZEAS 2030 - Cold | Com - Restaurant | Fuel Substitution | 7284.8819 | 7706.5747 | 8173.8115 | 8683.2923 | 9197.6655 | 0 | 0 | 0 | 0 | 0 | 0 | 0 | 0
Scenario 1: Reference | PG&E | Com | HVAC | Com ¦ Large Packaged Heat Pump (IEER 14.0) - Fuel Sub - Panel Upgrade - ZEAS 2030 - Marine | Com - Restaurant | Fuel Substitution | 151849.5223 | 161484.4118 | 172118.102 | 183687.8328 | 195426.4845 | 0 | 0 | 0 | 0 | 0 | 0 | 0 | 0
Scenario 1: Reference | PG&E | Com | HVAC | Com ¦ Large Packaged Heat Pump (IEER 14.0) - Fuel Sub - Panel Upgrade - ZEAS 2030 - Hot-Dry | Com - Restaurant | Fuel Substitution | 137585.5854 | 146292.1292 | 155928.0764 | 166430.3936 | 177059.8335 | 0 | 0 | 0 | 0 | 0 | 0 | 0 | 0
Scenario 1: Reference | PG&E | Com | HVAC | Com ¦ Large Packaged Heat Pump (IEER 14.0) - Fuel Sub - Panel Upgrade - ZEAS 2030 - Cold | Com - Restaurant | Fuel Substitution | 1664.6045 | 1760.9618 | 1867.726 | 1984.1429 | 2101.6779 | 0 | 0 | 0 | 0 | 0 | 0 | 0 | 0
Scenario 1: Reference | PG&E | Com | HVAC | Com ¦ Small Packaged Heat Pump (SEER 15) - Fuel Sub - ZEAS 2030 - Marine | Com - Restaurant | Fuel Substitution | 0 | 0 | 0 | 0 | 0 | 0 | 0 | 0 | 0 | 0 | 0 | 0 | 0
Scenario 1: Reference | PG&E | Com | HVAC | Com ¦ Small Packaged Heat Pump (SEER 16) - Fuel Sub - ZEAS 2030 - Marine | Com - Restaurant | Fuel Substitution | 0 | 0 | 0 | 0 | 0 | 0 | 0 | 0 | 0 | 0 | 0 | 0 | 0
Scenario 1: Reference | PG&E | Com | HVAC | Com ¦ Small Packaged Heat Pump (SEER 16) - Fuel Sub - ZEAS 2030 - Hot-Dry | Com - Restaurant | Fuel Substitution | 0 | 0 | 0 | 0 | 0 | 0 | 0 | 0 | 0 | 0 | 0 | 0 | 0
Scenario 1: Reference | PG&E | Com | HVAC | Com ¦ Small Packaged Heat Pump (SEER 16) - Fuel Sub - ZEAS 2030 - Cold | Com - Restaurant | Fuel Substitution | 0 | 0 | 0 | 0 | 0 | 493.2012 | 502.6544 | 510.494 | 517.4716 | 523.8675 | 533.5207 | 486.7253 | 492.0508
Scenario 1: Reference | PG&E | Com | HVAC | Com ¦ Small Packaged Heat Pump (SEER 17) - Fuel Sub - ZEAS 2030 - Marine | Com - Restaurant | Fuel Substitution | 0 | 0 | 0 | 0 | 0 | 0 | 0 | 0 | 0 | 0 | 0 | 0 | 0
Scenario 1: Reference | PG&E | Com | HVAC | Com ¦ Small Packaged Heat Pump (SEER 17) - Fuel Sub - ZEAS 2030 - Hot-Dry | Com - Restaurant | Fuel Substitution | 0 | 0 | 0 | 0 | 0 | 0 | 0 | 0 | 0 | 0 | 0 | 0 | 0
Scenario 1: Reference | PG&E | Com | HVAC | Com ¦ Small Packaged Heat Pump (SEER 17) - Fuel Sub - ZEAS 2030 - Cold | Com - Restaurant | Fuel Substitution | 0 | 0 | 0 | 0 | 0 | 0 | 0 | 0 | 0 | 0 | 0 | 0 | 0
Scenario 1: Reference | PG&E | Com | HVAC | Com ¦ Small Packaged Heat Pump (SEER 18) - Fuel Sub - ZEAS 2030 - Marine | Com - Restaurant | Fuel Substitution | 504146.2274 | 525863.0538 | 548406.9212 | 571935.5689 | 596974.3539 | 0 | 0 | 0 | 0 | 0 | 0 | 0 | 0
Scenario 1: Reference | PG&E | Com | HVAC | Com ¦ Small Packaged Heat Pump (SEER 18) - Fuel Sub - ZEAS 2030 - Hot-Dry | Com - Restaurant | Fuel Substitution | 474397.9811 | 493783.6769 | 513659.5368 | 534219.2529 | 556328.4966 | 0 | 0 | 0 | 0 | 0 | 0 | 0 | 0
Scenario 1: Reference | PG&E | Com | HVAC | Com ¦ Small Packaged Heat Pump (SEER 18) - Fuel Sub - ZEAS 2030 - Cold | Com - Restaurant | Fuel Substitution | 3146.667 | 3294.3647 | 3451.7988 | 3619.1412 | 3793.2641 | 0 | 0 | 0 | 0 | 0 | 0 | 0 | 0
Scenario 1: Reference | PG&E | Com | HVAC | Com ¦ Small Packaged Heat Pump (SEER 15) - Fuel Sub - Panel Upgrade - ZEAS 2030 - Marine | Com - Restaurant | Fuel Substitution | 0 | 0 | 0 | 0 | 0 | 0 | 0 | 0 | 0 | 0 | 0 | 0 | 0
Scenario 1: Reference | PG&E | Com | HVAC | Com ¦ Small Packaged Heat Pump (SEER 16) - Fuel Sub - Panel Upgrade - ZEAS 2030 - Marine | Com - Restaurant | Fuel Substitution | 0 | 0 | 0 | 0 | 0 | 0 | 0 | 0 | 0 | 0 | 0 | 0 | 0
Scenario 1: Reference | PG&E | Com | HVAC | Com ¦ Small Packaged Heat Pump (SEER 16) - Fuel Sub - Panel Upgrade - ZEAS 2030 - Hot-Dry | Com - Restaurant | Fuel Substitution | 0 | 0 | 0 | 0 | 0 | 0 | 0 | 0 | 0 | 0 | 0 | 0 | 0
Scenario 1: Reference | PG&E | Com | HVAC | Com ¦ Small Packaged Heat Pump (SEER 16) - Fuel Sub - Panel Upgrade - ZEAS 2030 - Cold | Com - Restaurant | Fuel Substitution | 0 | 0 | 0 | 0 | 0 | 112.6971 | 114.8571 | 116.6485 | 118.2429 | 119.7044 | 121.9101 | 111.2173 | 112.4342
Scenario 1: Reference | PG&E | Com | HVAC | Com ¦ Small Packaged Heat Pump (SEER 17) - Fuel Sub - Panel Upgrade - ZEAS 2030 - Marine | Com - Restaurant | Fuel Substitution | 0 | 0 | 0 | 0 | 0 | 0 | 0 | 0 | 0 | 0 | 0 | 0 | 0
Scenario 1: Reference | PG&E | Com | HVAC | Com ¦ Small Packaged Heat Pump (SEER 17) - Fuel Sub - Panel Upgrade - ZEAS 2030 - Hot-Dry | Com - Restaurant | Fuel Substitution | 0 | 0 | 0 | 0 | 0 | 0 | 0 | 0 | 0 | 0 | 0 | 0 | 0
Scenario 1: Reference | PG&E | Com | HVAC | Com ¦ Small Packaged Heat Pump (SEER 17) - Fuel Sub - Panel Upgrade - ZEAS 2030 - Cold | Com - Restaurant | Fuel Substitution | 0 | 0 | 0 | 0 | 0 | 0 | 0 | 0 | 0 | 0 | 0 | 0 | 0
Scenario 1: Reference | PG&E | Com | HVAC | Com ¦ Small Packaged Heat Pump (SEER 18) - Fuel Sub - Panel Upgrade - ZEAS 2030 - Marine | Com - Restaurant | Fuel Substitution | 115198.0323 | 120160.3538 | 125311.6552 | 130687.9801 | 136409.3733 | 0 | 0 | 0 | 0 | 0 | 0 | 0 | 0
Scenario 1: Reference | PG&E | Com | HVAC | Com ¦ Small Packaged Heat Pump (SEER 18) - Fuel Sub - Panel Upgrade - ZEAS 2030 - Hot-Dry | Com - Restaurant | Fuel Substitution | 108400.5215 | 112830.1768 | 117371.8352 | 122069.7556 | 127121.7449 | 0 | 0 | 0 | 0 | 0 | 0 | 0 | 0
Scenario 1: Reference | PG&E | Com | HVAC | Com ¦ Small Packaged Heat Pump (SEER 18) - Fuel Sub - Panel Upgrade - ZEAS 2030 - Cold | Com - Restaurant | Fuel Substitution | 719.0173 | 752.7664 | 788.7403 | 826.9782 | 866.7655 | 0 | 0 | 0 | 0 | 0 | 0 | 0 | 0
Scenario 1: Reference | PG&E | Com | HVAC | Com ¦ HVAC Heat Recovery/Energy Recovery Ventilator (ERV) - Marine | Com - Restaurant | Energy Efficiency | 33329000.0836 | 34781449.2796 | 36313528.2535 | 37925436.6258 | 39621611.1348 | 41407808.4873 | 43294940.5255 | 45283785.1927 | 47382260.7478 | 49598715.1816 | 51938701.7035 | 48425827.1428 | 57776095.2711
Scenario 1: Reference | PG&E | Com | HVAC | Com ¦ HVAC Heat Recovery/Energy Recovery Ventilator (ERV) - Hot-Dry | Com - Restaurant | Energy Efficiency | 28346020.0034 | 29581315.2076 | 30884334.8341 | 32255248.6584 | 33697830.0872 | 35216975.1488 | 36821964.2684 | 38513459.0802 | 40298193.993 | 42183268.8996 | 44173406.7552 | 41185737.9888 | 49138058.3925
Scenario 1: Reference | PG&E | Com | HVAC | Com ¦ HVAC Heat Recovery/Energy Recovery Ventilator (ERV) - Cold | Com - Restaurant | Energy Efficiency | 34766.1161 | 36281.1936 | 37879.3344 | 39560.7468 | 41330.0588 | 43193.2753 | 45161.7788 | 47236.3806 | 49425.3405 | 51737.3665 | 54178.2511 | 50513.9046 | 60267.3477
Scenario 1: Reference | PG&E | Com | WaterHeat | Com ¦ Com Heat Pump Water Heater (3.3 UEF - 50 Gal) - Marine | Com - Restaurant | Energy Efficiency | 11312923.2223 | 11721845.1413 | 12109569.5603 | 12478268.4464 | 12921413.291 | 13417078.4542 | 13765608.1124 | 14039134.5264 | 14268407.4385 | 14471955.5401 | 14799635.4943 | 13120294.776 | 15503695.8956
Scenario 1: Reference | PG&E | Com | WaterHeat | Com ¦ Com Heat Pump Water Heater (3.3 UEF - 50 Gal) - Hot-Dry | Com - Restaurant | Energy Efficiency | 8311050.5707 | 8612055.4121 | 8897436.0525 | 9168797.3046 | 9495002.4811 | 9859898.511 | 10116389.8716 | 10317621.8836 | 10486248.6077 | 10635918.8602 | 10877038.0291 | 9642950.2544 | 11394791.9798
Scenario 1: Reference | PG&E | Com | WaterHeat | Com ¦ Com Heat Pump Water Heater (3.3 UEF - 50 Gal) - Cold | Com - Restaurant | Energy Efficiency | 25716.264 | 26645.243 | 27526.0863 | 28363.7223 | 29370.4393 | 30496.4408 | 31288.2795 | 31909.7761 | 32430.7683 | 32893.3394 | 33637.8364 | 29820.7474 | 35237.7896
Scenario 1: Reference | PG&E | Com | WaterHeat | Com ¦ Com Hot Water Tank Insulation - Marine | Com - Restaurant | Energy Efficiency | 19126.0177 | 19929.1591 | 20763.417 | 21636.8073 | 22552.3077 | 23512.6055 | 24521.6356 | 25583.1798 | 26700.1437 | 27875.5502 | 29112.3233 | 27428.1394 | 28669.4965
Scenario 1: Reference | PG&E | Com | WaterHeat | Com ¦ Com Hot Water Tank Insulation - Hot-Dry | Com - Restaurant | Energy Efficiency | 0 | 14042.8822 | 14630.7337 | 15246.1594 | 15891.2576 | 16567.9218 | 17278.9248 | 18026.9312 | 18813.9886 | 19642.2271 | 20513.7068 | 19326.9635 | 20201.6734
Scenario 1: Reference | PG&E | Com | WaterHeat | Com ¦ Com Hot Water Tank Insulation - Cold | Com - Restaurant | Energy Efficiency | 27.5011 | 28.656 | 29.8555 | 31.1114 | 32.4278 | 33.8086 | 35.2594 | 36.7858 | 38.3919 | 40.082 | 41.8604 | 39.4387 | 41.2236
Scenario 1: Reference | PG&E | Com | WaterHeat | Com ¦ Low-flow Pre-Rinse Spray Valve - Marine | Com - Restaurant | Energy Efficiency | 187783.1345 | 195698.6932 | 203999.293 | 212702.7115 | 221833.7216 | 231424.3019 | 241532.5726 | 252159.0259 | 263346.639 | 275142.8155 | 287575.8125 | 267616.8614 | 318692.2782
Scenario 1: Reference | PG&E | Com | WaterHeat | Com ¦ Low-flow Pre-Rinse Spray Valve - Hot-Dry | Com - Restaurant | Energy Efficiency | 129780.1646 | 135250.7438 | 140987.4315 | 147002.5142 | 153313.1129 | 159941.3284 | 166927.3288 | 174271.454 | 182003.4064 | 190155.9475 | 198748.6063 | 184954.6308 | 220253.7327
Scenario 1: Reference | PG&E | Com | WaterHeat | Com ¦ Low-flow Pre-Rinse Spray Valve - Cold | Com - Restaurant | Energy Efficiency | 281.5752 | 293.4443 | 305.8908 | 318.9413 | 332.633 | 347.0138 | 362.1708 | 378.1049 | 394.8804 | 412.5684 | 431.2113 | 401.2834 | 477.8695
Scenario 1: Reference | PG&E | Com | WaterHeat | Com ¦ Com Hot Water Pipe Insulation - Marine | Com - Restaurant | Energy Efficiency | 3737525.6187 | 3894497.6238 | 4058090.4633 | 4229450.0086 | 4409215.3499 | 4597977.1765 | 4796419.5393 | 5005219.4155 | 5224883.6993 | 5456151.367 | 5699812.4703 | 5371652.8723 | 5616307.5073
Scenario 1: Reference | PG&E | Com | WaterHeat | Com ¦ Com Hot Water Pipe Insulation - Hot-Dry | Com - Restaurant | Energy Efficiency | 2233952.3476 | 2327775.913 | 2425556.81 | 2527979.9363 | 2635427.2817 | 2748251.9066 | 2866862.6741 | 2991664.2196 | 3122959.5183 | 3261190.2629 | 3406828.6743 | 3210684.7601 | 3356917.0142
Scenario 1: Reference | PG&E | Com | WaterHeat | Com ¦ Com Hot Water Pipe Insulation - Cold | Com - Restaurant | Energy Efficiency | 4696.0136 | 4893.2411 | 5098.7873 | 5314.0919 | 5539.9581 | 5777.1278 | 6026.4607 | 6288.8073 | 6564.8045 | 6855.3807 | 7161.5287 | 6749.2126 | 7056.6089
Scenario 1: Reference | PG&E | Com | WaterHeat | Com ¦ Com Efficient Tankless Gas Water Heater (0.87 UEF - High Draw) - ZEAS 2030 - Marine | Com - Restaurant | Energy Efficiency | 292227.7273 | 306153.9252 | 326246.7026 | 347229.782 | 369178.1392 | 0 | 0 | 0 | 0 | 0 | 0 | 0 | 0
Scenario 1: Reference | PG&E | Com | WaterHeat | Com ¦ Com Efficient Tankless Gas Water Heater (0.87 UEF - High Draw) - ZEAS 2030 - Hot-Dry | Com - Restaurant | Energy Efficiency | 218145.2083 | 228540.9951 | 243540.0793 | 259203.7695 | 275588.0296 | 0 | 0 | 0 | 0 | 0 | 0 | 0 | 0
Scenario 1: Reference | PG&E | Com | WaterHeat | Com ¦ Com Efficient Tankless Gas Water Heater (0.87 UEF - High Draw) - ZEAS 2030 - Cold | Com - Restaurant | Energy Efficiency | 1260.7761 | 1324.7115 | 1415.3662 | 1510.8146 | 1607.9117 | 0 | 0 | 0 | 0 | 0 | 0 | 0 | 0
Scenario 1: Reference | PG&E | Com | WaterHeat | Com ¦ Com Heat Pump Water Heater (3.75 UEF - 50 Gal) - Fuel Sub - ZEAS 2030 - Marine | Com - Restaurant | Fuel Substitution | 80143090.2931 | 84026633.8447 | 88268955.0354 | 92878594.2927 | 97523978.2869 | 60796036.3256 | 62356251.0455 | 63579763.6267 | 64605147.5058 | 65511606.676 | 66978635.8068 | 60147399.145 | 61093255.2245
Scenario 1: Reference | PG&E | Com | WaterHeat | Com ¦ Com Heat Pump Water Heater (3.75 UEF - 50 Gal) - Fuel Sub - ZEAS 2030 - Hot-Dry | Com - Restaurant | Fuel Substitution | 59427735.9505 | 62314992.4601 | 65470924.3509 | 68901775.149 | 72357051.8523 | 44794452.6348 | 45945468.5999 | 46847840.7927 | 47603896.1506 | 48272121.3075 | 49354276.788 | 44321170.3479 | 45018587.0537
Scenario 1: Reference | PG&E | Com | WaterHeat | Com ¦ Com Heat Pump Water Heater (3.75 UEF - 50 Gal) - Fuel Sub - ZEAS 2030 - Cold | Com - Restaurant | Fuel Substitution | 348325.8463 | 365223.3441 | 383752.0492 | 403944.7496 | 424207.9487 | 270385.1174 | 277252.367 | 282649.9135 | 287182.882 | 291197.1449 | 297659.9065 | 273091.6271 | 277364.0615
Scenario 1: Reference | PG&E | Com | WaterHeat | Com ¦ Com Efficient Tankless Gas Water Heater (0.87 UEF - High Draw) - Panel Upgrade - ZEAS 2030 - Marine | Com - Restaurant | Energy Efficiency | 242452.6749 | 254006.8281 | 270677.2093 | 288086.2477 | 306296.1485 | 0 | 0 | 0 | 0 | 0 | 0 | 0 | 0
Scenario 1: Reference | PG&E | Com | WaterHeat | Com ¦ Com Efficient Tankless Gas Water Heater (0.87 UEF - High Draw) - Panel Upgrade - ZEAS 2030 - Hot-Dry | Com - Restaurant | Energy Efficiency | 180988.6069 | 189613.6828 | 202057.9778 | 215053.6769 | 228647.2114 | 0 | 0 | 0 | 0 | 0 | 0 | 0 | 0
Scenario 1: Reference | PG&E | Com | WaterHeat | Com ¦ Com Efficient Tankless Gas Water Heater (0.87 UEF - High Draw) - Panel Upgrade - ZEAS 2030 - Cold | Com - Restaurant | Energy Efficiency | 1046.0285 | 1099.0738 | 1174.2873 | 1253.4781 | 1334.0366 | 0 | 0 | 0 | 0 | 0 | 0 | 0 | 0
Scenario 1: Reference | PG&E | Com | WaterHeat | Com ¦ Com Heat Pump Water Heater (3.75 UEF - 50 Gal) - Fuel Sub - Panel Upgrade - ZEAS 2030 - Marine | Com - Restaurant | Fuel Substitution | 66492344.1443 | 69714405.003 | 73234133.0239 | 77058613.9462 | 80912751.2161 | 50440667.5009 | 51735131.3619 | 52750243.4485 | 53600974.0296 | 54353036.3081 | 55570186.8507 | 49902512.4775 | 50687261.2028
Scenario 1: Reference | PG&E | Com | WaterHeat | Com ¦ Com Heat Pump Water Heater (3.75 UEF - 50 Gal) - Fuel Sub - Panel Upgrade - ZEAS 2030 - Hot-Dry | Com - Restaurant | Fuel Substitution | 49305429.2776 | 51700900.3378 | 54319283.3901 | 57165758.5027 | 60032499.0643 | 37164628.2849 | 38119592.0801 | 38868263.5148 | 39495540.2129 | 40049946.7991 | 40947779.0933 | 36771960.0139 | 37350585.9621
Scenario 1: Reference | PG&E | Com | WaterHeat | Com ¦ Com Heat Pump Water Heater (3.75 UEF - 50 Gal) - Fuel Sub - Panel Upgrade - ZEAS 2030 - Cold | Com - Restaurant | Fuel Substitution | 288995.6197 | 303014.9723 | 318387.6892 | 335140.9736 | 351952.7486 | 224330.5095 | 230028.0627 | 234506.2469 | 238267.1164 | 241597.6312 | 246959.5928 | 226576.0203 | 230120.7323
Scenario 1: Reference | PG&E | Com | WaterHeat | Com ¦ Com Heat Pump Water Heater (100+ Gal, 200+ kBtuh - 4.3 COP) - Fuel Sub - ZEAS 2030 - Marine | Com - Restaurant | Fuel Substitution | 4869923.8977 | 5108246.5521 | 5366360.9641 | 5644936.1472 | 5928486.2779 | 0 | 0 | 0 | 0 | 0 | 0 | 0 | 0
Scenario 1: Reference | PG&E | Com | WaterHeat | Com ¦ Com Heat Pump Water Heater (100+ Gal, 200+ kBtuh - 4.3 COP) - Fuel Sub - ZEAS 2030 - Hot-Dry | Com - Restaurant | Fuel Substitution | 3596537.5898 | 3773344.8212 | 3964952.512 | 4171851.2982 | 4382320.5634 | 0 | 0 | 0 | 0 | 0 | 0 | 0 | 0
Scenario 1: Reference | PG&E | Com | WaterHeat | Com ¦ Com Heat Pump Water Heater (100+ Gal, 200+ kBtuh - 4.3 COP) - Fuel Sub - ZEAS 2030 - Cold | Com - Restaurant | Fuel Substitution | 10698.9412 | 11225.0955 | 11796.4512 | 12414.3958 | 13041.5597 | 0 | 0 | 0 | 0 | 0 | 0 | 0 | 0
Scenario 1: Reference | PG&E | Com | WaterHeat | Com ¦ Com Heat Pump Water Heater (100+ Gal, 200+ kBtuh - 4.3 COP) - Fuel Sub - Panel Upgrade - ZEAS 2030 - Marine | Com - Restaurant | Fuel Substitution | 4040431.3657 | 4238160.6009 | 4452310.4702 | 4683436.0342 | 4918689.1646 | 0 | 0 | 0 | 0 | 0 | 0 | 0 | 0
Scenario 1: Reference | PG&E | Com | WaterHeat | Com ¦ Com Heat Pump Water Heater (100+ Gal, 200+ kBtuh - 4.3 COP) - Fuel Sub - Panel Upgrade - ZEAS 2030 - Hot-Dry | Com - Restaurant | Fuel Substitution | 2983940.5278 | 3130632.2418 | 3289603.4578 | 3461261.2419 | 3635881.3466 | 0 | 0 | 0 | 0 | 0 | 0 | 0 | 0
Scenario 1: Reference | PG&E | Com | WaterHeat | Com ¦ Com Heat Pump Water Heater (100+ Gal, 200+ kBtuh - 4.3 COP) - Fuel Sub - Panel Upgrade - ZEAS 2030 - Cold | Com - Restaurant | Fuel Substitution | 8876.5941 | 9313.1287 | 9787.1655 | 10299.8559 | 10820.1952 | 0 | 0 | 0 | 0 | 0 | 0 | 0 | 0
Scenario 1: Reference | PG&E | Com | WaterHeat | Com ¦ Efficient Gas Water Heating Boiler (0.92 UEF) - ZEAS 2030 - Marine | Com - Restaurant | Energy Efficiency | 1494062.8499 | 1560433.4901 | 1630531.7145 | 1704361.5583 | 1782136.9813 | 0 | 0 | 0 | 0 | 0 | 0 | 0 | 0
Scenario 1: Reference | PG&E | Com | WaterHeat | Com ¦ Efficient Gas Water Heating Boiler (0.92 UEF) - ZEAS 2030 - Hot-Dry | Com - Restaurant | Energy Efficiency | 1057795.8767 | 1104786.2769 | 1154415.8096 | 1206687.3312 | 1261752.3196 | 0 | 0 | 0 | 0 | 0 | 0 | 0 | 0
Scenario 1: Reference | PG&E | Com | WaterHeat | Com ¦ Efficient Gas Water Heating Boiler (0.92 UEF) - ZEAS 2030 - Cold | Com - Restaurant | Energy Efficiency | 2181.137 | 2278.0295 | 2380.3639 | 2488.1459 | 2601.688 | 0 | 0 | 0 | 0 | 0 | 0 | 0 | 0
Scenario 1: Reference | PG&E | Com | WholeBlg | Com ¦ Com Title 24 2022 Code | Com - Restaurant | Energy Efficiency | 1503815.6529 | 1488257.0606 | 1482896.1763 | 1467153.0583 | 1463200.9043 | 1495936.3963 | 1531682.8582 | 1557664.4415 | 1575965.6532 | 1600040.5651 | 1620454.0136 | 0 | 17335300.8432
Scenario 1: Reference | PG&E | Com | ComRefrig | Com ¦ Efficient Refrigerated Display Case - Marine | Com - Restaurant | Energy Efficiency | 0 | 0 | 0 | 0 | 0 | 542143.8143 | 555306.972 | 564846.2279 | 571359.2855 | 575907.2037 | 586207.2072 | 516567.5105 | 606288.4527
Scenario 1: Reference | PG&E | Com | ComRefrig | Com ¦ Efficient Refrigerated Display Case - Hot-Dry | Com - Restaurant | Energy Efficiency | 0 | 0 | 0 | 0 | 0 | 429890.4457 | 440343.0976 | 447928.7658 | 453120.7107 | 456759.0551 | 464952.9178 | 409745.7452 | 480949.95
Scenario 1: Reference | PG&E | Com | ComRefrig | Com ¦ Efficient Refrigerated Display Case - Cold | Com - Restaurant | Energy Efficiency | 0 | 0 | 0 | 0 | 0 | 0 | 0 | 0 | 0 | 0 | 0 | 0 | 0
Scenario 1: Reference | PG&E | Com | ComRefrig | Com ¦ Refrigerated Display Case LED Lighting | Com - Restaurant | Energy Efficiency | 740212.8815 | 765122.2109 | 787568.0936 | 807831.5365 | 831006.2444 | 856930.9279 | 875719.8085 | 891641.8749 | 905725.7557 | 918463.3454 | 937846.5469 | 841715.6834 | 854681.977
Scenario 1: Reference | PG&E | Com | ComRefrig | Com ¦ Efficient EC or PMS Motor Retrofit - Marine | Com - Restaurant | Energy Efficiency | 168381.8745 | 169885.7491 | 170141.8085 | 169404.0107 | 169762.304 | 173409.0892 | 175890.0312 | 177925.8105 | 179809.5466 | 181705.4775 | 184291.365 | 163884.5801 | 165124.2467
Scenario 1: Reference | PG&E | Com | ComRefrig | Com ¦ Efficient EC or PMS Motor Retrofit - Hot-Dry | Com - Restaurant | Energy Efficiency | 133424.6763 | 134616.3366 | 134819.2363 | 134234.6102 | 134518.5195 | 137408.2079 | 139374.0897 | 140987.2277 | 142479.8876 | 143982.2107 | 146031.2507 | 129861.0502 | 130843.3538
Scenario 1: Reference | PG&E | Com | ComRefrig | Com ¦ Efficient EC or PMS Motor Retrofit - Cold | Com - Restaurant | Energy Efficiency | 374.5131 | 377.858 | 378.4275 | 376.7865 | 377.5834 | 385.6946 | 391.2126 | 395.7406 | 399.9304 | 404.1473 | 409.8988 | 364.5102 | 367.2675
Scenario 1: Reference | PG&E | Com | ComRefrig | Com ¦ Add Doors to Open Display Cases - Marine | Com - Restaurant | Energy Efficiency | 0 | 0 | 0 | 0 | 0 | 0 | 0 | 0 | 0 | 0 | 0 | 0 | 0
Scenario 1: Reference | PG&E | Com | ComRefrig | Com ¦ Add Doors to Open Display Cases - Hot-Dry | Com - Restaurant | Energy Efficiency | 0 | 0 | 0 | 0 | 0 | 0 | 0 | 0 | 0 | 0 | 0 | 0 | 0
Scenario 1: Reference | PG&E | Com | FoodServ | Com ¦ ENERGY STAR Dishwasher - Tier 1 | Com - Restaurant | Energy Efficiency | 0 | 0 | 0 | 0 | 0 | 0 | 0 | 0 | 0 | 0 | 0 | 0 | 0
Scenario 1: Reference | PG&E | Com | FoodServ | Com ¦ ENERGY STAR Dishwasher - Tier 2 | Com - Restaurant | Energy Efficiency | 10089536.7471 | 10499533.5144 | 10921560.6626 | 11356496.6347 | 11822232.8253 | 12320991.9877 | 12823513.4045 | 13341668.1669 | 13879780.0736 | 14442948.0776 | 15053328.4643 | 13660688.8219 | 16557147.1467
Scenario 1: Reference | PG&E | Com | FoodServ | Com ¦ ENERGY STAR Combination Oven - Electric | Com - Restaurant | Energy Efficiency | 2222701.5124 | 2291052.2406 | 2352120.2017 | 2410081.6253 | 2484750.3384 | 2577628.0708 | 2645589.7185 | 2700253.5302 | 2743653.2718 | 2781710.8739 | 2841416.2948 | 2513681.2086 | 2965101.4326
Scenario 1: Reference | PG&E | Com | FoodServ | Com ¦ ENERGY STAR Steamer - Electric | Com - Restaurant | Energy Efficiency | 0 | 0 | 0 | 0 | 1317748.7327 | 1367004.9949 | 1403047.3988 | 1432037.5019 | 1455053.8805 | 1475237.1384 | 1506900.9806 | 1333091.7702 | 1572495.4716
Scenario 1: Reference | PG&E | Com | FoodServ | Com ¦ ENERGY STAR Conveyor Broiler - Gas | Com - Restaurant | Energy Efficiency | 4538073.9651 | 4723879.8445 | 4915868.5911 | 5115522.5307 | 5330350.9561 | 5561425.2534 | 5794900.5457 | 6034924.366 | 6282927.2191 | 6542114.7492 | 6822421.9496 | 6194950.325 | 7513167.9743
Scenario 1: Reference | PG&E | Com | FoodServ | Com ¦ ENERGY STAR Conveyor Oven - Gas | Com - Restaurant | Energy Efficiency | 4919246.7961 | 5131142.7564 | 5354427.4157 | 5589186.7993 | 5836062.1488 | 6095874.6501 | 6370211.6872 | 6659172.926 | 6963893.561 | 7285571.1001 | 7624996.5004 | 7105275.2141 | 8472582.3422
Scenario 1: Reference | PG&E | Com | FoodServ | Com ¦ ENERGY STAR Convection Oven - Electric | Com - Restaurant | Energy Efficiency | 6356318.1419 | 6629911.5987 | 6918237.4714 | 7221340.1419 | 7540235.0406 | 7875847.4683 | 8230188.7678 | 8603422.4586 | 8996767.1101 | 9412149.911 | 9850457.4611 | 8983597.6649 | 10944361.5407
Scenario 1: Reference | PG&E | Com | FoodServ | Com ¦ High Performance Conveyor Toaster | Com - Restaurant | Energy Efficiency | 6052078.6735 | 6238187.3263 | 6404466.1104 | 6562286.2648 | 6765597.8311 | 7018489.7918 | 7203539.0378 | 7352380.2955 | 7470551.2012 | 7574176.2722 | 7736745.0662 | 6844372.1971 | 8073520.9135
Scenario 1: Reference | PG&E | Com | FoodServ | Com ¦ ENERGY STAR Rack Oven - Gas | Com - Restaurant | Energy Efficiency | 2096898.6271 | 2187222.2817 | 2282400.5305 | 2382470.043 | 2487704.1577 | 2598452.9166 | 2715392.9646 | 2838566.7858 | 2968458.2727 | 3105577.8803 | 3250262.7651 | 3028724.205 | 3611558.236
Scenario 1: Reference | PG&E | Com | FoodServ | Com ¦ Electric Deck Oven (60% cooking efficiency) | Com - Restaurant | Energy Efficiency | 187241.9039 | 192999.8163 | 198144.2233 | 203026.9335 | 209317.0772 | 217141.1613 | 222866.2972 | 227471.2143 | 231127.2384 | 234333.2369 | 239362.8627 | 211754.2336 | 249782.1837
Scenario 1: Reference | PG&E | Com | FoodServ | Com ¦ Demand Controlled Ventilation (DCV) Exhaust Hood | Com - Restaurant | Energy Efficiency | 346761.8594 | 359314.687 | 377842.2845 | 396226.7945 | 416098.6394 | 437861.8987 | 462721.974 | 486665.1877 | 510218.77 | 536431.5758 | 564648.2385 | 0 | 6706948.991
Scenario 1: Reference | PG&E | Com | FoodServ | Com ¦ ENERGY STAR Ice Machine | Com - Restaurant | Energy Efficiency | 702608.9215 | 724621.8332 | 744023.1948 | 761801.3875 | 785936.1203 | 817863.4703 | 841671.2646 | 861880.9997 | 878919.4147 | 893285.6696 | 913884.0962 | 808555.3876 | 953634.6328
Scenario 1: Reference | PG&E | Com | FoodServ | Com ¦ ENERGY STAR Griddle - Electric | Com - Restaurant | Energy Efficiency | 365924.1779 | 377176.7838 | 387230.4249 | 396772.6357 | 409065.3738 | 424355.8694 | 435544.4208 | 444543.7445 | 451688.6601 | 457954.0973 | 467783.423 | 413828.2737 | 488145.7533
Scenario 1: Reference | PG&E | Com | FoodServ | Com ¦ ENERGY STAR Fryer - Tier 1 Gas | Com - Restaurant | Energy Efficiency | 101833.5109 | 106524.3466 | 113332.9175 | 120422.5225 | 127821.0649 | 135422.4627 | 144576.6023 | 153808.4376 | 163209.492 | 173739.5773 | 0 | 0 | 0
Scenario 1: Reference | PG&E | Com | FoodServ | Com ¦ ENERGY STAR Fryer - Tier 2 Gas | Com - Restaurant | Energy Efficiency | 0 | 0 | 0 | 0 | 0 | 0 | 0 | 0 | 0 | 0 | 280347.5772 | 0 | 3414424.3307
Scenario 1: Reference | PG&E | Com | FoodServ | Com ¦ ENERGY STAR Fryer - Fuel Sub | Com - Restaurant | Fuel Substitution | 52992154.8326 | 55656299.5004 | 58607489.6177 | 61797941.6632 | 64961911.9642 | 68091352.8794 | 71812376.1611 | 75972127.7709 | 80557625.2521 | 85505220.3975 | 90450862.0986 | 84667998.2505 | 89855526.156
Scenario 1: Reference | PG&E | Com | FoodServ | Com ¦ ENERGY STAR Steamer - Gas | Com - Restaurant | Energy Efficiency | 28724.0556 | 30051.6971 | 31977.8342 | 33984.1989 | 36078.5849 | 38231.0466 | 40822.7686 | 43437.4704 | 46101.0255 | 49084.5792 | 52208.8317 | 0 | 636105.9558
Scenario 1: Reference | PG&E | Com | FoodServ | Com ¦ ENERGY STAR Steamer - Fuel Sub | Com - Restaurant | Fuel Substitution | 4404827.0022 | 4610748.0504 | 4833469.695 | 5071387.6562 | 5313467.9332 | 5559705.2268 | 5837265.2483 | 6140003.8739 | 6467758.4624 | 6818237.5441 | 7176309.7993 | 6677045.2644 | 7043191.3899
Scenario 1: Reference | PG&E | Com | FoodServ | Com ¦ ENERGY STAR Convection Oven - Gas | Com - Restaurant | Energy Efficiency | 29296.9246 | 30651.0444 | 32615.5961 | 34661.9755 | 36798.1317 | 38993.5218 | 41636.9327 | 44303.7818 | 47020.4585 | 50063.5159 | 53250.0781 | 0 | 648792.3731
Scenario 1: Reference | PG&E | Com | FoodServ | Com ¦ ENERGY STAR Convection Oven - Fuel Sub | Com - Restaurant | Fuel Substitution | 6055855.8514 | 6364187.7828 | 6707085.6654 | 7078497.6313 | 7445294.1759 | 7806389.9011 | 8239548.4953 | 8725663.4975 | 9263022.4241 | 9843602.7112 | 10422023.0116 | 9765806.7462 | 10374874.1509
Scenario 1: Reference | PG&E | Com | FoodServ | Com ¦ ENERGY STAR Griddle - Gas | Com - Restaurant | Energy Efficiency | 142043.09 | 148608.3991 | 158133.3237 | 168054.9812 | 178411.9122 | 189056.0325 | 201872.3355 | 214802.2758 | 227973.8001 | 242727.747 | 258177.4621 | 0 | 3145602.3053
Scenario 1: Reference | PG&E | Com | FoodServ | Com ¦ ENERGY STAR Griddle - Fuel Sub | Com - Restaurant | Fuel Substitution | 34596192.0577 | 36406712.0454 | 38437007.3885 | 40645023.7504 | 42806565.9266 | 44913336.2915 | 47488194.8492 | 50401256.95 | 53639843.5841 | 57148646.7079 | 60620604.8159 | 56930447.3731 | 60615506.2895
Scenario 1: Reference | PG&E | Com | FoodServ | Com ¦ ENERGY STAR Combination Oven - Gas | Com - Restaurant | Energy Efficiency | 1418.8208 | 1484.3995 | 1579.5408 | 1678.6449 | 1782.0968 | 1888.4173 | 2016.4351 | 2145.5879 | 2277.1539 | 2424.5261 | 2578.8481 | 0 | 31420.367
Scenario 1: Reference | PG&E | Com | FoodServ | Com ¦ ENERGY STAR Combination Oven - Fuel Sub | Com - Restaurant | Fuel Substitution | 235677.6791 | 249325.121 | 265066.9472 | 282416.3726 | 298910.8426 | 314437.6875 | 334663.4697 | 358148.2784 | 384728.2051 | 413772.7498 | 441910.1701 | 418343.7978 | 448950.8536
Scenario 1: Reference | PG&E | Com | FoodServ | Com ¦ ENERGY STAR Fryer - Tier 1 Gas - Panel Upgrade | Com - Restaurant | Energy Efficiency | 167567.3116 | 175286.0941 | 186489.6156 | 198155.5794 | 210329.9005 | 222838.0206 | 237901.1815 | 253092.191 | 268561.6509 | 285888.934 | 0 | 0 | 0
Scenario 1: Reference | PG&E | Com | FoodServ | Com ¦ ENERGY STAR Fryer - Tier 2 Gas - Panel Upgrade | Com - Restaurant | Energy Efficiency | 0 | 0 | 0 | 0 | 0 | 0 | 0 | 0 | 0 | 0 | 461312.6799 | 0 | 5618444.269
Scenario 1: Reference | PG&E | Com | FoodServ | Com ¦ ENERGY STAR Fryer - Fuel Sub - Panel Upgrade | Com - Restaurant | Fuel Substitution | 87198730.9679 | 91582588.0668 | 96438779.2122 | 101688676.4934 | 106894997.994 | 112044501.2989 | 118167454.953 | 125012337.2315 | 132557785.4677 | 140699066.3683 | 148837132.8713 | 139321415.1106 | 147857506.0027
Scenario 1: Reference | PG&E | Com | FoodServ | Com ¦ ENERGY STAR Steamer - Gas - Panel Upgrade | Com - Restaurant | Energy Efficiency | 47265.5095 | 49450.1471 | 52619.6108 | 55921.0892 | 59367.407 | 62909.2883 | 67173.9737 | 71476.4724 | 75859.3594 | 80768.8049 | 85909.7706 | 0 | 1046714.0331
Scenario 1: Reference | PG&E | Com | FoodServ | Com ¦ ENERGY STAR Steamer - Fuel Sub - Panel Upgrade | Com - Restaurant | Fuel Substitution | 7248154.485 | 7586998.1146 | 7953487.17 | 8344981.8046 | 8743325.5409 | 9148509.659 | 9605235.4086 | 10103392.6179 | 10642713.6604 | 11219427.9166 | 11808636.7597 | 10987095.6467 | 11589590.0648
Scenario 1: Reference | PG&E | Com | FoodServ | Com ¦ ENERGY STAR Convection Oven - Gas - Panel Upgrade | Com - Restaurant | Energy Efficiency | 48208.1669 | 50436.3746 | 53669.0497 | 57036.3724 | 60551.4231 | 64163.9432 | 68513.683 | 72901.9902 | 77372.2889 | 82379.6478 | 87623.1443 | 0 | 1067589.5663
Scenario 1: Reference | PG&E | Com | FoodServ | Com ¦ ENERGY STAR Convection Oven - Fuel Sub - Panel Upgrade | Com - Restaurant | Fuel Substitution | 9964926.8243 | 10472287.8331 | 11036527.2061 | 11647686.5786 | 12251251.263 | 12845435.234 | 13558198.8467 | 14358102.3689 | 15242327.9042 | 16197674.3026 | 17149466.4371 | 16069660.8363 | 17071882.8621
Scenario 1: Reference | PG&E | Com | FoodServ | Com ¦ ENERGY STAR Griddle - Gas - Panel Upgrade | Com - Restaurant | Energy Efficiency | 233732.2803 | 244535.5139 | 260208.8025 | 276534.9161 | 293577.2735 | 311092.2016 | 332181.4621 | 353457.713 | 375131.4911 | 399409.1499 | 424831.6968 | 0 | 5176096.915
Scenario 1: Reference | PG&E | Com | FoodServ | Com ¦ ENERGY STAR Griddle - Fuel Sub - Panel Upgrade | Com - Restaurant | Fuel Substitution | 56928125.5553 | 59907340.9847 | 63248197.343 | 66881494.1078 | 70438317.4772 | 73905013.686 | 78141950.2544 | 82935401.6478 | 88264504.522 | 94038249.3447 | 99751365.5965 | 93679201.7621 | 99742975.9579
Scenario 1: Reference | PG&E | Com | FoodServ | Com ¦ ENERGY STAR Combination Oven - Gas - Panel Upgrade | Com - Restaurant | Energy Efficiency | 2334.6734 | 2442.5833 | 2599.1385 | 2762.2146 | 2932.445 | 3107.3957 | 3318.0493 | 3530.5706 | 3747.0627 | 3989.5641 | 4243.5014 | 0 | 51702.297
Scenario 1: Reference | PG&E | Com | FoodServ | Com ¦ ENERGY STAR Combination Oven - Fuel Sub - Panel Upgrade | Com - Restaurant | Fuel Substitution | 387808.2444 | 410265.1461 | 436168.3628 | 464716.8882 | 491858.5823 | 517408.0466 | 550689.6248 | 589333.9396 | 633071.2792 | 680864.1545 | 727164.354 | 688385.826 | 738749.8174
Scenario 1: Reference | PG&E | Com | Lighting | Com ¦ LED Fixtures and Retrofit Kits - 140 lpw | Com - Restaurant | Energy Efficiency | 880885.9695 | 908857.4783 | 932986.6359 | 953406.446 | 978632.72 | 1006891.402 | 1021027.7692 | 1028970.0612 | 1032655.685 | 1032938.9478 | 1043491.073 | 911932.1305 | 1060666.8457
Scenario 1: Reference | SCE | Com | BldgEnv | Com ¦ Com Wall Insulation (R14) - Cold | Com - Restaurant | Energy Efficiency | 0 | 0 | 0 | 0 | 0 | 0 | 0 | 0 | 0 | 0 | 0 | 0 | 0
Scenario 1: Reference | SCE | Com | HVAC | Com ¦ Ductless Mini Split Heat Pump (SEER 18) - Hot-Dry | Com - Restaurant | Energy Efficiency | 110665.2059 | 114694.0725 | 118343.6125 | 121684.9909 | 125837.8815 | 130385.3206 | 133072.8683 | 134096.0092 | 135081.2015 | 135947.8061 | 137155.6764 | 137583.6328 | 138059.7424
Scenario 1: Reference | SCE | Com | HVAC | Com ¦ Ductless Mini Split Heat Pump (SEER 18) - Marine | Com - Restaurant | Energy Efficiency | 24135.5032 | 25014.1779 | 25810.1235 | 26538.8607 | 27444.5844 | 28436.3571 | 29022.4973 | 29245.6389 | 29460.5042 | 29649.5061 | 29912.9364 | 30006.2714 | 30110.1084
Scenario 1: Reference | SCE | Com | HVAC | Com ¦ Ductless Mini Split Heat Pump (SEER 18) - Cold | Com - Restaurant | Energy Efficiency | 1312.186 | 1359.9573 | 1403.2309 | 1442.8505 | 1492.0924 | 1546.0125 | 1577.8795 | 1590.0111 | 1601.6928 | 1611.9684 | 1626.2904 | 1631.3648 | 1637.0101
Scenario 1: Reference | SCE | Com | HVAC | Com ¦ Demand Controlled Ventilation (HVAC) - Marine | Com - Restaurant | Energy Efficiency | 5548.0003 | 5925.9097 | 6307.8029 | 6704.2354 | 7194.6424 | 7638.7712 | 7945.2699 | 8192.9282 | 8429.4168 | 8635.9523 | 8878.3945 | 9050.2933 | 9239.9874
Scenario 1: Reference | SCE | Com | HVAC | Com ¦ Demand Controlled Ventilation (HVAC) - Hot-Dry | Com - Restaurant | Energy Efficiency | 23217.6107 | 24799.1094 | 26397.2792 | 28056.2942 | 30108.5792 | 31967.1967 | 33249.8513 | 34286.2669 | 35275.9387 | 36140.2612 | 37154.8482 | 37874.2205 | 38668.0641
Scenario 1: Reference | SCE | Com | HVAC | Com ¦ Demand Controlled Ventilation (HVAC) - Cold | Com - Restaurant | Energy Efficiency | 4005.0313 | 4277.8393 | 4553.5232 | 4839.7028 | 5193.7214 | 5514.3324 | 5735.5899 | 5914.3713 | 6085.0894 | 6234.1848 | 6409.2008 | 6533.2923 | 6670.2301
Scenario 1: Reference | SCE | Com | WaterHeat | Com ¦ Com Heat Pump Water Heater (3.3 UEF - 50 Gal) - Marine | Com - Restaurant | Energy Efficiency | 5894649.8694 | 6194171.2405 | 6491477.7741 | 6785906.0522 | 7122540.4769 | 7443568.5331 | 7647389.8416 | 7755358.7463 | 7849369.7625 | 7919874.9631 | 8041878.8358 | 8128939.4031 | 8207192.5122
Scenario 1: Reference | SCE | Com | WaterHeat | Com ¦ Com Heat Pump Water Heater (3.3 UEF - 50 Gal) - Hot-Dry | Com - Restaurant | Energy Efficiency | 23076017.9767 | 24250779.9558 | 25416839.0058 | 26571589.6993 | 27891956.5574 | 29151090.7403 | 29950263.4856 | 30373260.7521 | 30741476.2924 | 31017443.5209 | 31495498.9106 | 31836420.1625 | 32142766.4636
Scenario 1: Reference | SCE | Com | WaterHeat | Com ¦ Com Heat Pump Water Heater (3.3 UEF - 50 Gal) - Cold | Com - Restaurant | Energy Efficiency | 399517.4571 | 419753.1993 | 439839.7755 | 459732.4648 | 482474.3287 | 504162.4786 | 517939.7453 | 525247.9152 | 531614.1696 | 536393.9851 | 544650.0354 | 550547.7012 | 555851.2373
Scenario 1: Reference | SCE | Com | WholeBlg | Com ¦ Com Title 24 2022 Code | Com - Restaurant | Energy Efficiency | 7487305.799 | 7937747.0925 | 8396867.5812 | 8892854.0161 | 9524772.1275 | 10087098.3481 | 10493625.0815 | 10811530.2865 | 11119950.804 | 11403614.2643 | 11697668.5369 | 11885163.5985 | 12106709.4572
Scenario 1: Reference | SCE | Com | ComRefrig | Com ¦ Efficient Refrigerated Display Case - Marine | Com - Restaurant | Energy Efficiency | 0 | 0 | 0 | 0 | 0 | 0 | 419043.6747 | 425705.4523 | 431220.1357 | 434973.6098 | 441588.9031 | 446250.2097 | 450413.1543
Scenario 1: Reference | SCE | Com | ComRefrig | Com ¦ Efficient Refrigerated Display Case - Hot-Dry | Com - Restaurant | Energy Efficiency | 0 | 0 | 0 | 0 | 0 | 0 | 0 | 1740921.835 | 1763474.125 | 1778823.952 | 1805877.1845 | 1824939.5912 | 1841963.9471
Scenario 1: Reference | SCE | Com | ComRefrig | Com ¦ Efficient Refrigerated Display Case - Cold | Com - Restaurant | Energy Efficiency | 0 | 0 | 0 | 0 | 0 | 0 | 0 | 0 | 0 | 0 | 0 | 0 | 0
Scenario 1: Reference | SCE | Com | ComRefrig | Com ¦ Refrigerated Display Case LED Lighting | Com - Restaurant | Energy Efficiency | 1196790.7884 | 1248538.4824 | 1297651.0633 | 1344240.1193 | 1396183.2274 | 1446013.3465 | 1478539.0092 | 1497456.6751 | 1515424.0521 | 1529734.6193 | 1552434.2049 | 1569474.8188 | 1585021.6132
Scenario 1: Reference | SCE | Com | ComRefrig | Com ¦ Efficient EC or PMS Motor Retrofit - Marine | Com - Restaurant | Energy Efficiency | 98827.923 | 101998.9313 | 104762.1877 | 107188.0593 | 110328.4663 | 114097.1097 | 116282.5954 | 116901.8746 | 117521.7438 | 118112.2179 | 118892.6112 | 118954.4254 | 119087.9978
Scenario 1: Reference | SCE | Com | ComRefrig | Com ¦ Efficient EC or PMS Motor Retrofit - Hot-Dry | Com - Restaurant | Energy Efficiency | 406730.2006 | 419780.6098 | 431152.9003 | 441136.6701 | 454061.1386 | 469571.1385 | 478565.5908 | 481114.259 | 483665.3549 | 486095.4743 | 489307.2136 | 489561.6122 | 490111.3348
Scenario 1: Reference | SCE | Com | ComRefrig | Com ¦ Efficient EC or PMS Motor Retrofit - Cold | Com - Restaurant | Energy Efficiency | 5935.4656 | 6125.9118 | 6291.8691 | 6437.5636 | 6626.172 | 6852.5114 | 6983.7686 | 7020.9616 | 7058.1901 | 7093.6531 | 7140.5224 | 7144.2349 | 7152.2571
Scenario 1: Reference | SCE | Com | ComRefrig | Com ¦ Add Doors to Open Display Cases - Marine | Com - Restaurant | Energy Efficiency | 0 | 0 | 0 | 0 | 0 | 0 | 0 | 0 | 0 | 0 | 0 | 0 | 0
Scenario 1: Reference | SCE | Com | ComRefrig | Com ¦ Add Doors to Open Display Cases - Hot-Dry | Com - Restaurant | Energy Efficiency | 0 | 0 | 0 | 0 | 0 | 0 | 0 | 0 | 0 | 0 | 0 | 0 | 0
Scenario 1: Reference | SCE | Com | FoodServ | Com ¦ ENERGY STAR Dishwasher - Tier 1 | Com - Restaurant | Energy Efficiency | 0 | 0 | 0 | 0 | 0 | 0 | 0 | 0 | 0 | 0 | 0 | 0 | 0
Scenario 1: Reference | SCE | Com | FoodServ | Com ¦ ENERGY STAR Combination Oven - Electric | Com - Restaurant | Energy Efficiency | 0 | 0 | 0 | 0 | 0 | 4605306.0292 | 4735973.6919 | 4802512.6715 | 4856147.0439 | 4892171.8989 | 4954954.6214 | 4992031.0257 | 5025526.4385
Scenario 1: Reference | SCE | Com | FoodServ | Com ¦ ENERGY STAR Steamer - Electric | Com - Restaurant | Energy Efficiency | 0 | 0 | 0 | 0 | 0 | 0 | 0 | 0 | 0 | 0 | 0 | 0 | 0
Scenario 1: Reference | SCE | Com | FoodServ | Com ¦ ENERGY STAR Conveyor Broiler - Gas | Com - Restaurant | Energy Efficiency | 0 | 1343366.4029 | 1403754.6192 | 1464135.1382 | 1535293.4099 | 1605648.7687 | 1651206.2996 | 1674405.2423 | 1693104.9689 | 1705665.1036 | 1727554.4201 | 1740481.1795 | 1752159.4193
Scenario 1: Reference | SCE | Com | FoodServ | Com ¦ High Performance Conveyor Toaster | Com - Restaurant | Energy Efficiency | 0 | 10491216.4403 | 10962827.0499 | 11434377.5456 | 11990098.4779 | 12539548.9445 | 12895337.1464 | 13076512.6832 | 13222550.934 | 13320641.1435 | 13491588.9624 | 13592542.3808 | 13683745.3031
Scenario 1: Reference | SCE | Com | FoodServ | Com ¦ Electric Deck Oven (60% cooking efficiency) | Com - Restaurant | Energy Efficiency | 0 | 0 | 0 | 0 | 0 | 0 | 0 | 0 | 409085.1664 | 412119.925 | 417408.7847 | 420532.1265 | 423353.8031
Scenario 1: Reference | SCE | Com | FoodServ | Com ¦ Demand Controlled Ventilation (DCV) Exhaust Hood | Com - Restaurant | Energy Efficiency | 536361.7849 | 574237.1318 | 612888.4322 | 653422.226 | 703328.3437 | 747352.8993 | 777770.9728 | 802730.666 | 826597.9583 | 847438.4957 | 871986.2664 | 889664.325 | 909052.7001
Scenario 1: Reference | SCE | Com | FoodServ | Com ¦ ENERGY STAR Ice Machine | Com - Restaurant | Energy Efficiency | 1146965.5259 | 1208938.748 | 1269081.6365 | 1328520.1411 | 1399833.6697 | 1472773.7674 | 1521533.8331 | 1548306.9896 | 1571624.0156 | 1587278.263 | 1608961.9215 | 1619155.7457 | 1627936.1459
Scenario 1: Reference | SCE | Com | FoodServ | Com ¦ ENERGY STAR Griddle - Electric | Com - Restaurant | Energy Efficiency | 0 | 0 | 0 | 0 | 0 | 0 | 0 | 0 | 0 | 805400.082 | 815736.025 | 821839.9273 | 827354.2895
Scenario 1: Reference | SCE | Com | Lighting | Com ¦ LED High and Low Bay - 155 lpw | Com - Restaurant | Energy Efficiency | 0 | 0 | 0 | 0 | 0 | 0 | 0 | 0 | 0 | 0 | 0 | 0 | 0
Scenario 1: Reference | SCE | Com | Lighting | Com ¦ LED Fixtures and Retrofit Kits - 140 lpw - RET | Com - Restaurant | Energy Efficiency | 0 | 0 | 0 | 0 | 0 | 0 | 0 | 0 | 0 | 0 | 0 | 0 | 0
Scenario 1: Reference | SCE | Com | Lighting | Com ¦ LED Fixtures and Retrofit Kits - 140 lpw | Com - Restaurant | Energy Efficiency | 1542486.3481 | 1614431.7249 | 1684012.5872 | 1751144.954 | 1826638.0551 | 1897594.8797 | 1942496.8824 | 1968322.3677 | 1992745.1618 | 2011911.8833 | 2042787.8075 | 2065830.4952 | 2086837.5504
Scenario 1: Reference | SCG | Com | BldgEnv | Com ¦ Com Wall Insulation (R14) - Marine | Com - Restaurant | Energy Efficiency | 434924.0653 | 453872.4169 | 473703.7606 | 494533.062 | 516438.0394 | 539439.3771 | 563631.7379 | 589133.2715 | 616006.5778 | 644332.9759 | 674218.8492 | 705748.4316 | 739051.6856
Scenario 1: Reference | SCG | Com | BldgEnv | Com ¦ Com Wall Insulation (R14) - Hot-Dry | Com - Restaurant | Energy Efficiency | 4003.2027 | 4299.5939 | 4622.464 | 4980.0775 | 5384.6518 | 5766.3885 | 6150.2576 | 6584.6156 | 7041.5206 | 7510.5416 | 8023.5771 | 8554.2253 | 9133.6484
Scenario 1: Reference | SCG | Com | BldgEnv | Com ¦ Com Wall Insulation (R14) - Cold | Com - Restaurant | Energy Efficiency | 2937.5862 | 3065.5682 | 3199.514 | 3340.2003 | 3488.1521 | 3643.5089 | 3806.9101 | 3979.1539 | 4160.6629 | 4351.9865 | 4553.8432 | 4766.8019 | 4991.7405
Scenario 1: Reference | SCG | Com | HVAC | Com ¦ Demand Controlled Ventilation (HVAC) - Marine | Com - Restaurant | Energy Efficiency | 18290.9504 | 19630.0485 | 21087.2025 | 22699.9527 | 24523.5654 | 26239.8951 | 27962.7653 | 29912.2441 | 31960.8561 | 34061.2121 | 36357.8665 | 38731.5469 | 41323.3021
Scenario 1: Reference | SCG | Com | HVAC | Com ¦ Demand Controlled Ventilation (HVAC) - Hot-Dry | Com - Restaurant | Energy Efficiency | 89972.2755 | 96559.2325 | 103726.9008 | 111659.9389 | 120630.1991 | 129072.7392 | 137547.4521 | 147136.8414 | 157213.8621 | 167545.4089 | 178842.5377 | 190518.5536 | 203267.2685
Scenario 1: Reference | SCG | Com | HVAC | Com ¦ Demand Controlled Ventilation (HVAC) - Cold | Com - Restaurant | Energy Efficiency | 53692.248 | 56101.9953 | 58627.847 | 61290.7245 | 64107.9256 | 67036.8615 | 70104.3097 | 73354.4503 | 76776.3913 | 80373.659 | 84179.9615 | 88188.153 | 92433.61
Scenario 1: Reference | SCG | Com | HVAC | Com ¦ HVAC Energy Management System (Elec SC and Gas SH) - Marine | Com - Restaurant | Energy Efficiency | 53238.014 | 57135.6203 | 61376.8426 | 66070.9463 | 71378.7907 | 76374.3748 | 81388.996 | 87063.1889 | 93025.9209 | 99139.2601 | 105823.9493 | 112732.832 | 120276.4476
Scenario 1: Reference | SCG | Com | HVAC | Com ¦ HVAC Energy Management System (Elec SC and Gas SH) - Hot-Dry | Com - Restaurant | Energy Efficiency | 278953.4682 | 299375.9203 | 321598.8322 | 346194.7252 | 374006.4615 | 400182.0343 | 426457.3567 | 456188.6646 | 487431.8431 | 519464.1642 | 554490.2123 | 590690.9765 | 630217.5774
Scenario 1: Reference | SCG | Com | HVAC | Com ¦ HVAC Energy Management System (Elec SC and Gas SH) - Cold | Com - Restaurant | Energy Efficiency | 38769.8516 | 40509.8708 | 42333.7262 | 44256.5246 | 46290.7562 | 48405.6687 | 50620.5976 | 52967.4442 | 55438.3437 | 58035.8422 | 60784.2796 | 63678.4961 | 66744.0361
Scenario 1: Reference | SCG | Com | HVAC | Com ¦ HVAC Heat Recovery/Energy Recovery Ventilator (ERV) - Marine | Com - Restaurant | Energy Efficiency | 17412149.9611 | 18198284.512 | 19025157.0828 | 19896942.3581 | 20817575.8595 | 21783629.2679 | 22800489.9163 | 23875862.0509 | 25010563.2082 | 26207330.1385 | 27472831.6054 | 28808913.0158 | 30222393.1007
Scenario 1: Reference | SCG | Com | HVAC | Com ¦ HVAC Heat Recovery/Energy Recovery Ventilator (ERV) - Hot-Dry | Com - Restaurant | Energy Efficiency | 97011243.5568 | 101391167.3776 | 105998061.7893 | 110855185.9161 | 115984466.3913 | 121366802.4444 | 127032209.4299 | 133023611.3129 | 139345562.9719 | 146013312.1253 | 153064013.578 | 160507948.9564 | 168383108.606
Scenario 1: Reference | SCG | Com | HVAC | Com ¦ HVAC Heat Recovery/Energy Recovery Ventilator (ERV) - Cold | Com - Restaurant | Energy Efficiency | 117931.4649 | 123255.9079 | 128856.2671 | 134760.8173 | 140996.2137 | 147539.2365 | 154426.3737 | 161709.8058 | 169395.0698 | 177500.7017 | 186071.8685 | 195121.0691 | 204694.4863
Scenario 1: Reference | SCG | Com | WaterHeat | Com ¦ Com Hot Water Tank Insulation - Marine | Com - Restaurant | Energy Efficiency | 7677.2273 | 8008.8028 | 8353.3295 | 8714.1366 | 9092.4649 | 9489.4344 | 9906.6824 | 10345.7844 | 10807.9523 | 11294.4481 | 11806.4919 | 12346.4 | 12916.6468
Scenario 1: Reference | SCG | Com | WaterHeat | Com ¦ Com Hot Water Tank Insulation - Hot-Dry | Com - Restaurant | Energy Efficiency | 41642.4012 | 43440.9149 | 45309.678 | 47266.7488 | 49318.8568 | 51472.077 | 53735.2911 | 56117.0442 | 58623.9105 | 61262.7346 | 64040.135 | 66968.6754 | 70061.7771
Scenario 1: Reference | SCG | Com | WaterHeat | Com ¦ Com Hot Water Tank Insulation - Cold | Com - Restaurant | Energy Efficiency | 104.2421 | 108.7443 | 113.4223 | 118.3214 | 123.4583 | 128.8484 | 134.5139 | 140.476 | 146.7514 | 153.3571 | 160.3097 | 167.6406 | 175.3834
Scenario 1: Reference | SCG | Com | WaterHeat | Com ¦ Low-flow Pre-Rinse Spray Valve - Marine | Com - Restaurant | Energy Efficiency | 75027.5358 | 78316.5848 | 81755.6622 | 85369.6239 | 89175.305 | 93157.9326 | 97339.4897 | 101751.3676 | 106396.5836 | 111287.2622 | 116450.7415 | 121894.3259 | 127648.3074
Scenario 1: Reference | SCG | Com | WaterHeat | Com ¦ Low-flow Pre-Rinse Spray Valve - Hot-Dry | Com - Restaurant | Energy Efficiency | 404810.161 | 422556.1854 | 441111.6857 | 460610.772 | 481144.2786 | 502632.4976 | 525194.0385 | 548998.2722 | 574061.4787 | 600449.0761 | 628308.5663 | 657679.3599 | 688724.8973
Scenario 1: Reference | SCG | Com | WaterHeat | Com ¦ Low-flow Pre-Rinse Spray Valve - Cold | Com - Restaurant | Energy Efficiency | 1077.5351 | 1124.7719 | 1174.1635 | 1226.0667 | 1280.7234 | 1337.9213 | 1397.9763 | 1461.339 | 1528.053 | 1598.2922 | 1672.4494 | 1750.6294 | 1833.2673
Scenario 1: Reference | SCG | Com | WaterHeat | Com ¦ Com Hot Water Pipe Insulation - Marine | Com - Restaurant | Energy Efficiency | 1434513.0195 | 1496445.9582 | 1561011.0871 | 1628663.7446 | 1699658.1467 | 1774229.3813 | 1852649.6684 | 1935188.6434 | 2022048.5594 | 2113523.566 | 2209927.9985 | 2311639.1693 | 2419040.1829
Scenario 1: Reference | SCG | Com | WaterHeat | Com ¦ Com Hot Water Pipe Insulation - Hot-Dry | Com - Restaurant | Energy Efficiency | 6472470.3409 | 6751909.4979 | 7043225.0005 | 7348471.3202 | 7668795.469 | 8005258.1551 | 8359087.6258 | 8731500.4661 | 9123409.2337 | 9536141.1221 | 9971114.3999 | 10430031.4868 | 10914620.9369
Scenario 1: Reference | SCG | Com | WaterHeat | Com ¦ Com Hot Water Pipe Insulation - Cold | Com - Restaurant | Energy Efficiency | 17796.7432 | 18565.0908 | 19366.0937 | 20205.4008 | 21086.166 | 22011.3058 | 22984.1974 | 24008.186 | 25085.7807 | 26220.6308 | 27416.6359 | 28678.4771 | 30010.9071
Scenario 1: Reference | SCG | Com | WaterHeat | Com ¦ Com Efficient Tankless Gas Water Heater (0.87 UEF - High Draw) - ZEAS 2030 - Marine | Com - Restaurant | Energy Efficiency | 707244.3473 | 759607.6808 | 816649.0155 | 879828.4716 | 951304.4534 | 0 | 0 | 0 | 0 | 0 | 0 | 0 | 0
Scenario 1: Reference | SCG | Com | WaterHeat | Com ¦ Com Efficient Tankless Gas Water Heater (0.87 UEF - High Draw) - ZEAS 2030 - Hot-Dry | Com - Restaurant | Energy Efficiency | 1926149.2071 | 2068758.4675 | 2224108.0606 | 2396174.5604 | 2590836.2869 | 0 | 0 | 0 | 0 | 0 | 0 | 0 | 0
Scenario 1: Reference | SCG | Com | WaterHeat | Com ¦ Com Efficient Tankless Gas Water Heater (0.87 UEF - High Draw) - ZEAS 2030 - Cold | Com - Restaurant | Energy Efficiency | 9378.5233 | 10072.8954 | 10829.3009 | 11667.1018 | 12614.9202 | 0 | 0 | 0 | 0 | 0 | 0 | 0 | 0
Scenario 1: Reference | SCG | Com | WaterHeat | Com ¦ Com Efficient Tankless Gas Water Heater (0.87 UEF - High Draw) - Panel Upgrade - ZEAS 2030 - Marine | Com - Restaurant | Energy Efficiency | 586779.6508 | 630223.955 | 677549.4579 | 729967.5781 | 789269.0795 | 0 | 0 | 0 | 0 | 0 | 0 | 0 | 0
Scenario 1: Reference | SCG | Com | WaterHeat | Com ¦ Com Efficient Tankless Gas Water Heater (0.87 UEF - High Draw) - Panel Upgrade - ZEAS 2030 - Hot-Dry | Com - Restaurant | Energy Efficiency | 1598068.8476 | 1716387.5198 | 1845276.4678 | 1988034.9375 | 2149539.9963 | 0 | 0 | 0 | 0 | 0 | 0 | 0 | 0
Scenario 1: Reference | SCG | Com | WaterHeat | Com ¦ Com Efficient Tankless Gas Water Heater (0.87 UEF - High Draw) - Panel Upgrade - ZEAS 2030 - Cold | Com - Restaurant | Energy Efficiency | 7781.0825 | 8357.1824 | 8984.7496 | 9679.8482 | 10466.225 | 0 | 0 | 0 | 0 | 0 | 0 | 0 | 0
Scenario 1: Reference | SCG | Com | WaterHeat | Com ¦ Efficient Gas Water Heating Boiler (0.92 UEF) - ZEAS 2030 - Marine | Com - Restaurant | Energy Efficiency | 599413.4954 | 626959.273 | 655972.494 | 686594.4763 | 718963.7245 | 0 | 0 | 0 | 0 | 0 | 0 | 0 | 0
Scenario 1: Reference | SCG | Com | WaterHeat | Com ¦ Efficient Gas Water Heating Boiler (0.92 UEF) - ZEAS 2030 - Hot-Dry | Com - Restaurant | Energy Efficiency | 3270009.1863 | 3420280.9882 | 3578558.2041 | 3745611.7723 | 3922197.2842 | 0 | 0 | 0 | 0 | 0 | 0 | 0 | 0
Scenario 1: Reference | SCG | Com | WaterHeat | Com ¦ Efficient Gas Water Heating Boiler (0.92 UEF) - ZEAS 2030 - Cold | Com - Restaurant | Energy Efficiency | 8297.8929 | 8679.2189 | 9080.8592 | 9504.7701 | 9952.869 | 0 | 0 | 0 | 0 | 0 | 0 | 0 | 0
Scenario 1: Reference | SCG | Com | FoodServ | Com ¦ ENERGY STAR Dishwasher - Tier 1 | Com - Restaurant | Energy Efficiency | 0 | 0 | 0 | 0 | 0 | 0 | 0 | 0 | 0 | 0 | 0 | 0 | 0
Scenario 1: Reference | SCG | Com | FoodServ | Com ¦ ENERGY STAR Dishwasher - Tier 2 | Com - Restaurant | Energy Efficiency | 18615393.4059 | 19455852.7385 | 20339865.2375 | 21271894.0739 | 22256146.7278 | 23288957.9711 | 24376087.421 | 25525771.7155 | 26738884.8857 | 28018352.8018 | 29371305.0629 | 30799714.6006 | 32310871.3453
Scenario 1: Reference | SCG | Com | FoodServ | Com ¦ ENERGY STAR Conveyor Broiler - Gas | Com - Restaurant | Energy Efficiency | 9367670.4663 | 9786183.0572 | 10225923.6472 | 10689249.1254 | 11178249.0918 | 11691031.3423 | 12230454.7699 | 12800626.2469 | 13401926.9236 | 14035768.4497 | 14705676.4389 | 15412621.4905 | 16160508.0377
Scenario 1: Reference | SCG | Com | FoodServ | Com ¦ ENERGY STAR Conveyor Oven - Gas | Com - Restaurant | Energy Efficiency | 8104467.5062 | 8466544.8985 | 8846987.7562 | 9247835.149 | 9670894.9004 | 10114529.9643 | 10581213.7207 | 11074499.2419 | 11594716.2813 | 12143086.1316 | 12722658.9882 | 13334274.5674 | 13981310.8015
Scenario 1: Reference | SCG | Com | FoodServ | Com ¦ ENERGY STAR Rack Oven - Gas | Com - Restaurant | Energy Efficiency | 3454644.0729 | 3608984.6901 | 3771153.8471 | 3942020.7262 | 4122355.9378 | 4311461.6679 | 4510392.2295 | 4720662.1702 | 4942412.052 | 5176162.4683 | 5423213.608 | 5683923.4121 | 5959731.772
Scenario 1: Reference | SCG | Com | FoodServ | Com ¦ Demand Controlled Ventilation (DCV) Exhaust Hood | Com - Restaurant | Energy Efficiency | 416333.608 | 446813.7924 | 479981.1344 | 516690.113 | 558198.6864 | 597265.3119 | 636480.812 | 680854.3155 | 727484.2617 | 775291.9907 | 827567.8096 | 881596.8736 | 940589.6958
Scenario 1: Reference | SCG | Com | FoodServ | Com ¦ ENERGY STAR Fryer - Tier 1 Gas | Com - Restaurant | Energy Efficiency | 484780.9855 | 519964.7958 | 558206.0803 | 600502.9683 | 648310.7032 | 693212.7599 | 0 | 0 | 0 | 0 | 0 | 0 | 0
Scenario 1: Reference | SCG | Com | FoodServ | Com ¦ ENERGY STAR Fryer - Tier 2 Gas | Com - Restaurant | Energy Efficiency | 0 | 0 | 0 | 0 | 0 | 0 | 1120125.7035 | 1197384.8166 | 1278492.6897 | 1361547.2682 | 1452317.565 | 1546030.3012 | 1648338.8497
Scenario 1: Reference | SCG | Com | FoodServ | Com ¦ ENERGY STAR Steamer - Gas | Com - Restaurant | Energy Efficiency | 136696.5711 | 146637.9567 | 157447.3688 | 169405.6744 | 182923.4493 | 195626.1126 | 208363.0411 | 222773.3807 | 237905.4116 | 253405.2788 | 270347.3496 | 287843.6326 | 306946.9491
Scenario 1: Reference | SCG | Com | FoodServ | Com ¦ ENERGY STAR Convection Oven - Gas | Com - Restaurant | Energy Efficiency | 139422.8304 | 149562.4856 | 160587.4793 | 172784.2799 | 186571.6516 | 199527.6552 | 212518.6074 | 227216.345 | 242650.1673 | 258459.1619 | 275739.1231 | 293584.3498 | 313068.6605
Scenario 1: Reference | SCG | Com | FoodServ | Com ¦ ENERGY STAR Griddle - Gas | Com - Restaurant | Energy Efficiency | 675977.0843 | 725138.1476 | 778591.682 | 837726.6004 | 904573.2376 | 967389.0727 | 1030374.3526 | 1101634.804 | 1176464.0849 | 1253112.3501 | 1336892.4442 | 1423413.1688 | 1517880.8212
Scenario 1: Reference | SCG | Com | FoodServ | Com ¦ ENERGY STAR Combination Oven - Gas | Com - Restaurant | Energy Efficiency | 6752.1085 | 7243.1619 | 7777.0913 | 8367.7702 | 9035.4788 | 9662.9252 | 10292.064 | 11003.8608 | 11751.3054 | 12516.9192 | 13353.7705 | 14217.997 | 15161.6027
Scenario 1: Reference | SCG | Com | FoodServ | Com ¦ ENERGY STAR Fryer - Tier 1 Gas - Panel Upgrade | Com - Restaurant | Energy Efficiency | 797708.3941 | 855603.4471 | 918529.5819 | 988129.2229 | 1066796.9772 | 1140683.4304 | 0 | 0 | 0 | 0 | 0 | 0 | 0
Scenario 1: Reference | SCG | Com | FoodServ | Com ¦ ENERGY STAR Fryer - Tier 2 Gas - Panel Upgrade | Com - Restaurant | Energy Efficiency | 0 | 0 | 0 | 0 | 0 | 0 | 1843169.8084 | 1970299.8835 | 2103763.1032 | 2240429.6319 | 2389792.3953 | 2543996.9506 | 2712345.9379
Scenario 1: Reference | SCG | Com | FoodServ | Com ¦ ENERGY STAR Steamer - Gas - Panel Upgrade | Com - Restaurant | Energy Efficiency | 224934.5695 | 241293.1456 | 259080.0618 | 278757.4854 | 301001.0198 | 321903.2858 | 342861.9354 | 366574.1874 | 391473.9842 | 416979.0567 | 444857.2789 | 473647.459 | 505082.0167
Scenario 1: Reference | SCG | Com | FoodServ | Com ¦ ENERGY STAR Convection Oven - Gas - Panel Upgrade | Com - Restaurant | Energy Efficiency | 229420.6362 | 246105.4658 | 264247.122 | 284316.9896 | 307004.1463 | 328323.2845 | 349699.9307 | 373885.0969 | 399281.4922 | 425295.2346 | 453729.4566 | 483093.8244 | 515155.309
Scenario 1: Reference | SCG | Com | FoodServ | Com ¦ ENERGY STAR Griddle - Gas - Panel Upgrade | Com - Restaurant | Energy Efficiency | 1112322.0805 | 1193216.7403 | 1281174.6725 | 1378481.3372 | 1488477.6555 | 1591841.2784 | 1695483.7231 | 1812742.9844 | 1935874.7641 | 2061999.6872 | 2199860.0536 | 2342230.135 | 2497676.9068
Scenario 1: Reference | SCG | Com | FoodServ | Com ¦ ENERGY STAR Combination Oven - Gas - Panel Upgrade | Com - Restaurant | Energy Efficiency | 11110.6124 | 11918.642 | 12797.2243 | 13769.188 | 14867.9043 | 15900.3689 | 16935.6186 | 18106.882 | 19336.8041 | 20596.6237 | 21973.6646 | 23395.7517 | 24948.4574
Scenario 1: Reference | SDG&E | Com | BldgEnv | Com ¦ Com Wall Insulation (R14) - Marine | Com - Restaurant | Energy Efficiency | 94.4125 | 100.034 | 107.7115 | 115.946 | 124.9374 | 133.8304 | 144.0673 | 34782.5371 | 165.2685 | 37930.1943 | 39628.3758 | 41403.0448 | 43277.2441
Scenario 1: Reference | SDG&E | Com | BldgEnv | Com ¦ Com Wall Insulation (R14) - Hot-Dry | Com - Restaurant | Energy Efficiency | 118.15 | 124.7048 | 133.7289 | 143.3511 | 153.9127 | 164.5088 | 176.7187 | 189.4559 | 201.8339 | 215.1953 | 229.7322 | 245.1077 | 261.3397
Scenario 1: Reference | SDG&E | Com | HVAC | Com ¦ Ductless Mini Split Heat Pump (SEER 18) - Marine | Com - Restaurant | Energy Efficiency | 9764.0983 | 9859.6765 | 9892.0239 | 9866.669 | 9896.7083 | 10075.4108 | 10176.4258 | 10217.4767 | 10251.277 | 10270.1272 | 10324.3822 | 10294.0436 | 10266.6698
Scenario 1: Reference | SDG&E | Com | HVAC | Com ¦ Demand Controlled Ventilation (HVAC) - Marine | Com - Restaurant | Energy Efficiency | 2803.0224 | 2947.2161 | 3144.9806 | 3351.4307 | 3579.3757 | 3812.1315 | 4074.4203 | 4342.5037 | 4599.0924 | 4874.1507 | 5175.9112 | 5490.5796 | 5821.3857
Scenario 1: Reference | SDG&E | Com | HVAC | Com ¦ Demand Controlled Ventilation (HVAC) - Hot-Dry | Com - Restaurant | Energy Efficiency | 5586.7061 | 6003.5194 | 6569.2646 | 7196.2496 | 7868.6988 | 8499.8042 | 9244.9368 | 10050.2766 | 10851.5428 | 11721.9976 | 12662.5205 | 13698.2872 | 14796.1508
Scenario 1: Reference | SDG&E | Com | HVAC | Com ¦ HVAC Energy Management System (Elec SC and Gas SH) - Marine | Com - Restaurant | Energy Efficiency | 9852.1248 | 10317.447 | 10957.5439 | 11614.0859 | 12345.3373 | 13109.8275 | 13960.4343 | 14815.8083 | 15624.7415 | 16488.2117 | 17440.1335 | 18415.137 | 19437.265
Scenario 1: Reference | SDG&E | Com | HVAC | Com ¦ HVAC Energy Management System (Elec SC and Gas SH) - Hot-Dry | Com - Restaurant | Energy Efficiency | 54174.8785 | 56752.1747 | 60296.5756 | 63937.7122 | 67990.0373 | 72217.8235 | 76927.068 | 81669.5126 | 86159.2932 | 90953.6103 | 96236.7239 | 101656.7407 | 107340.1835
Scenario 1: Reference | SDG&E | Com | HVAC | Com ¦ Small Packaged Heat Pump (SEER 15) - Fuel Sub - ZEAS 2030 - Marine | Com - Restaurant | Fuel Substitution | 18039.2057 | 18847.6236 | 19677.7282 | 20535.4788 | 21456.9066 | 0 | 0 | 0 | 0 | 0 | 0 | 0 | 0
Scenario 1: Reference | SDG&E | Com | HVAC | Com ¦ Small Packaged Heat Pump (SEER 15) - Fuel Sub - ZEAS 2030 - Hot-Dry | Com - Restaurant | Fuel Substitution | 0 | 0 | 73928.6134 | 76988.0482 | 80323.5545 | 0 | 0 | 0 | 0 | 0 | 0 | 0 | 0
Scenario 1: Reference | SDG&E | Com | HVAC | Com ¦ Small Packaged Heat Pump (SEER 15) - Fuel Sub - Panel Upgrade - ZEAS 2030 - Marine | Com - Restaurant | Fuel Substitution | 4121.9807 | 4306.7051 | 4496.3851 | 4692.3821 | 4902.9295 | 0 | 0 | 0 | 0 | 0 | 0 | 0 | 0
Scenario 1: Reference | SDG&E | Com | HVAC | Com ¦ Small Packaged Heat Pump (SEER 15) - Fuel Sub - Panel Upgrade - ZEAS 2030 - Hot-Dry | Com - Restaurant | Fuel Substitution | 0 | 0 | 16892.779 | 17591.8636 | 18354.0309 | 0 | 0 | 0 | 0 | 0 | 0 | 0 | 0
Scenario 1: Reference | SDG&E | Com | HVAC | Com ¦ HVAC Heat Recovery/Energy Recovery Ventilator (ERV) - Hot-Dry | Com - Restaurant | Energy Efficiency | 18696389.5709 | 19517900.4353 | 20385593.4569 | 21298986.2766 | 22261550.3147 | 23273895.9762 | 24343389.2464 | 25471251.6111 | 26658922.4136 | 27913265.6886 | 29238780.53 | 30639535.7036 | 32119397.192
Scenario 1: Reference | SDG&E | Com | WaterHeat | Com ¦ Com Heat Pump Water Heater (3.3 UEF - 50 Gal) - Marine | Com - Restaurant | Energy Efficiency | 1140758.4062 | 1178706.3339 | 1214373.8583 | 1247112.766 | 1286099.2679 | 1330834.0368 | 1360074.3816 | 1378673.8592 | 1394076.971 | 1404449.7571 | 1425925.7054 | 1440339.5021 | 1452588.031
Scenario 1: Reference | SDG&E | Com | WaterHeat | Com ¦ Com Heat Pump Water Heater (3.3 UEF - 50 Gal) - Hot-Dry | Com - Restaurant | Energy Efficiency | 6059356.4465 | 6260929.0272 | 6450388.2835 | 6624291.0289 | 6831380.2514 | 7069003.6076 | 7224322.2888 | 7323117.8642 | 7404934.6997 | 7460030.9819 | 7574105.9653 | 7650667.5679 | 7715727.4838
Scenario 1: Reference | SDG&E | Com | WaterHeat | Com ¦ Com Hot Water Tank Insulation - Hot-Dry | Com - Restaurant | Energy Efficiency | 0 | 0 | 0 | 0 | 0 | 0 | 0 | 12566.2178 | 0 | 0 | 0 | 14951.6183 | 15631.158
Scenario 1: Reference | SDG&E | Com | WaterHeat | Com ¦ Low-flow Pre-Rinse Spray Valve - Hot-Dry | Com - Restaurant | Energy Efficiency | 88372.7773 | 92132.6203 | 96080.9733 | 100223.3455 | 104575.9985 | 109141.6635 | 113953.5611 | 119015.6025 | 124333.9901 | 129941.2491 | 135857.1214 | 142099.8555 | 148688.9456
Scenario 1: Reference | SDG&E | Com | WaterHeat | Com ¦ Com Hot Water Pipe Insulation - Hot-Dry | Com - Restaurant | Energy Efficiency | 0 | 0 | 0 | 0 | 0 | 0 | 0 | 2039691.0389 | 0 | 0 | 2324085.6859 | 2429323.5877 | 2540423.6482
Scenario 1: Reference | SDG&E | Com | WaterHeat | Com ¦ Com Efficient Tankless Gas Water Heater (0.87 UEF - High Draw) - ZEAS 2030 - Marine | Com - Restaurant | Energy Efficiency | 79426.7757 | 84261.9171 | 90850.2569 | 97929.8405 | 105647.8907 | 0 | 0 | 0 | 0 | 0 | 0 | 0 | 0
Scenario 1: Reference | SDG&E | Com | WaterHeat | Com ¦ Com Efficient Tankless Gas Water Heater (0.87 UEF - High Draw) - ZEAS 2030 - Hot-Dry | Com - Restaurant | Energy Efficiency | 210655.1796 | 223478.8729 | 240952.3761 | 259728.7409 | 280198.4417 | 0 | 0 | 0 | 0 | 0 | 0 | 0 | 0
Scenario 1: Reference | SDG&E | Com | WaterHeat | Com ¦ Com Heat Pump Water Heater (3.75 UEF - 50 Gal) - Fuel Sub - ZEAS 2030 - Marine | Com - Restaurant | Fuel Substitution | 17982045.1932 | 18869991.0494 | 19834885.9972 | 20885003.8838 | 21957599.6126 | 12259798.7124 | 12520219.0745 | 12685200.2402 | 12822693.7948 | 12914860.4509 | 13106292.2761 | 13234290.8245 | 13343027.9281
Scenario 1: Reference | SDG&E | Com | WaterHeat | Com ¦ Com Heat Pump Water Heater (3.75 UEF - 50 Gal) - Fuel Sub - ZEAS 2030 - Hot-Dry | Com - Restaurant | Fuel Substitution | 47063673.4096 | 49411478.6105 | 51963348.8775 | 54741235.0034 | 57578566.7381 | 31850582.3462 | 32534092.0876 | 32964268.2044 | 33321421.1826 | 33558213.0539 | 34058321.915 | 34390022.0094 | 34670523.5506
Scenario 1: Reference | SDG&E | Com | WaterHeat | Com ¦ Com Efficient Tankless Gas Water Heater (0.87 UEF - High Draw) - Panel Upgrade - ZEAS 2030 - Marine | Com - Restaurant | Energy Efficiency | 65898.0392 | 69909.6126 | 75375.7626 | 81249.4831 | 87652.9203 | 0 | 0 | 0 | 0 | 0 | 0 | 0 | 0
Scenario 1: Reference | SDG&E | Com | WaterHeat | Com ¦ Com Efficient Tankless Gas Water Heater (0.87 UEF - High Draw) - Panel Upgrade - ZEAS 2030 - Hot-Dry | Com - Restaurant | Energy Efficiency | 174774.3523 | 185413.7902 | 199911.0373 | 215489.2301 | 232472.3335 | 0 | 0 | 0 | 0 | 0 | 0 | 0 | 0
Scenario 1: Reference | SDG&E | Com | WaterHeat | Com ¦ Com Heat Pump Water Heater (3.75 UEF - 50 Gal) - Fuel Sub - Panel Upgrade - ZEAS 2030 - Marine | Com - Restaurant | Fuel Substitution | 14919169.3636 | 15655871.6948 | 16456416.4042 | 17327668.0575 | 18217568.9093 | 10171591.2394 | 10387654.2871 | 10524534.2652 | 10638608.588 | 10715076.528 | 10873901.8334 | 10980098.4313 | 11070314.3799
Scenario 1: Reference | SDG&E | Com | WaterHeat | Com ¦ Com Heat Pump Water Heater (3.75 UEF - 50 Gal) - Fuel Sub - Panel Upgrade - ZEAS 2030 - Hot-Dry | Com - Restaurant | Fuel Substitution | 39047333.4332 | 40995237.7482 | 43112448.794 | 45417178.4918 | 47771228.4476 | 26425483.1554 | 26992570.9078 | 27349475.2685 | 27645794.4976 | 27842253.6876 | 28257179.1712 | 28532380.8979 | 28765104.704
Scenario 1: Reference | SDG&E | Com | WaterHeat | Com ¦ Com Heat Pump Water Heater (100+ Gal, 200+ kBtuh - 4.3 COP) - Fuel Sub - ZEAS 2030 - Marine | Com - Restaurant | Fuel Substitution | 528963.085 | 555601.3619 | 584358.5423 | 615458.7485 | 647431.2927 | 0 | 0 | 0 | 0 | 0 | 0 | 0 | 0
Scenario 1: Reference | SDG&E | Com | WaterHeat | Com ¦ Com Heat Pump Water Heater (100+ Gal, 200+ kBtuh - 4.3 COP) - Fuel Sub - ZEAS 2030 - Hot-Dry | Com - Restaurant | Fuel Substitution | 2809445.1396 | 2950844.5855 | 3103465.1228 | 3268493.0935 | 3438175.1766 | 0 | 0 | 0 | 0 | 0 | 0 | 0 | 0
Scenario 1: Reference | SDG&E | Com | WaterHeat | Com ¦ Com Heat Pump Water Heater (100+ Gal, 200+ kBtuh - 4.3 COP) - Fuel Sub - Panel Upgrade - ZEAS 2030 - Marine | Com - Restaurant | Fuel Substitution | 438864.9771 | 460965.9651 | 484824.9444 | 510627.8628 | 537154.534 | 0 | 0 | 0 | 0 | 0 | 0 | 0 | 0
Scenario 1: Reference | SDG&E | Com | WaterHeat | Com ¦ Com Heat Pump Water Heater (100+ Gal, 200+ kBtuh - 4.3 COP) - Fuel Sub - Panel Upgrade - ZEAS 2030 - Hot-Dry | Com - Restaurant | Fuel Substitution | 2330913.2752 | 2448228.2 | 2574852.9316 | 2711771.7424 | 2852551.9322 | 0 | 0 | 0 | 0 | 0 | 0 | 0 | 0
Scenario 1: Reference | SDG&E | Com | WaterHeat | Com ¦ Efficient Gas Water Heating Boiler (0.92 UEF) - ZEAS 2030 - Hot-Dry | Com - Restaurant | Energy Efficiency | 723994.9442 | 756401.2441 | 790671.7698 | 826785.2185 | 864883.3387 | 0 | 0 | 0 | 0 | 0 | 0 | 0 | 0
Scenario 1: Reference | SDG&E | Com | WholeBlg | Com ¦ Com Title 24 2022 Code | Com - Restaurant | Energy Efficiency | 656092.1487 | 641895.7665 | 0 | 0 | 0 | 0 | 0 | 0 | 0 | 0 | 0 | 0 | 0
Scenario 1: Reference | SDG&E | Com | ComRefrig | Com ¦ Efficient Refrigerated Display Case - Marine | Com - Restaurant | Energy Efficiency | 0 | 0 | 0 | 0 | 0 | 0 | 0 | 0 | 0 | 0 | 0 | 0 | 0
Scenario 1: Reference | SDG&E | Com | ComRefrig | Com ¦ Efficient Refrigerated Display Case - Hot-Dry | Com - Restaurant | Energy Efficiency | 0 | 0 | 0 | 0 | 0 | 0 | 0 | 0 | 0 | 0 | 0 | 0 | 0
Scenario 1: Reference | SDG&E | Com | ComRefrig | Com ¦ Refrigerated Display Case LED Lighting | Com - Restaurant | Energy Efficiency | 282468.5431 | 290861.1234 | 298155.9517 | 304337.2198 | 311412.162 | 319679.5743 | 325255.4995 | 329278.3622 | 333030.4651 | 335787.9224 | 340780.1242 | 344340.0591 | 347468.9593
Scenario 1: Reference | SDG&E | Com | ComRefrig | Com ¦ Efficient EC or PMS Motor Retrofit - Marine | Com - Restaurant | Energy Efficiency | 16932.6115 | 17015.124 | 16974.5844 | 16825.6185 | 16769.8257 | 17009.3112 | 17134.1751 | 17159.8382 | 17179.1411 | 17183.2452 | 17232.4744 | 17125.7938 | 17029.1842
Scenario 1: Reference | SDG&E | Com | ComRefrig | Com ¦ Efficient EC or PMS Motor Retrofit - Hot-Dry | Com - Restaurant | Energy Efficiency | 90129.7968 | 90568.9988 | 90353.2125 | 89560.2888 | 89263.3119 | 90538.0578 | 91202.6903 | 91339.2911 | 91442.0373 | 91463.8829 | 91725.9229 | 91158.0777 | 90643.8391
Scenario 1: Reference | SDG&E | Com | ComRefrig | Com ¦ Add Doors to Open Display Cases - Marine | Com - Restaurant | Energy Efficiency | 0 | 0 | 0 | 0 | 0 | 0 | 0 | 0 | 0 | 0 | 0 | 0 | 0
Scenario 1: Reference | SDG&E | Com | ComRefrig | Com ¦ Add Doors to Open Display Cases - Hot-Dry | Com - Restaurant | Energy Efficiency | 0 | 0 | 0 | 0 | 0 | 0 | 0 | 0 | 0 | 0 | 0 | 0 | 0
Scenario 1: Reference | SDG&E | Com | FoodServ | Com ¦ ENERGY STAR Dishwasher - Tier 1 | Com - Restaurant | Energy Efficiency | 0 | 0 | 0 | 0 | 0 | 0 | 0 | 0 | 0 | 0 | 0 | 0 | 0
Scenario 1: Reference | SDG&E | Com | FoodServ | Com ¦ ENERGY STAR Dishwasher - Tier 2 | Com - Restaurant | Energy Efficiency | 3808517.9972 | 3960404.7911 | 4116442.8235 | 4276453.4113 | 4447570.2105 | 4631749.1313 | 4817381.0608 | 5007556.7648 | 5206380.6269 | 5413227.6989 | 5637118.5421 | 5867888.8725 | 6110356.7265
Scenario 1: Reference | SDG&E | Com | FoodServ | Com ¦ ENERGY STAR Combination Oven - Electric | Com - Restaurant | Energy Efficiency | 849835.4902 | 872334.039 | 891764.3666 | 909121.3039 | 932108.1468 | 962718.8499 | 983644.0833 | 996870.4645 | 1006639.0169 | 1011876.8283 | 1024004.1341 | 1029724.3946 | 1034335.8971
Scenario 1: Reference | SDG&E | Com | FoodServ | Com ¦ ENERGY STAR Conveyor Broiler - Gas | Com - Restaurant | Energy Efficiency | 1837654.1948 | 1912464.3046 | 1989898.6254 | 2070281.7755 | 2156581.2876 | 2249534.2164 | 2343705.5695 | 2439883.7617 | 2539656.6198 | 2643204.6942 | 2754871.0897 | 2870350.5394 | 2991847.6216
Scenario 1: Reference | SDG&E | Com | FoodServ | Com ¦ ENERGY STAR Conveyor Oven - Gas | Com - Restaurant | Energy Efficiency | 1498325.7118 | 1563422.1 | 1632109.3124 | 1704365.7384 | 1780465.2753 | 1860448.6131 | 1944898.9416 | 2033909.3633 | 2127586.0162 | 2226468.0393 | 2330906.7605 | 2441223.5473 | 2557765.7441
Scenario 1: Reference | SDG&E | Com | FoodServ | Com ¦ ENERGY STAR Convection Oven - Electric | Com - Restaurant | Energy Efficiency | 2603516.6538 | 2716629.263 | 2835981.3506 | 2961535.3652 | 3093767.2358 | 3232747.666 | 3379490.0164 | 3534156.0637 | 3696930.2348 | 3868749.3473 | 4050223.8743 | 4241912.2297 | 4444417.9653
Scenario 1: Reference | SDG&E | Com | FoodServ | Com ¦ High Performance Conveyor Toaster | Com - Restaurant | Energy Efficiency | 2313972.9818 | 2375233.1134 | 2428138.9447 | 2475399.2491 | 2537988.9314 | 2621337.2275 | 2678313.4602 | 2714326.8877 | 2740925.1722 | 2755186.9373 | 2788207.7494 | 2803783.1499 | 2816339.571
Scenario 1: Reference | SDG&E | Com | FoodServ | Com ¦ ENERGY STAR Rack Oven - Gas | Com - Restaurant | Energy Efficiency | 638682.5582 | 666430.8157 | 695709.713 | 726510.038 | 758948.5436 | 793042.5743 | 829040.723 | 866982.6761 | 906913.6763 | 949063.5393 | 993582.0235 | 1040606.1165 | 1090283.8787
Scenario 1: Reference | SDG&E | Com | FoodServ | Com ¦ Electric Deck Oven (60% cooking efficiency) | Com - Restaurant | Energy Efficiency | 71590.7261 | 73486.0193 | 75122.8435 | 76585.0038 | 78521.4313 | 81100.098 | 82862.854 | 83977.0535 | 84799.963 | 85241.1999 | 86262.8124 | 86744.6911 | 87133.1673
Scenario 1: Reference | SDG&E | Com | FoodServ | Com ¦ Demand Controlled Ventilation (DCV) Exhaust Hood | Com - Restaurant | Energy Efficiency | 107355.7504 | 111316.8055 | 116803.3735 | 122090.2994 | 128205.2986 | 135040.2076 | 142230.3139 | 149005.34 | 155073.9184 | 161392.3733 | 168549.4207 | 175259.2259 | 182182.7199
Scenario 1: Reference | SDG&E | Com | FoodServ | Com ¦ ENERGY STAR Ice Machine | Com - Restaurant | Energy Efficiency | 269700.8132 | 277167.7215 | 283544.3661 | 288986.4442 | 296637.6043 | 307729.363 | 315777.5529 | 321420.4283 | 326131.2896 | 328873.8656 | 333177.0458 | 334596.5027 | 335589.8058
Scenario 1: Reference | SDG&E | Com | FoodServ | Com ¦ ENERGY STAR Griddle - Electric | Com - Restaurant | Energy Efficiency | 139908.7333 | 143612.6778 | 146811.4998 | 149668.9789 | 153453.3114 | 158492.7629 | 161937.6918 | 164115.1559 | 165723.3563 | 166585.6592 | 168582.182 | 169523.9106 | 170283.104
Scenario 1: Reference | SDG&E | Com | FoodServ | Com ¦ ENERGY STAR Fryer - Tier 1 Gas | Com - Restaurant | Energy Efficiency | 52713.1438 | 55838.2175 | 60108.6298 | 64686.9012 | 69670.2709 | 74560.3754 | 80186.1818 | 86079.3861 | 91813.2906 | 97994.8277 | 104723.2968 | 111921.2751 | 119514.4609
Scenario 1: Reference | SDG&E | Com | FoodServ | Com ¦ ENERGY STAR Fryer - Fuel Sub | Com - Restaurant | Fuel Substitution | 22493675.452 | 23668577.7336 | 24962813.7197 | 26366813.3607 | 27778150.5226 | 29172973.6666 | 30802426.0992 | 32643522.3171 | 34641932.4844 | 36821246.7512 | 39028950.9422 | 41459136.1849 | 44046113.854
Scenario 1: Reference | SDG&E | Com | FoodServ | Com ¦ ENERGY STAR Steamer - Gas | Com - Restaurant | Energy Efficiency | 14856.7383 | 15739.8205 | 16946.3613 | 18240.2533 | 19648.9037 | 21031.7741 | 22622.725 | 24289.7514 | 25912.4737 | 27662.1689 | 29566.972 | 31605.0995 | 33755.6158
Scenario 1: Reference | SDG&E | Com | FoodServ | Com ¦ ENERGY STAR Steamer - Fuel Sub | Com - Restaurant | Fuel Substitution | 1835395.0535 | 1923398.865 | 2018364.9173 | 2120064.7666 | 2224254.2554 | 2330052.0704 | 2448358.5437 | 2578353.3739 | 2717873.0018 | 2868104.7782 | 3022706.115 | 3190191.0242 | 3367970.6417
Scenario 1: Reference | SDG&E | Com | FoodServ | Com ¦ ENERGY STAR Convection Oven - Gas | Com - Restaurant | Energy Efficiency | 15153.0392 | 16053.7335 | 17284.3374 | 18604.0346 | 20040.779 | 21451.2292 | 23073.9098 | 24774.1831 | 26429.2688 | 28213.8597 | 30156.652 | 32235.4276 | 34428.8336
Scenario 1: Reference | SDG&E | Com | FoodServ | Com ¦ ENERGY STAR Convection Oven - Fuel Sub | Com - Restaurant | Fuel Substitution | 2579113.0384 | 2715790.4452 | 2866843.557 | 3031037.1206 | 3195599.7897 | 3357530.8332 | 3548021.561 | 3764172.9518 | 3999188.815 | 4255958.1599 | 4515469.9805 | 4801807.4107 | 5106746.6234
Scenario 1: Reference | SDG&E | Com | FoodServ | Com ¦ ENERGY STAR Griddle - Gas | Com - Restaurant | Energy Efficiency | 73467.9338 | 77834.8561 | 83801.3112 | 90199.7256 | 97165.6313 | 104004.0523 | 111871.4504 | 120115.0488 | 128139.5596 | 136791.9627 | 146211.389 | 156290.1162 | 166924.6168
Scenario 1: Reference | SDG&E | Com | FoodServ | Com ¦ ENERGY STAR Griddle - Fuel Sub | Com - Restaurant | Fuel Substitution | 14842556.6553 | 15653886.5464 | 16556686.0999 | 17542106.8125 | 18523696.76 | 19480833.4846 | 20623227.2495 | 21930871.3271 | 23357507.0012 | 24922082.8355 | 26495975.855 | 28240844.1384 | 30100633.6363
Scenario 1: Reference | SDG&E | Com | FoodServ | Com ¦ ENERGY STAR Combination Oven - Gas | Com - Restaurant | Energy Efficiency | 733.8466 | 777.4663 | 837.0632 | 900.9748 | 970.5549 | 1038.8616 | 1117.4464 | 1199.789 | 1279.9431 | 1366.3691 | 1460.4566 | 1561.1296 | 1667.354
Scenario 1: Reference | SDG&E | Com | FoodServ | Com ¦ ENERGY STAR Combination Oven - Fuel Sub | Com - Restaurant | Fuel Substitution | 104015.4441 | 110359.388 | 117576.6145 | 125558.8733 | 133356.009 | 140734.3671 | 149966.4624 | 160823.7633 | 172792.1236 | 186066.0659 | 199233.4543 | 214040.1416 | 229861.3573
Scenario 1: Reference | SDG&E | Com | FoodServ | Com ¦ ENERGY STAR Fryer - Tier 1 Gas - Panel Upgrade | Com - Restaurant | Energy Efficiency | 86739.6177 | 91881.9346 | 98908.9093 | 106442.4671 | 114642.6151 | 122689.295 | 131946.5743 | 141643.8576 | 151079.0126 | 161250.7482 | 172322.4619 | 184166.7543 | 196661.3616
Scenario 1: Reference | SDG&E | Com | FoodServ | Com ¦ ENERGY STAR Fryer - Fuel Sub - Panel Upgrade | Com - Restaurant | Fuel Substitution | 37013402.4634 | 38946707.2759 | 41076376.0149 | 43386661.1385 | 45709020.172 | 48004205.3455 | 50685473.6341 | 53715002.3313 | 57003391.5484 | 60589458.9399 | 64222242.0267 | 68221118.2726 | 72477996.8708
Scenario 1: Reference | SDG&E | Com | FoodServ | Com ¦ ENERGY STAR Steamer - Gas - Panel Upgrade | Com - Restaurant | Energy Efficiency | 24446.8022 | 25899.9162 | 27885.2823 | 30014.385 | 32332.323 | 34607.8399 | 37225.7538 | 39968.8501 | 42639.0441 | 45518.1721 | 48652.5307 | 52006.2748 | 55544.9551
Scenario 1: Reference | SDG&E | Com | FoodServ | Com ¦ ENERGY STAR Steamer - Fuel Sub - Panel Upgrade | Com - Restaurant | Fuel Substitution | 3020147.4161 | 3164957.9208 | 3321224.811 | 3488572.1821 | 3660016.2616 | 3834106.846 | 4028780.4608 | 4242687.2978 | 4472267.2146 | 4719474.0001 | 4973870.9088 | 5249467.7699 | 5542004.6009
Scenario 1: Reference | SDG&E | Com | FoodServ | Com ¦ ENERGY STAR Convection Oven - Gas - Panel Upgrade | Com - Restaurant | Energy Efficiency | 24934.3661 | 26416.4609 | 28441.4229 | 30612.9881 | 32977.1548 | 35298.0543 | 37968.1796 | 40765.9839 | 43489.4318 | 46425.9808 | 49622.8506 | 53043.4814 | 56652.7367
Scenario 1: Reference | SDG&E | Com | FoodServ | Com ¦ ENERGY STAR Convection Oven - Fuel Sub - Panel Upgrade | Com - Restaurant | Fuel Substitution | 4243937.3278 | 4468840.3621 | 4717398.6573 | 4987579.6005 | 5258367.9079 | 5524825.8685 | 5838278.865 | 6193956.5503 | 6580675.775 | 7003190.4113 | 7430217.7987 | 7901386.7975 | 8403165.0787
Scenario 1: Reference | SDG&E | Com | FoodServ | Com ¦ ENERGY STAR Griddle - Gas - Panel Upgrade | Com - Restaurant | Energy Efficiency | 120891.6795 | 128077.4617 | 137895.2793 | 148423.8871 | 159886.3033 | 171138.9432 | 184084.7675 | 197649.6305 | 210853.9844 | 225091.5365 | 240591.2274 | 257175.7997 | 274674.8986
Scenario 1: Reference | SDG&E | Com | FoodServ | Com ¦ ENERGY STAR Griddle - Fuel Sub - Panel Upgrade | Com - Restaurant | Fuel Substitution | 24423466.2423 | 25758511.7245 | 27244070.7782 | 28865583.1677 | 30480792.0231 | 32055763.0355 | 33935574.9979 | 36087306.7869 | 38434839.5628 | 41009353.2373 | 43599198.3646 | 46470383.741 | 49530672.2799
Scenario 1: Reference | SDG&E | Com | FoodServ | Com ¦ ENERGY STAR Combination Oven - Gas - Panel Upgrade | Com - Restaurant | Energy Efficiency | 1207.5465 | 1279.3228 | 1377.3897 | 1482.5565 | 1597.0507 | 1709.4495 | 1838.761 | 1974.2559 | 2106.1498 | 2248.3639 | 2403.1851 | 2568.8429 | 2743.6355
Scenario 1: Reference | SDG&E | Com | FoodServ | Com ¦ ENERGY STAR Combination Oven - Fuel Sub - Panel Upgrade | Com - Restaurant | Fuel Substitution | 171157.6884 | 181596.6649 | 193472.6302 | 206607.4581 | 219437.6657 | 231578.7734 | 246770.2106 | 264635.9279 | 284329.8965 | 306172.2037 | 327839.176 | 352203.6192 | 378237.4715
Scenario 1: Reference | SDG&E | Com | Lighting | Com ¦ LED Fixtures and Retrofit Kits - 140 lpw | Com - Restaurant | Energy Efficiency | 594029.5335 | 612205.1686 | 628267.7509 | 641884.0381 | 657858.9493 | 676060.8523 | 686727.3362 | 693195.1879 | 698751.1225 | 701695.7092 | 709909.1466 | 714494.6304 | 717774.2453
Scenario 1: Reference | PG&E | Com | BldgEnv | Com ¦ Com Wall Insulation (R14) - Marine | Com - Retail | Energy Efficiency | 3001.8855 | 3224.3154 | 3494.8988 | 0 | 36914.1792 | 4122.6192 | 4464.6132 | 4830.026 | 5171.9948 | 5548.9506 | 5965.108 | 6401.1123 | 6885.3179
Scenario 1: Reference | PG&E | Com | BldgEnv | Com ¦ Com Wall Insulation (R14) - Hot-Dry | Com - Retail | Energy Efficiency | 2048020.7805 | 2115343.6234 | 2181262.3458 | 2035260.3975 | 2148376.4135 | 2202379.2284 | 2294628.3614 | 2389742.7495 | 5710.2897 | 6110.2909 | 6551.4545 | 7007.3856 | 7513.8807
Scenario 1: Reference | PG&E | Com | BldgEnv | Com ¦ Com Wall Insulation (R14) - Cold | Com - Retail | Energy Efficiency | 9585.419 | 9967.7684 | 10361.6715 | 9924.8153 | 10507.6442 | 10806.6968 | 11277.9314 | 11771.4491 | 12289.511 | 12835.5933 | 13410.5705 | 14007.1446 | 14637.3311
Scenario 1: Reference | PG&E | Com | HVAC | Com ¦ Small Unitary Heat Pump (SEER 16) - Marine | Com - Retail | Energy Efficiency | 0 | 0 | 0 | 0 | 0 | 0 | 0 | 0 | 1385858.4729 | 1403115.2248 | 1426858.0796 | 1441951.6098 | 1456712.1718
Scenario 1: Reference | PG&E | Com | HVAC | Com ¦ Small Unitary Heat Pump (SEER 17) - Hot-Dry | Com - Retail | Energy Efficiency | 0 | 0 | 0 | 0 | 0 | 0 | 0 | 0 | 1753985.4679 | 1775826.1483 | 1805875.8418 | 1824978.6817 | 1843660.1069
Scenario 1: Reference | PG&E | Com | HVAC | Com ¦ Small Unitary Heat Pump (SEER 18) - Marine | Com - Retail | Energy Efficiency | 1688188.5527 | 1712333.425 | 1725896.5058 | 1550211.1574 | 1767865.0991 | 1623839.5823 | 1652230.114 | 1676263.0593 | 0 | 0 | 0 | 0 | 0
Scenario 1: Reference | PG&E | Com | HVAC | Com ¦ Small Unitary Heat Pump (SEER 18) - Hot-Dry | Com - Retail | Energy Efficiency | 1840911.542 | 1867240.6947 | 1882030.7677 | 1690451.9389 | 1927796.0749 | 1770741.2034 | 1801700.1015 | 1827907.2017 | 0 | 0 | 0 | 0 | 0
Scenario 1: Reference | PG&E | Com | HVAC | Com ¦ Small Unitary Heat Pump (SEER 18) - Cold | Com - Retail | Energy Efficiency | 6199.7088 | 6288.3785 | 6338.1876 | 5693.0002 | 6492.3132 | 5963.3935 | 6067.6549 | 6155.9136 | 6234.983 | 6312.6212 | 6419.4404 | 6487.3462 | 6553.7541
Scenario 1: Reference | PG&E | Com | HVAC | Com ¦ Small Unitary AC (SEER 18) - Marine | Com - Retail | Energy Efficiency | 12533560.1962 | 12889067.1282 | 13216753.0541 | 12113564.1159 | 14062146.0207 | 13049623.731 | 13468993.4781 | 13888168.0106 | 14314471.5215 | 14758676.4692 | 15255010.5388 | 15731063.0573 | 16228945.5747
Scenario 1: Reference | PG&E | Com | HVAC | Com ¦ Small Unitary AC (SEER 18) - Hot-Dry | Com - Retail | Energy Efficiency | 11819172.7616 | 12099800.2555 | 12338468.7891 | 11235828.0686 | 12970259.2719 | 11997859.3963 | 12328687.5006 | 12649366.7685 | 12968802.7533 | 13298675.9202 | 13679834.065 | 14023773.5925 | 14380595.6809
Scenario 1: Reference | PG&E | Com | HVAC | Com ¦ Small Unitary AC (SEER 18) - Cold | Com - Retail | Energy Efficiency | 56836.0111 | 58841.5847 | 60834.2713 | 56280.6669 | 65859.5383 | 61394.7602 | 63762.1322 | 66200.4048 | 68728.3915 | 71383.9778 | 74260.6306 | 77175.6546 | 80245.1647
Scenario 1: Reference | PG&E | Com | HVAC | Com ¦ Large Unitary Heat Pump (EER 10.0, COP 3.3) - Hot-Dry | Com - Retail | Energy Efficiency | 0 | 0 | 0 | 0 | 0 | 0 | 0 | 0 | 0 | 0 | 0 | 0 | 0
Scenario 1: Reference | PG&E | Com | HVAC | Com ¦ Large Unitary AC (EER 11.5) - Hot-Dry | Com - Retail | Energy Efficiency | 0 | 0 | 0 | 0 | 0 | 0 | 0 | 0 | 0 | 0 | 0 | 0 | 0
Scenario 1: Reference | PG&E | Com | HVAC | Com ¦ Ductless Mini Split Heat Pump (SEER 18) - Hot-Dry | Com - Retail | Energy Efficiency | 365535.3756 | 373258.1777 | 379238.5623 | 343870.3164 | 395710.238 | 364389.2176 | 371425.3156 | 377412.3213 | 382789.8135 | 387807.9811 | 395011.463 | 399951.7683 | 404709.8816
Scenario 1: Reference | PG&E | Com | HVAC | Com ¦ Ductless Mini Split Heat Pump (SEER 18) - Marine | Com - Retail | Energy Efficiency | 416240.0402 | 425034.0987 | 431844.0429 | 391569.7464 | 450600.5612 | 414934.8948 | 422946.994 | 429764.4777 | 435887.9004 | 441602.1552 | 449804.8567 | 455430.4487 | 460848.5762
Scenario 1: Reference | PG&E | Com | HVAC | Com ¦ Ductless Mini Split Heat Pump (SEER 18) - Cold | Com - Retail | Energy Efficiency | 917.964 | 937.3582 | 952.3766 | 863.5568 | 993.7417 | 915.0857 | 932.7553 | 947.7904 | 961.2948 | 973.8969 | 991.9869 | 1004.3934 | 1016.3424
Scenario 1: Reference | PG&E | Com | HVAC | Com ¦ Demand Controlled Ventilation (HVAC) - Marine | Com - Retail | Energy Efficiency | 79146.5539 | 84569.5511 | 91089.8742 | 0 | 949390.8673 | 105626.621 | 113809.5303 | 122446.725 | 130370.0812 | 139071.7214 | 148768.9376 | 158754.8224 | 169819.0641
Scenario 1: Reference | PG&E | Com | HVAC | Com ¦ Demand Controlled Ventilation (HVAC) - Hot-Dry | Com - Retail | Energy Efficiency | 80468.5218 | 85503.4901 | 91473.9072 | 0 | 939958.5183 | 104194.8203 | 111707.3444 | 119524.829 | 126527.9993 | 134191.1946 | 142824.6864 | 151489.3307 | 161064.6888
Scenario 1: Reference | PG&E | Com | HVAC | Com ¦ Demand Controlled Ventilation (HVAC) - Cold | Com - Retail | Energy Efficiency | 25226.1116 | 26051.2625 | 26850.2393 | 24675.8043 | 33073.0848 | 27531.8745 | 28679.382 | 29838.5097 | 31021.733 | 32259.3259 | 33647.9258 | 34992.9477 | 36404.537
Scenario 1: Reference | PG&E | Com | HVAC | Com ¦ HVAC Energy Management System (Elec SC and Gas SH) - Marine | Com - Retail | Energy Efficiency | 169962.5179 | 180341.4658 | 192599.9491 | 0 | 1971831.9722 | 218368.6489 | 233805.1026 | 249801.844 | 264031.3086 | 279584.7218 | 297165.1664 | 314671.2437 | 334001.7012
Scenario 1: Reference | PG&E | Com | HVAC | Com ¦ HVAC Energy Management System (Elec SC and Gas SH) - Hot-Dry | Com - Retail | Energy Efficiency | 129049.7694 | 136926.6707 | 146229.2928 | 0 | 1496986.233 | 165779.2837 | 177493.7517 | 189632.4356 | 200428.5771 | 212228.966 | 225568.1259 | 238848.8114 | 253513.2973
Scenario 1: Reference | PG&E | Com | HVAC | Com ¦ HVAC Energy Management System (Elec SC and Gas SH) - Cold | Com - Retail | Energy Efficiency | 19878.0106 | 20497.2407 | 21086.5365 | 19339.7995 | 25861.2149 | 21536.6341 | 22422.2529 | 23310.4804 | 946.5499 | 1008.6547 | 1077.5284 | 1149.0064 | 1226.9898
Scenario 1: Reference | PG&E | Com | HVAC | Com ¦ HVAC Pump Variable Frequency Drive (VFD) - Marine | Com - Retail | Energy Efficiency | 0 | 0 | 0 | 0 | 0 | 0 | 0 | 0 | 0 | 0 | 0 | 0 | 0
Scenario 1: Reference | PG&E | Com | HVAC | Com ¦ HVAC Fan Variable Frequency Drive (VFD) - Marine | Com - Retail | Energy Efficiency | 80057.531 | 80012.2327 | 79085.9966 | 70221.6713 | 70035.3745 | 72428.8256 | 74420.8473 | 75909.4787 | 77112.7772 | 78237.0006 | 80419.1537 | 81222.4868 | 81919.8678
Scenario 1: Reference | PG&E | Com | HVAC | Com ¦ HVAC Fan Variable Frequency Drive (VFD) - Hot-Dry | Com - Retail | Energy Efficiency | 60997.0765 | 60907.283 | 60129.7758 | 53309.3125 | 53107.4529 | 54909.4871 | 56396.1387 | 57487.8914 | 0 | 59155.131 | 60775.0633 | 61318.1113 | 61774.1619
Scenario 1: Reference | PG&E | Com | HVAC | Com ¦ HVAC Fan Variable Frequency Drive (VFD) - Cold | Com - Retail | Energy Efficiency | 126.5883 | 125.078 | 121.745 | 105.9955 | 104.1416 | 107.3647 | 109.7051 | 110.954 | 0 | 0 | 0 | 0 | 0
Scenario 1: Reference | PG&E | Com | HVAC | Com ¦ Economizer - Marine | Com - Retail | Energy Efficiency | 181422.0783 | 195645.1801 | 205724.9326 | 170722.3724 | 201656.5397 | 165879.4063 | 173964.0864 | 179395.9411 | 0 | 0 | 0 | 0 | 0
Scenario 1: Reference | PG&E | Com | HVAC | Com ¦ Economizer - Hot-Dry | Com - Retail | Energy Efficiency | 97991.8348 | 105674.1845 | 111118.5794 | 92212.5834 | 108921.111 | 89596.7434 | 93963.5362 | 96897.4537 | 0 | 0 | 0 | 0 | 0
Scenario 1: Reference | PG&E | Com | HVAC | Com ¦ Economizer - Cold | Com - Retail | Energy Efficiency | 4.9009 | 5.1768 | 5.1179 | 0 | 46.7289 | 5.2994 | 5.6671 | 5.8986 | 0 | 0 | 0 | 0 | 0
Scenario 1: Reference | PG&E | Com | HVAC | Com ¦ Large Packaged Heat Pump (IEER 14.0) - Fuel Sub - ZEAS 2030 - Marine | Com - Retail | Fuel Substitution | 2782749.8412 | 2951235.5977 | 3136365.7445 | 3027022.7809 | 3212625.9853 | 0 | 0 | 0 | 0 | 0 | 0 | 0 | 0
Scenario 1: Reference | PG&E | Com | HVAC | Com ¦ Large Packaged Heat Pump (IEER 14.0) - Fuel Sub - ZEAS 2030 - Hot-Dry | Com - Retail | Fuel Substitution | 1657496.6749 | 1765189.7581 | 1884357.0056 | 1827017.7796 | 1946452.3094 | 0 | 0 | 0 | 0 | 0 | 0 | 0 | 0
Scenario 1: Reference | PG&E | Com | HVAC | Com ¦ Large Packaged Heat Pump (IEER 14.0) - Fuel Sub - ZEAS 2030 - Cold | Com - Retail | Fuel Substitution | 20988.5249 | 22228.5549 | 23604.5372 | 23176.5913 | 24576.4861 | 0 | 0 | 0 | 0 | 0 | 0 | 0 | 0
Scenario 1: Reference | PG&E | Com | HVAC | Com ¦ Large Packaged Heat Pump (IEER 14.0) - Fuel Sub - Panel Upgrade - ZEAS 2030 - Marine | Com - Retail | Fuel Substitution | 635861.7573 | 674360.9597 | 716663.4257 | 691678.4241 | 734088.9844 | 0 | 0 | 0 | 0 | 0 | 0 | 0 | 0
Scenario 1: Reference | PG&E | Com | HVAC | Com ¦ Large Packaged Heat Pump (IEER 14.0) - Fuel Sub - Panel Upgrade - ZEAS 2030 - Hot-Dry | Com - Retail | Fuel Substitution | 378740.0265 | 403348.0283 | 430577.8907 | 417475.8071 | 444766.7439 | 0 | 0 | 0 | 0 | 0 | 0 | 0 | 0
Scenario 1: Reference | PG&E | Com | HVAC | Com ¦ Large Packaged Heat Pump (IEER 14.0) - Fuel Sub - Panel Upgrade - ZEAS 2030 - Cold | Com - Retail | Fuel Substitution | 4795.9037 | 5079.2521 | 5393.6658 | 5295.8796 | 5615.7573 | 0 | 0 | 0 | 0 | 0 | 0 | 0 | 0
Scenario 1: Reference | PG&E | Com | HVAC | Com ¦ Small Packaged Heat Pump (SEER 16) - Fuel Sub - ZEAS 2030 - Marine | Com - Retail | Fuel Substitution | 0 | 0 | 0 | 0 | 0 | 0 | 0 | 0 | 0 | 0 | 0 | 0 | 0
Scenario 1: Reference | PG&E | Com | HVAC | Com ¦ Small Packaged Heat Pump (SEER 16) - Fuel Sub - ZEAS 2030 - Hot-Dry | Com - Retail | Fuel Substitution | 0 | 0 | 0 | 0 | 0 | 439802.5611 | 448543.1709 | 455816.2443 | 0 | 0 | 0 | 0 | 0
Scenario 1: Reference | PG&E | Com | HVAC | Com ¦ Small Packaged Heat Pump (SEER 16) - Fuel Sub - ZEAS 2030 - Cold | Com - Retail | Fuel Substitution | 0 | 0 | 0 | 0 | 0 | 1407.5682 | 1435.3358 | 1458.4926 | 0 | 0 | 0 | 0 | 0
Scenario 1: Reference | PG&E | Com | HVAC | Com ¦ Small Packaged Heat Pump (SEER 17) - Fuel Sub - ZEAS 2030 - Marine | Com - Retail | Fuel Substitution | 0 | 0 | 0 | 0 | 0 | 0 | 0 | 0 | 0 | 0 | 0 | 0 | 0
Scenario 1: Reference | PG&E | Com | HVAC | Com ¦ Small Packaged Heat Pump (SEER 17) - Fuel Sub - ZEAS 2030 - Hot-Dry | Com - Retail | Fuel Substitution | 0 | 0 | 0 | 0 | 0 | 0 | 0 | 0 | 0 | 0 | 0 | 0 | 0
Scenario 1: Reference | PG&E | Com | HVAC | Com ¦ Small Packaged Heat Pump (SEER 18) - Fuel Sub - ZEAS 2030 - Marine | Com - Retail | Fuel Substitution | 1455601.3324 | 1517970.8526 | 1582385.5749 | 1496054.9144 | 1561054.4472 | 0 | 0 | 0 | 0 | 0 | 0 | 0 | 0
Scenario 1: Reference | PG&E | Com | HVAC | Com ¦ Small Packaged Heat Pump (SEER 18) - Fuel Sub - ZEAS 2030 - Hot-Dry | Com - Retail | Fuel Substitution | 1214076.5762 | 1261900.9211 | 1310177.5683 | 1233171.0501 | 1282031.2309 | 0 | 0 | 0 | 0 | 0 | 0 | 0 | 0
Scenario 1: Reference | PG&E | Com | HVAC | Com ¦ Small Packaged Heat Pump (SEER 18) - Fuel Sub - ZEAS 2030 - Cold | Com - Retail | Fuel Substitution | 8301.9376 | 8697.0247 | 9118.2681 | 8830.7747 | 9261.2941 | 0 | 0 | 0 | 0 | 0 | 0 | 0 | 0
Scenario 1: Reference | PG&E | Com | HVAC | Com ¦ Small Packaged Heat Pump (SEER 16) - Fuel Sub - Panel Upgrade - ZEAS 2030 - Marine | Com - Retail | Fuel Substitution | 0 | 0 | 0 | 0 | 0 | 0 | 0 | 0 | 0 | 0 | 0 | 0 | 0
Scenario 1: Reference | PG&E | Com | HVAC | Com ¦ Small Packaged Heat Pump (SEER 16) - Fuel Sub - Panel Upgrade - ZEAS 2030 - Hot-Dry | Com - Retail | Fuel Substitution | 0 | 0 | 0 | 0 | 0 | 100495.4255 | 102492.6656 | 104154.5718 | 0 | 0 | 0 | 0 | 0
Scenario 1: Reference | PG&E | Com | HVAC | Com ¦ Small Packaged Heat Pump (SEER 16) - Fuel Sub - Panel Upgrade - ZEAS 2030 - Cold | Com - Retail | Fuel Substitution | 0 | 0 | 0 | 0 | 0 | 321.6311 | 327.976 | 333.2674 | 0 | 0 | 0 | 0 | 0
Scenario 1: Reference | PG&E | Com | HVAC | Com ¦ Small Packaged Heat Pump (SEER 17) - Fuel Sub - Panel Upgrade - ZEAS 2030 - Marine | Com - Retail | Fuel Substitution | 0 | 0 | 0 | 0 | 0 | 0 | 0 | 0 | 0 | 0 | 0 | 0 | 0
Scenario 1: Reference | PG&E | Com | HVAC | Com ¦ Small Packaged Heat Pump (SEER 17) - Fuel Sub - Panel Upgrade - ZEAS 2030 - Hot-Dry | Com - Retail | Fuel Substitution | 0 | 0 | 0 | 0 | 0 | 0 | 0 | 0 | 0 | 0 | 0 | 0 | 0
Scenario 1: Reference | PG&E | Com | HVAC | Com ¦ Small Packaged Heat Pump (SEER 18) - Fuel Sub - Panel Upgrade - ZEAS 2030 - Marine | Com - Retail | Fuel Substitution | 332606.6927 | 346858.2047 | 361577.0478 | 341850.3859 | 356702.8589 | 0 | 0 | 0 | 0 | 0 | 0 | 0 | 0
Scenario 1: Reference | PG&E | Com | HVAC | Com ¦ Small Packaged Heat Pump (SEER 18) - Fuel Sub - Panel Upgrade - ZEAS 2030 - Hot-Dry | Com - Retail | Fuel Substitution | 277417.9892 | 288345.9107 | 299377.1839 | 281781.0999 | 292945.7112 | 0 | 0 | 0 | 0 | 0 | 0 | 0 | 0
Scenario 1: Reference | PG&E | Com | HVAC | Com ¦ Small Packaged Heat Pump (SEER 18) - Fuel Sub - Panel Upgrade - ZEAS 2030 - Cold | Com - Retail | Fuel Substitution | 1897.0029 | 1987.2808 | 2083.5355 | 2017.8429 | 2116.2171 | 0 | 0 | 0 | 0 | 0 | 0 | 0 | 0
Scenario 1: Reference | PG&E | Com | HVAC | Com ¦ Efficient Hot Water Boilers (94% eff.) - ZEAS 2030 - Marine | Com - Retail | Energy Efficiency | 2049836.4527 | 2142644.4932 | 2240528.7934 | 2136490.718 | 2483070.524 | 0 | 0 | 0 | 0 | 0 | 0 | 0 | 0
Scenario 1: Reference | PG&E | Com | HVAC | Com ¦ Efficient Hot Water Boilers (94% eff.) - ZEAS 2030 - Hot-Dry | Com - Retail | Energy Efficiency | 1379346.7067 | 1441797.7695 | 1507664.6766 | 1437656.8589 | 1670872.3983 | 0 | 0 | 0 | 0 | 0 | 0 | 0 | 0
Scenario 1: Reference | PG&E | Com | HVAC | Com ¦ Efficient Hot Water Boilers (94% eff.) - ZEAS 2030 - Cold | Com - Retail | Energy Efficiency | 3286.2326 | 3435.0195 | 3591.9445 | 3425.154 | 3980.7797 | 0 | 0 | 0 | 0 | 0 | 0 | 0 | 0
Scenario 1: Reference | PG&E | Com | WaterHeat | Com ¦ Com Heat Pump Water Heater (3.3 UEF - 50 Gal) - Marine | Com - Retail | Energy Efficiency | 3645302.5414 | 3780109.6237 | 3908029.4685 | 3609560.633 | 4228264.7565 | 3937916.6406 | 4043180.4228 | 4126713.091 | 4196884.2849 | 4259545.6061 | 4359054.3129 | 4439462.4639 | 4513551.7771
Scenario 1: Reference | PG&E | Com | WaterHeat | Com ¦ Com Heat Pump Water Heater (3.3 UEF - 50 Gal) - Hot-Dry | Com - Retail | Energy Efficiency | 2673646.1278 | 2772714.9648 | 2866715.666 | 2647912.0103 | 3101980.5143 | 2889173.0636 | 2966512.7412 | 3027866.4289 | 3079391.7365 | 3125391.6206 | 3198494.2559 | 3257545.9815 | 3311948.2371
Scenario 1: Reference | PG&E | Com | WaterHeat | Com ¦ Com Heat Pump Water Heater (3.3 UEF - 50 Gal) - Cold | Com - Retail | Energy Efficiency | 8166.5483 | 8468.4978 | 8755.0229 | 8086.3328 | 9472.3283 | 8821.8191 | 9057.601 | 9244.7129 | 9401.8996 | 9542.2671 | 9765.1607 | 9945.2759 | 10111.2394
Scenario 1: Reference | PG&E | Com | WaterHeat | Com ¦ Com Hot Water Tank Insulation - Marine | Com - Retail | Energy Efficiency | 15225.4717 | 15872.7824 | 16545.5345 | 15924.0548 | 16606.1655 | 17321.9594 | 18074.3871 | 18866.2921 | 19699.8771 | 20577.4357 | 21501.193 | 22475.3316 | 23504.3212
Scenario 1: Reference | PG&E | Com | WaterHeat | Com ¦ Com Hot Water Tank Insulation - Hot-Dry | Com - Retail | Energy Efficiency | 10728.476 | 11184.597 | 11658.6451 | 11220.7256 | 11701.368 | 12205.7451 | 12735.9357 | 13293.9436 | 13881.321 | 14499.6838 | 15150.6001 | 15837.0172 | 16562.0844
Scenario 1: Reference | PG&E | Com | WaterHeat | Com ¦ Com Hot Water Tank Insulation - Cold | Com - Retail | Energy Efficiency | 21.8926 | 22.8233 | 23.7907 | 22.8971 | 23.8779 | 24.9071 | 25.989 | 27.1277 | 28.3263 | 29.5881 | 30.9164 | 32.3171 | 33.7967
Scenario 1: Reference | PG&E | Com | WaterHeat | Com ¦ Faucet Aerators (Gas WH) - Marine | Com - Retail | Energy Efficiency | 257254.351 | 268192.5038 | 279556.3999 | 269052.3335 | 280573.4649 | 292661.9016 | 305368.6812 | 318741.5512 | 0 | 0 | 0 | 0 | 0
Scenario 1: Reference | PG&E | Com | WaterHeat | Com ¦ Faucet Aerators (Gas WH) - Hot-Dry | Com - Retail | Energy Efficiency | 173422.8749 | 180796.6118 | 188457.3551 | 181376.2488 | 189142.9891 | 197292.1669 | 205858.1882 | 214873.241 | 0 | 0 | 0 | 0 | 0
Scenario 1: Reference | PG&E | Com | WaterHeat | Com ¦ Faucet Aerators (Gas WH) - Cold | Com - Retail | Energy Efficiency | 398.8735 | 415.8332 | 433.4529 | 417.1663 | 435.0299 | 453.773 | 473.4749 | 494.2096 | 0 | 0 | 0 | 0 | 0
Scenario 1: Reference | PG&E | Com | WaterHeat | Com ¦ Faucet Aerators (Elec WH) - Marine | Com - Retail | Energy Efficiency | 24291.2872 | 25640.3705 | 25899.7638 | 23200.5469 | 24636.4056 | 27080.7862 | 28509.9375 | 29436.0497 | 0 | 0 | 0 | 0 | 0
Scenario 1: Reference | PG&E | Com | WaterHeat | Com ¦ Faucet Aerators (Elec WH) - Hot-Dry | Com - Retail | Energy Efficiency | 17287.6161 | 18247.7313 | 18432.3363 | 16511.3584 | 17533.2299 | 19272.846 | 20289.9439 | 20949.0392 | 0 | 0 | 0 | 0 | 0
Scenario 1: Reference | PG&E | Com | WaterHeat | Com ¦ Faucet Aerators (Elec WH) - Cold | Com - Retail | Energy Efficiency | 61.0706 | 64.4623 | 65.1144 | 58.3283 | 61.9382 | 68.0836 | 71.6766 | 74.005 | 0 | 0 | 0 | 0 | 0
Scenario 1: Reference | PG&E | Com | WaterHeat | Com ¦ Com Hot Water Pipe Insulation - Marine | Com - Retail | Energy Efficiency | 29209728.7231 | 30451779.4051 | 31746864.8005 | 30559167.942 | 31874018.9339 | 33255249.712 | 34707909.1561 | 36237004.9717 | 37846322.8149 | 39541337.752 | 41327906.0533 | 43213042.3484 | 45203875.3145
Scenario 1: Reference | PG&E | Com | WaterHeat | Com ¦ Com Hot Water Pipe Insulation - Hot-Dry | Com - Retail | Energy Efficiency | 17458914.9907 | 18201299.7447 | 18975383.8191 | 18265486.8296 | 19051384.9771 | 19876958.9139 | 20745226.4006 | 21659180.5873 | 22621084.1943 | 23634209.7175 | 24702057.5018 | 25828820.2538 | 27018758.8474
Scenario 1: Reference | PG&E | Com | WaterHeat | Com ¦ Com Hot Water Pipe Insulation - Cold | Com - Retail | Energy Efficiency | 36700.56 | 38261.1344 | 39888.3443 | 38396.0627 | 40048.1071 | 41783.5543 | 43608.7481 | 45529.9803 | 47552.0075 | 49681.7089 | 51926.4424 | 54295.0216 | 56796.4035
Scenario 1: Reference | PG&E | Com | WaterHeat | Com ¦ Com Efficient Tankless Gas Water Heater (0.87 UEF - High Draw) - ZEAS 2030 - Marine | Com - Retail | Energy Efficiency | 17454.9514 | 18785.561 | 20406.3484 | 0 | 216418.6174 | 0 | 0 | 0 | 0 | 0 | 0 | 0 | 0
Scenario 1: Reference | PG&E | Com | WaterHeat | Com ¦ Com Efficient Tankless Gas Water Heater (0.87 UEF - High Draw) - ZEAS 2030 - Hot-Dry | Com - Retail | Energy Efficiency | 13001.6853 | 13992.8184 | 15200.0966 | 0 | 161203.9667 | 0 | 0 | 0 | 0 | 0 | 0 | 0 | 0
Scenario 1: Reference | PG&E | Com | WaterHeat | Com ¦ Com Efficient Tankless Gas Water Heater (0.87 UEF - High Draw) - ZEAS 2030 - Cold | Com - Retail | Energy Efficiency | 76.7322 | 82.7889 | 89.9324 | 0 | 827.3132 | 0 | 0 | 0 | 0 | 0 | 0 | 0 | 0
Scenario 1: Reference | PG&E | Com | WaterHeat | Com ¦ Com Heat Pump Water Heater (3.75 UEF - 50 Gal) - Fuel Sub - ZEAS 2030 - Marine | Com - Retail | Fuel Substitution | 4480867.2915 | 4702273.3793 | 4944949.9466 | 4725116.2069 | 4966196.5606 | 3113013.0083 | 3194497.9336 | 3258808.6654 | 3313024.4378 | 3361193.1123 | 3438180.6161 | 3500164.7055 | 3556988.7469
Scenario 1: Reference | PG&E | Com | WaterHeat | Com ¦ Com Heat Pump Water Heater (3.75 UEF - 50 Gal) - Fuel Sub - ZEAS 2030 - Hot-Dry | Com - Retail | Fuel Substitution | 3311901.1539 | 3476068.1177 | 3656151.3532 | 3494372.8339 | 3673237.3331 | 2283982.1319 | 2343845.5934 | 2391078.0585 | 2430885.7422 | 2466245.5214 | 2522798.5507 | 2568316.988 | 2610039.8511
Scenario 1: Reference | PG&E | Com | WaterHeat | Com ¦ Com Heat Pump Water Heater (3.75 UEF - 50 Gal) - Fuel Sub - ZEAS 2030 - Cold | Com - Retail | Fuel Substitution | 19743.4027 | 20720.3695 | 21795.3566 | 21204.3518 | 22289.8015 | 13898.7373 | 14258.9435 | 14543.8633 | 14784.5437 | 14998.7375 | 15339.3535 | 15614.2048 | 15866.461
Scenario 1: Reference | PG&E | Com | WaterHeat | Com ¦ Com Efficient Tankless Gas Water Heater (0.87 UEF - High Draw) - Panel Upgrade - ZEAS 2030 - Marine | Com - Retail | Energy Efficiency | 14481.8553 | 15585.8226 | 16930.5418 | 0 | 179556.1057 | 0 | 0 | 0 | 0 | 0 | 0 | 0 | 0
Scenario 1: Reference | PG&E | Com | WaterHeat | Com ¦ Com Efficient Tankless Gas Water Heater (0.87 UEF - High Draw) - Panel Upgrade - ZEAS 2030 - Hot-Dry | Com - Retail | Energy Efficiency | 10787.1125 | 11609.4262 | 12611.0692 | 0 | 133746.1482 | 0 | 0 | 0 | 0 | 0 | 0 | 0 | 0
Scenario 1: Reference | PG&E | Com | WaterHeat | Com ¦ Com Efficient Tankless Gas Water Heater (0.87 UEF - High Draw) - Panel Upgrade - ZEAS 2030 - Cold | Com - Retail | Energy Efficiency | 63.6624 | 68.6875 | 74.6143 | 0 | 686.3972 | 0 | 0 | 0 | 0 | 0 | 0 | 0 | 0
Scenario 1: Reference | PG&E | Com | WaterHeat | Com ¦ Com Heat Pump Water Heater (3.75 UEF - 50 Gal) - Fuel Sub - Panel Upgrade - ZEAS 2030 - Marine | Com - Retail | Fuel Substitution | 3717642.643 | 3901336.7048 | 4102678.2524 | 3920288.7211 | 4120305.9376 | 2582774.5289 | 2650380.1537 | 2703736.8597 | 2748718.0775 | 2788682.1976 | 2852556.4452 | 2903982.8051 | 2951128.0263
Scenario 1: Reference | PG&E | Com | WaterHeat | Com ¦ Com Heat Pump Water Heater (3.75 UEF - 50 Gal) - Fuel Sub - Panel Upgrade - ZEAS 2030 - Hot-Dry | Com - Retail | Fuel Substitution | 2747786.1222 | 2883990.5812 | 3033400.2985 | 2899177.4611 | 3047576.0291 | 1894952.2084 | 1944619.1462 | 1983806.5211 | 2016833.7751 | 2046170.7348 | 2093091.1052 | 2130856.4022 | 2165472.6237
Scenario 1: Reference | PG&E | Com | WaterHeat | Com ¦ Com Heat Pump Water Heater (3.75 UEF - 50 Gal) - Fuel Sub - Panel Upgrade - ZEAS 2030 - Cold | Com - Retail | Fuel Substitution | 16380.5154 | 17191.0758 | 18082.9607 | 17592.6215 | 18493.187 | 11531.3699 | 11830.2224 | 12066.6118 | 12266.2972 | 12444.0075 | 12726.6065 | 12954.6425 | 13163.9319
Scenario 1: Reference | PG&E | Com | WaterHeat | Com ¦ Com Heat Pump Water Heater (100+ Gal, 200+ kBtuh - 4.3 COP) - Fuel Sub - ZEAS 2030 - Marine | Com - Retail | Fuel Substitution | 54892.2855 | 57632.4016 | 60611.0621 | 57901.6447 | 60869.9323 | 0 | 0 | 0 | 0 | 0 | 0 | 0 | 0
Scenario 1: Reference | PG&E | Com | WaterHeat | Com ¦ Com Heat Pump Water Heater (100+ Gal, 200+ kBtuh - 4.3 COP) - Fuel Sub - ZEAS 2030 - Hot-Dry | Com - Retail | Fuel Substitution | 40538.7045 | 42571.1705 | 44781.7877 | 42790.6139 | 44993.3697 | 0 | 0 | 0 | 0 | 0 | 0 | 0 | 0
Scenario 1: Reference | PG&E | Com | WaterHeat | Com ¦ Com Heat Pump Water Heater (100+ Gal, 200+ kBtuh - 4.3 COP) - Fuel Sub - ZEAS 2030 - Cold | Com - Retail | Fuel Substitution | 120.72 | 126.7839 | 133.3958 | 129.7644 | 136.4641 | 0 | 0 | 0 | 0 | 0 | 0 | 0 | 0
Scenario 1: Reference | PG&E | Com | WaterHeat | Com ¦ Com Heat Pump Water Heater (100+ Gal, 200+ kBtuh - 4.3 COP) - Fuel Sub - Panel Upgrade - ZEAS 2030 - Marine | Com - Retail | Fuel Substitution | 45542.5006 | 47815.8936 | 50287.1998 | 48039.2766 | 50501.9768 | 0 | 0 | 0 | 0 | 0 | 0 | 0 | 0
Scenario 1: Reference | PG&E | Com | WaterHeat | Com ¦ Com Heat Pump Water Heater (100+ Gal, 200+ kBtuh - 4.3 COP) - Fuel Sub - Panel Upgrade - ZEAS 2030 - Hot-Dry | Com - Retail | Fuel Substitution | 33633.7603 | 35320.0371 | 37154.1205 | 35502.1028 | 37329.6639 | 0 | 0 | 0 | 0 | 0 | 0 | 0 | 0
Scenario 1: Reference | PG&E | Com | WaterHeat | Com ¦ Com Heat Pump Water Heater (100+ Gal, 200+ kBtuh - 4.3 COP) - Fuel Sub - Panel Upgrade - ZEAS 2030 - Cold | Com - Retail | Fuel Substitution | 100.1578 | 105.1889 | 110.6745 | 107.6616 | 113.2202 | 0 | 0 | 0 | 0 | 0 | 0 | 0 | 0
Scenario 1: Reference | PG&E | Com | WholeBlg | Com ¦ Com Title 24 2022 Code | Com - Retail | Energy Efficiency | 12205218.4217 | 12702901.8093 | 13277916.9511 | 0 | 130632409.5836 | 14319362.8917 | 15179544.3062 | 16056757.2689 | 16799501.1195 | 17622619.216 | 18520498.4867 | 19312595.4949 | 20200837.0143
Scenario 1: Reference | PG&E | Com | ComRefrig | Com ¦ Efficient Refrigerated Display Case - Marine | Com - Retail | Energy Efficiency | 0 | 0 | 0 | 0 | 0 | 6263801.0526 | 6420606.1855 | 6535962.2096 | 6615706.7183 | 6672738.1874 | 6796857.4347 | 6880654.5898 | 6948298.2074
Scenario 1: Reference | PG&E | Com | ComRefrig | Com ¦ Efficient Refrigerated Display Case - Hot-Dry | Com - Retail | Energy Efficiency | 0 | 0 | 0 | 0 | 0 | 4966852.2547 | 5091363.4419 | 5183084.0701 | 5246635.1843 | 5292230.3618 | 5390958.4493 | 5457793.773 | 5511870.8931
Scenario 1: Reference | PG&E | Com | ComRefrig | Com ¦ Efficient Refrigerated Display Case - Cold | Com - Retail | Energy Efficiency | 0 | 0 | 0 | 0 | 0 | 0 | 0 | 0 | 0 | 0 | 0 | 0 | 0
Scenario 1: Reference | PG&E | Com | ComRefrig | Com ¦ Refrigerated Display Case LED Lighting | Com - Retail | Energy Efficiency | 9385445.7533 | 9706149.1614 | 9995905.7286 | 9304657.5206 | 9576388.6423 | 9880096.3449 | 10101792.002 | 10290621.1876 | 10458411.8264 | 10610814.8598 | 10840182.1096 | 11029348.4006 | 11204871.2016
Scenario 1: Reference | PG&E | Com | ComRefrig | Com ¦ Efficient EC or PMS Motor Retrofit - Marine | Com - Retail | Energy Efficiency | 2134978.9881 | 2155128.158 | 2159459.5972 | 1951206.6942 | 1956314.7818 | 1999342.5993 | 2028964.6219 | 2053478.1589 | 2076260.1447 | 2099205.3631 | 2130148.0125 | 2147447.3705 | 2164777.0359
Scenario 1: Reference | PG&E | Com | ComRefrig | Com ¦ Efficient EC or PMS Motor Retrofit - Hot-Dry | Com - Retail | Energy Efficiency | 1691743.1367 | 1707709.2048 | 1711141.4084 | 1546123.1945 | 1550170.8091 | 1584265.7653 | 1607738.0587 | 1627162.4223 | 1645214.7161 | 1663396.3545 | 1687915.1038 | 1701622.9999 | 1715354.9114
Scenario 1: Reference | PG&E | Com | ComRefrig | Com ¦ Efficient EC or PMS Motor Retrofit - Cold | Com - Retail | Energy Efficiency | 4748.5963 | 4793.4119 | 4803.0458 | 4339.8521 | 4351.2134 | 4446.9154 | 4512.8004 | 4567.3231 | 4617.9945 | 4669.029 | 4737.8513 | 4776.3284 | 4814.8728
Scenario 1: Reference | PG&E | Com | ComRefrig | Com ¦ Add Doors to Open Display Cases - Marine | Com - Retail | Energy Efficiency | 0 | 0 | 0 | 0 | 0 | 0 | 0 | 0 | 0 | 0 | 0 | 0 | 0
Scenario 1: Reference | PG&E | Com | ComRefrig | Com ¦ Add Doors to Open Display Cases - Hot-Dry | Com - Retail | Energy Efficiency | 0 | 0 | 0 | 0 | 0 | 0 | 0 | 0 | 0 | 0 | 0 | 0 | 0
Scenario 1: Reference | PG&E | Com | FoodServ | Com ¦ Demand Controlled Ventilation (DCV) Exhaust Hood | Com - Retail | Energy Efficiency | 42046.7282 | 44757.1792 | 47976.9691 | 0 | 495173.4814 | 54894.4848 | 58815.9638 | 62875.7407 | 66488.8238 | 70416.9429 | 74885.1793 | 79344.2836 | 84257.9544
Scenario 1: Reference | PG&E | Com | FoodServ | Com ¦ ENERGY STAR Ice Machine | Com - Retail | Energy Efficiency | 66714.9376 | 68860.6441 | 70756.6608 | 64937.2543 | 75786.537 | 70736.3403 | 72849.0234 | 74656.0373 | 76182.3455 | 77478.3331 | 79320.6846 | 80621.481 | 81812.4681
Scenario 1: Reference | PG&E | Com | Lighting | Com ¦ LED Fixtures and Retrofit Kits - 140 lpw | Com - Retail | Energy Efficiency | 8306961.2629 | 8590620.4853 | 8845303.4932 | 8126084.1506 | 9458931.4162 | 8748226.8468 | 8916877.2693 | 9042980.049 | 9139731.824 | 9214706.3981 | 9370709.3278 | 9477410.0933 | 9563225.3815
Scenario 1: Reference | SCE | Com | BldgEnv | Com ¦ Com Wall Insulation (R14) - Marine | Com - Retail | Energy Efficiency | 126.0154 | 132.2383 | 137.1875 | 143.2664 | 151.8869 | 160.6366 | 167.06 | 172.4348 | 0 | 0 | 0 | 0 | 0
Scenario 1: Reference | SCE | Com | BldgEnv | Com ¦ Com Wall Insulation (R14) - Hot-Dry | Com - Retail | Energy Efficiency | 0 | 0 | 0 | 0 | 0 | 0 | 0 | 0 | 0 | 0 | 0 | 0 | 0
Scenario 1: Reference | SCE | Com | BldgEnv | Com ¦ Com Wall Insulation (R14) - Cold | Com - Retail | Energy Efficiency | 15.686 | 16.4606 | 17.0766 | 17.8333 | 18.9063 | 19.9955 | 20.795 | 21.4641 | 0 | 0 | 0 | 0 | 0
Scenario 1: Reference | SCE | Com | HVAC | Com ¦ Small Unitary Heat Pump (SEER 16) - Marine | Com - Retail | Energy Efficiency | 0 | 0 | 0 | 0 | 0 | 0 | 0 | 0 | 0 | 0 | 0 | 0 | 0
Scenario 1: Reference | SCE | Com | HVAC | Com ¦ Small Unitary Heat Pump (SEER 17) - Marine | Com - Retail | Energy Efficiency | 1056595.8472 | 1092710.0419 | 1124435.4229 | 1152664.3062 | 1188511.1131 | 1230850.9433 | 1255976.4856 | 1264950.2549 | 0 | 0 | 0 | 0 | 0
Scenario 1: Reference | SCE | Com | HVAC | Com ¦ Small Unitary Heat Pump (SEER 17) - Hot-Dry | Com - Retail | Energy Efficiency | 5046217.6068 | 5218696.1241 | 5370214.0168 | 0 | 0 | 0 | 0 | 0 | 0 | 0 | 0 | 0 | 0
Scenario 1: Reference | SCE | Com | HVAC | Com ¦ Small Unitary Heat Pump (SEER 18) - Marine | Com - Retail | Energy Efficiency | 0 | 0 | 0 | 0 | 0 | 0 | 0 | 0 | 0 | 0 | 0 | 0 | 0
Scenario 1: Reference | SCE | Com | HVAC | Com ¦ Small Unitary Heat Pump (SEER 18) - Hot-Dry | Com - Retail | Energy Efficiency | 0 | 0 | 0 | 5826239.9417 | 6007430.6815 | 6221440.9605 | 6348440.1548 | 6393798.8363 | 0 | 0 | 0 | 0 | 0
Scenario 1: Reference | SCE | Com | HVAC | Com ¦ Small Unitary Heat Pump (SEER 18) - Cold | Com - Retail | Energy Efficiency | 101454.8228 | 104922.5245 | 107968.8103 | 110679.3607 | 114121.3877 | 118186.8778 | 120599.4441 | 121461.1095 | 0 | 0 | 0 | 0 | 0
Scenario 1: Reference | SCE | Com | HVAC | Com ¦ Small Unitary AC (SEER 16) - Marine | Com - Retail | Energy Efficiency | 3655466.7768 | 3780409.7616 | 0 | 0 | 0 | 0 | 0 | 0 | 0 | 0 | 0 | 0 | 0
Scenario 1: Reference | SCE | Com | HVAC | Com ¦ Small Unitary AC (SEER 17) - Marine | Com - Retail | Energy Efficiency | 0 | 0 | 4830507.5045 | 4951777.1031 | 5105772.8475 | 5287662.2324 | 5395600.0635 | 5434150.8411 | 0 | 0 | 0 | 0 | 0
Scenario 1: Reference | SCE | Com | HVAC | Com ¦ Small Unitary AC (SEER 17) - Hot-Dry | Com - Retail | Energy Efficiency | 22783776.3415 | 23562520.3966 | 0 | 0 | 0 | 0 | 0 | 0 | 0 | 0 | 0 | 0 | 0
Scenario 1: Reference | SCE | Com | HVAC | Com ¦ Small Unitary AC (SEER 18) - Marine | Com - Retail | Energy Efficiency | 0 | 0 | 0 | 0 | 0 | 0 | 0 | 0 | 0 | 0 | 0 | 0 | 0
Scenario 1: Reference | SCE | Com | HVAC | Com ¦ Small Unitary AC (SEER 18) - Hot-Dry | Com - Retail | Energy Efficiency | 0 | 0 | 27359905.3847 | 28046774.1539 | 28919003.2089 | 29949221.3296 | 30560579.2131 | 30778930.1064 | 0 | 0 | 0 | 0 | 0
Scenario 1: Reference | SCE | Com | HVAC | Com ¦ Small Unitary AC (SEER 18) - Cold | Com - Retail | Energy Efficiency | 281373.1493 | 290990.4166 | 299438.9358 | 306956.3322 | 316502.3937 | 327777.5576 | 334468.5294 | 336858.2584 | 0 | 0 | 0 | 0 | 0
Scenario 1: Reference | SCE | Com | HVAC | Com ¦ Large Unitary Heat Pump (EER 10.0, COP 3.3) - Marine | Com - Retail | Energy Efficiency | 0 | 0 | 0 | 0 | 0 | 0 | 0 | 0 | 0 | 0 | 0 | 0 | 0
Scenario 1: Reference | SCE | Com | HVAC | Com ¦ Large Unitary AC (EER 11.5) - Marine | Com - Retail | Energy Efficiency | 0 | 0 | 0 | 0 | 0 | 0 | 0 | 0 | 0 | 0 | 0 | 0 | 0
Scenario 1: Reference | SCE | Com | HVAC | Com ¦ Large Unitary AC (EER 11.5) - Hot-Dry | Com - Retail | Energy Efficiency | 0 | 0 | 0 | 0 | 0 | 0 | 0 | 0 | 0 | 0 | 0 | 0 | 0
Scenario 1: Reference | SCE | Com | HVAC | Com ¦ Ductless Mini Split Heat Pump (SEER 18) - Hot-Dry | Com - Retail | Energy Efficiency | 343517.8089 | 356090.3272 | 367414.9565 | 377803.9513 | 390724.964 | 404973.5769 | 413469.6022 | 416795.6277 | 419983.0634 | 422816.6137 | 426714.8869 | 428191.2217 | 429810.8196
Scenario 1: Reference | SCE | Com | HVAC | Com ¦ Ductless Mini Split Heat Pump (SEER 18) - Marine | Com - Retail | Energy Efficiency | 79456.3786 | 82364.428 | 84983.8381 | 87386.8341 | 90375.491 | 93671.2246 | 95636.3728 | 96405.6894 | 97142.9498 | 97798.3559 | 98700.0345 | 99041.5138 | 99416.1301
Scenario 1: Reference | SCE | Com | HVAC | Com ¦ Ductless Mini Split Heat Pump (SEER 18) - Cold | Com - Retail | Energy Efficiency | 4486.9404 | 4651.1593 | 4799.0787 | 4934.7771 | 5103.548 | 5289.6597 | 5400.6325 | 5444.0762 | 5485.7097 | 5522.7208 | 5573.639 | 5592.9225 | 5614.0773
Scenario 1: Reference | SCE | Com | HVAC | Com ¦ Demand Controlled Ventilation (HVAC) - Marine | Com - Retail | Energy Efficiency | 29410.1875 | 31140.7764 | 32521.7775 | 34093.0696 | 36238.9762 | 38457.1268 | 39995.8247 | 41295.0878 | 42404.1799 | 43381.6605 | 44569.8987 | 45379.6963 | 46265.1803
Scenario 1: Reference | SCE | Com | HVAC | Com ¦ Demand Controlled Ventilation (HVAC) - Hot-Dry | Com - Retail | Energy Efficiency | 71316.4621 | 75512.9493 | 78861.7249 | 82671.9349 | 87875.5217 | 93254.2924 | 96985.4651 | 100136.035 | 102825.4611 | 105195.7437 | 108077.0904 | 110040.7604 | 112187.9612
Scenario 1: Reference | SCE | Com | HVAC | Com ¦ Demand Controlled Ventilation (HVAC) - Cold | Com - Retail | Energy Efficiency | 103797.2341 | 108325.2703 | 114860.4882 | 120762.4613 | 129127.6063 | 139048.2182 | 145984.1923 | 148605.1772 | 6708.9496 | 6863.601 | 7051.5974 | 7179.719 | 7319.8152
Scenario 1: Reference | SCE | Com | HVAC | Com ¦ HVAC Pump Variable Frequency Drive (VFD) - Marine | Com - Retail | Energy Efficiency | 0 | 0 | 0 | 0 | 0 | 0 | 0 | 0 | 0 | 0 | 0 | 0 | 0
Scenario 1: Reference | SCE | Com | HVAC | Com ¦ HVAC Pump Variable Frequency Drive (VFD) - Hot-Dry | Com - Retail | Energy Efficiency | 0 | 0 | 0 | 0 | 0 | 0 | 0 | 0 | 0 | 0 | 0 | 0 | 0
Scenario 1: Reference | SCE | Com | HVAC | Com ¦ HVAC Fan Variable Frequency Drive (VFD) - Marine | Com - Retail | Energy Efficiency | 43223.4936 | 45078.1953 | 47832.0739 | 50296.7535 | 53795.6584 | 57967.7112 | 60885.4287 | 61938.4716 | 0 | 0 | 0 | 0 | 0
Scenario 1: Reference | SCE | Com | HVAC | Com ¦ HVAC Fan Variable Frequency Drive (VFD) - Hot-Dry | Com - Retail | Energy Efficiency | 173194.4987 | 180626.2012 | 191660.8625 | 201536.7175 | 215556.6641 | 232273.883 | 243965.0391 | 248184.5323 | 0 | 0 | 0 | 0 | 0
Scenario 1: Reference | SCE | Com | HVAC | Com ¦ HVAC Fan Variable Frequency Drive (VFD) - Cold | Com - Retail | Energy Efficiency | 2169.3889 | 2262.4764 | 2400.6937 | 2524.3961 | 2700.0063 | 2909.4018 | 3055.8421 | 3108.6944 | 0 | 0 | 0 | 0 | 0
Scenario 1: Reference | SCE | Com | HVAC | Com ¦ Economizer - Marine | Com - Retail | Energy Efficiency | 0 | 0 | 0 | 0 | 0 | 0 | 0 | 0 | 0 | 0 | 0 | 0 | 0
Scenario 1: Reference | SCE | Com | HVAC | Com ¦ Economizer - Hot-Dry | Com - Retail | Energy Efficiency | 0 | 0 | 0 | 0 | 0 | 0 | 25217.0836 | 26031.8245 | 0 | 0 | 0 | 0 | 0
Scenario 1: Reference | SCE | Com | WaterHeat | Com ¦ Com Heat Pump Water Heater (3.3 UEF - 50 Gal) - Marine | Com - Retail | Energy Efficiency | 1662388.5371 | 1747192.1165 | 1831030.2756 | 1914162.3909 | 2009267.5977 | 2100504.8224 | 2158800.2464 | 2190052.1416 | 2217261.576 | 2237913.7191 | 2273143.557 | 2298529.984 | 2321400.7723
Scenario 1: Reference | SCE | Com | WaterHeat | Com ¦ Com Heat Pump Water Heater (3.3 UEF - 50 Gal) - Hot-Dry | Com - Retail | Energy Efficiency | 6499985.3308 | 6832209.7849 | 7160650.0251 | 7486317.9229 | 7858913.8664 | 8216346.9666 | 8444651.048 | 8566942.8197 | 8673387.711 | 8754127.1866 | 8892006.1705 | 8991298.6536 | 9080727.0224
Scenario 1: Reference | SCE | Com | WaterHeat | Com ¦ Com Heat Pump Water Heater (3.3 UEF - 50 Gal) - Cold | Com - Retail | Energy Efficiency | 111466.11 | 117136.2028 | 122741.7993 | 128300.349 | 134658.8688 | 140759.0149 | 144658.5652 | 146751.6402 | 148574.6884 | 149959.7281 | 152318.6905 | 154020.1179 | 155553.5705
Scenario 1: Reference | SCE | Com | WaterHeat | Com ¦ Faucet Aerators (Elec WH) - Marine | Com - Retail | Energy Efficiency | 0 | 0 | 0 | 0 | 0 | 0 | 0 | 0 | 0 | 0 | 0 | 0 | 0
Scenario 1: Reference | SCE | Com | WaterHeat | Com ¦ Faucet Aerators (Elec WH) - Hot-Dry | Com - Retail | Energy Efficiency | 0 | 0 | 0 | 0 | 0 | 0 | 0 | 0 | 0 | 0 | 0 | 0 | 0
Scenario 1: Reference | SCE | Com | WaterHeat | Com ¦ Faucet Aerators (Elec WH) - Cold | Com - Retail | Energy Efficiency | 0 | 796.6941 | 807.8184 | 827.6105 | 939.8912 | 1090.8036 | 1173.2762 | 1204.4473 | 0 | 0 | 0 | 0 | 0
Scenario 1: Reference | SCE | Com | WholeBlg | Com ¦ Com Title 24 2022 Code | Com - Retail | Energy Efficiency | 23949592.0209 | 25169981.0948 | 26123098.7723 | 27287845.115 | 28948931.0722 | 30642967.1573 | 31874455.2667 | 32881955.8218 | 33753999.1287 | 34566044.3765 | 35433801.4285 | 35959639.263 | 36578023.0413
Scenario 1: Reference | SCE | Com | ComRefrig | Com ¦ Efficient Refrigerated Display Case - Marine | Com - Retail | Energy Efficiency | 0 | 0 | 0 | 0 | 0 | 0 | 4674404.7879 | 4750392.275 | 4813365.6508 | 4856861.3918 | 4932364.0061 | 4986116.0295 | 5034244.5797
Scenario 1: Reference | SCE | Com | ComRefrig | Com ¦ Efficient Refrigerated Display Case - Hot-Dry | Com - Retail | Energy Efficiency | 0 | 0 | 0 | 0 | 0 | 0 | 0 | 19426722.3789 | 19684251.9085 | 19862127.6787 | 20170895.5116 | 20390714.3339 | 20587535.9707
Scenario 1: Reference | SCE | Com | ComRefrig | Com ¦ Efficient Refrigerated Display Case - Cold | Com - Retail | Energy Efficiency | 0 | 0 | 0 | 0 | 0 | 0 | 0 | 0 | 0 | 0 | 0 | 0 | 0
Scenario 1: Reference | SCE | Com | ComRefrig | Com ¦ Refrigerated Display Case LED Lighting | Com - Retail | Energy Efficiency | 13400183.4241 | 13986605.4656 | 14544078.3411 | 15073809.3332 | 15664136.8111 | 16231334.9178 | 16604760.3272 | 16825654.8819 | 17036084.0053 | 17205590.3611 | 17469664.8396 | 17670287.2114 | 17854279.5963
Scenario 1: Reference | SCE | Com | ComRefrig | Com ¦ Efficient EC or PMS Motor Retrofit - Marine | Com - Retail | Energy Efficiency | 1106552.8814 | 1142631.0278 | 1174175.0214 | 1201967.0781 | 1237803.2884 | 1280727.0451 | 1305913.8881 | 1313527.55 | 1321155.1562 | 1328459.4678 | 1337907.9534 | 1339275.3018 | 1341451.9978
Scenario 1: Reference | SCE | Com | ComRefrig | Com ¦ Efficient EC or PMS Motor Retrofit - Hot-Dry | Com - Retail | Energy Efficiency | 4554061.8676 | 4702542.8969 | 4832363.4421 | 4946742.7435 | 5094228.0753 | 5270882.4824 | 5374539.9249 | 5405874.2496 | 5437265.9624 | 5467327.1439 | 5506212.7579 | 5511840.134 | 5520798.4117
Scenario 1: Reference | SCE | Com | ComRefrig | Com ¦ Efficient EC or PMS Motor Retrofit - Cold | Com - Retail | Energy Efficiency | 66458.0042 | 68624.8068 | 70519.2945 | 72188.4462 | 74340.7184 | 76918.6587 | 78431.3449 | 78888.6107 | 79346.7139 | 79785.4006 | 80352.8633 | 80434.9843 | 80565.7136
Scenario 1: Reference | SCE | Com | ComRefrig | Com ¦ Add Doors to Open Display Cases - Marine | Com - Retail | Energy Efficiency | 0 | 0 | 0 | 0 | 0 | 0 | 0 | 0 | 0 | 0 | 0 | 0 | 0
Scenario 1: Reference | SCE | Com | ComRefrig | Com ¦ Add Doors to Open Display Cases - Hot-Dry | Com - Retail | Energy Efficiency | 0 | 0 | 0 | 0 | 0 | 0 | 0 | 0 | 0 | 0 | 0 | 0 | 0
Scenario 1: Reference | SCE | Com | FoodServ | Com ¦ Demand Controlled Ventilation (DCV) Exhaust Hood | Com - Retail | Energy Efficiency | 43288.8903 | 45943.384 | 48109.9482 | 50590.3935 | 53936.4221 | 57284.399 | 59609.4391 | 61600.8072 | 63308.6094 | 64812.8964 | 66646.0106 | 67917.6131 | 69299.3637
Scenario 1: Reference | SCE | Com | FoodServ | Com ¦ ENERGY STAR Ice Machine | Com - Retail | Energy Efficiency | 95684.1081 | 100872.9654 | 105889.4901 | 110853.3731 | 116812.0067 | 122937.7659 | 127053.5985 | 129334.8797 | 131321.7938 | 132673.5033 | 134530.5947 | 135428.7594 | 136206.8468
Scenario 1: Reference | SCE | Com | Lighting | Com ¦ LED High and Low Bay - 155 lpw | Com - Retail | Energy Efficiency | 0 | 0 | 0 | 0 | 0 | 0 | 0 | 0 | 0 | 0 | 0 | 0 | 0
Scenario 1: Reference | SCE | Com | Lighting | Com ¦ LED Fixtures and Retrofit Kits - 140 lpw - RET | Com - Retail | Energy Efficiency | 0 | 0 | 0 | 0 | 0 | 0 | 0 | 0 | 0 | 0 | 0 | 0 | 0
Scenario 1: Reference | SCE | Com | Lighting | Com ¦ LED Fixtures and Retrofit Kits - 140 lpw | Com - Retail | Energy Efficiency | 12478722.1451 | 13063198.0478 | 13625986.9116 | 14169750.512 | 14781649.0826 | 15360739.1296 | 15729866.0243 | 15944619.2842 | 16147275.3279 | 16307951.8721 | 16563720.3747 | 16756229.3447 | 16932050.4152
Scenario 1: Reference | SCG | Com | BldgEnv | Com ¦ Com Wall Insulation (R14) - Marine | Com - Retail | Energy Efficiency | 7256149.5807 | 7575320.5246 | 7909229.7042 | 8260067.1425 | 8581877.4112 | 9027335.4291 | 9403065.0075 | 9832632.1024 | 10285343.4705 | 10762835.2236 | 11266745.0292 | 11798616.3521 | 12360524.164
Scenario 1: Reference | SCG | Com | BldgEnv | Com ¦ Com Wall Insulation (R14) - Hot-Dry | Com - Retail | Energy Efficiency | 11384.0082 | 12186.6818 | 12939.845 | 13827.2726 | 0 | 33645.5006 | 17008.2015 | 18262.9909 | 19497.8568 | 20783.595 | 22207.1135 | 23661.769 | 25249.6487
Scenario 1: Reference | SCG | Com | BldgEnv | Com ¦ Com Wall Insulation (R14) - Cold | Com - Retail | Energy Efficiency | 21803.5966 | 22762.6555 | 23766.0004 | 24820.2122 | 25787.2018 | 27125.7336 | 28254.7423 | 29545.5244 | 30905.8513 | 32340.6395 | 33854.8098 | 35453.0001 | 37141.4453
Scenario 1: Reference | SCG | Com | HVAC | Com ¦ Demand Controlled Ventilation (HVAC) - Marine | Com - Retail | Energy Efficiency | 15295.1776 | 16361.0072 | 17358.2181 | 18533.4387 | 0 | 45021.0706 | 22739.2342 | 24396.1391 | 26023.7249 | 27716.6123 | 29590.5546 | 31503.7317 | 33592.065
Scenario 1: Reference | SCG | Com | HVAC | Com ¦ Demand Controlled Ventilation (HVAC) - Hot-Dry | Com - Retail | Energy Efficiency | 78018.6522 | 83455.3063 | 88541.9452 | 94536.5884 | 0 | 229646.4508 | 115989.7879 | 124441.4378 | 132743.5351 | 141378.7267 | 150937.4551 | 160696.3152 | 171348.6241
Scenario 1: Reference | SCG | Com | HVAC | Com ¦ Demand Controlled Ventilation (HVAC) - Cold | Com - Retail | Energy Efficiency | 64258.9439 | 67143.4557 | 70135.9084 | 73299.5087 | 72844.3078 | 84303.0543 | 83660.7265 | 87563.7827 | 91654.1803 | 95962.9785 | 100524.3222 | 105327.28 | 110412.4411
Scenario 1: Reference | SCG | Com | HVAC | Com ¦ HVAC Energy Management System (Elec SC and Gas SH) - Cold | Com - Retail | Energy Efficiency | 2210.4474 | 2364.4803 | 2508.5965 | 2678.4385 | 0 | 6506.4109 | 3286.2568 | 3525.7115 | 3760.9289 | 4005.5837 | 4276.4044 | 4552.8953 | 4854.6997
Scenario 1: Reference | SCG | Com | HVAC | Com ¦ Efficient Hot Water Boilers (94% eff.) - ZEAS 2030 - Marine | Com - Retail | Energy Efficiency | 550710.5809 | 576200.2778 | 602954.6803 | 631228.5265 | 647764.0344 | 0 | 0 | 0 | 0 | 0 | 0 | 0 | 0
Scenario 1: Reference | SCG | Com | HVAC | Com ¦ Efficient Hot Water Boilers (94% eff.) - ZEAS 2030 - Hot-Dry | Com - Retail | Energy Efficiency | 2832697.463 | 2963809.1616 | 3101426.1433 | 3246858.7083 | 3331912.6242 | 0 | 0 | 0 | 0 | 0 | 0 | 0 | 0
Scenario 1: Reference | SCG | Com | HVAC | Com ¦ Efficient Hot Water Boilers (94% eff.) - ZEAS 2030 - Cold | Com - Retail | Energy Efficiency | 8030.6715 | 8402.372 | 8792.5149 | 9204.8149 | 9445.942 | 0 | 0 | 0 | 0 | 0 | 0 | 0 | 0
Scenario 1: Reference | SCG | Com | WaterHeat | Com ¦ Com Hot Water Tank Insulation - Marine | Com - Retail | Energy Efficiency | 5011.6322 | 5230.7056 | 5458.4606 | 5697.0866 | 5933.193 | 6195.3387 | 6470.9919 | 6761.2022 | 7066.7838 | 7388.5852 | 7727.4292 | 8084.8579 | 8462.5202
Scenario 1: Reference | SCG | Com | WaterHeat | Com ¦ Com Hot Water Tank Insulation - Hot-Dry | Com - Retail | Energy Efficiency | 27183.8246 | 28372.1107 | 29607.4869 | 30901.8291 | 32182.5048 | 33604.4214 | 35099.6043 | 36673.7474 | 38331.2668 | 40076.7646 | 41914.7036 | 43853.4491 | 45901.9445
Scenario 1: Reference | SCG | Com | WaterHeat | Com ¦ Com Hot Water Tank Insulation - Cold | Com - Retail | Energy Efficiency | 68.0484 | 71.023 | 74.1155 | 77.3556 | 80.5615 | 84.1209 | 87.8637 | 91.8042 | 95.9535 | 100.3229 | 104.9238 | 109.777 | 114.9049
Scenario 1: Reference | SCG | Com | WaterHeat | Com ¦ Faucet Aerators (Gas WH) - Marine | Com - Retail | Energy Efficiency | 77866.4698 | 81270.7055 | 84808.5477 | 88515.0935 | 92182.3357 | 96253.5473 | 100534.4239 | 105041.1755 | 0 | 0 | 0 | 0 | 0
Scenario 1: Reference | SCG | Com | WaterHeat | Com ¦ Faucet Aerators (Gas WH) - Hot-Dry | Com - Retail | Energy Efficiency | 415235.4913 | 433389.1263 | 452255.24 | 472020.9923 | 491577.1518 | 513287.5434 | 536116.0075 | 560148.9859 | 0 | 0 | 0 | 0 | 0
Scenario 1: Reference | SCG | Com | WaterHeat | Com ¦ Faucet Aerators (Gas WH) - Cold | Com - Retail | Energy Efficiency | 1239.8512 | 1294.0561 | 1350.3884 | 1409.407 | 1467.7997 | 1532.6247 | 1600.7882 | 1672.5482 | 0 | 0 | 0 | 0 | 0
Scenario 1: Reference | SCG | Com | WaterHeat | Com ¦ Com Hot Water Pipe Insulation - Marine | Com - Retail | Energy Efficiency | 9193405.8622 | 9595130.0014 | 10014140.9474 | 10453386.9608 | 10888437.567 | 11371863.508 | 11880454.6535 | 12415978.4793 | 12979773.4351 | 13573770.8106 | 14200035.4314 | 14861041.0902 | 15559303.7523
Scenario 1: Reference | SCG | Com | WaterHeat | Com ¦ Com Hot Water Pipe Insulation - Hot-Dry | Com - Retail | Energy Efficiency | 41480311.412 | 43292876.0527 | 45183438.1346 | 47165300.1013 | 49128232.5441 | 51309432.7302 | 53604177.3993 | 56020441.3385 | 58564263.5836 | 61244358.0428 | 64070041.1344 | 67052474.5202 | 70203010.1436
Scenario 1: Reference | SCG | Com | WaterHeat | Com ¦ Com Hot Water Pipe Insulation - Cold | Com - Retail | Energy Efficiency | 114054.5129 | 119038.3515 | 124236.6523 | 129685.9918 | 135083.2826 | 141080.7237 | 147390.3674 | 154034.1412 | 161028.6501 | 168397.8539 | 176167.3691 | 184367.8858 | 193030.6174
Scenario 1: Reference | SCG | Com | WaterHeat | Com ¦ Com Efficient Tankless Gas Water Heater (0.87 UEF - High Draw) - ZEAS 2030 - Marine | Com - Retail | Energy Efficiency | 26291.8867 | 28145.6982 | 29885.1629 | 31934.7176 | 0 | 0 | 0 | 0 | 0 | 0 | 0 | 0 | 0
Scenario 1: Reference | SCG | Com | WaterHeat | Com ¦ Com Efficient Tankless Gas Water Heater (0.87 UEF - High Draw) - ZEAS 2030 - Hot-Dry | Com - Retail | Energy Efficiency | 71878.6304 | 76946.7121 | 81702.1846 | 87305.403 | 0 | 0 | 0 | 0 | 0 | 0 | 0 | 0 | 0
Scenario 1: Reference | SCG | Com | WaterHeat | Com ¦ Com Efficient Tankless Gas Water Heater (0.87 UEF - High Draw) - ZEAS 2030 - Cold | Com - Retail | Energy Efficiency | 349.8809 | 374.5506 | 397.6987 | 424.9732 | 0 | 0 | 0 | 0 | 0 | 0 | 0 | 0 | 0
Scenario 1: Reference | SCG | Com | WaterHeat | Com ¦ Com Efficient Tankless Gas Water Heater (0.87 UEF - High Draw) - Panel Upgrade - ZEAS 2030 - Marine | Com - Retail | Energy Efficiency | 21813.5983 | 23351.6507 | 24794.833 | 26495.2877 | 0 | 0 | 0 | 0 | 0 | 0 | 0 | 0 | 0
Scenario 1: Reference | SCG | Com | WaterHeat | Com ¦ Com Efficient Tankless Gas Water Heater (0.87 UEF - High Draw) - Panel Upgrade - ZEAS 2030 - Hot-Dry | Com - Retail | Energy Efficiency | 59635.567 | 63840.404 | 67785.8784 | 72434.7025 | 0 | 0 | 0 | 0 | 0 | 0 | 0 | 0 | 0
Scenario 1: Reference | SCG | Com | WaterHeat | Com ¦ Com Efficient Tankless Gas Water Heater (0.87 UEF - High Draw) - Panel Upgrade - ZEAS 2030 - Cold | Com - Retail | Energy Efficiency | 290.2858 | 310.7535 | 329.9588 | 352.5877 | 0 | 0 | 0 | 0 | 0 | 0 | 0 | 0 | 0
Scenario 1: Reference | SCG | Com | WholeBlg | Com ¦ Com Title 24 2022 Code | Com - Retail | Energy Efficiency | 0 | 0 | 0 | 0 | 0 | 0 | 0 | 0 | 0 | 0 | 0 | 16081390.4335 | 17155843.6204
Scenario 1: Reference | SCG | Com | FoodServ | Com ¦ Demand Controlled Ventilation (DCV) Exhaust Hood | Com - Retail | Energy Efficiency | 31507.2937 | 33702.8489 | 35757.0529 | 38177.9481 | 0 | 92741.1326 | 46841.6745 | 50254.8149 | 53607.5596 | 57094.8221 | 60955.0485 | 64896.0967 | 69197.9581
Scenario 1: Reference | SDG&E | Com | BldgEnv | Com ¦ Com Wall Insulation (R14) - Marine | Com - Retail | Energy Efficiency | 321367.6483 | 334950.3525 | 349119.3354 | 363968.5 | 379656.6185 | 396371.9513 | 413950.7694 | 432419.7037 | 451872.8531 | 472378.5587 | 493981.6127 | 516692.218 | 540689.7853
Scenario 1: Reference | SDG&E | Com | BldgEnv | Com ¦ Com Wall Insulation (R14) - Hot-Dry | Com - Retail | Energy Efficiency | 845.9 | 909.1477 | 979.8179 | 1055.1997 | 1119.9633 | 1209.2427 | 1304.4242 | 1402.0532 | 1502.8647 | 1613.3863 | 1727.2911 | 1852.3558 | 1992.923
Scenario 1: Reference | SDG&E | Com | HVAC | Com ¦ Small Unitary Heat Pump (SEER 17) - Marine | Com - Retail | Energy Efficiency | 176494.5026 | 177943.465 | 178156.2895 | 177228.3268 | 177208.7758 | 180274.5892 | 182030.0224 | 182676.0428 | 0 | 0 | 0 | 0 | 0
Scenario 1: Reference | SDG&E | Com | HVAC | Com ¦ Small Unitary Heat Pump (SEER 17) - Hot-Dry | Com - Retail | Energy Efficiency | 873231.4674 | 880400.4134 | 881453.393 | 876862.1664 | 876765.4352 | 891933.9796 | 900619.2331 | 903815.5105 | 0 | 0 | 0 | 0 | 0
Scenario 1: Reference | SDG&E | Com | HVAC | Com ¦ Small Unitary Heat Pump (SEER 18) - Marine | Com - Retail | Energy Efficiency | 0 | 0 | 0 | 0 | 0 | 0 | 0 | 0 | 0 | 0 | 0 | 0 | 0
Scenario 1: Reference | SDG&E | Com | HVAC | Com ¦ Small Unitary Heat Pump (SEER 18) - Hot-Dry | Com - Retail | Energy Efficiency | 0 | 0 | 0 | 0 | 0 | 0 | 0 | 0 | 0 | 0 | 0 | 0 | 0
Scenario 1: Reference | SDG&E | Com | HVAC | Com ¦ Small Unitary AC (SEER 18) - Marine | Com - Retail | Energy Efficiency | 1083849.9872 | 1099830.1904 | 1110033.8878 | 1114971.9154 | 1124957.3629 | 1151096.2878 | 1171217.0199 | 1186360.4633 | 0 | 0 | 0 | 0 | 0
Scenario 1: Reference | SDG&E | Com | HVAC | Com ¦ Small Unitary AC (SEER 18) - Hot-Dry | Com - Retail | Energy Efficiency | 5270345.3037 | 5344077.3316 | 5388702.3268 | 5406746.2062 | 5449631.7403 | 5572632.8644 | 5665231.5257 | 5732597.6574 | 0 | 0 | 0 | 0 | 0
Scenario 1: Reference | SDG&E | Com | HVAC | Com ¦ Large Unitary Heat Pump (EER 10.0, COP 3.3) - Marine | Com - Retail | Energy Efficiency | 0 | 0 | 0 | 0 | 0 | 0 | 0 | 0 | 0 | 0 | 0 | 0 | 0
Scenario 1: Reference | SDG&E | Com | HVAC | Com ¦ Large Unitary AC (EER 11.5) - Marine | Com - Retail | Energy Efficiency | 0 | 0 | 0 | 0 | 0 | 0 | 0 | 0 | 0 | 0 | 0 | 0 | 0
Scenario 1: Reference | SDG&E | Com | HVAC | Com ¦ Large Unitary AC (EER 11.5) - Hot-Dry | Com - Retail | Energy Efficiency | 0 | 0 | 0 | 0 | 0 | 0 | 0 | 0 | 0 | 0 | 0 | 0 | 0
Scenario 1: Reference | SDG&E | Com | HVAC | Com ¦ Ductless Mini Split Heat Pump (SEER 18) - Marine | Com - Retail | Energy Efficiency | 7571.476 | 7650.8693 | 7679.8682 | 7664.0423 | 7689.4952 | 7833.0462 | 7915.6394 | 7951.4699 | 7982.2029 | 8001.4423 | 8047.7815 | 8028.4773 | 8012.0519
Scenario 1: Reference | SDG&E | Com | HVAC | Com ¦ Demand Controlled Ventilation (HVAC) - Marine | Com - Retail | Energy Efficiency | 5831.0918 | 6140.9705 | 6458.6402 | 6763.0968 | 7001.0715 | 7440.7027 | 7865.4739 | 8257.3679 | 8643.91 | 9057.9578 | 9484.2485 | 9910.6387 | 10395.2139
Scenario 1: Reference | SDG&E | Com | HVAC | Com ¦ Demand Controlled Ventilation (HVAC) - Hot-Dry | Com - Retail | Energy Efficiency | 14257.1175 | 15108.203 | 16009.3994 | 16910.7466 | 17643.8175 | 18844.2842 | 20046.0306 | 21202.0776 | 22363.7205 | 23619.6413 | 24913.8014 | 26264.3828 | 27791.1723
Scenario 1: Reference | SDG&E | Com | HVAC | Com ¦ HVAC Pump Variable Frequency Drive (VFD) - Marine | Com - Retail | Energy Efficiency | 0 | 0 | 0 | 0 | 0 | 0 | 0 | 0 | 0 | 0 | 0 | 0 | 0
Scenario 1: Reference | SDG&E | Com | HVAC | Com ¦ HVAC Pump Variable Frequency Drive (VFD) - Hot-Dry | Com - Retail | Energy Efficiency | 0 | 0 | 0 | 0 | 0 | 0 | 0 | 0 | 0 | 0 | 0 | 0 | 0
Scenario 1: Reference | SDG&E | Com | HVAC | Com ¦ HVAC Fan Variable Frequency Drive (VFD) - Marine | Com - Retail | Energy Efficiency | 8522.3875 | 8477.4692 | 8394.0364 | 8210.1222 | 8177.7478 | 8476.1411 | 8764.5313 | 8923.1524 | 0 | 0 | 0 | 0 | 0
Scenario 1: Reference | SDG&E | Com | HVAC | Com ¦ HVAC Fan Variable Frequency Drive (VFD) - Hot-Dry | Com - Retail | Energy Efficiency | 45162.266 | 44933.0619 | 44500.9389 | 43538.9062 | 43377.0912 | 44961.4391 | 46493.4878 | 47341.1777 | 0 | 0 | 0 | 0 | 0
Scenario 1: Reference | SDG&E | Com | HVAC | Com ¦ Economizer - Marine | Com - Retail | Energy Efficiency | 12968.8457 | 13875.5078 | 14569.3196 | 13734.4559 | 11480.0113 | 12549.7447 | 13500.1167 | 13686.0098 | 0 | 0 | 0 | 0 | 0
Scenario 1: Reference | SDG&E | Com | HVAC | Com ¦ Economizer - Hot-Dry | Com - Retail | Energy Efficiency | 95495.0633 | 102169.1516 | 107277.3674 | 101138.8586 | 84556.2269 | 92430.7724 | 99427.3546 | 100799.6747 | 0 | 0 | 0 | 0 | 0
Scenario 1: Reference | SDG&E | Com | HVAC | Com ¦ Small Packaged Heat Pump (SEER 15) - Fuel Sub - ZEAS 2030 - Hot-Dry | Com - Retail | Fuel Substitution | 0 | 0 | 0 | 0 | 0 | 0 | 0 | 0 | 0 | 0 | 0 | 0 | 0
Scenario 1: Reference | SDG&E | Com | HVAC | Com ¦ Small Packaged Heat Pump (SEER 16) - Fuel Sub - ZEAS 2030 - Marine | Com - Retail | Fuel Substitution | 73093.5773 | 75548.5293 | 77901.5477 | 80188.0422 | 82786.4604 | 0 | 0 | 0 | 0 | 0 | 0 | 0 | 0
Scenario 1: Reference | SDG&E | Com | HVAC | Com ¦ Small Packaged Heat Pump (SEER 16) - Fuel Sub - ZEAS 2030 - Hot-Dry | Com - Retail | Fuel Substitution | 323888.0048 | 334713.5558 | 345018.8087 | 354968.0673 | 366349.9307 | 0 | 0 | 0 | 0 | 0 | 0 | 0 | 0
Scenario 1: Reference | SDG&E | Com | HVAC | Com ¦ Small Packaged Heat Pump (SEER 15) - Fuel Sub - Panel Upgrade - ZEAS 2030 - Hot-Dry | Com - Retail | Fuel Substitution | 0 | 0 | 0 | 0 | 0 | 0 | 0 | 0 | 0 | 0 | 0 | 0 | 0
Scenario 1: Reference | SDG&E | Com | HVAC | Com ¦ Small Packaged Heat Pump (SEER 16) - Fuel Sub - Panel Upgrade - ZEAS 2030 - Marine | Com - Retail | Fuel Substitution | 16701.9722 | 17262.9317 | 17800.5994 | 18323.0662 | 18916.8079 | 0 | 0 | 0 | 0 | 0 | 0 | 0 | 0
Scenario 1: Reference | SDG&E | Com | HVAC | Com ¦ Small Packaged Heat Pump (SEER 16) - Fuel Sub - Panel Upgrade - ZEAS 2030 - Hot-Dry | Com - Retail | Fuel Substitution | 74008.807 | 76482.4587 | 78837.2216 | 81110.6395 | 83711.4092 | 0 | 0 | 0 | 0 | 0 | 0 | 0 | 0
Scenario 1: Reference | SDG&E | Com | HVAC | Com ¦ Efficient Hot Water Boilers (94% eff.) - ZEAS 2030 - Hot-Dry | Com - Retail | Energy Efficiency | 671540.7967 | 702095.2678 | 734291.9607 | 768233.0396 | 803868.9589 | 0 | 0 | 0 | 0 | 0 | 0 | 0 | 0
Scenario 1: Reference | SDG&E | Com | WaterHeat | Com ¦ Com Heat Pump Water Heater (3.3 UEF - 50 Gal) - Marine | Com - Retail | Energy Efficiency | 310674.6054 | 321231.8233 | 331121.0724 | 340219.8507 | 350953.1362 | 363379.6005 | 371554.5782 | 376820.6016 | 381242.1154 | 384297.7062 | 390371.6956 | 394531.1564 | 398130.76
Scenario 1: Reference | SDG&E | Com | WaterHeat | Com ¦ Com Heat Pump Water Heater (3.3 UEF - 50 Gal) - Hot-Dry | Com - Retail | Energy Efficiency | 1649772.7966 | 1705836.5134 | 1758352.9286 | 1806671.4917 | 1863670.2032 | 1929660.6036 | 1973073.2331 | 2001037.6888 | 2024517.32 | 2040743.1248 | 2072998.2962 | 2095086.2389 | 2114201.0104
Scenario 1: Reference | SDG&E | Com | WaterHeat | Com ¦ Com Hot Water Tank Insulation - Hot-Dry | Com - Retail | Energy Efficiency | 6302.0137 | 6571.4798 | 6851.5708 | 7144.9524 | 7452.6345 | 7775.5332 | 8114.9783 | 8472.2536 | 0 | 0 | 0 | 10100.7614 | 10565.1325
Scenario 1: Reference | SDG&E | Com | WaterHeat | Com ¦ Faucet Aerators (Elec WH) - Marine | Com - Retail | Energy Efficiency | 1949.1894 | 2051.9727 | 2070.4672 | 2029.2751 | 2133.9529 | 2347.5013 | 2464.8569 | 2536.3657 | 0 | 0 | 0 | 0 | 0
Scenario 1: Reference | SDG&E | Com | WaterHeat | Com ¦ Faucet Aerators (Elec WH) - Hot-Dry | Com - Retail | Energy Efficiency | 10291.6117 | 10834.3016 | 10931.9518 | 10714.4599 | 11267.1526 | 12394.6763 | 13014.3076 | 13391.8699 | 0 | 0 | 0 | 0 | 0
Scenario 1: Reference | SDG&E | Com | WaterHeat | Com ¦ Com Hot Water Pipe Insulation - Hot-Dry | Com - Retail | Energy Efficiency | 10030851.6977 | 10459790.7855 | 10907088.3828 | 11375862.5735 | 11867874.0062 | 12384757.3605 | 12928402.9604 | 13500687.8115 | 0 | 0 | 15406262.8137 | 16111961.6601 | 16857263.9125
Scenario 1: Reference | SDG&E | Com | WaterHeat | Com ¦ Com Efficient Tankless Gas Water Heater (0.87 UEF - High Draw) - ZEAS 2030 - Marine | Com - Retail | Energy Efficiency | 3588.6116 | 3868.9769 | 4183.5377 | 4520.688 | 4812.1032 | 0 | 0 | 0 | 0 | 0 | 0 | 0 | 0
Scenario 1: Reference | SDG&E | Com | WaterHeat | Com ¦ Com Efficient Tankless Gas Water Heater (0.87 UEF - High Draw) - ZEAS 2030 - Hot-Dry | Com - Retail | Energy Efficiency | 9536.172 | 10281.1971 | 11117.0911 | 12013.0123 | 12787.4 | 0 | 0 | 0 | 0 | 0 | 0 | 0 | 0
Scenario 1: Reference | SDG&E | Com | WaterHeat | Com ¦ Com Heat Pump Water Heater (3.75 UEF - 50 Gal) - Fuel Sub - ZEAS 2030 - Marine | Com - Retail | Fuel Substitution | 858486.1994 | 901766.7331 | 948932.4816 | 1000404.9679 | 1052902.4971 | 583443.2418 | 596136.0595 | 604294.6391 | 611151.0556 | 615852.6064 | 625294.939 | 631718.4881 | 637228.3809
Scenario 1: Reference | SDG&E | Com | WaterHeat | Com ¦ Com Heat Pump Water Heater (3.75 UEF - 50 Gal) - Fuel Sub - ZEAS 2030 - Hot-Dry | Com - Retail | Fuel Substitution | 2245263.2587 | 2359623.3942 | 2484284.3826 | 2620364.3506 | 2759149.2419 | 1515574.7642 | 1548878.0007 | 1570145.7929 | 1587954.047 | 1600040.1599 | 1624700.9239 | 1641347.1325 | 1655564.4568
Scenario 1: Reference | SDG&E | Com | WaterHeat | Com ¦ Com Efficient Tankless Gas Water Heater (0.87 UEF - High Draw) - Panel Upgrade - ZEAS 2030 - Marine | Com - Retail | Energy Efficiency | 2977.3646 | 3209.9753 | 3470.9571 | 3750.6807 | 3992.4593 | 0 | 0 | 0 | 0 | 0 | 0 | 0 | 0
Scenario 1: Reference | SDG&E | Com | WaterHeat | Com ¦ Com Efficient Tankless Gas Water Heater (0.87 UEF - High Draw) - Panel Upgrade - ZEAS 2030 - Hot-Dry | Com - Retail | Energy Efficiency | 7911.879 | 8530.0042 | 9223.5206 | 9966.8399 | 10609.3263 | 0 | 0 | 0 | 0 | 0 | 0 | 0 | 0
Scenario 1: Reference | SDG&E | Com | WaterHeat | Com ¦ Com Heat Pump Water Heater (3.75 UEF - 50 Gal) - Fuel Sub - Panel Upgrade - ZEAS 2030 - Marine | Com - Retail | Fuel Substitution | 712260.5281 | 748169.1028 | 787301.1248 | 830006.3195 | 873561.9618 | 484065.5468 | 494596.401 | 501365.3325 | 507053.8978 | 510954.635 | 518788.6581 | 524118.0863 | 528689.4809
Scenario 1: Reference | SDG&E | Com | WaterHeat | Com ¦ Com Heat Pump Water Heater (3.75 UEF - 50 Gal) - Fuel Sub - Panel Upgrade - ZEAS 2030 - Hot-Dry | Com - Retail | Fuel Substitution | 1862828.3081 | 1957709.5194 | 2061137.0427 | 2174038.5546 | 2289184.2611 | 1257427.4142 | 1285058.1215 | 1302703.3776 | 1317478.3577 | 1327505.8469 | 1347966.1512 | 1361777.0166 | 1373572.7086
Scenario 1: Reference | SDG&E | Com | WaterHeat | Com ¦ Com Heat Pump Water Heater (100+ Gal, 200+ kBtuh - 4.3 COP) - Fuel Sub - ZEAS 2030 - Marine | Com - Retail | Fuel Substitution | 5089.7903 | 5351.4482 | 5634.7828 | 5942.1091 | 6257.5301 | 0 | 0 | 0 | 0 | 0 | 0 | 0 | 0
Scenario 1: Reference | SDG&E | Com | WaterHeat | Com ¦ Com Heat Pump Water Heater (100+ Gal, 200+ kBtuh - 4.3 COP) - Fuel Sub - ZEAS 2030 - Hot-Dry | Com - Retail | Fuel Substitution | 27034.8226 | 28424.6828 | 29929.6806 | 31562.1131 | 33237.5464 | 0 | 0 | 0 | 0 | 0 | 0 | 0 | 0
Scenario 1: Reference | SDG&E | Com | WaterHeat | Com ¦ Com Heat Pump Water Heater (100+ Gal, 200+ kBtuh - 4.3 COP) - Fuel Sub - Panel Upgrade - ZEAS 2030 - Marine | Com - Retail | Fuel Substitution | 4222.848 | 4439.9378 | 4675.0121 | 4929.9916 | 5191.687 | 0 | 0 | 0 | 0 | 0 | 0 | 0 | 0
Scenario 1: Reference | SDG&E | Com | WaterHeat | Com ¦ Com Heat Pump Water Heater (100+ Gal, 200+ kBtuh - 4.3 COP) - Fuel Sub - Panel Upgrade - ZEAS 2030 - Hot-Dry | Com - Retail | Fuel Substitution | 22429.9902 | 23583.1159 | 24831.768 | 26186.1488 | 27576.2061 | 0 | 0 | 0 | 0 | 0 | 0 | 0 | 0
Scenario 1: Reference | SDG&E | Com | WholeBlg | Com ¦ Com Title 24 2022 Code | Com - Retail | Energy Efficiency | 4335635.4156 | 4472960.9732 | 4601145.8435 | 4711849.0193 | 4779604.6721 | 5017558.0559 | 5263179.6054 | 5486158.9991 | 5705102.7702 | 5945865.7276 | 6175767.4757 | 6379564.3471 | 6622611.851
Scenario 1: Reference | SDG&E | Com | ComRefrig | Com ¦ Efficient Refrigerated Display Case - Marine | Com - Retail | Energy Efficiency | 0 | 0 | 0 | 0 | 0 | 0 | 0 | 0 | 0 | 0 | 0 | 0 | 0
Scenario 1: Reference | SDG&E | Com | ComRefrig | Com ¦ Efficient Refrigerated Display Case - Hot-Dry | Com - Retail | Energy Efficiency | 0 | 0 | 0 | 0 | 0 | 0 | 0 | 0 | 0 | 0 | 0 | 0 | 0
Scenario 1: Reference | SDG&E | Com | ComRefrig | Com ¦ Refrigerated Display Case LED Lighting | Com - Retail | Energy Efficiency | 3043053.6355 | 3135039.9599 | 3215279.8075 | 3283584.8668 | 3361604.6252 | 3452580.6933 | 3514564.2273 | 3559818.9882 | 3602189.6388 | 3633838.0387 | 3689713.4438 | 3730128.7128 | 3765912.0071
Scenario 1: Reference | SDG&E | Com | ComRefrig | Com ¦ Efficient EC or PMS Motor Retrofit - Marine | Com - Retail | Energy Efficiency | 182416.2239 | 183397.1249 | 183051.9843 | 181536.6071 | 181025.4399 | 183702.7577 | 185144.1687 | 185514.522 | 185816.4056 | 185954.0675 | 186580.402 | 185518.3953 | 184564.4269
Scenario 1: Reference | SDG&E | Com | ComRefrig | Com ¦ Efficient EC or PMS Motor Retrofit - Hot-Dry | Com - Retail | Energy Efficiency | 970974.6888 | 976195.8801 | 974358.7477 | 966292.6182 | 963571.7505 | 977822.7183 | 985495.1367 | 987466.4728 | 989073.355 | 989806.109 | 993139.9951 | 987487.09 | 982409.2569
Scenario 1: Reference | SDG&E | Com | ComRefrig | Com ¦ Add Doors to Open Display Cases - Marine | Com - Retail | Energy Efficiency | 0 | 0 | 0 | 0 | 0 | 0 | 0 | 0 | 0 | 0 | 0 | 0 | 0
Scenario 1: Reference | SDG&E | Com | ComRefrig | Com ¦ Add Doors to Open Display Cases - Hot-Dry | Com - Retail | Energy Efficiency | 0 | 0 | 0 | 0 | 0 | 0 | 0 | 0 | 0 | 0 | 0 | 0 | 0
Scenario 1: Reference | SDG&E | Com | FoodServ | Com ¦ Demand Controlled Ventilation (DCV) Exhaust Hood | Com - Retail | Energy Efficiency | 9874.4905 | 10405.3128 | 10949.7003 | 11473.5985 | 11888.0004 | 12634.7938 | 13348.4892 | 14004.0381 | 14647.7627 | 15333.1466 | 16041.7966 | 16744.0078 | 17541.6483
Scenario 1: Reference | SDG&E | Com | FoodServ | Com ¦ ENERGY STAR Ice Machine | Com - Retail | Energy Efficiency | 21727.6554 | 22344.6197 | 22870.2985 | 23320.9913 | 23945.0345 | 24855.3031 | 25518.4439 | 25987.1973 | 26382.7138 | 26619.753 | 26981.7045 | 27111.3273 | 27208.5327
Scenario 1: Reference | SDG&E | Com | Lighting | Com ¦ LED Fixtures and Retrofit Kits - 140 lpw | Com - Retail | Energy Efficiency | 4166191.6369 | 4298942.5407 | 4417277.0649 | 4519668.0159 | 4637447.5483 | 4772305.9372 | 4856626.2817 | 4913145.0571 | 4964441.4001 | 4998858.2023 | 5069247.3753 | 5116067.9243 | 5155224.583
Scenario 1: Reference | PG&E | Com | BldgEnv | Com ¦ Com Wall Insulation (R14) - Marine | Com - School | Energy Efficiency | 3035.8718 | 3168.526 | 3311.2914 | 3451.8589 | 3572.4411 | 3728.8431 | 3882.6949 | 4061.0756 | 4247.6121 | 4454.7072 | 4677.7182 | 4937.2445 | 5194.3619
Scenario 1: Reference | PG&E | Com | BldgEnv | Com ¦ Com Wall Insulation (R14) - Hot-Dry | Com - School | Energy Efficiency | 3450.4843 | 3585.3943 | 3728.8172 | 3867.7251 | 3986.2353 | 4150.8152 | 4310.5744 | 4496.2253 | 4689.6984 | 4905.3521 | 5137.5193 | 5404.8695 | 5668.5568
Scenario 1: Reference | PG&E | Com | BldgEnv | Com ¦ Com Wall Insulation (R14) - Cold | Com - School | Energy Efficiency | 2238.4006 | 2290.4479 | 2342.9028 | 2396.6854 | 2455.3945 | 2521.6262 | 2589.3781 | 2659.4156 | 2732.0632 | 2807.8726 | 2886.8502 | 2967.2469 | 3051.2885
Scenario 1: Reference | PG&E | Com | HVAC | Com ¦ Small Unitary Heat Pump (SEER 16) - Hot-Dry | Com - School | Energy Efficiency | 0 | 525718.0841 | 0 | 0 | 0 | 0 | 0 | 0 | 0 | 0 | 0 | 0 | 0
Scenario 1: Reference | PG&E | Com | HVAC | Com ¦ Small Unitary Heat Pump (SEER 16) - Cold | Com - School | Energy Efficiency | 1929.7589 | 1926.3496 | 1910.7195 | 1885.4976 | 1871.2874 | 1887.1777 | 1889.1986 | 1886.0663 | 0 | 0 | 0 | 0 | 0
Scenario 1: Reference | PG&E | Com | HVAC | Com ¦ Small Unitary Heat Pump (SEER 17) - Cold | Com - School | Energy Efficiency | 0 | 0 | 0 | 0 | 0 | 0 | 0 | 0 | 0 | 0 | 0 | 0 | 0
Scenario 1: Reference | PG&E | Com | HVAC | Com ¦ Small Unitary AC (SEER 16) - Marine | Com - School | Energy Efficiency | 0 | 0 | 0 | 0 | 0 | 0 | 0 | 0 | 5145659.9067 | 5245190.0654 | 5357218.0337 | 0 | 0
Scenario 1: Reference | PG&E | Com | HVAC | Com ¦ Small Unitary AC (SEER 17) - Marine | Com - School | Energy Efficiency | 4706926.5357 | 4779065.1634 | 4841629.4467 | 4897247.4794 | 4966771.4632 | 5071713.8699 | 5165861.882 | 5259225.3677 | 0 | 0 | 0 | 5671220.211 | 5781427.2235
Scenario 1: Reference | PG&E | Com | HVAC | Com ¦ Small Unitary AC (SEER 17) - Hot-Dry | Com - School | Energy Efficiency | 4525468.8711 | 4585793.1658 | 4634640.3732 | 0 | 0 | 0 | 0 | 0 | 5061182.9497 | 5143269.7932 | 5239017.2952 | 5326725.7522 | 5417439.1344
Scenario 1: Reference | PG&E | Com | HVAC | Com ¦ Small Unitary AC (SEER 18) - Hot-Dry | Com - School | Energy Efficiency | 0 | 0 | 0 | 4973624.8043 | 5026519.9252 | 5122502.6416 | 5203323.8935 | 5281251.3534 | 0 | 0 | 0 | 0 | 0
Scenario 1: Reference | PG&E | Com | HVAC | Com ¦ Small Unitary AC (SEER 18) - Cold | Com - School | Energy Efficiency | 20657.5413 | 21071.8674 | 21468.7522 | 21855.1326 | 22286.8089 | 22827.7687 | 23349.3347 | 23881.773 | 24429.7153 | 25002.9071 | 25626.7236 | 26251.2373 | 26899.838
Scenario 1: Reference | PG&E | Com | HVAC | Com ¦ Ductless Mini Split Heat Pump (SEER 18) - Hot-Dry | Com - School | Energy Efficiency | 56858.0033 | 57139.4703 | 57131.3885 | 56912.7949 | 56996.5731 | 57625.5759 | 57790.7974 | 57784.4446 | 57679.7776 | 57514.3514 | 57659.4082 | 57473.9614 | 57244.8936
Scenario 1: Reference | PG&E | Com | HVAC | Com ¦ Ductless Mini Split Heat Pump (SEER 18) - Marine | Com - School | Energy Efficiency | 56062.0264 | 56339.5529 | 56331.5843 | 56116.0508 | 56198.6563 | 56818.8533 | 56981.7619 | 56975.498 | 56872.2963 | 56709.1859 | 56852.212 | 56669.3614 | 56443.5004
Scenario 1: Reference | PG&E | Com | HVAC | Com ¦ Ductless Mini Split Heat Pump (SEER 18) - Cold | Com - School | Energy Efficiency | 143.2371 | 143.9462 | 143.9258 | 143.3751 | 143.5862 | 145.1708 | 145.587 | 145.571 | 145.3073 | 144.8906 | 145.256 | 144.7888 | 144.2118
Scenario 1: Reference | PG&E | Com | HVAC | Com ¦ Demand Controlled Ventilation (HVAC) - Marine | Com - School | Energy Efficiency | 285653.363 | 296803.3732 | 308496.4087 | 319616.7093 | 329022.1528 | 342282.451 | 354823.7948 | 369338.1111 | 384381.5866 | 401105.0458 | 419381.8258 | 440515.0856 | 461233.4886
Scenario 1: Reference | PG&E | Com | HVAC | Com ¦ Demand Controlled Ventilation (HVAC) - Hot-Dry | Com - School | Energy Efficiency | 219847.9742 | 227809.855 | 236009.1895 | 243614.8848 | 250002.124 | 259623.7326 | 268498.0415 | 278753.2949 | 289320.3711 | 301085.9161 | 314062.9366 | 328958.8404 | 343461.9536
Scenario 1: Reference | PG&E | Com | HVAC | Com ¦ Demand Controlled Ventilation (HVAC) - Cold | Com - School | Energy Efficiency | 17281.5986 | 17578.7762 | 17849.3237 | 18095.3027 | 18413.5622 | 18898.0668 | 19369.3889 | 19836.8104 | 20308.7313 | 20799.7349 | 21368.2305 | 21899.0539 | 22444.9979
Scenario 1: Reference | PG&E | Com | HVAC | Com ¦ HVAC Energy Management System (Elec SC and Gas SH) - Marine | Com - School | Energy Efficiency | 395663.7077 | 411415.6515 | 428009.4337 | 443885.8633 | 457336.6473 | 475993.9078 | 493751.7205 | 5437253.9113 | 535649.9936 | 559363.2528 | 585220.0991 | 615172.4276 | 644586.6563
Scenario 1: Reference | PG&E | Com | HVAC | Com ¦ HVAC Energy Management System (Elec SC and Gas SH) - Hot-Dry | Com - School | Energy Efficiency | 288320.1184 | 299716.4841 | 311702.3879 | 323145.308 | 332834.0876 | 346352.2713 | 359189.3304 | 374049.3597 | 389465.4033 | 406598.8147 | 425296.3763 | 446941.2798 | 468184.3324
Scenario 1: Reference | PG&E | Com | HVAC | Com ¦ HVAC Energy Management System (Elec SC and Gas SH) - Cold | Com - School | Energy Efficiency | 14381.1271 | 14706.9508 | 15031.3186 | 15352.2058 | 15702.929 | 16135.0566 | 16569.6463 | 17015.9546 | 17475.6723 | 17956.5191 | 18483.5085 | 19012.4376 | 19559.6405
Scenario 1: Reference | PG&E | Com | HVAC | Com ¦ HVAC Fan Variable Frequency Drive (VFD) - Marine | Com - School | Energy Efficiency | 746424.4412 | 733354.2716 | 712367.8856 | 685113.9682 | 671560.0499 | 683186.3357 | 690406.7388 | 692464.6758 | 0 | 0 | 0 | 0 | 0
Scenario 1: Reference | PG&E | Com | HVAC | Com ¦ HVAC Fan Variable Frequency Drive (VFD) - Hot-Dry | Com - School | Energy Efficiency | 634727.8382 | 623270.6192 | 604992.0239 | 581309.8082 | 569414.4395 | 579189.2313 | 585161.3835 | 586678.9681 | 0 | 0 | 0 | 0 | 0
Scenario 1: Reference | PG&E | Com | HVAC | Com ¦ HVAC Fan Variable Frequency Drive (VFD) - Cold | Com - School | Energy Efficiency | 1424.5675 | 1385.1382 | 1326.8089 | 1253.3931 | 1211.9089 | 1229.3791 | 1236.0723 | 1230.183 | 0 | 0 | 0 | 0 | 0
Scenario 1: Reference | PG&E | Com | HVAC | Com ¦ Large Packaged Heat Pump (IEER 14.0) - Fuel Sub - ZEAS 2030 - Marine | Com - School | Fuel Substitution | 2404283.405 | 2504676.2342 | 2614486.3324 | 2732498.409 | 2849122.6683 | 0 | 0 | 0 | 0 | 0 | 0 | 0 | 0
Scenario 1: Reference | PG&E | Com | HVAC | Com ¦ Large Packaged Heat Pump (IEER 14.0) - Fuel Sub - ZEAS 2030 - Hot-Dry | Com - School | Fuel Substitution | 1791434.6524 | 1869024.7919 | 1954287.5925 | 2046170.7403 | 2136578.9465 | 0 | 0 | 0 | 0 | 0 | 0 | 0 | 0
Scenario 1: Reference | PG&E | Com | HVAC | Com ¦ Large Packaged Heat Pump (IEER 14.0) - Fuel Sub - ZEAS 2030 - Cold | Com - School | Fuel Substitution | 13902.445 | 14484.942 | 15131.5686 | 15832.6524 | 16516.5665 | 0 | 0 | 0 | 0 | 0 | 0 | 0 | 0
Scenario 1: Reference | PG&E | Com | HVAC | Com ¦ Large Packaged Heat Pump (IEER 14.0) - Fuel Sub - Panel Upgrade - ZEAS 2030 - Marine | Com - School | Fuel Substitution | 549381.7117 | 572321.5965 | 597413.3389 | 624379.2433 | 651028.0299 | 0 | 0 | 0 | 0 | 0 | 0 | 0 | 0
Scenario 1: Reference | PG&E | Com | HVAC | Com ¦ Large Packaged Heat Pump (IEER 14.0) - Fuel Sub - Panel Upgrade - ZEAS 2030 - Hot-Dry | Com - School | Fuel Substitution | 409345.0189 | 427074.4611 | 446557.1157 | 467552.5279 | 488210.9141 | 0 | 0 | 0 | 0 | 0 | 0 | 0 | 0
Scenario 1: Reference | PG&E | Com | HVAC | Com ¦ Large Packaged Heat Pump (IEER 14.0) - Fuel Sub - Panel Upgrade - ZEAS 2030 - Cold | Com - School | Fuel Substitution | 3176.7258 | 3309.8271 | 3457.582 | 3617.7805 | 3774.0557 | 0 | 0 | 0 | 0 | 0 | 0 | 0 | 0
Scenario 1: Reference | PG&E | Com | HVAC | Com ¦ Small Packaged Heat Pump (SEER 15) - Fuel Sub - ZEAS 2030 - Marine | Com - School | Fuel Substitution | 0 | 0 | 0 | 0 | 0 | 0 | 0 | 0 | 0 | 0 | 0 | 0 | 0
Scenario 1: Reference | PG&E | Com | HVAC | Com ¦ Small Packaged Heat Pump (SEER 15) - Fuel Sub - ZEAS 2030 - Hot-Dry | Com - School | Fuel Substitution | 0 | 0 | 0 | 0 | 0 | 0 | 0 | 0 | 0 | 0 | 0 | 0 | 0
Scenario 1: Reference | PG&E | Com | HVAC | Com ¦ Small Packaged Heat Pump (SEER 16) - Fuel Sub - ZEAS 2030 - Marine | Com - School | Fuel Substitution | 0 | 0 | 0 | 0 | 0 | 0 | 0 | 0 | 0 | 0 | 0 | 0 | 0
Scenario 1: Reference | PG&E | Com | HVAC | Com ¦ Small Packaged Heat Pump (SEER 16) - Fuel Sub - ZEAS 2030 - Hot-Dry | Com - School | Fuel Substitution | 0 | 0 | 0 | 0 | 0 | 0 | 0 | 0 | 0 | 0 | 0 | 0 | 0
Scenario 1: Reference | PG&E | Com | HVAC | Com ¦ Small Packaged Heat Pump (SEER 16) - Fuel Sub - ZEAS 2030 - Cold | Com - School | Fuel Substitution | 0 | 0 | 0 | 0 | 0 | 0 | 0 | 0 | 0 | 0 | 0 | 0 | 0
Scenario 1: Reference | PG&E | Com | HVAC | Com ¦ Small Packaged Heat Pump (SEER 17) - Fuel Sub - ZEAS 2030 - Marine | Com - School | Fuel Substitution | 845050.5529 | 870834.5564 | 897777.2168 | 925928.5242 | 955014.0006 | 0 | 0 | 0 | 0 | 0 | 0 | 0 | 0
Scenario 1: Reference | PG&E | Com | HVAC | Com ¦ Small Packaged Heat Pump (SEER 17) - Fuel Sub - ZEAS 2030 - Hot-Dry | Com - School | Fuel Substitution | 722748.5232 | 744246.9982 | 766619.3206 | 0 | 0 | 0 | 0 | 0 | 0 | 0 | 0 | 0 | 0
Scenario 1: Reference | PG&E | Com | HVAC | Com ¦ Small Packaged Heat Pump (SEER 17) - Fuel Sub - ZEAS 2030 - Cold | Com - School | Fuel Substitution | 0 | 0 | 0 | 0 | 0 | 0 | 0 | 0 | 0 | 0 | 0 | 0 | 0
Scenario 1: Reference | PG&E | Com | HVAC | Com ¦ Small Packaged Heat Pump (SEER 18) - Fuel Sub - ZEAS 2030 - Hot-Dry | Com - School | Fuel Substitution | 0 | 0 | 0 | 811728.3163 | 835943.0349 | 0 | 0 | 0 | 0 | 0 | 0 | 0 | 0
Scenario 1: Reference | PG&E | Com | HVAC | Com ¦ Small Packaged Heat Pump (SEER 18) - Fuel Sub - ZEAS 2030 - Cold | Com - School | Fuel Substitution | 4309.4682 | 4452.527 | 4605.9893 | 4769.0115 | 4933.2679 | 0 | 0 | 0 | 0 | 0 | 0 | 0 | 0
Scenario 1: Reference | PG&E | Com | HVAC | Com ¦ Small Packaged Heat Pump (SEER 15) - Fuel Sub - Panel Upgrade - ZEAS 2030 - Marine | Com - School | Fuel Substitution | 0 | 0 | 0 | 0 | 0 | 0 | 0 | 0 | 0 | 0 | 0 | 0 | 0
Scenario 1: Reference | PG&E | Com | HVAC | Com ¦ Small Packaged Heat Pump (SEER 15) - Fuel Sub - Panel Upgrade - ZEAS 2030 - Hot-Dry | Com - School | Fuel Substitution | 0 | 0 | 0 | 0 | 0 | 0 | 0 | 0 | 0 | 0 | 0 | 0 | 0
Scenario 1: Reference | PG&E | Com | HVAC | Com ¦ Small Packaged Heat Pump (SEER 16) - Fuel Sub - Panel Upgrade - ZEAS 2030 - Marine | Com - School | Fuel Substitution | 0 | 0 | 0 | 0 | 0 | 0 | 0 | 0 | 0 | 0 | 0 | 0 | 0
Scenario 1: Reference | PG&E | Com | HVAC | Com ¦ Small Packaged Heat Pump (SEER 16) - Fuel Sub - Panel Upgrade - ZEAS 2030 - Hot-Dry | Com - School | Fuel Substitution | 0 | 0 | 0 | 0 | 0 | 0 | 0 | 0 | 0 | 0 | 0 | 0 | 0
Scenario 1: Reference | PG&E | Com | HVAC | Com ¦ Small Packaged Heat Pump (SEER 16) - Fuel Sub - Panel Upgrade - ZEAS 2030 - Cold | Com - School | Fuel Substitution | 0 | 0 | 0 | 0 | 0 | 0 | 0 | 0 | 0 | 0 | 0 | 0 | 0
Scenario 1: Reference | PG&E | Com | HVAC | Com ¦ Small Packaged Heat Pump (SEER 17) - Fuel Sub - Panel Upgrade - ZEAS 2030 - Marine | Com - School | Fuel Substitution | 193095.0895 | 198986.766 | 205143.197 | 211575.8053 | 218221.8724 | 0 | 0 | 0 | 0 | 0 | 0 | 0 | 0
Scenario 1: Reference | PG&E | Com | HVAC | Com ¦ Small Packaged Heat Pump (SEER 17) - Fuel Sub - Panel Upgrade - ZEAS 2030 - Hot-Dry | Com - School | Fuel Substitution | 165148.9255 | 170061.3534 | 175173.4565 | 0 | 0 | 0 | 0 | 0 | 0 | 0 | 0 | 0 | 0
Scenario 1: Reference | PG&E | Com | HVAC | Com ¦ Small Packaged Heat Pump (SEER 17) - Fuel Sub - Panel Upgrade - ZEAS 2030 - Cold | Com - School | Fuel Substitution | 0 | 0 | 0 | 0 | 0 | 0 | 0 | 0 | 0 | 0 | 0 | 0 | 0
Scenario 1: Reference | PG&E | Com | HVAC | Com ¦ Small Packaged Heat Pump (SEER 18) - Fuel Sub - Panel Upgrade - ZEAS 2030 - Hot-Dry | Com - School | Fuel Substitution | 0 | 0 | 0 | 185480.9175 | 191014.0104 | 0 | 0 | 0 | 0 | 0 | 0 | 0 | 0
Scenario 1: Reference | PG&E | Com | HVAC | Com ¦ Small Packaged Heat Pump (SEER 18) - Fuel Sub - Panel Upgrade - ZEAS 2030 - Cold | Com - School | Fuel Substitution | 984.7188 | 1017.4079 | 1052.4742 | 1089.725 | 1127.2578 | 0 | 0 | 0 | 0 | 0 | 0 | 0 | 0
Scenario 1: Reference | PG&E | Com | HVAC | Com ¦ Efficient Hot Water Boilers (94% eff.) - ZEAS 2030 - Marine | Com - School | Energy Efficiency | 3028283.3781 | 3115100.7498 | 3205737.73 | 3299840.1998 | 3396865.1287 | 0 | 0 | 0 | 0 | 0 | 0 | 0 | 0
Scenario 1: Reference | PG&E | Com | HVAC | Com ¦ Efficient Hot Water Boilers (94% eff.) - ZEAS 2030 - Hot-Dry | Com - School | Energy Efficiency | 2037749.2551 | 2096169.1625 | 2157159.3064 | 2220481.3981 | 2285770.0292 | 0 | 0 | 0 | 0 | 0 | 0 | 0 | 0
Scenario 1: Reference | PG&E | Com | HVAC | Com ¦ Efficient Hot Water Boilers (94% eff.) - ZEAS 2030 - Cold | Com - School | Energy Efficiency | 4854.8476 | 4994.0304 | 5139.3368 | 5290.1988 | 5445.7461 | 0 | 0 | 0 | 0 | 0 | 0 | 0 | 0
Scenario 1: Reference | PG&E | Com | WaterHeat | Com ¦ Com Heat Pump Water Heater (3.3 UEF - 50 Gal) - Marine | Com - School | Energy Efficiency | 3506362.654 | 3580391.7857 | 3644367.3847 | 3699530.7253 | 3773347.2401 | 3860509.2847 | 3900891.3555 | 3918551.1621 | 3922468.9576 | 3918476.259 | 3947678.0433 | 3958552.5558 | 3961798.895
Scenario 1: Reference | PG&E | Com | WaterHeat | Com ¦ Com Heat Pump Water Heater (3.3 UEF - 50 Gal) - Hot-Dry | Com - School | Energy Efficiency | 2607924.0985 | 2663210.5154 | 2710993.177 | 2752199.7059 | 2807329.7623 | 2872417.3303 | 2902592.7108 | 2915808.4725 | 2918768.1952 | 2915823.1892 | 2937651.3639 | 2945799.555 | 2948255.6519
Scenario 1: Reference | PG&E | Com | WaterHeat | Com ¦ Com Heat Pump Water Heater (3.3 UEF - 50 Gal) - Cold | Com - School | Energy Efficiency | 7511.1372 | 7670.1837 | 7807.64 | 7926.1741 | 8084.7688 | 8272.0165 | 8358.8102 | 8396.8068 | 8405.2937 | 8396.7915 | 8459.5701 | 8482.9887 | 8490.0285
Scenario 1: Reference | PG&E | Com | WaterHeat | Com ¦ Com Hot Water Tank Insulation - Marine | Com - School | Energy Efficiency | 26764.2761 | 27453.5383 | 28157.0131 | 28884.1331 | 29637.0895 | 30417.5146 | 31228.4771 | 32072.6095 | 32951.2411 | 33865.698 | 34817.0404 | 35809.3074 | 36846.6529
Scenario 1: Reference | PG&E | Com | WaterHeat | Com ¦ Com Hot Water Tank Insulation - Hot-Dry | Com - School | Energy Efficiency | 18859.1789 | 19344.8606 | 19840.557 | 20352.9149 | 20883.478 | 21433.3968 | 22004.8334 | 22599.6429 | 23218.7618 | 23863.1247 | 24533.4786 | 25232.6696 | 25963.6247
Scenario 1: Reference | PG&E | Com | WaterHeat | Com ¦ Com Hot Water Tank Insulation - Cold | Com - School | Energy Efficiency | 38.4841 | 39.4752 | 40.4867 | 41.5322 | 42.6149 | 43.7371 | 44.9031 | 46.1169 | 47.3803 | 48.6952 | 50.0631 | 51.4899 | 52.9815
Scenario 1: Reference | PG&E | Com | WaterHeat | Com ¦ Faucet Aerators (Elec WH) - Marine | Com - School | Energy Efficiency | 17520.2991 | 18195.9947 | 18084.555 | 17572.8863 | 18360.4254 | 19857.6193 | 20569.4507 | 20896.1594 | 0 | 0 | 0 | 0 | 0
Scenario 1: Reference | PG&E | Com | WaterHeat | Com ¦ Faucet Aerators (Elec WH) - Hot-Dry | Com - School | Energy Efficiency | 12468.8413 | 12949.7202 | 12870.4108 | 12506.2665 | 13066.7422 | 14132.2646 | 14638.8606 | 14871.3726 | 0 | 0 | 0 | 0 | 0
Scenario 1: Reference | PG&E | Com | WaterHeat | Com ¦ Faucet Aerators (Elec WH) - Cold | Com - School | Energy Efficiency | 44.0477 | 45.7464 | 45.4663 | 44.1799 | 46.1598 | 49.9239 | 51.7135 | 52.5349 | 0 | 0 | 0 | 0 | 0
Scenario 1: Reference | PG&E | Com | WaterHeat | Com ¦ Low Flow Showerheads (Gas WH) - Cold | Com - School | Energy Efficiency | 0 | 0 | 0 | 0 | 0 | 0 | 0 | 116.6838 | 0 | 0 | 0 | 0 | 0
Scenario 1: Reference | PG&E | Com | WaterHeat | Com ¦ Low Flow Showerheads (Elec WH) - Marine | Com - School | Energy Efficiency | 0 | 0 | 0 | 0 | 0 | 0 | 0 | 0 | 0 | 0 | 0 | 0 | 0
Scenario 1: Reference | PG&E | Com | WaterHeat | Com ¦ Low Flow Showerheads (Elec WH) - Hot-Dry | Com - School | Energy Efficiency | 0 | 0 | 0 | 0 | 0 | 0 | 0 | 0 | 0 | 0 | 0 | 0 | 0
Scenario 1: Reference | PG&E | Com | WaterHeat | Com ¦ Low Flow Showerheads (Elec WH) - Cold | Com - School | Energy Efficiency | 0 | 0 | 0 | 0 | 7.839 | 8.3294 | 8.5221 | 8.4763 | 0 | 0 | 0 | 0 | 0
Scenario 1: Reference | PG&E | Com | WaterHeat | Com ¦ Low-flow Pre-Rinse Spray Valve - Marine | Com - School | Energy Efficiency | 33741.0494 | 34632.4481 | 35554.0196 | 36505.438 | 37481.0276 | 38507.9667 | 39572.091 | 40684.3862 | 41843.728 | 43055.5277 | 44325.1801 | 45655.5486 | 47041.5623
Scenario 1: Reference | PG&E | Com | WaterHeat | Com ¦ Low-flow Pre-Rinse Spray Valve - Hot-Dry | Com - School | Energy Efficiency | 23319.0215 | 23935.0825 | 24571.9964 | 25229.5381 | 25903.7849 | 26613.5203 | 27348.9549 | 28117.6813 | 28918.9224 | 29756.4182 | 30633.8969 | 31553.3374 | 32511.2354
Scenario 1: Reference | PG&E | Com | WaterHeat | Com ¦ Low-flow Pre-Rinse Spray Valve - Cold | Com - School | Energy Efficiency | 50.5937 | 51.9303 | 53.3122 | 54.7388 | 56.2017 | 57.7415 | 59.3372 | 61.005 | 62.7434 | 64.5605 | 66.4643 | 68.4591 | 70.5374
Scenario 1: Reference | PG&E | Com | WaterHeat | Com ¦ Com Hot Water Pipe Insulation - Marine | Com - School | Energy Efficiency | 12941506.778 | 13274877.2213 | 13616929.7776 | 13970751.6844 | 14337571.3477 | 14718362.5502 | 15114307.4654 | 15526465.8919 | 15955283.4828 | 16401845.2861 | 16867288.4466 | 17353106.4493 | 17860704.0126
Scenario 1: Reference | PG&E | Com | WaterHeat | Com ¦ Com Hot Water Pipe Insulation - Hot-Dry | Com - School | Energy Efficiency | 7735253.8543 | 7934512.3372 | 8138960.1963 | 8350442.701 | 8569694.0806 | 8797296.3735 | 9033956.1755 | 9280306.9376 | 9536615.0305 | 9803528.9973 | 10081728.5195 | 10372106.2662 | 10675501.8503
Scenario 1: Reference | PG&E | Com | WaterHeat | Com ¦ Com Hot Water Pipe Insulation - Cold | Com - School | Energy Efficiency | 16260.3546 | 16679.2178 | 17108.9897 | 17553.5492 | 18014.4397 | 18492.8848 | 18990.3697 | 19508.2261 | 20047.0139 | 20608.0964 | 21192.9024 | 21803.3084 | 22441.0793
Scenario 1: Reference | PG&E | Com | WaterHeat | Com ¦ Com Efficient Tankless Gas Water Heater (0.87 UEF - High Draw) - ZEAS 2030 - Marine | Com - School | Energy Efficiency | 279475.1625 | 292264.5872 | 306095.3742 | 319799.6292 | 331579.5735 | 0 | 0 | 0 | 0 | 0 | 0 | 0 | 0
Scenario 1: Reference | PG&E | Com | WaterHeat | Com ¦ Com Efficient Tankless Gas Water Heater (0.87 UEF - High Draw) - ZEAS 2030 - Hot-Dry | Com - School | Energy Efficiency | 209671.5873 | 219266.7292 | 229643.1631 | 239924.692 | 248762.5251 | 0 | 0 | 0 | 0 | 0 | 0 | 0 | 0
Scenario 1: Reference | PG&E | Com | WaterHeat | Com ¦ Com Efficient Tankless Gas Water Heater (0.87 UEF - High Draw) - ZEAS 2030 - Cold | Com - School | Energy Efficiency | 1213.6927 | 1268.2359 | 1329.6066 | 1390.0318 | 1440.5934 | 0 | 0 | 0 | 0 | 0 | 0 | 0 | 0
Scenario 1: Reference | PG&E | Com | WaterHeat | Com ¦ Com Heat Pump Water Heater (3.75 UEF - 50 Gal) - Fuel Sub - ZEAS 2030 - Marine | Com - School | Fuel Substitution | 22076547.265 | 22796407.7392 | 23586147.7301 | 24444124.525 | 25278177.9527 | 14862455.1365 | 15010217.9748 | 15068506.8529 | 15074249.3525 | 15048318.9138 | 15148511.6282 | 15175365.1288 | 15175005.2169
Scenario 1: Reference | PG&E | Com | WaterHeat | Com ¦ Com Heat Pump Water Heater (3.75 UEF - 50 Gal) - Fuel Sub - ZEAS 2030 - Hot-Dry | Com - School | Fuel Substitution | 16448618.3966 | 16987364.2865 | 17578872.0059 | 18221859.0994 | 18846336.649 | 11077399.4381 | 11187969.2241 | 11231670.9677 | 11236102.0934 | 11216862.14 | 11291878.2817 | 11312084.5183 | 11311952.4626
Scenario 1: Reference | PG&E | Com | WaterHeat | Com ¦ Com Heat Pump Water Heater (3.75 UEF - 50 Gal) - Fuel Sub - ZEAS 2030 - Cold | Com - School | Fuel Substitution | 90490.118 | 93490.1142 | 96821.9821 | 100474.4042 | 103976.063 | 61432.3688 | 62019.753 | 62246.9456 | 62262.6187 | 62150.81 | 62546.8149 | 62647.5869 | 62638.8308
Scenario 1: Reference | PG&E | Com | WaterHeat | Com ¦ Com Efficient Tankless Gas Water Heater (0.87 UEF - High Draw) - Panel Upgrade - ZEAS 2030 - Marine | Com - School | Energy Efficiency | 231872.2502 | 242483.2564 | 253958.25 | 265328.2638 | 275101.7341 | 0 | 0 | 0 | 0 | 0 | 0 | 0 | 0
Scenario 1: Reference | PG&E | Com | WaterHeat | Com ¦ Com Efficient Tankless Gas Water Heater (0.87 UEF - High Draw) - Panel Upgrade - ZEAS 2030 - Hot-Dry | Com - School | Energy Efficiency | 173958.2949 | 181919.0995 | 190528.1188 | 199058.3983 | 206390.8862 | 0 | 0 | 0 | 0 | 0 | 0 | 0 | 0
Scenario 1: Reference | PG&E | Com | WaterHeat | Com ¦ Com Efficient Tankless Gas Water Heater (0.87 UEF - High Draw) - Panel Upgrade - ZEAS 2030 - Cold | Com - School | Energy Efficiency | 1006.9649 | 1052.2177 | 1103.1351 | 1153.2682 | 1195.2176 | 0 | 0 | 0 | 0 | 0 | 0 | 0 | 0
Scenario 1: Reference | PG&E | Com | WaterHeat | Com ¦ Com Heat Pump Water Heater (3.75 UEF - 50 Gal) - Fuel Sub - Panel Upgrade - ZEAS 2030 - Marine | Com - School | Fuel Substitution | 18316256.2473 | 18913503.1243 | 19568726.9629 | 20280564.8531 | 20972554.2355 | 12330938.0528 | 12453532.4956 | 12501893.0482 | 12506657.4298 | 12485143.7142 | 12568270.6365 | 12590550.1893 | 12590251.5811
Scenario 1: Reference | PG&E | Com | WaterHeat | Com ¦ Com Heat Pump Water Heater (3.75 UEF - 50 Gal) - Fuel Sub - Panel Upgrade - ZEAS 2030 - Hot-Dry | Com - School | Fuel Substitution | 13646930.6477 | 14093912.1278 | 14584668.5323 | 15118135.8462 | 15636246.3407 | 9190589.6437 | 9282326.1145 | 9318584.1545 | 9322260.5281 | 9306297.7095 | 9368536.3766 | 9385300.8916 | 9385191.3289
Scenario 1: Reference | PG&E | Com | WaterHeat | Com ¦ Com Heat Pump Water Heater (3.75 UEF - 50 Gal) - Fuel Sub - Panel Upgrade - ZEAS 2030 - Cold | Com - School | Fuel Substitution | 75076.966 | 77565.9738 | 80330.3258 | 83360.6321 | 86265.8545 | 50968.6137 | 51455.949 | 51644.4439 | 51657.4474 | 51564.683 | 51893.2366 | 51976.8441 | 51969.5794
Scenario 1: Reference | PG&E | Com | WaterHeat | Com ¦ Com Heat Pump Water Heater (100+ Gal, 200+ kBtuh - 4.3 COP) - Fuel Sub - ZEAS 2030 - Marine | Com - School | Fuel Substitution | 1993572.0567 | 2062215.6777 | 2136811.0147 | 2217274.7416 | 2296295.7242 | 0 | 0 | 0 | 0 | 0 | 0 | 0 | 0
Scenario 1: Reference | PG&E | Com | WaterHeat | Com ¦ Com Heat Pump Water Heater (100+ Gal, 200+ kBtuh - 4.3 COP) - Fuel Sub - ZEAS 2030 - Hot-Dry | Com - School | Fuel Substitution | 1478787.6862 | 1530153.8565 | 1586015.6336 | 1646305.6403 | 1705458.7674 | 0 | 0 | 0 | 0 | 0 | 0 | 0 | 0
Scenario 1: Reference | PG&E | Com | WaterHeat | Com ¦ Com Heat Pump Water Heater (100+ Gal, 200+ kBtuh - 4.3 COP) - Fuel Sub - ZEAS 2030 - Cold | Com - School | Fuel Substitution | 4039.6556 | 4183.7983 | 4342.2493 | 4514.6318 | 4681.6785 | 0 | 0 | 0 | 0 | 0 | 0 | 0 | 0
Scenario 1: Reference | PG&E | Com | WaterHeat | Com ¦ Com Heat Pump Water Heater (100+ Gal, 200+ kBtuh - 4.3 COP) - Fuel Sub - Panel Upgrade - ZEAS 2030 - Marine | Com - School | Fuel Substitution | 1654007.5855 | 1710959.1612 | 1772848.699 | 1839607.0658 | 1905168.4305 | 0 | 0 | 0 | 0 | 0 | 0 | 0 | 0
Scenario 1: Reference | PG&E | Com | WaterHeat | Com ¦ Com Heat Pump Water Heater (100+ Gal, 200+ kBtuh - 4.3 COP) - Fuel Sub - Panel Upgrade - ZEAS 2030 - Hot-Dry | Com - School | Fuel Substitution | 1226906.2672 | 1269523.2546 | 1315870.1136 | 1365890.9433 | 1414968.5378 | 0 | 0 | 0 | 0 | 0 | 0 | 0 | 0
Scenario 1: Reference | PG&E | Com | WaterHeat | Com ¦ Com Heat Pump Water Heater (100+ Gal, 200+ kBtuh - 4.3 COP) - Fuel Sub - Panel Upgrade - ZEAS 2030 - Cold | Com - School | Fuel Substitution | 3351.5824 | 3471.1733 | 3602.6354 | 3745.656 | 3884.2497 | 0 | 0 | 0 | 0 | 0 | 0 | 0 | 0
Scenario 1: Reference | PG&E | Com | WaterHeat | Com ¦ Efficient Gas Water Heating Boiler (0.92 UEF) - ZEAS 2030 - Marine | Com - School | Energy Efficiency | 4111117.3883 | 4228920.6923 | 4351894.0007 | 4479559.236 | 4611200.7018 | 0 | 0 | 0 | 0 | 0 | 0 | 0 | 0
Scenario 1: Reference | PG&E | Com | WaterHeat | Com ¦ Efficient Gas Water Heating Boiler (0.92 UEF) - ZEAS 2030 - Hot-Dry | Com - School | Energy Efficiency | 2937167.1422 | 3021331.1941 | 3109188.9491 | 3200398.8441 | 3294449.5257 | 0 | 0 | 0 | 0 | 0 | 0 | 0 | 0
Scenario 1: Reference | PG&E | Com | WaterHeat | Com ¦ Efficient Gas Water Heating Boiler (0.92 UEF) - ZEAS 2030 - Cold | Com - School | Energy Efficiency | 6054.4192 | 6227.9074 | 6409.0095 | 6597.0213 | 6790.8889 | 0 | 0 | 0 | 0 | 0 | 0 | 0 | 0
Scenario 1: Reference | PG&E | Com | ComRefrig | Com ¦ Efficient Refrigerated Display Case - Marine | Com - School | Energy Efficiency | 0 | 0 | 0 | 0 | 0 | 17710.8127 | 17861.3382 | 17891.847 | 17823.3864 | 17693.5241 | 17738.6031 | 17678.4442 | 17572.0394
Scenario 1: Reference | PG&E | Com | ComRefrig | Com ¦ Efficient Refrigerated Display Case - Hot-Dry | Com - School | Energy Efficiency | 0 | 0 | 0 | 0 | 0 | 14043.7075 | 14163.5481 | 14188.4154 | 14134.9686 | 14032.9507 | 14069.4539 | 14022.6924 | 13939.3574
Scenario 1: Reference | PG&E | Com | ComRefrig | Com ¦ Efficient Refrigerated Display Case - Cold | Com - School | Energy Efficiency | 0 | 0 | 0 | 0 | 0 | 0 | 0 | 0 | 0 | 0 | 0 | 0 | 0
Scenario 1: Reference | PG&E | Com | ComRefrig | Com ¦ Refrigerated Display Case LED Lighting | Com - School | Energy Efficiency | 25508.59 | 25956.0755 | 26301.1499 | 26557.4169 | 26893.5243 | 27300.3146 | 27464.1026 | 27527.6476 | 27526.6756 | 27478.7694 | 27621.3969 | 27651.547 | 27639.9316
Scenario 1: Reference | PG&E | Com | ComRefrig | Com ¦ Efficient EC or PMS Motor Retrofit - Marine | Com - School | Energy Efficiency | 5802.6337 | 5763.2196 | 5681.9534 | 5569.1474 | 5493.9499 | 5524.5091 | 5516.2186 | 5493.1011 | 5464.7436 | 5436.3007 | 5427.7376 | 5383.8395 | 5340.0247
Scenario 1: Reference | PG&E | Com | ComRefrig | Com ¦ Efficient EC or PMS Motor Retrofit - Hot-Dry | Com - School | Energy Efficiency | 4597.9683 | 4566.7369 | 4502.3421 | 4412.9554 | 4353.3693 | 4377.5842 | 4371.0149 | 4352.6968 | 4330.2265 | 4307.6885 | 4300.9031 | 4266.1186 | 4231.4
Scenario 1: Reference | PG&E | Com | ComRefrig | Com ¦ Efficient EC or PMS Motor Retrofit - Cold | Com - School | Energy Efficiency | 12.9062 | 12.8185 | 12.6377 | 12.3868 | 12.2196 | 12.2876 | 12.2691 | 12.2177 | 12.1546 | 12.0914 | 12.0723 | 11.9747 | 11.8772
Scenario 1: Reference | PG&E | Com | FoodServ | Com ¦ ENERGY STAR Dishwasher - Tier 1 | Com - School | Energy Efficiency | 0 | 0 | 0 | 0 | 0 | 0 | 0 | 0 | 0 | 0 | 0 | 0 | 0
Scenario 1: Reference | PG&E | Com | FoodServ | Com ¦ ENERGY STAR Dishwasher - Tier 2 | Com - School | Energy Efficiency | 1841805.0364 | 1887805.9989 | 1933876.1538 | 1980216.0616 | 2029441.7685 | 2082850.1509 | 2134402.2232 | 2186872.4076 | 2240535.7912 | 2296180.6319 | 2357160.575 | 2419234.2377 | 2483228.8585
Scenario 1: Reference | PG&E | Com | FoodServ | Com ¦ ENERGY STAR Combination Oven - Electric | Com - School | Energy Efficiency | 910828.4039 | 924709.5448 | 934945.8506 | 943371.9188 | 957508.9355 | 978172.827 | 988495.5517 | 993575.4303 | 994217.7639 | 992762.0754 | 998790.6956 | 999306.0361 | 998283.2485
Scenario 1: Reference | PG&E | Com | FoodServ | Com ¦ ENERGY STAR Steamer - Electric | Com - School | Energy Efficiency | 0 | 0 | 0 | 0 | 220839.88 | 225605.8004 | 227986.6338 | 229158.2571 | 229306.405 | 228970.6649 | 230361.106 | 230479.9642 | 230244.0684
Scenario 1: Reference | PG&E | Com | FoodServ | Com ¦ ENERGY STAR Conveyor Broiler - Gas | Com - School | Energy Efficiency | 186429.2645 | 191142.0707 | 195890.9206 | 200737.398 | 205922.1088 | 211577.0424 | 217062.7534 | 222615.4121 | 228245.0756 | 234066.0591 | 240417.066 | 246895.5351 | 253585.5036
Scenario 1: Reference | PG&E | Com | FoodServ | Com ¦ ENERGY STAR Conveyor Oven - Gas | Com - School | Energy Efficiency | 841847.4795 | 864852.7434 | 888803.7601 | 913620.7716 | 939153.6162 | 966074.139 | 994031.0692 | 1023307.9434 | 1053871.1542 | 1085843.2688 | 1119362.1183 | 1154499.6342 | 1191128.996
Scenario 1: Reference | PG&E | Com | FoodServ | Com ¦ ENERGY STAR Convection Oven - Electric | Com - School | Energy Efficiency | 1677718.3872 | 1723598.4852 | 1771252.3097 | 1820652.2928 | 1871556.6554 | 1925088.306 | 1980706.1006 | 2039039.1646 | 2099891.1734 | 2163615.2984 | 2230252.5204 | 2300364.3236 | 2373354.8593
Scenario 1: Reference | PG&E | Com | FoodServ | Com ¦ High Performance Conveyor Toaster | Com - School | Energy Efficiency | 1104783.0303 | 1121620.0644 | 1134036.121 | 1144256.4623 | 1161403.8592 | 1186467.9838 | 1198988.8615 | 1205150.4653 | 1205929.5794 | 1204163.9121 | 1211476.2853 | 1212101.364 | 1210860.7808
Scenario 1: Reference | PG&E | Com | FoodServ | Com ¦ ENERGY STAR Rack Oven - Gas | Com - School | Energy Efficiency | 358849.4128 | 368655.7324 | 378865.1925 | 389443.7952 | 400327.5319 | 411802.786 | 423719.8235 | 436199.5059 | 449227.5074 | 462856.0741 | 477143.9585 | 492121.8224 | 507735.6067
Scenario 1: Reference | PG&E | Com | FoodServ | Com ¦ Electric Deck Oven (60% cooking efficiency) | Com - School | Energy Efficiency | 18268.7645 | 18547.1828 | 18752.4956 | 18921.4998 | 19205.0503 | 19619.5123 | 19826.5583 | 19928.447 | 19941.3305 | 19912.1333 | 20033.0512 | 20043.3875 | 20022.8732
Scenario 1: Reference | PG&E | Com | FoodServ | Com ¦ Demand Controlled Ventilation (DCV) Exhaust Hood | Com - School | Energy Efficiency | 247739.929 | 256245.9172 | 264831.7801 | 272619.8025 | 279192.4855 | 289270.4611 | 298001.9678 | 307998.9285 | 318133.8722 | 329351.7329 | 342126.0178 | 356549.0831 | 370334.0176
Scenario 1: Reference | PG&E | Com | FoodServ | Com ¦ ENERGY STAR Ice Machine | Com - School | Energy Efficiency | 128258.4803 | 130286.3067 | 131743.8742 | 132834.2174 | 134916.2729 | 138258.9206 | 140091.4836 | 141273.4714 | 141879.0785 | 142017.0759 | 143102.6744 | 143190.7938 | 143025.427
Scenario 1: Reference | PG&E | Com | FoodServ | Com ¦ ENERGY STAR Griddle - Electric | Com - School | Energy Efficiency | 35702.3856 | 36246.4945 | 36647.7342 | 36978.0168 | 37532.1554 | 38342.1326 | 38746.7597 | 38945.8793 | 38971.0573 | 38913.9977 | 39150.3058 | 39170.5059 | 39130.415
Scenario 1: Reference | PG&E | Com | FoodServ | Com ¦ ENERGY STAR Fryer - Tier 1 Gas | Com - School | Energy Efficiency | 10634.1523 | 11103.9715 | 11610.8251 | 12110.6862 | 12535.9524 | 13076.9093 | 13609.5729 | 14228.0885 | 14874.6367 | 15591.6419 | 0 | 0 | 0
Scenario 1: Reference | PG&E | Com | FoodServ | Com ¦ ENERGY STAR Fryer - Tier 2 Gas | Com - School | Energy Efficiency | 0 | 0 | 0 | 0 | 0 | 0 | 0 | 0 | 0 | 0 | 24828.6099 | 26199.735 | 27557.1036
Scenario 1: Reference | PG&E | Com | FoodServ | Com ¦ ENERGY STAR Fryer - Fuel Sub | Com - School | Fuel Substitution | 1747359.8753 | 1806606.2583 | 1872753.8825 | 1943927.2186 | 2011607.2546 | 2075653.0479 | 2154966.3818 | 2244263.7577 | 2342635.2035 | 2447761.1903 | 2548986.4588 | 2661425.2276 | 2780469.737
Scenario 1: Reference | PG&E | Com | FoodServ | Com ¦ ENERGY STAR Steamer - Gas | Com - School | Energy Efficiency | 15837.0078 | 16539.1686 | 17297.0195 | 18044.8502 | 18681.8384 | 19491.5244 | 20289.1638 | 21215.1514 | 22183.3306 | 23256.9831 | 24412.6422 | 25765.6814 | 27105.7077
Scenario 1: Reference | PG&E | Com | FoodServ | Com ¦ ENERGY STAR Steamer - Fuel Sub | Com - School | Fuel Substitution | 766857.8158 | 790197.747 | 815458.3792 | 842263.5622 | 868715.7018 | 894807.8334 | 924838.3782 | 957642.6156 | 993040.6251 | 1030537.3925 | 1067754.0059 | 1108139.6903 | 1150689.324
Scenario 1: Reference | PG&E | Com | FoodServ | Com ¦ ENERGY STAR Convection Oven - Gas | Com - School | Energy Efficiency | 23923.3836 | 24984.0677 | 26128.8772 | 27258.5503 | 28220.7846 | 29443.8962 | 30648.8104 | 32047.6072 | 33510.1387 | 35131.9981 | 36877.7367 | 38921.6376 | 40945.8815
Scenario 1: Reference | PG&E | Com | FoodServ | Com ¦ ENERGY STAR Convection Oven - Fuel Sub | Com - School | Fuel Substitution | 1561473.8676 | 1615401.8681 | 1675906.7589 | 1741147.2212 | 1802829.5544 | 1860807.508 | 1933450.371 | 2015609.8826 | 2106391.7143 | 2203529.6746 | 2296652.3391 | 2400443.6489 | 2510409.8519
Scenario 1: Reference | PG&E | Com | FoodServ | Com ¦ ENERGY STAR Griddle - Gas | Com - School | Energy Efficiency | 11543.5149 | 12055.3163 | 12607.71 | 13152.8 | 13617.0975 | 14207.2735 | 14788.6689 | 15463.6166 | 16169.3175 | 16951.8973 | 17794.2514 | 18780.4748 | 19757.2132
Scenario 1: Reference | PG&E | Com | FoodServ | Com ¦ ENERGY STAR Griddle - Fuel Sub | Com - School | Fuel Substitution | 887779.0141 | 919679.3559 | 955835.0465 | 994991.037 | 1031574.4561 | 1065476.5887 | 1109002.8437 | 1158688.6953 | 1213923.4725 | 1273175.1717 | 1329477.1551 | 1392660.8593 | 1459697.6678
Scenario 1: Reference | PG&E | Com | FoodServ | Com ¦ ENERGY STAR Combination Oven - Gas | Com - School | Energy Efficiency | 767.938 | 801.9858 | 838.7341 | 874.9965 | 905.8841 | 945.1459 | 983.8235 | 1028.7247 | 1075.6718 | 1127.7333 | 1183.7713 | 1249.3803 | 1314.3583
Scenario 1: Reference | PG&E | Com | FoodServ | Com ¦ ENERGY STAR Combination Oven - Fuel Sub | Com - School | Fuel Substitution | 40278.7219 | 41947.0739 | 43900.5148 | 46044.9824 | 47974.7271 | 49680.2579 | 52051.8251 | 54836.3985 | 57988.0475 | 61393.8331 | 64546.8814 | 68157.6741 | 72004.3331
Scenario 1: Reference | PG&E | Com | FoodServ | Com ¦ ENERGY STAR Fryer - Tier 1 Gas - Panel Upgrade | Com - School | Energy Efficiency | 17498.5258 | 18271.6144 | 19105.6434 | 19928.1662 | 20627.9428 | 21518.0889 | 22394.5882 | 23412.3573 | 24476.254 | 25656.0881 | 0 | 0 | 0
Scenario 1: Reference | PG&E | Com | FoodServ | Com ¦ ENERGY STAR Fryer - Tier 2 Gas - Panel Upgrade | Com - School | Energy Efficiency | 0 | 0 | 0 | 0 | 0 | 0 | 0 | 0 | 0 | 0 | 40855.5433 | 43111.7333 | 45345.2869
Scenario 1: Reference | PG&E | Com | FoodServ | Com ¦ ENERGY STAR Fryer - Fuel Sub - Panel Upgrade | Com - School | Fuel Substitution | 2875285.2974 | 2972775.3774 | 3081621.4681 | 3198737.3809 | 3310105.0591 | 3415492.5815 | 3546002.8822 | 3692941.9505 | 3854812.4249 | 4027797.5143 | 4194363.9613 | 4379382.2528 | 4575270.308
Scenario 1: Reference | PG&E | Com | FoodServ | Com ¦ ENERGY STAR Steamer - Gas - Panel Upgrade | Com - School | Energy Efficiency | 26059.8382 | 27215.2457 | 28462.2913 | 29692.8487 | 30741.0145 | 32073.3549 | 33385.8727 | 34909.5878 | 36502.7292 | 38269.4272 | 40171.0673 | 42397.4968 | 44602.5138
Scenario 1: Reference | PG&E | Com | FoodServ | Com ¦ ENERGY STAR Steamer - Fuel Sub - Panel Upgrade | Com - School | Fuel Substitution | 1261866.5646 | 1300272.4831 | 1341838.9202 | 1385946.9198 | 1429473.9856 | 1472408.657 | 1521823.9981 | 1575803.4575 | 1634050.9757 | 1695752.0056 | 1756992.0415 | 1823446.7919 | 1893462.3267
Scenario 1: Reference | PG&E | Com | FoodServ | Com ¦ ENERGY STAR Convection Oven - Gas - Panel Upgrade | Com - School | Energy Efficiency | 39365.991 | 41111.3495 | 42995.1365 | 44854.0166 | 46437.3758 | 48450.0091 | 50432.6986 | 52734.4225 | 55141.0219 | 57809.7959 | 60682.4133 | 64045.6577 | 67376.5563
Scenario 1: Reference | PG&E | Com | FoodServ | Com ¦ ENERGY STAR Convection Oven - Fuel Sub - Panel Upgrade | Com - School | Fuel Substitution | 2569409.3801 | 2658148.0475 | 2757709.0054 | 2865062.3587 | 2966560.8012 | 3061963.6772 | 3181497.7005 | 3316691.394 | 3466073.1384 | 3625913.909 | 3779147.4998 | 3949936.3747 | 4130886.0527
Scenario 1: Reference | PG&E | Com | FoodServ | Com ¦ ENERGY STAR Griddle - Gas - Panel Upgrade | Com - School | Energy Efficiency | 18994.8842 | 19837.0549 | 20746.0201 | 21642.9672 | 22406.9699 | 23378.1061 | 24334.7937 | 25445.4219 | 26606.6547 | 27894.3919 | 29280.4877 | 30903.3209 | 32510.5467
Scenario 1: Reference | PG&E | Com | FoodServ | Com ¦ ENERGY STAR Griddle - Fuel Sub - Panel Upgrade | Com - School | Fuel Substitution | 1460842.7164 | 1513334.8132 | 1572829.0977 | 1637260.3836 | 1697458.4966 | 1753244.5454 | 1824867.1132 | 1906625.3134 | 1997514.2855 | 2095013.1133 | 2187658.1758 | 2291627.1282 | 2401936.3739
Scenario 1: Reference | PG&E | Com | FoodServ | Com ¦ ENERGY STAR Combination Oven - Gas - Panel Upgrade | Com - School | Energy Efficiency | 1263.644 | 1319.6698 | 1380.1392 | 1439.809 | 1490.6347 | 1555.24 | 1618.8841 | 1692.7692 | 1770.0208 | 1855.6881 | 1947.8988 | 2055.8586 | 2162.7801
Scenario 1: Reference | PG&E | Com | FoodServ | Com ¦ ENERGY STAR Combination Oven - Fuel Sub - Panel Upgrade | Com - School | Fuel Substitution | 66278.7435 | 69024.0211 | 72238.4132 | 75767.1403 | 78942.5404 | 81748.9959 | 85651.4159 | 90233.4388 | 95419.4856 | 101023.7148 | 106212.0641 | 112153.6331 | 118483.3207
Scenario 1: Reference | PG&E | Com | Lighting | Com ¦ LED Fixtures and Retrofit Kits - 140 lpw | Com - School | Energy Efficiency | 0 | 0 | 0 | 0 | 0 | 0 | 0 | 0 | 0 | 0 | 0 | 0 | 0
Scenario 1: Reference | SCE | Com | BldgEnv | Com ¦ Com Wall Insulation (R14) - Marine | Com - School | Energy Efficiency | 57.8594 | 59.0572 | 60.3891 | 61.5581 | 62.9184 | 64.889 | 65.7457 | 66.0503 | 0 | 0 | 0 | 0 | 0
Scenario 1: Reference | SCE | Com | BldgEnv | Com ¦ Com Wall Insulation (R14) - Hot-Dry | Com - School | Energy Efficiency | 0 | 0 | 0 | 0 | 0 | 0 | 0 | 0 | 0 | 0 | 0 | 0 | 0
Scenario 1: Reference | SCE | Com | BldgEnv | Com ¦ Com Wall Insulation (R14) - Cold | Com - School | Energy Efficiency | 7.2021 | 7.3512 | 7.517 | 7.6625 | 7.8319 | 8.0771 | 8.1838 | 8.2217 | 0 | 0 | 0 | 0 | 0
Scenario 1: Reference | SCE | Com | HVAC | Com ¦ Small Unitary Heat Pump (SEER 16) - Cold | Com - School | Energy Efficiency | 0 | 0 | 0 | 0 | 0 | 0 | 0 | 0 | 0 | 0 | 0 | 0 | 0
Scenario 1: Reference | SCE | Com | HVAC | Com ¦ Small Unitary AC (SEER 16) - Cold | Com - School | Energy Efficiency | 0 | 0 | 0 | 0 | 0 | 0 | 0 | 0 | 0 | 0 | 0 | 0 | 0
Scenario 1: Reference | SCE | Com | HVAC | Com ¦ Ductless Mini Split Heat Pump (SEER 18) - Hot-Dry | Com - School | Energy Efficiency | 77046.4328 | 78583.7622 | 79805.1536 | 80752.0944 | 82156.1081 | 83792.4762 | 84173.1445 | 83489.759 | 82794.4409 | 82040.5603 | 81480.8503 | 80487.3372 | 79512.5951
Scenario 1: Reference | SCE | Com | HVAC | Com ¦ Ductless Mini Split Heat Pump (SEER 18) - Marine | Com - School | Energy Efficiency | 17186.6214 | 17529.551 | 17802.0048 | 18013.2373 | 18326.4283 | 18691.4503 | 18776.3653 | 18623.9237 | 18468.8202 | 18300.6533 | 18175.7997 | 17954.1784 | 17736.7442
Scenario 1: Reference | SCE | Com | HVAC | Com ¦ Ductless Mini Split Heat Pump (SEER 18) - Cold | Com - School | Energy Efficiency | 1158.2487 | 1181.3596 | 1199.7209 | 1213.9564 | 1235.0631 | 1259.6628 | 1265.3854 | 1255.112 | 1244.6592 | 1233.326 | 1224.9118 | 1209.9762 | 1195.3228
Scenario 1: Reference | SCE | Com | HVAC | Com ¦ Demand Controlled Ventilation (HVAC) - Marine | Com - School | Energy Efficiency | 14623.9559 | 15061.2701 | 15503.6872 | 15864.4133 | 16257.3729 | 16823.644 | 17046.1656 | 17130.3118 | 17247.8174 | 17374.8011 | 17489.9778 | 17607.1748 | 17632.472
Scenario 1: Reference | SCE | Com | HVAC | Com ¦ Demand Controlled Ventilation (HVAC) - Hot-Dry | Com - School | Energy Efficiency | 61447.9387 | 63285.4751 | 65144.4539 | 66660.1775 | 68311.3419 | 70690.7386 | 71625.745 | 71979.3164 | 72473.0592 | 73006.6282 | 73490.5857 | 73983.0317 | 74089.3273
Scenario 1: Reference | SCE | Com | HVAC | Com ¦ Demand Controlled Ventilation (HVAC) - Cold | Com - School | Energy Efficiency | 4445.8959 | 4578.8457 | 4713.347 | 4823.013 | 4942.4784 | 5114.6331 | 5182.2829 | 5207.8646 | 5243.588 | 5282.1929 | 5317.2083 | 5352.8379 | 5360.5286
Scenario 1: Reference | SCE | Com | HVAC | Com ¦ HVAC Fan Variable Frequency Drive (VFD) - Marine | Com - School | Energy Efficiency | 0 | 0 | 0 | 0 | 0 | 349303.2551 | 360986.0049 | 361324.9895 | 0 | 0 | 0 | 0 | 0
Scenario 1: Reference | SCE | Com | HVAC | Com ¦ HVAC Fan Variable Frequency Drive (VFD) - Hot-Dry | Com - School | Energy Efficiency | 0 | 0 | 0 | 0 | 1429861.8315 | 1515980.158 | 1566683.4269 | 1568154.6239 | 0 | 0 | 0 | 0 | 0
Scenario 1: Reference | SCE | Com | HVAC | Com ¦ HVAC Fan Variable Frequency Drive (VFD) - Cold | Com - School | Energy Efficiency | 0 | 0 | 0 | 0 | 0 | 0 | 0 | 20915.3263 | 0 | 0 | 0 | 0 | 0
Scenario 1: Reference | SCE | Com | WaterHeat | Com ¦ Com Heat Pump Water Heater (3.3 UEF - 50 Gal) - Marine | Com - School | Energy Efficiency | 1067707.5707 | 1105171.6268 | 1140889.1236 | 1174517.4238 | 1213795.8961 | 1249506.5737 | 1263914.4411 | 1261714.0976 | 1257149.2866 | 1248813.9803 | 1248405.137 | 1242637.9554 | 1235083.0743
Scenario 1: Reference | SCE | Com | WaterHeat | Com ¦ Com Heat Pump Water Heater (3.3 UEF - 50 Gal) - Hot-Dry | Com - School | Energy Efficiency | 4186417.9247 | 4333903.6031 | 4474513.9467 | 4606903.94 | 4761529.2651 | 4902112.12 | 4958871.3539 | 4950274.1187 | 4932371.1298 | 4899630.1604 | 4898081.1446 | 4875443.3682 | 4845773.7963
Scenario 1: Reference | SCE | Com | WaterHeat | Com ¦ Com Heat Pump Water Heater (3.3 UEF - 50 Gal) - Cold | Com - School | Energy Efficiency | 68451.3616 | 70846.029 | 73129.0531 | 75278.4864 | 77789.1685 | 80071.7646 | 80992.2236 | 80850.792 | 80558.1956 | 80024.5268 | 79997.66 | 79628.2259 | 79144.4523
Scenario 1: Reference | SCE | Com | ComRefrig | Com ¦ Efficient Refrigerated Display Case - Marine | Com - School | Energy Efficiency | 0 | 0 | 0 | 0 | 0 | 0 | 7881.4197 | 7881.1156 | 7858.9844 | 7805.1356 | 7800.475 | 7762.4774 | 7713.3149
Scenario 1: Reference | SCE | Com | ComRefrig | Com ¦ Efficient Refrigerated Display Case - Hot-Dry | Com - School | Energy Efficiency | 0 | 0 | 0 | 0 | 0 | 0 | 0 | 32229.8108 | 32139.3052 | 31919.0908 | 31900.0311 | 31744.6402 | 31543.5904
Scenario 1: Reference | SCE | Com | ComRefrig | Com ¦ Efficient Refrigerated Display Case - Cold | Com - School | Energy Efficiency | 0 | 0 | 0 | 0 | 0 | 0 | 0 | 0 | 0 | 0 | 0 | 0 | 0
Scenario 1: Reference | SCE | Com | ComRefrig | Com ¦ Refrigerated Display Case LED Lighting | Com - School | Energy Efficiency | 24453.5282 | 25113.2909 | 25694.3731 | 26202.0551 | 26790.4077 | 27314.1451 | 27493.2766 | 27411.095 | 27307.6733 | 27135.9495 | 27109.4392 | 26979.8845 | 26822.5045
Scenario 1: Reference | SCE | Com | ComRefrig | Com ¦ Efficient EC or PMS Motor Retrofit - Marine | Com - School | Energy Efficiency | 2019.3098 | 2051.6219 | 2074.3625 | 2089.3198 | 2117.0177 | 2155.2118 | 2162.2626 | 2139.9006 | 2117.721 | 2095.1916 | 2076.1666 | 2044.873 | 2015.2649
Scenario 1: Reference | SCE | Com | ComRefrig | Com ¦ Efficient EC or PMS Motor Retrofit - Hot-Dry | Com - School | Energy Efficiency | 8310.549 | 8443.5304 | 8537.1205 | 8598.6776 | 8712.6695 | 8869.8588 | 8898.8766 | 8806.8449 | 8715.5641 | 8622.8435 | 8544.5451 | 8415.7551 | 8293.9017
Scenario 1: Reference | SCE | Com | ComRefrig | Com ¦ Efficient EC or PMS Motor Retrofit - Cold | Com - School | Energy Efficiency | 121.2769 | 123.2175 | 124.5833 | 125.4816 | 127.1451 | 129.439 | 129.8624 | 128.5194 | 127.1873 | 125.8343 | 124.6916 | 122.8122 | 121.034
Scenario 1: Reference | SCE | Com | FoodServ | Com ¦ ENERGY STAR Dishwasher - Tier 1 | Com - School | Energy Efficiency | 0 | 0 | 0 | 0 | 0 | 0 | 0 | 0 | 0 | 0 | 0 | 0 | 0
Scenario 1: Reference | SCE | Com | FoodServ | Com ¦ ENERGY STAR Combination Oven - Electric | Com - School | Energy Efficiency | 0 | 0 | 0 | 0 | 0 | 1022273.9827 | 1034727.0487 | 1032805.0696 | 1028088.6838 | 1019742.7137 | 1016749.4238 | 1008719.8113 | 999730.4472
Scenario 1: Reference | SCE | Com | FoodServ | Com ¦ ENERGY STAR Steamer - Electric | Com - School | Energy Efficiency | 0 | 0 | 0 | 0 | 0 | 0 | 0 | 0 | 0 | 0 | 0 | 0 | 0
Scenario 1: Reference | SCE | Com | FoodServ | Com ¦ ENERGY STAR Conveyor Broiler - Gas | Com - School | Energy Efficiency | 0 | 31871.7499 | 32779.0903 | 33644.7672 | 34708.7864 | 35731.106 | 36166.3727 | 36099.1946 | 35934.3448 | 35642.6316 | 35538.0084 | 35257.3528 | 34943.1514
Scenario 1: Reference | SCE | Com | FoodServ | Com ¦ High Performance Conveyor Toaster | Com - School | Energy Efficiency | 0 | 1106030.7126 | 1137517.7317 | 1167558.9189 | 1204483.0884 | 1239960.1764 | 1255065.0369 | 1252733.7857 | 1247013.078 | 1236889.8911 | 1233259.2009 | 1223519.7377 | 1212616.1505
Scenario 1: Reference | SCE | Com | FoodServ | Com ¦ Electric Deck Oven (60% cooking efficiency) | Com - School | Energy Efficiency | 0 | 0 | 0 | 0 | 0 | 0 | 0 | 0 | 20620.6899 | 20453.2923 | 20393.2549 | 20232.2025 | 20051.9001
Scenario 1: Reference | SCE | Com | FoodServ | Com ¦ Demand Controlled Ventilation (DCV) Exhaust Hood | Com - School | Energy Efficiency | 115797.99 | 119539.8295 | 123382.3692 | 126643.6624 | 130170.9499 | 134814.6502 | 136673.5814 | 137470.8981 | 138530.6085 | 139647.3158 | 140695.1937 | 141764.665 | 142084.166
Scenario 1: Reference | SCE | Com | FoodServ | Com ¦ ENERGY STAR Ice Machine | Com - School | Energy Efficiency | 122868.7106 | 127451.7014 | 131681.6235 | 135654.5674 | 140622.3631 | 145633.6929 | 148086.3893 | 148328.2679 | 148219.1833 | 147386.9326 | 147074.3809 | 145746.7601 | 144263.2568
Scenario 1: Reference | SCE | Com | FoodServ | Com ¦ ENERGY STAR Griddle - Electric | Com - School | Energy Efficiency | 0 | 0 | 0 | 0 | 0 | 0 | 0 | 0 | 0 | 39971.5769 | 39854.2468 | 39539.5044 | 39187.1419
Scenario 1: Reference | SCE | Com | Lighting | Com ¦ LED High and Low Bay - 155 lpw | Com - School | Energy Efficiency | 0 | 0 | 0 | 0 | 0 | 0 | 0 | 0 | 0 | 0 | 0 | 0 | 0
Scenario 1: Reference | SCE | Com | Lighting | Com ¦ LED Fixtures and Retrofit Kits - 140 lpw - RET | Com - School | Energy Efficiency | 0 | 0 | 0 | 0 | 0 | 0 | 0 | 0 | 0 | 0 | 0 | 0 | 0
Scenario 1: Reference | SCE | Com | Lighting | Com ¦ LED Fixtures and Retrofit Kits - 140 lpw | Com - School | Energy Efficiency | 0 | 0 | 0 | 0 | 0 | 0 | 0 | 0 | 0 | 0 | 0 | 0 | 0
Scenario 1: Reference | SCG | Com | BldgEnv | Com ¦ Com Wall Insulation (R14) - Marine | Com - School | Energy Efficiency | 318993.0141 | 327677.5312 | 336649.4555 | 345951.3699 | 355576.9565 | 365616.3256 | 376037.4369 | 386897.0195 | 398227.9522 | 410057.003 | 422384.2017 | 435272.2865 | 448711.6082
Scenario 1: Reference | SCG | Com | BldgEnv | Com ¦ Com Wall Insulation (R14) - Hot-Dry | Com - School | Energy Efficiency | 2792.3604 | 2906.0521 | 3040.8108 | 3179.5822 | 3284.0053 | 3440.0073 | 3575.7429 | 3723.536 | 3895.4591 | 4092.9682 | 4289.2838 | 4525.6373 | 4751.5826
Scenario 1: Reference | SCG | Com | BldgEnv | Com ¦ Com Wall Insulation (R14) - Cold | Com - School | Energy Efficiency | 4063.3961 | 4174.0212 | 4288.3073 | 4406.7969 | 4529.4096 | 4657.293 | 4790.0392 | 4928.3707 | 5072.7064 | 5223.3872 | 5380.4135 | 5544.5844 | 5715.7772
Scenario 1: Reference | SCG | Com | HVAC | Com ¦ Demand Controlled Ventilation (HVAC) - Marine | Com - School | Energy Efficiency | 31815.8856 | 33085.7651 | 34592.2401 | 36141.2157 | 37296.982 | 39035.6499 | 40541.2329 | 42181.1074 | 44091.4569 | 46288.2832 | 48468.4351 | 51098.4534 | 53608.4025
Scenario 1: Reference | SCG | Com | HVAC | Com ¦ Demand Controlled Ventilation (HVAC) - Hot-Dry | Com - School | Energy Efficiency | 159947.2281 | 166331.2621 | 173904.7273 | 181691.8547 | 187502.2106 | 196242.9734 | 203811.9544 | 212056.0556 | 221659.9093 | 232703.9605 | 243664.1852 | 256886.0123 | 269504.2185
Scenario 1: Reference | SCG | Com | HVAC | Com ¦ Demand Controlled Ventilation (HVAC) - Cold | Com - School | Energy Efficiency | 34112.821 | 35070.7401 | 36074.2775 | 37112.6275 | 38148.7543 | 39274.0914 | 40416.5493 | 41611.8344 | 42874.7895 | 44209.9076 | 45591.9886 | 47066.5172 | 48584.622
Scenario 1: Reference | SCG | Com | HVAC | Com ¦ HVAC Energy Management System (Elec SC and Gas SH) - Marine | Com - School | Energy Efficiency | 115683.8425 | 120301.1753 | 125778.7792 | 131410.9169 | 135613.3299 | 141935.1963 | 147409.557 | 153372.2068 | 160318.3146 | 168306.0634 | 176233.1837 | 185796.0362 | 194922.3124
Scenario 1: Reference | SCG | Com | HVAC | Com ¦ HVAC Energy Management System (Elec SC and Gas SH) - Hot-Dry | Com - School | Energy Efficiency | 654465.7202 | 680587.6574 | 711576.4616 | 743439.5205 | 767214.1044 | 802979.2103 | 833949.6667 | 867682.5528 | 906979.2203 | 952168.8307 | 997015.4432 | 1051115.9904 | 1102746.6659
Scenario 1: Reference | SCG | Com | HVAC | Com ¦ HVAC Energy Management System (Elec SC and Gas SH) - Cold | Com - School | Energy Efficiency | 39962.3275 | 41084.5061 | 42260.1253 | 43476.5268 | 44690.3237 | 46008.6283 | 47346.9895 | 48747.2365 | 50226.7572 | 51790.8152 | 53409.8888 | 55137.2628 | 56915.685
Scenario 1: Reference | SCG | Com | HVAC | Com ¦ Efficient Hot Water Boilers (94% eff.) - ZEAS 2030 - Marine | Com - School | Energy Efficiency | 757322.1973 | 779625.0906 | 802949.9031 | 827223.9567 | 852159.1766 | 0 | 0 | 0 | 0 | 0 | 0 | 0 | 0
Scenario 1: Reference | SCG | Com | HVAC | Com ¦ Efficient Hot Water Boilers (94% eff.) - ZEAS 2030 - Hot-Dry | Com - School | Energy Efficiency | 3895448.4286 | 4010168.1223 | 4130144.2759 | 4255003.0535 | 4383262.6813 | 0 | 0 | 0 | 0 | 0 | 0 | 0 | 0
Scenario 1: Reference | SCG | Com | HVAC | Com ¦ Efficient Hot Water Boilers (94% eff.) - ZEAS 2030 - Cold | Com - School | Energy Efficiency | 11043.5608 | 11368.7901 | 11708.9214 | 12062.8949 | 12426.5098 | 0 | 0 | 0 | 0 | 0 | 0 | 0 | 0
Scenario 1: Reference | SCG | Com | WaterHeat | Com ¦ Com Hot Water Tank Insulation - Marine | Com - School | Energy Efficiency | 6381.5699 | 6553.437 | 6728.8299 | 6910.0741 | 7097.7121 | 7292.148 | 7494.1398 | 7704.3389 | 7923.0752 | 8150.6788 | 8387.4132 | 8634.2758 | 8892.2929
Scenario 1: Reference | SCG | Com | WaterHeat | Com ¦ Com Hot Water Tank Insulation - Hot-Dry | Com - School | Energy Efficiency | 34614.5662 | 35546.7988 | 36498.1552 | 37481.2505 | 38499.0263 | 39553.6751 | 40649.3082 | 41789.4586 | 42975.9163 | 44210.4711 | 45494.5535 | 46833.5718 | 48233.0944
Scenario 1: Reference | SCG | Com | WaterHeat | Com ¦ Com Hot Water Tank Insulation - Cold | Com - School | Energy Efficiency | 86.6496 | 88.9832 | 91.3647 | 93.8256 | 96.3734 | 99.0135 | 101.7561 | 104.6102 | 107.5803 | 110.6707 | 113.8851 | 117.237 | 120.7404
Scenario 1: Reference | SCG | Com | WaterHeat | Com ¦ Faucet Aerators (Gas WH) - Cold | Com - School | Energy Efficiency | 628.9651 | 645.9079 | 663.1881 | 681.0437 | 699.5284 | 718.6789 | 738.5731 | 759.2744 | 0 | 0 | 0 | 0 | 0
Scenario 1: Reference | SCG | Com | WaterHeat | Com ¦ Low Flow Showerheads (Gas WH) - Marine | Com - School | Energy Efficiency | 0 | 0 | 0 | 0 | 0 | 0 | 17227.6383 | 17713.7 | 0 | 0 | 0 | 0 | 0
Scenario 1: Reference | SCG | Com | WaterHeat | Com ¦ Low Flow Showerheads (Gas WH) - Hot-Dry | Com - School | Energy Efficiency | 0 | 0 | 0 | 0 | 0 | 0 | 0 | 95554.7891 | 0 | 0 | 0 | 0 | 0
Scenario 1: Reference | SCG | Com | WaterHeat | Com ¦ Low Flow Showerheads (Gas WH) - Cold | Com - School | Energy Efficiency | 218.9975 | 224.8898 | 230.9288 | 237.1728 | 243.6412 | 250.3531 | 257.3285 | 264.5888 | 0 | 0 | 0 | 296.7318 | 305.6577
Scenario 1: Reference | SCG | Com | WaterHeat | Com ¦ Low-flow Pre-Rinse Spray Valve - Marine | Com - School | Energy Efficiency | 7915.8774 | 8132.5067 | 8356.8936 | 8589.1537 | 8826.3788 | 9077.1688 | 9335.4036 | 9604.6286 | 9886.5439 | 10182.0181 | 10489.1811 | 10812.5352 | 11148.2261
Scenario 1: Reference | SCG | Com | WaterHeat | Com ¦ Low-flow Pre-Rinse Spray Valve - Hot-Dry | Com - School | Energy Efficiency | 42710.0209 | 43878.8413 | 45089.5181 | 46342.6749 | 47622.6197 | 48975.7543 | 50369.0572 | 51821.6571 | 53342.7279 | 54936.9556 | 56594.2495 | 58338.903 | 60150.1192
Scenario 1: Reference | SCG | Com | WaterHeat | Com ¦ Low-flow Pre-Rinse Spray Valve - Cold | Com - School | Energy Efficiency | 113.6867 | 116.7979 | 120.0205 | 123.3562 | 126.7632 | 130.365 | 134.0738 | 137.9403 | 141.9892 | 146.2327 | 150.6442 | 155.2881 | 160.1093
Scenario 1: Reference | SCG | Com | WaterHeat | Com ¦ Com Hot Water Pipe Insulation - Marine | Com - School | Energy Efficiency | 2950511.7045 | 3029927.8642 | 3111398.5355 | 3195652.0626 | 3282978.5358 | 3373608.124 | 3467820.2145 | 3565865.6914 | 3667850.7854 | 3774031.9898 | 3884677.8609 | 4000141.3219 | 4120754.8323
Scenario 1: Reference | SCG | Com | WaterHeat | Com ¦ Com Hot Water Pipe Insulation - Hot-Dry | Com - School | Energy Efficiency | 13312601.0274 | 13670923.8391 | 14038516.5318 | 14418665.368 | 14812679.2254 | 15221596.6164 | 15646678.1273 | 16089055.7373 | 16549208.7559 | 17028294.4715 | 17527524.5996 | 18048491.518 | 18592695.2708
Scenario 1: Reference | SCG | Com | WaterHeat | Com ¦ Com Hot Water Pipe Insulation - Cold | Com - School | Energy Efficiency | 36604.4076 | 37589.6541 | 38600.3892 | 39645.6487 | 40729.0316 | 41853.3933 | 43022.2 | 44238.5641 | 45503.8036 | 46821.1005 | 48193.7867 | 49626.2404 | 51122.5863
Scenario 1: Reference | SCG | Com | WaterHeat | Com ¦ Com Efficient Tankless Gas Water Heater (0.87 UEF - High Draw) - ZEAS 2030 - Marine | Com - School | Energy Efficiency | 199664.1733 | 207793.554 | 217429.3032 | 227351.9744 | 234818.6157 | 0 | 0 | 0 | 0 | 0 | 0 | 0 | 0
Scenario 1: Reference | SCG | Com | WaterHeat | Com ¦ Com Efficient Tankless Gas Water Heater (0.87 UEF - High Draw) - ZEAS 2030 - Hot-Dry | Com - School | Energy Efficiency | 546685.695 | 568944.1507 | 595327.0823 | 622495.6139 | 642939.4719 | 0 | 0 | 0 | 0 | 0 | 0 | 0 | 0
Scenario 1: Reference | SCG | Com | WaterHeat | Com ¦ Com Efficient Tankless Gas Water Heater (0.87 UEF - High Draw) - ZEAS 2030 - Cold | Com - School | Energy Efficiency | 2628.7857 | 2735.8174 | 2862.682 | 2993.3243 | 3091.6303 | 0 | 0 | 0 | 0 | 0 | 0 | 0 | 0
Scenario 1: Reference | SCG | Com | WaterHeat | Com ¦ Com Efficient Tankless Gas Water Heater (0.87 UEF - High Draw) - Panel Upgrade - ZEAS 2030 - Marine | Com - School | Energy Efficiency | 165655.4405 | 172400.1465 | 180394.6417 | 188627.1876 | 194822.0383 | 0 | 0 | 0 | 0 | 0 | 0 | 0 | 0
Scenario 1: Reference | SCG | Com | WaterHeat | Com ¦ Com Efficient Tankless Gas Water Heater (0.87 UEF - High Draw) - Panel Upgrade - ZEAS 2030 - Hot-Dry | Com - School | Energy Efficiency | 453568.9008 | 472036.0811 | 493925.2166 | 516466.1412 | 533427.8036 | 0 | 0 | 0 | 0 | 0 | 0 | 0 | 0
Scenario 1: Reference | SCG | Com | WaterHeat | Com ¦ Com Efficient Tankless Gas Water Heater (0.87 UEF - High Draw) - Panel Upgrade - ZEAS 2030 - Cold | Com - School | Energy Efficiency | 2181.0255 | 2269.8265 | 2375.0823 | 2483.4723 | 2565.034 | 0 | 0 | 0 | 0 | 0 | 0 | 0 | 0
Scenario 1: Reference | SCG | Com | WaterHeat | Com ¦ Efficient Gas Water Heating Boiler (0.92 UEF) - ZEAS 2030 - Marine | Com - School | Energy Efficiency | 969153.4784 | 997694.7342 | 1027543.7513 | 1058607.5224 | 1090517.3954 | 0 | 0 | 0 | 0 | 0 | 0 | 0 | 0
Scenario 1: Reference | SCG | Com | WaterHeat | Com ¦ Efficient Gas Water Heating Boiler (0.92 UEF) - ZEAS 2030 - Hot-Dry | Com - School | Energy Efficiency | 5314903.4538 | 5471425.6381 | 5635119.6735 | 5805475.503 | 5980471.412 | 0 | 0 | 0 | 0 | 0 | 0 | 0 | 0
Scenario 1: Reference | SCG | Com | WaterHeat | Com ¦ Efficient Gas Water Heating Boiler (0.92 UEF) - ZEAS 2030 - Cold | Com - School | Energy Efficiency | 13524.8683 | 13923.1713 | 14339.7245 | 14773.2301 | 15218.5433 | 0 | 0 | 0 | 0 | 0 | 0 | 0 | 0
Scenario 1: Reference | SCG | Com | WholeBlg | Com ¦ Com Title 24 2022 Code | Com - School | Energy Efficiency | 0 | 0 | 0 | 0 | 0 | 0 | 0 | 0 | 0 | 0 | 0 | 0 | 0
Scenario 1: Reference | SCG | Com | FoodServ | Com ¦ ENERGY STAR Dishwasher - Tier 1 | Com - School | Energy Efficiency | 0 | 0 | 0 | 0 | 0 | 0 | 0 | 0 | 0 | 0 | 0 | 0 | 0
Scenario 1: Reference | SCG | Com | FoodServ | Com ¦ ENERGY STAR Dishwasher - Tier 2 | Com - School | Energy Efficiency | 1951840.6337 | 2007773.4834 | 2066183.3548 | 2126899.2898 | 2189181.0942 | 2255144.5447 | 2323281.2612 | 2394489.608 | 2469186.3341 | 2547562.0114 | 2629155.8153 | 2715091.6531 | 2804355.9469
Scenario 1: Reference | SCG | Com | FoodServ | Com ¦ ENERGY STAR Conveyor Broiler - Gas | Com - School | Energy Efficiency | 221041.5042 | 227273.0108 | 233772.499 | 240523.7962 | 247443.2336 | 254769.3842 | 262331.5245 | 270231.1312 | 278514.5607 | 287202.6521 | 296243.0521 | 305762.6275 | 315652.7389
Scenario 1: Reference | SCG | Com | FoodServ | Com ¦ ENERGY STAR Conveyor Oven - Gas | Com - School | Energy Efficiency | 814396.0669 | 837355.1691 | 861301.6112 | 886175.8082 | 911669.4937 | 938661.6564 | 966523.2893 | 995628.2698 | 1026147.3908 | 1058157.431 | 1091465.5026 | 1126539.0275 | 1162977.7403
Scenario 1: Reference | SCG | Com | FoodServ | Com ¦ ENERGY STAR Rack Oven - Gas | Com - School | Energy Efficiency | 347147.8593 | 356934.5018 | 367142.0119 | 377744.9908 | 388612.0353 | 400117.827 | 411994.2427 | 424400.6529 | 437409.8605 | 451054.5936 | 465252.6309 | 480203.2177 | 495735.7352
Scenario 1: Reference | SCG | Com | FoodServ | Com ¦ Demand Controlled Ventilation (DCV) Exhaust Hood | Com - School | Energy Efficiency | 87478.7821 | 90970.3557 | 95112.4563 | 99371.4136 | 102549.2296 | 107329.7518 | 111469.4 | 115978.2867 | 121230.8531 | 127271.0962 | 133265.4927 | 140496.8111 | 147397.9955
Scenario 1: Reference | SCG | Com | FoodServ | Com ¦ ENERGY STAR Fryer - Tier 1 Gas | Com - School | Energy Efficiency | 14888.6153 | 15473.7201 | 16167.9615 | 16880.8359 | 17409.0173 | 18208.1933 | 0 | 0 | 0 | 0 | 0 | 0 | 0
Scenario 1: Reference | SCG | Com | FoodServ | Com ¦ ENERGY STAR Fryer - Tier 2 Gas | Com - School | Energy Efficiency | 0 | 0 | 0 | 0 | 0 | 0 | 28673.7559 | 29812.8651 | 31141.1955 | 32669.6652 | 34184.0239 | 36013.2155 | 37755.9436
Scenario 1: Reference | SCG | Com | FoodServ | Com ¦ ENERGY STAR Steamer - Gas | Com - School | Energy Efficiency | 22165.7058 | 23039.9965 | 24077.4962 | 25143.2814 | 25934.3675 | 27129.5346 | 28161.3663 | 29285.219 | 30595.4303 | 32102.7939 | 33596.878 | 35401.017 | 37120.8035
Scenario 1: Reference | SCG | Com | FoodServ | Com ¦ ENERGY STAR Convection Oven - Gas | Com - School | Energy Efficiency | 33483.5147 | 34804.2181 | 36371.4652 | 37981.4403 | 39176.4549 | 40981.8743 | 42540.5592 | 44238.2511 | 46217.4563 | 48494.4797 | 50751.4431 | 53476.7754 | 56074.6848
Scenario 1: Reference | SCG | Com | FoodServ | Com ¦ ENERGY STAR Griddle - Gas | Com - School | Energy Efficiency | 16156.4708 | 16793.7369 | 17549.9652 | 18326.8106 | 18903.4293 | 19774.5805 | 20526.6774 | 21345.848 | 22300.8544 | 23399.5641 | 24488.5944 | 25803.6222 | 27057.1658
Scenario 1: Reference | SCG | Com | FoodServ | Com ¦ ENERGY STAR Combination Oven - Gas | Com - School | Energy Efficiency | 1074.8172 | 1117.2116 | 1167.5201 | 1219.2001 | 1257.5599 | 1315.5137 | 1365.5473 | 1420.043 | 1483.5753 | 1556.6675 | 1629.1158 | 1716.5987 | 1799.9913
Scenario 1: Reference | SCG | Com | FoodServ | Com ¦ ENERGY STAR Fryer - Tier 1 Gas - Panel Upgrade | Com - School | Energy Efficiency | 24499.2558 | 25462.0473 | 26604.4234 | 27777.4602 | 28646.584 | 29961.6302 | 0 | 0 | 0 | 0 | 0 | 0 | 0
Scenario 1: Reference | SCG | Com | FoodServ | Com ¦ ENERGY STAR Fryer - Tier 2 Gas - Panel Upgrade | Com - School | Energy Efficiency | 0 | 0 | 0 | 0 | 0 | 0 | 47182.7412 | 49057.1483 | 51242.9196 | 53758.0205 | 56249.9017 | 59259.8415 | 62127.5051
Scenario 1: Reference | SCG | Com | FoodServ | Com ¦ ENERGY STAR Steamer - Gas - Panel Upgrade | Com - School | Energy Efficiency | 36473.7275 | 37912.3752 | 39619.5837 | 41373.3361 | 42675.0703 | 44641.721 | 46339.6027 | 48188.9053 | 50344.8615 | 52825.2323 | 55283.7516 | 58252.4671 | 61082.3803
Scenario 1: Reference | SCG | Com | FoodServ | Com ¦ ENERGY STAR Convection Oven - Gas - Panel Upgrade | Com - School | Energy Efficiency | 55097.212 | 57270.433 | 59849.3422 | 62498.5605 | 64464.9602 | 67435.7826 | 70000.6028 | 72794.1592 | 76050.9466 | 79797.7947 | 83511.6339 | 87996.1754 | 92271.0422
Scenario 1: Reference | SCG | Com | FoodServ | Com ¦ ENERGY STAR Griddle - Gas - Panel Upgrade | Com - School | Energy Efficiency | 26585.5155 | 27634.1385 | 28878.5141 | 30156.8154 | 31105.6428 | 32539.1246 | 33776.702 | 35124.6493 | 36696.1149 | 38504.0446 | 40296.0469 | 42459.9286 | 44522.638
Scenario 1: Reference | SCG | Com | FoodServ | Com ¦ ENERGY STAR Combination Oven - Gas - Panel Upgrade | Com - School | Energy Efficiency | 1768.6145 | 1838.3746 | 1921.1573 | 2006.197 | 2069.3182 | 2164.6813 | 2247.0117 | 2336.6846 | 2441.2271 | 2561.5005 | 2680.7143 | 2824.6676 | 2961.8904
Scenario 1: Reference | SDG&E | Com | BldgEnv | Com ¦ Com Wall Insulation (R14) - Marine | Com - School | Energy Efficiency | 341.075 | 356.6427 | 373.0641 | 56384.2317 | 57827.9173 | 59394.0174 | 61019.2805 | 62698.7894 | 498.7998 | 66269.6803 | 68163.9561 | 70113.4983 | 72152.3826
Scenario 1: Reference | SDG&E | Com | BldgEnv | Com ¦ Com Wall Insulation (R14) - Hot-Dry | Com - School | Energy Efficiency | 426.8289 | 444.5994 | 463.1767 | 482.6814 | 505.6898 | 528.706 | 552.9514 | 579.4977 | 609.1585 | 640.2685 | 674.0526 | 709.4368 | 746.5254
Scenario 1: Reference | SDG&E | Com | HVAC | Com ¦ Ductless Mini Split Heat Pump (SEER 18) - Marine | Com - School | Energy Efficiency | 15013.1136 | 14930.6799 | 14749.8585 | 14486.5098 | 14310.1298 | 14346.5404 | 14268.5026 | 14108.3149 | 13943.0317 | 13759.243 | 13625.2623 | 13382.5183 | 13147.7969
Scenario 1: Reference | SDG&E | Com | HVAC | Com ¦ Demand Controlled Ventilation (HVAC) - Marine | Com - School | Energy Efficiency | 11366.3702 | 11762.886 | 12155.826 | 12548.2591 | 13036.1195 | 13554.6124 | 14070.5503 | 14618.6208 | 15234.1046 | 15871.2197 | 16577.4337 | 17294.9207 | 18044.0758
Scenario 1: Reference | SDG&E | Com | HVAC | Com ¦ Demand Controlled Ventilation (HVAC) - Hot-Dry | Com - School | Energy Efficiency | 49132.3836 | 51056.8278 | 53020.4166 | 55034.4976 | 57451.0089 | 59913.3186 | 62425.9724 | 65137.1682 | 68170.8378 | 71329.2257 | 74797.9775 | 78396.3467 | 82158.4615
Scenario 1: Reference | SDG&E | Com | HVAC | Com ¦ HVAC Energy Management System (Elec SC and Gas SH) - Marine | Com - School | Energy Efficiency | 40573.8215 | 42165.1194 | 43789.2829 | 45455.6639 | 47454.2748 | 49489.8503 | 51567.6068 | 53809.9103 | 56318.8216 | 58931.0346 | 61799.6634 | 64776.1305 | 67888.0852
Scenario 1: Reference | SDG&E | Com | HVAC | Com ¦ HVAC Energy Management System (Elec SC and Gas SH) - Hot-Dry | Com - School | Energy Efficiency | 246476.3586 | 256348.2233 | 266472.9508 | 276905.482 | 289346.4233 | 301927.5053 | 314824.6539 | 328779.5137 | 344384.2347 | 360646.9097 | 378478.6294 | 397044.2713 | 416459.1423
Scenario 1: Reference | SDG&E | Com | HVAC | Com ¦ HVAC Fan Variable Frequency Drive (VFD) - Marine | Com - School | Energy Efficiency | 68230.0713 | 66710.38 | 64914.361 | 62373.2112 | 61055.0684 | 62253.8056 | 63320.4461 | 63385.7163 | 0 | 0 | 0 | 0 | 0
Scenario 1: Reference | SDG&E | Com | HVAC | Com ¦ HVAC Fan Variable Frequency Drive (VFD) - Hot-Dry | Com - School | Energy Efficiency | 362855.104 | 354933.6983 | 345558.6824 | 332260.4236 | 325410.2314 | 331826.3813 | 337550.417 | 338001.9607 | 0 | 0 | 0 | 0 | 0
Scenario 1: Reference | SDG&E | Com | HVAC | Com ¦ Small Packaged Heat Pump (SEER 15) - Fuel Sub - ZEAS 2030 - Marine | Com - School | Fuel Substitution | 27379.2957 | 28330.5076 | 29316.3775 | 30340.7475 | 31405.8981 | 0 | 0 | 0 | 0 | 0 | 0 | 0 | 0
Scenario 1: Reference | SDG&E | Com | HVAC | Com ¦ Small Packaged Heat Pump (SEER 15) - Fuel Sub - ZEAS 2030 - Hot-Dry | Com - School | Fuel Substitution | 129514.7851 | 134067.4911 | 138773.4959 | 143653.1918 | 148738.4546 | 0 | 0 | 0 | 0 | 0 | 0 | 0 | 0
Scenario 1: Reference | SDG&E | Com | HVAC | Com ¦ Small Packaged Heat Pump (SEER 15) - Fuel Sub - Panel Upgrade - ZEAS 2030 - Marine | Com - School | Fuel Substitution | 6256.2027 | 6473.5558 | 6698.8283 | 6932.8981 | 7176.2863 | 0 | 0 | 0 | 0 | 0 | 0 | 0 | 0
Scenario 1: Reference | SDG&E | Com | HVAC | Com ¦ Small Packaged Heat Pump (SEER 15) - Fuel Sub - Panel Upgrade - ZEAS 2030 - Hot-Dry | Com - School | Fuel Substitution | 29594.2875 | 30634.5864 | 31709.9143 | 32824.9308 | 33986.9196 | 0 | 0 | 0 | 0 | 0 | 0 | 0 | 0
Scenario 1: Reference | SDG&E | Com | WaterHeat | Com ¦ Com Heat Pump Water Heater (3.3 UEF - 50 Gal) - Marine | Com - School | Energy Efficiency | 251088.0349 | 255660.3547 | 259479.3018 | 262490.9003 | 266718.1439 | 271941.9856 | 273729.2769 | 273269.3462 | 272183.4557 | 270072.2233 | 270129.7642 | 268780.6436 | 267003.6821
Scenario 1: Reference | SDG&E | Com | WaterHeat | Com ¦ Com Heat Pump Water Heater (3.3 UEF - 50 Gal) - Hot-Dry | Com - School | Energy Efficiency | 1324410.8316 | 1348545.2582 | 1368703.5791 | 1384600.9263 | 1406913.9459 | 1434486.823 | 1443922.5774 | 1441498.0744 | 1435769.8361 | 1424630.1389 | 1424936.5269 | 1417818.9413 | 1408443.3375
Scenario 1: Reference | SDG&E | Com | WaterHeat | Com ¦ Com Hot Water Tank Insulation - Hot-Dry | Com - School | Energy Efficiency | 9585.5889 | 9834.746 | 10089.0584 | 10351.9066 | 10624.0804 | 10906.1689 | 11199.2754 | 11504.3483 | 0 | 0 | 0 | 12854.6204 | 13229.4141
Scenario 1: Reference | SDG&E | Com | WaterHeat | Com ¦ Faucet Aerators (Elec WH) - Marine | Com - School | Energy Efficiency | 0 | 0 | 0 | 0 | 0 | 0 | 0 | 0 | 0 | 0 | 0 | 0 | 0
Scenario 1: Reference | SDG&E | Com | WaterHeat | Com ¦ Faucet Aerators (Elec WH) - Hot-Dry | Com - School | Energy Efficiency | 0 | 0 | 0 | 0 | 0 | 0 | 0 | 0 | 0 | 0 | 0 | 0 | 0
Scenario 1: Reference | SDG&E | Com | WaterHeat | Com ¦ Low-flow Pre-Rinse Spray Valve - Hot-Dry | Com - School | Energy Efficiency | 11596.3406 | 11906.7757 | 12226.5498 | 12558.1578 | 12904.7221 | 13262.91 | 13635.6192 | 14024.8822 | 14432.2137 | 14856.9475 | 15301.2546 | 15765.5568 | 16250.4693
Scenario 1: Reference | SDG&E | Com | WaterHeat | Com ¦ Com Hot Water Pipe Insulation - Hot-Dry | Com - School | Energy Efficiency | 3845473.6346 | 3945440.9139 | 4048012.973 | 4154109.285 | 4264096.5059 | 4378265.7429 | 4496970.2342 | 4620527.3487 | 0 | 0 | 5022437.0805 | 5168043.2531 | 5320167.716
Scenario 1: Reference | SDG&E | Com | WaterHeat | Com ¦ Com Efficient Tankless Gas Water Heater (0.87 UEF - High Draw) - ZEAS 2030 - Marine | Com - School | Energy Efficiency | 47650.5554 | 49887.8432 | 52254.2264 | 54757.5717 | 57641.6896 | 0 | 0 | 0 | 0 | 0 | 0 | 0 | 0
Scenario 1: Reference | SDG&E | Com | WaterHeat | Com ¦ Com Efficient Tankless Gas Water Heater (0.87 UEF - High Draw) - ZEAS 2030 - Hot-Dry | Com - School | Energy Efficiency | 126253.5193 | 132181.339 | 138451.1983 | 145083.9407 | 152725.5688 | 0 | 0 | 0 | 0 | 0 | 0 | 0 | 0
Scenario 1: Reference | SDG&E | Com | WaterHeat | Com ¦ Com Heat Pump Water Heater (3.75 UEF - 50 Gal) - Fuel Sub - ZEAS 2030 - Marine | Com - School | Fuel Substitution | 3562214.6028 | 3681076.2406 | 3810386.0123 | 3951147.5399 | 4090702.2599 | 2154066.1541 | 2165768.8009 | 2160157.9536 | 2149537.0199 | 2131161.3134 | 2129128.5968 | 2116388.2933 | 2100461.2334
Scenario 1: Reference | SDG&E | Com | WaterHeat | Com ¦ Com Heat Pump Water Heater (3.75 UEF - 50 Gal) - Fuel Sub - ZEAS 2030 - Hot-Dry | Com - School | Fuel Substitution | 9236969.1309 | 9552138.7355 | 9894983.3422 | 10268160.8382 | 10638091.8064 | 5495519.5335 | 5527232.6839 | 5513299.7886 | 5486155.2155 | 5438563.4178 | 5434051.143 | 5401307.4475 | 5360158.8284
Scenario 1: Reference | SDG&E | Com | WaterHeat | Com ¦ Com Efficient Tankless Gas Water Heater (0.87 UEF - High Draw) - Panel Upgrade - ZEAS 2030 - Marine | Com - School | Energy Efficiency | 39534.252 | 41390.4633 | 43353.7812 | 45430.7325 | 47823.5996 | 0 | 0 | 0 | 0 | 0 | 0 | 0 | 0
Scenario 1: Reference | SDG&E | Com | WaterHeat | Com ¦ Com Efficient Tankless Gas Water Heater (0.87 UEF - High Draw) - Panel Upgrade - ZEAS 2030 - Hot-Dry | Com - School | Energy Efficiency | 104748.799 | 109666.9351 | 114868.8513 | 120371.8409 | 126711.873 | 0 | 0 | 0 | 0 | 0 | 0 | 0 | 0
Scenario 1: Reference | SDG&E | Com | WaterHeat | Com ¦ Com Heat Pump Water Heater (3.75 UEF - 50 Gal) - Fuel Sub - Panel Upgrade - ZEAS 2030 - Marine | Com - School | Fuel Substitution | 2955463.7639 | 3054079.7381 | 3161364.219 | 3278149.882 | 3393934.2926 | 1787164.7762 | 1796874.115 | 1792218.9615 | 1783407.0879 | 1768161.3095 | 1766474.8248 | 1755904.573 | 1742690.364
Scenario 1: Reference | SDG&E | Com | WaterHeat | Com ¦ Com Heat Pump Water Heater (3.75 UEF - 50 Gal) - Fuel Sub - Panel Upgrade - ZEAS 2030 - Hot-Dry | Com - School | Fuel Substitution | 7663639.224 | 7925126.0937 | 8209574.0916 | 8519188.3877 | 8826109.1361 | 4559469.5031 | 4585780.963 | 4574221.2532 | 4551700.2063 | 4512214.7038 | 4508471.0032 | 4481304.5306 | 4447164.7422
Scenario 1: Reference | SDG&E | Com | WaterHeat | Com ¦ Com Heat Pump Water Heater (100+ Gal, 200+ kBtuh - 4.3 COP) - Fuel Sub - ZEAS 2030 - Marine | Com - School | Fuel Substitution | 154851.3861 | 160446.079 | 166486.601 | 173016.5412 | 179531.4413 | 0 | 0 | 0 | 0 | 0 | 0 | 0 | 0
Scenario 1: Reference | SDG&E | Com | WaterHeat | Com ¦ Com Heat Pump Water Heater (100+ Gal, 200+ kBtuh - 4.3 COP) - Fuel Sub - ZEAS 2030 - Hot-Dry | Com - School | Fuel Substitution | 819324.4456 | 848946.4665 | 880929.7864 | 915505.2543 | 950000.0934 | 0 | 0 | 0 | 0 | 0 | 0 | 0 | 0
Scenario 1: Reference | SDG&E | Com | WaterHeat | Com ¦ Com Heat Pump Water Heater (100+ Gal, 200+ kBtuh - 4.3 COP) - Fuel Sub - Panel Upgrade - ZEAS 2030 - Marine | Com - School | Fuel Substitution | 128475.6005 | 133117.3513 | 138128.9931 | 143546.6908 | 148951.9101 | 0 | 0 | 0 | 0 | 0 | 0 | 0 | 0
Scenario 1: Reference | SDG&E | Com | WaterHeat | Com ¦ Com Heat Pump Water Heater (100+ Gal, 200+ kBtuh - 4.3 COP) - Fuel Sub - Panel Upgrade - ZEAS 2030 - Hot-Dry | Com - School | Fuel Substitution | 679769.1829 | 704345.6948 | 730881.3063 | 759567.5461 | 788186.8907 | 0 | 0 | 0 | 0 | 0 | 0 | 0 | 0
Scenario 1: Reference | SDG&E | Com | WaterHeat | Com ¦ Efficient Gas Water Heating Boiler (0.92 UEF) - ZEAS 2030 - Hot-Dry | Com - School | Energy Efficiency | 1461178.4456 | 1503482.1046 | 1547490.7193 | 1593364.1827 | 1641494.7071 | 0 | 0 | 0 | 0 | 0 | 0 | 0 | 0
Scenario 1: Reference | SDG&E | Com | ComRefrig | Com ¦ Efficient Refrigerated Display Case - Marine | Com - School | Energy Efficiency | 0 | 0 | 0 | 0 | 0 | 0 | 0 | 0 | 0 | 0 | 0 | 0 | 0
Scenario 1: Reference | SDG&E | Com | ComRefrig | Com ¦ Efficient Refrigerated Display Case - Hot-Dry | Com - School | Energy Efficiency | 0 | 0 | 0 | 0 | 0 | 0 | 0 | 0 | 0 | 0 | 0 | 0 | 0
Scenario 1: Reference | SDG&E | Com | ComRefrig | Com ¦ Refrigerated Display Case LED Lighting | Com - School | Energy Efficiency | 6948.6156 | 7043.561 | 7107.6902 | 7141.9775 | 7194.1151 | 7270.0116 | 7281.5405 | 7256.7175 | 7225.0256 | 7171.3167 | 7164.51 | 7126.5312 | 7079.2143
Scenario 1: Reference | SDG&E | Com | ComRefrig | Com ¦ Efficient EC or PMS Motor Retrofit - Marine | Com - School | Energy Efficiency | 416.5356 | 412.0422 | 404.6543 | 394.8521 | 387.4096 | 386.8182 | 383.5852 | 378.1727 | 372.6978 | 366.9771 | 362.2929 | 354.4389 | 346.9468
Scenario 1: Reference | SDG&E | Com | ComRefrig | Com ¦ Efficient EC or PMS Motor Retrofit - Hot-Dry | Com - School | Energy Efficiency | 2217.1577 | 2193.2401 | 2153.9152 | 2101.7395 | 2062.1242 | 2058.9765 | 2041.7674 | 2012.9578 | 1983.8157 | 1953.3653 | 1928.432 | 1886.6259 | 1846.7467
Scenario 1: Reference | SDG&E | Com | FoodServ | Com ¦ ENERGY STAR Dishwasher - Tier 1 | Com - School | Energy Efficiency | 0 | 0 | 0 | 0 | 0 | 0 | 0 | 0 | 0 | 0 | 0 | 0 | 0
Scenario 1: Reference | SDG&E | Com | FoodServ | Com ¦ ENERGY STAR Dishwasher - Tier 2 | Com - School | Energy Efficiency | 496652.0443 | 508644.1865 | 520573.8792 | 532518.3058 | 545422.6952 | 559354.3768 | 572864.2497 | 586428.3534 | 600582.6092 | 615081.4133 | 630950.8904 | 646980.6819 | 663662.9135
Scenario 1: Reference | SDG&E | Com | FoodServ | Com ¦ ENERGY STAR Combination Oven - Electric | Com - School | Energy Efficiency | 248779.2016 | 251501.3484 | 253159.0111 | 254129.8161 | 256601.7931 | 260990.3669 | 262580.0304 | 262066.0714 | 260671.5217 | 258099.3731 | 257290.1088 | 254866.8932 | 252188.6704
Scenario 1: Reference | SDG&E | Com | FoodServ | Com ¦ ENERGY STAR Conveyor Broiler - Gas | Com - School | Energy Efficiency | 53929.9592 | 55276.1685 | 56631.9249 | 58016.3419 | 59517.7235 | 61137.0813 | 62721.1277 | 64302.5657 | 65929.8252 | 67589.1822 | 69392.0564 | 71222.0479 | 73129.1526
Scenario 1: Reference | SDG&E | Com | FoodServ | Com ¦ ENERGY STAR Conveyor Oven - Gas | Com - School | Energy Efficiency | 187258.4798 | 192437.5418 | 197810.1508 | 203400.7912 | 209258.4222 | 215327.1226 | 221654.629 | 228275.7196 | 235213.9149 | 242455.3767 | 250035.8819 | 257962.1745 | 266244.5929
Scenario 1: Reference | SDG&E | Com | FoodServ | Com ¦ ENERGY STAR Convection Oven - Electric | Com - School | Energy Efficiency | 490905.1448 | 504482.2505 | 518566.747 | 533222.8209 | 548578.8208 | 564488.1471 | 581075.9431 | 598433.381 | 616622.1207 | 635605.8851 | 655478.4644 | 676257.5386 | 697970.2097
Scenario 1: Reference | SDG&E | Com | FoodServ | Com ¦ High Performance Conveyor Toaster | Com - School | Energy Efficiency | 301755.0167 | 305056.8258 | 307067.4764 | 308245.0076 | 311243.3751 | 316566.4655 | 318494.6367 | 317871.2338 | 316179.7244 | 313059.8544 | 312078.2628 | 309139.0402 | 305890.5083
Scenario 1: Reference | SDG&E | Com | FoodServ | Com ¦ ENERGY STAR Rack Oven - Gas | Com - School | Energy Efficiency | 79821.5795 | 82029.228 | 84319.3787 | 86702.4684 | 89199.3666 | 91786.2361 | 94483.4253 | 97305.759 | 100263.263 | 103350.0387 | 106581.3364 | 109960.0309 | 113490.529
Scenario 1: Reference | SDG&E | Com | FoodServ | Com ¦ Electric Deck Oven (60% cooking efficiency) | Com - School | Energy Efficiency | 4989.8407 | 5044.4397 | 5077.6879 | 5097.1596 | 5146.7408 | 5234.7638 | 5266.6482 | 5256.3395 | 5228.3686 | 5176.7783 | 5160.5466 | 5111.9434 | 5058.2255
Scenario 1: Reference | SDG&E | Com | FoodServ | Com ¦ Demand Controlled Ventilation (DCV) Exhaust Hood | Com - School | Energy Efficiency | 47917.2828 | 49033.5452 | 49983.1481 | 50791.0738 | 52043.0216 | 53620.9845 | 54984.8922 | 56310.8581 | 57825.8133 | 59327.9166 | 61100.6601 | 62673.5467 | 64297.3562
Scenario 1: Reference | SDG&E | Com | FoodServ | Com ¦ ENERGY STAR Ice Machine | Com - School | Energy Efficiency | 35170.4942 | 35597.3083 | 35857.6074 | 35985.5602 | 36377.814 | 37163.0158 | 37551.0404 | 37641.1215 | 37620.9107 | 37368.5005 | 37291.81 | 36891.8836 | 36449.3463
Scenario 1: Reference | SDG&E | Com | FoodServ | Com ¦ ENERGY STAR Griddle - Electric | Com - School | Energy Efficiency | 9751.5744 | 9858.2763 | 9923.2529 | 9961.3063 | 10058.2021 | 10230.2241 | 10292.5353 | 10272.3893 | 10217.7261 | 10116.9038 | 10085.1825 | 9990.198 | 9885.2178
Scenario 1: Reference | SDG&E | Com | FoodServ | Com ¦ ENERGY STAR Fryer - Tier 1 Gas | Com - School | Energy Efficiency | 3439.0086 | 3595.105 | 3759.6942 | 3933.4176 | 4133.8194 | 4327.402 | 4531.0433 | 4754.8514 | 5004.2156 | 5265.3436 | 5548.9322 | 5850.1029 | 6165.295
Scenario 1: Reference | SDG&E | Com | FoodServ | Com ¦ ENERGY STAR Fryer - Fuel Sub | Com - School | Fuel Substitution | 529455.6489 | 548428.1357 | 569402.6778 | 592054.9524 | 614025.071 | 634807.2542 | 659818.5319 | 688359.0123 | 719115.2579 | 752442.4449 | 785127.2995 | 821016.4398 | 858652.829
Scenario 1: Reference | SDG&E | Com | FoodServ | Com ¦ ENERGY STAR Steamer - Gas | Com - School | Energy Efficiency | 5117.4432 | 5350.508 | 5596.3822 | 5855.9827 | 6155.4178 | 6444.8124 | 6749.3012 | 7083.9595 | 7456.8353 | 7847.3858 | 8271.5743 | 8722.1436 | 9193.7916
Scenario 1: Reference | SDG&E | Com | FoodServ | Com ¦ ENERGY STAR Steamer - Fuel Sub | Com - School | Fuel Substitution | 228094.0368 | 235305.53 | 243075.3227 | 251344.1113 | 259586.6896 | 267696.0853 | 276904.3734 | 287061.9565 | 297879.6021 | 309446.1062 | 321043.8374 | 333551.9668 | 346651.8466
Scenario 1: Reference | SDG&E | Com | FoodServ | Com ¦ ENERGY STAR Convection Oven - Gas | Com - School | Energy Efficiency | 7730.4096 | 8082.4773 | 8453.8948 | 8846.0473 | 9298.3741 | 9735.5335 | 10195.4943 | 10701.029 | 11264.2952 | 11854.2608 | 12495.0399 | 13175.6699 | 13888.1414
Scenario 1: Reference | SDG&E | Com | FoodServ | Com ¦ ENERGY STAR Convection Oven - Fuel Sub | Com - School | Fuel Substitution | 474709.5305 | 492076.0567 | 511350.1361 | 532211.2379 | 552361.72 | 571307.0757 | 594311.6553 | 620691.7468 | 649167.4176 | 680080.8697 | 710304.5097 | 743574.9559 | 778471.5237
Scenario 1: Reference | SDG&E | Com | FoodServ | Com ¦ ENERGY STAR Griddle - Gas | Com - School | Energy Efficiency | 3730.0785 | 3899.9582 | 4079.1747 | 4268.3962 | 4486.6529 | 4697.5912 | 4919.5315 | 5163.4622 | 5435.2495 | 5719.9198 | 6029.1087 | 6357.5263 | 6701.3082
Scenario 1: Reference | SDG&E | Com | FoodServ | Com ¦ ENERGY STAR Griddle - Fuel Sub | Com - School | Fuel Substitution | 271884.0141 | 282277.0328 | 293903.786 | 306543.365 | 318651.6973 | 329894.0718 | 343796.9412 | 359898.1977 | 377336.3781 | 396337.283 | 414800.1606 | 435226.2431 | 456658.391
Scenario 1: Reference | SDG&E | Com | FoodServ | Com ¦ ENERGY STAR Combination Oven - Gas | Com - School | Energy Efficiency | 248.1453 | 259.4466 | 271.3691 | 283.9572 | 298.4768 | 312.5096 | 327.2743 | 343.5019 | 361.5826 | 380.5205 | 401.0894 | 422.9376 | 445.8078
Scenario 1: Reference | SDG&E | Com | FoodServ | Com ¦ ENERGY STAR Combination Oven - Fuel Sub | Com - School | Fuel Substitution | 12689.7609 | 13253.8881 | 13900.5944 | 14612.9613 | 15278.5386 | 15872.5899 | 16650.2279 | 17577.4009 | 18591.1727 | 19707.3587 | 20773.1289 | 21969.1515 | 23225.3584
Scenario 1: Reference | SDG&E | Com | FoodServ | Com ¦ ENERGY STAR Fryer - Tier 1 Gas - Panel Upgrade | Com - School | Energy Efficiency | 5658.8978 | 5915.7548 | 6186.5867 | 6472.4491 | 6802.2108 | 7120.7515 | 7455.8438 | 7824.1205 | 8234.4501 | 8664.1368 | 9130.7826 | 9626.3598 | 10145.0093
Scenario 1: Reference | SDG&E | Com | FoodServ | Com ¦ ENERGY STAR Fryer - Fuel Sub - Panel Upgrade | Com - School | Fuel Substitution | 871220.6709 | 902439.9481 | 936953.6127 | 974227.9904 | 1010379.8787 | 1044577.0161 | 1085733.1398 | 1132696.5758 | 1183306.0592 | 1238146.0336 | 1291929.0484 | 1350984.7236 | 1412915.5017
Scenario 1: Reference | SDG&E | Com | FoodServ | Com ¦ ENERGY STAR Steamer - Gas - Panel Upgrade | Com - School | Energy Efficiency | 8420.7663 | 8804.2751 | 9208.8617 | 9636.035 | 10128.7564 | 10604.9559 | 11105.993 | 11656.6741 | 12270.2422 | 12912.8941 | 13610.8974 | 14352.3103 | 15128.4084
Scenario 1: Reference | SDG&E | Com | FoodServ | Com ¦ ENERGY STAR Steamer - Fuel Sub - Panel Upgrade | Com - School | Fuel Substitution | 375329.3409 | 387195.8721 | 399981.0865 | 413587.4 | 427150.5844 | 440494.6165 | 455646.8789 | 472361.2088 | 490161.6732 | 509194.3864 | 528278.4837 | 548860.6438 | 570416.5307
Scenario 1: Reference | SDG&E | Com | FoodServ | Com ¦ ENERGY STAR Convection Oven - Gas - Panel Upgrade | Com - School | Energy Efficiency | 12720.4094 | 13299.7378 | 13910.9063 | 14556.1943 | 15300.4991 | 16019.8461 | 16776.7128 | 17608.5716 | 18535.4276 | 19506.2175 | 20560.6212 | 21680.5996 | 22852.9734
Scenario 1: Reference | SDG&E | Com | FoodServ | Com ¦ ENERGY STAR Convection Oven - Fuel Sub - Panel Upgrade | Com - School | Fuel Substitution | 781135.7882 | 809712.4531 | 841428.0018 | 875754.9999 | 908912.6715 | 940087.3045 | 977941.4011 | 1021349.9113 | 1068206.703 | 1119074.8702 | 1168807.9499 | 1223554.5571 | 1280976.9517
Scenario 1: Reference | SDG&E | Com | FoodServ | Com ¦ ENERGY STAR Griddle - Gas - Panel Upgrade | Com - School | Energy Efficiency | 6137.854 | 6417.3916 | 6712.2927 | 7023.6572 | 7382.7993 | 7729.8987 | 8095.1021 | 8496.4908 | 8943.7175 | 9412.1432 | 9920.9142 | 10461.3264 | 11027.0204
Scenario 1: Reference | SDG&E | Com | FoodServ | Com ¦ ENERGY STAR Griddle - Fuel Sub - Panel Upgrade | Com - School | Fuel Substitution | 447385.8644 | 464487.6042 | 483619.4574 | 504417.9181 | 524342.2109 | 542841.5679 | 565718.7763 | 592213.4364 | 620908.0084 | 652174.0477 | 682554.7617 | 716165.9344 | 751432.5905
Scenario 1: Reference | SDG&E | Com | FoodServ | Com ¦ ENERGY STAR Combination Oven - Gas - Panel Upgrade | Com - School | Energy Efficiency | 408.3238 | 426.9201 | 446.5386 | 467.2522 | 491.1444 | 514.2353 | 538.5306 | 565.2332 | 594.9852 | 626.1475 | 659.9937 | 695.9449 | 733.578
Scenario 1: Reference | SDG&E | Com | FoodServ | Com ¦ ENERGY STAR Combination Oven - Fuel Sub - Panel Upgrade | Com - School | Fuel Substitution | 20881.0351 | 21809.3079 | 22873.4648 | 24045.6664 | 25140.8757 | 26118.3887 | 27397.994 | 28923.6597 | 30591.8238 | 32428.5109 | 34182.2385 | 36150.2969 | 38217.3887
Scenario 1: Reference | PG&E | Com | BldgEnv | Com ¦ Com Wall Insulation (R13) - Marine | Com - Warehouse | Energy Efficiency | 5117450.9487 | 5353543.7371 | 5600205.7258 | 5859387.6424 | 6135486.8322 | 6431712.9948 | 6743438.1497 | 7072296.3595 | 7419663.774 | 7787180.3335 | 8175931.1932 | 8585208.122 | 9018933.6344
Scenario 1: Reference | PG&E | Com | BldgEnv | Com ¦ Com Wall Insulation (R14) - Marine | Com - Warehouse | Energy Efficiency | 20722.8159 | 21675.9361 | 22931.9607 | 24435.5129 | 26053.4857 | 27883.7562 | 29588.9419 | 31582.9259 | 33292.5115 | 35328.8349 | 37339.5949 | 39529.5568 | 41945.1468
Scenario 1: Reference | PG&E | Com | BldgEnv | Com ¦ Com Wall Insulation (R14) - Hot-Dry | Com - Warehouse | Energy Efficiency | 4985213.161 | 5198350.7989 | 5417337.9015 | 5645472.1828 | 5896517.756 | 6180082.9388 | 6474999.661 | 6784346.606 | 7109386.3626 | 7453285.4788 | 7816109.6847 | 8191098.2294 | 8588560.9967
Scenario 1: Reference | PG&E | Com | BldgEnv | Com ¦ Com Wall Insulation (R14) - Cold | Com - Warehouse | Energy Efficiency | 23714.2672 | 24802.8397 | 25939.8021 | 27134.5398 | 28410.0033 | 29783.919 | 31227.6211 | 32750.8072 | 34357.7199 | 36058.6113 | 37856.9051 | 39748.1384 | 41752.699
Scenario 1: Reference | PG&E | Com | HVAC | Com ¦ Small Unitary Heat Pump (SEER 16) - Marine | Com - Warehouse | Energy Efficiency | 185334.6688 | 188724.8221 | 190993.6943 | 192346.3948 | 194876.132 | 200590.0838 | 204928.3691 | 208785.1687 | 0 | 0 | 0 | 0 | 0
Scenario 1: Reference | PG&E | Com | HVAC | Com ¦ Small Unitary Heat Pump (SEER 17) - Marine | Com - Warehouse | Energy Efficiency | 0 | 0 | 0 | 0 | 0 | 0 | 0 | 0 | 0 | 0 | 0 | 0 | 0
Scenario 1: Reference | PG&E | Com | HVAC | Com ¦ Small Unitary Heat Pump (SEER 17) - Hot-Dry | Com - Warehouse | Energy Efficiency | 196606.3321 | 200202.6674 | 202609.5276 | 204044.4966 | 206728.087 | 212789.5493 | 217391.68 | 221483.0419 | 0 | 0 | 0 | 0 | 0
Scenario 1: Reference | PG&E | Com | HVAC | Com ¦ Small Unitary Heat Pump (SEER 17) - Cold | Com - Warehouse | Energy Efficiency | 625.6278 | 637.0718 | 644.7308 | 649.297 | 657.8366 | 677.125 | 691.7696 | 704.7888 | 0 | 0 | 0 | 0 | 0
Scenario 1: Reference | PG&E | Com | HVAC | Com ¦ Small Unitary Heat Pump (SEER 18) - Hot-Dry | Com - Warehouse | Energy Efficiency | 0 | 0 | 0 | 0 | 0 | 0 | 0 | 0 | 0 | 0 | 0 | 0 | 0
Scenario 1: Reference | PG&E | Com | HVAC | Com ¦ Small Unitary Heat Pump (SEER 18) - Cold | Com - Warehouse | Energy Efficiency | 0 | 0 | 0 | 0 | 0 | 0 | 0 | 0 | 0 | 0 | 0 | 0 | 0
Scenario 1: Reference | PG&E | Com | HVAC | Com ¦ Small Unitary AC (SEER 16) - Marine | Com - Warehouse | Energy Efficiency | 0 | 0 | 0 | 0 | 0 | 0 | 0 | 0 | 1771363.7283 | 1834095.4825 | 1903544.5043 | 1971129.323 | 2042009.9194
Scenario 1: Reference | PG&E | Com | HVAC | Com ¦ Small Unitary AC (SEER 17) - Marine | Com - Warehouse | Energy Efficiency | 1372947.034 | 1417370.7407 | 1459226.9749 | 1499433.7163 | 1546307.7192 | 1607990.8316 | 1666343.4238 | 1725346.5344 | 0 | 0 | 0 | 0 | 0
Scenario 1: Reference | PG&E | Com | HVAC | Com ¦ Small Unitary AC (SEER 17) - Hot-Dry | Com - Warehouse | Energy Efficiency | 0 | 0 | 0 | 0 | 0 | 0 | 0 | 0 | 1753388.6847 | 1813892.9878 | 1881122.8668 | 1946078.6163 | 2014127.8414
Scenario 1: Reference | PG&E | Com | HVAC | Com ¦ Small Unitary AC (SEER 18) - Hot-Dry | Com - Warehouse | Energy Efficiency | 1401173.8598 | 1444992.674 | 1485740.0119 | 1524400.0157 | 1570025.7043 | 1631455.2384 | 1688946.3896 | 1746769.8478 | 0 | 0 | 0 | 0 | 0
Scenario 1: Reference | PG&E | Com | HVAC | Com ¦ Small Unitary AC (SEER 18) - Cold | Com - Warehouse | Energy Efficiency | 5422.9649 | 5629.3186 | 5834.7104 | 6041.8043 | 6271.9506 | 6546.5485 | 6818.9643 | 7100.6952 | 7392.0087 | 7699.4858 | 8032.7981 | 8370.6483 | 8727.102
Scenario 1: Reference | PG&E | Com | HVAC | Com ¦ Ductless Mini Split Heat Pump (SEER 18) - Hot-Dry | Com - Warehouse | Energy Efficiency | 31765.3276 | 32564.0364 | 33220.4094 | 33773.5016 | 34528.2864 | 35630.348 | 36466.2631 | 37210.1786 | 37892.9645 | 38549.7174 | 39423.8078 | 40079.7099 | 40722.2873
Scenario 1: Reference | PG&E | Com | HVAC | Com ¦ Ductless Mini Split Heat Pump (SEER 18) - Marine | Com - Warehouse | Energy Efficiency | 35491.6103 | 36384.013 | 37117.3829 | 37735.3564 | 38578.6824 | 39810.0231 | 40743.9966 | 41575.1783 | 42338.0595 | 43071.8539 | 44048.4808 | 44781.3246 | 45499.2805
Scenario 1: Reference | PG&E | Com | HVAC | Com ¦ Ductless Mini Split Heat Pump (SEER 18) - Cold | Com - Warehouse | Energy Efficiency | 79.2705 | 81.2636 | 82.9016 | 84.2819 | 86.1654 | 88.9156 | 91.0017 | 92.8581 | 94.562 | 96.2009 | 98.3822 | 100.019 | 101.6226
Scenario 1: Reference | PG&E | Com | HVAC | Com ¦ HVAC Energy Management System (Elec SC and Gas SH) - Marine | Com - Warehouse | Energy Efficiency | 36943.7491 | 38095.0067 | 39615.0711 | 41402.5479 | 43419.4991 | 46023.0069 | 48210.7254 | 50737.7791 | 0 | 0 | 57497.7874 | 59951.908 | 62657.7172
Scenario 1: Reference | PG&E | Com | HVAC | Com ¦ HVAC Energy Management System (Elec SC and Gas SH) - Hot-Dry | Com - Warehouse | Energy Efficiency | 27609.9896 | 28463.0726 | 29589.4698 | 30913.3865 | 32409.2463 | 34346.4851 | 35970.4073 | 37845.6108 | 0 | 0 | 0 | 0 | 46668.4613
Scenario 1: Reference | PG&E | Com | HVAC | Com ¦ HVAC Energy Management System (Elec SC and Gas SH) - Cold | Com - Warehouse | Energy Efficiency | 114.7513 | 119.3211 | 125.014 | 131.6782 | 138.9203 | 147.9344 | 155.9291 | 165.0761 | 172.8686 | 181.9619 | 191.0727 | 200.7676 | 211.3412
Scenario 1: Reference | PG&E | Com | HVAC | Com ¦ Large Packaged Heat Pump (IEER 14.0) - Fuel Sub - ZEAS 2030 - Marine | Com - Warehouse | Fuel Substitution | 1593442.7637 | 1692251.0661 | 1801323.6576 | 1920203.8584 | 2041739.8792 | 0 | 0 | 0 | 0 | 0 | 0 | 0 | 0
Scenario 1: Reference | PG&E | Com | HVAC | Com ¦ Large Packaged Heat Pump (IEER 14.0) - Fuel Sub - ZEAS 2030 - Hot-Dry | Com - Warehouse | Fuel Substitution | 1324324.5003 | 1405373.4247 | 1494649.1786 | 1591814.0733 | 1691301.7153 | 0 | 0 | 0 | 0 | 0 | 0 | 0 | 0
Scenario 1: Reference | PG&E | Com | HVAC | Com ¦ Large Packaged Heat Pump (IEER 14.0) - Fuel Sub - ZEAS 2030 - Cold | Com - Warehouse | Fuel Substitution | 7659.3039 | 8139.1955 | 8671.9402 | 9254.6861 | 9847.709 | 0 | 0 | 0 | 0 | 0 | 0 | 0 | 0
Scenario 1: Reference | PG&E | Com | HVAC | Com ¦ Large Packaged Heat Pump (IEER 14.0) - Fuel Sub - Panel Upgrade - ZEAS 2030 - Marine | Com - Warehouse | Fuel Substitution | 364103.6291 | 386681.4475 | 411604.6687 | 438768.9406 | 466540.0707 | 0 | 0 | 0 | 0 | 0 | 0 | 0 | 0
Scenario 1: Reference | PG&E | Com | HVAC | Com ¦ Large Packaged Heat Pump (IEER 14.0) - Fuel Sub - Panel Upgrade - ZEAS 2030 - Hot-Dry | Com - Warehouse | Fuel Substitution | 302609.7753 | 321129.5541 | 341529.1735 | 363731.4713 | 386464.5197 | 0 | 0 | 0 | 0 | 0 | 0 | 0 | 0
Scenario 1: Reference | PG&E | Com | HVAC | Com ¦ Large Packaged Heat Pump (IEER 14.0) - Fuel Sub - Panel Upgrade - ZEAS 2030 - Cold | Com - Warehouse | Fuel Substitution | 1750.1604 | 1859.8162 | 1981.549 | 2114.7072 | 2250.2136 | 0 | 0 | 0 | 0 | 0 | 0 | 0 | 0
Scenario 1: Reference | PG&E | Com | HVAC | Com ¦ Small Packaged Heat Pump (SEER 17) - Fuel Sub - ZEAS 2030 - Marine | Com - Warehouse | Fuel Substitution | 0 | 0 | 0 | 0 | 0 | 0 | 0 | 0 | 0 | 0 | 0 | 0 | 0
Scenario 1: Reference | PG&E | Com | HVAC | Com ¦ Small Packaged Heat Pump (SEER 18) - Fuel Sub - ZEAS 2030 - Marine | Com - Warehouse | Fuel Substitution | 517378.5584 | 543900.8045 | 572100.6257 | 602064.1127 | 633561.4894 | 0 | 0 | 0 | 0 | 0 | 0 | 0 | 0
Scenario 1: Reference | PG&E | Com | HVAC | Com ¦ Small Packaged Heat Pump (SEER 18) - Fuel Sub - ZEAS 2030 - Hot-Dry | Com - Warehouse | Fuel Substitution | 462034.5991 | 485450.3257 | 510293.9877 | 536651.6264 | 564402.3432 | 0 | 0 | 0 | 0 | 0 | 0 | 0 | 0
Scenario 1: Reference | PG&E | Com | HVAC | Com ¦ Small Packaged Heat Pump (SEER 18) - Fuel Sub - ZEAS 2030 - Cold | Com - Warehouse | Fuel Substitution | 2151.8313 | 2269.5252 | 2396.8046 | 2533.6265 | 2675.5565 | 0 | 0 | 0 | 0 | 0 | 0 | 0 | 0
Scenario 1: Reference | PG&E | Com | HVAC | Com ¦ Small Packaged Heat Pump (SEER 17) - Fuel Sub - Panel Upgrade - ZEAS 2030 - Marine | Com - Warehouse | Fuel Substitution | 0 | 0 | 0 | 0 | 0 | 0 | 0 | 0 | 0 | 0 | 0 | 0 | 0
Scenario 1: Reference | PG&E | Com | HVAC | Com ¦ Small Packaged Heat Pump (SEER 18) - Fuel Sub - Panel Upgrade - ZEAS 2030 - Marine | Com - Warehouse | Fuel Substitution | 118221.6362 | 124282.002 | 130725.6958 | 137572.3894 | 144769.5787 | 0 | 0 | 0 | 0 | 0 | 0 | 0 | 0
Scenario 1: Reference | PG&E | Com | HVAC | Com ¦ Small Packaged Heat Pump (SEER 18) - Fuel Sub - Panel Upgrade - ZEAS 2030 - Hot-Dry | Com - Warehouse | Fuel Substitution | 105575.4735 | 110925.9958 | 116602.8031 | 122625.5559 | 128966.6288 | 0 | 0 | 0 | 0 | 0 | 0 | 0 | 0
Scenario 1: Reference | PG&E | Com | HVAC | Com ¦ Small Packaged Heat Pump (SEER 18) - Fuel Sub - Panel Upgrade - ZEAS 2030 - Cold | Com - Warehouse | Fuel Substitution | 491.6961 | 518.5893 | 547.6728 | 578.9368 | 611.3679 | 0 | 0 | 0 | 0 | 0 | 0 | 0 | 0
Scenario 1: Reference | PG&E | Com | WaterHeat | Com ¦ Com Heat Pump Water Heater (3.3 UEF - 50 Gal) - Marine | Com - Warehouse | Energy Efficiency | 523246.0006 | 544688.7333 | 565375.5756 | 585460.9863 | 609244.8417 | 635799.3061 | 655426.9672 | 671770.8653 | 685946.7315 | 699084.0365 | 718273.0078 | 734493.9389 | 749794.5064
Scenario 1: Reference | PG&E | Com | WaterHeat | Com ¦ Com Heat Pump Water Heater (3.3 UEF - 50 Gal) - Hot-Dry | Com - Warehouse | Energy Efficiency | 386385.0472 | 402242.5637 | 417540.0787 | 432392.001 | 449981.3157 | 469621.1445 | 484133.5754 | 496214.8993 | 506691.4667 | 516398.8394 | 530585.6069 | 542575.0624 | 553882.9097
Scenario 1: Reference | PG&E | Com | WaterHeat | Com ¦ Com Heat Pump Water Heater (3.3 UEF - 50 Gal) - Cold | Com - Warehouse | Energy Efficiency | 1071.137 | 1115.1237 | 1157.5558 | 1198.751 | 1247.5419 | 1302.0225 | 1342.2749 | 1375.7807 | 1404.8336 | 1431.7515 | 1471.0991 | 1504.3491 | 1535.7072
Scenario 1: Reference | PG&E | Com | WaterHeat | Com ¦ Com Hot Water Tank Insulation - Marine | Com - Warehouse | Energy Efficiency | 214955.2734 | 225064.8144 | 235620.2097 | 246718.6439 | 258401.3986 | 270707.1399 | 283689.634 | 297401.8292 | 311887.3726 | 327192.0347 | 343361.201 | 360472.356 | 378608.8518
Scenario 1: Reference | PG&E | Com | WaterHeat | Com ¦ Com Hot Water Tank Insulation - Hot-Dry | Com - Warehouse | Energy Efficiency | 151466.079 | 158589.6657 | 166027.4192 | 173847.8197 | 182079.9557 | 190751.0729 | 199899.0573 | 209561.2182 | 219768.3111 | 230552.5879 | 241946.0289 | 254003.2328 | 266782.9327
Scenario 1: Reference | PG&E | Com | WaterHeat | Com ¦ Com Hot Water Tank Insulation - Cold | Com - Warehouse | Energy Efficiency | 309.0823 | 323.6187 | 338.7962 | 354.7545 | 371.5531 | 389.2474 | 407.9148 | 427.6314 | 448.4601 | 470.4665 | 493.716 | 518.32 | 544.3983
Scenario 1: Reference | PG&E | Com | WaterHeat | Com ¦ Faucet Aerators (Gas WH) - Marine | Com - Warehouse | Energy Efficiency | 242720.6328 | 254136.9395 | 266052.7754 | 278581.1245 | 291768.7088 | 305657.8134 | 320310.3699 | 335785.8425 | 0 | 0 | 0 | 0 | 0
Scenario 1: Reference | PG&E | Com | WaterHeat | Com ¦ Faucet Aerators (Gas WH) - Hot-Dry | Com - Warehouse | Energy Efficiency | 0 | 0 | 0 | 0 | 0 | 0 | 215930.8288 | 226363.309 | 0 | 0 | 0 | 0 | 0
Scenario 1: Reference | PG&E | Com | WaterHeat | Com ¦ Faucet Aerators (Gas WH) - Cold | Com - Warehouse | Energy Efficiency | 376.339 | 394.04 | 412.5155 | 431.9407 | 452.3881 | 473.9232 | 496.642 | 520.6368 | 0 | 0 | 0 | 0 | 0
Scenario 1: Reference | PG&E | Com | WaterHeat | Com ¦ Faucet Aerators (Elec WH) - Marine | Com - Warehouse | Energy Efficiency | 21764.8265 | 23073.1119 | 23407.4914 | 23217.0385 | 24760.7126 | 27335.3259 | 28902.5689 | 29970.701 | 0 | 0 | 0 | 0 | 0
Scenario 1: Reference | PG&E | Com | WaterHeat | Com ¦ Faucet Aerators (Elec WH) - Hot-Dry | Com - Warehouse | Energy Efficiency | 15489.5853 | 16420.6655 | 16658.6366 | 16523.0951 | 17621.6966 | 19453.9967 | 20569.3717 | 21329.5397 | 0 | 0 | 0 | 0 | 0
Scenario 1: Reference | PG&E | Com | WaterHeat | Com ¦ Faucet Aerators (Elec WH) - Cold | Com - Warehouse | Energy Efficiency | 54.7188 | 58.008 | 58.8486 | 58.3698 | 62.2507 | 68.7236 | 72.6638 | 75.3491 | 0 | 0 | 0 | 0 | 0
Scenario 1: Reference | PG&E | Com | WaterHeat | Com ¦ Com Hot Water Pipe Insulation - Marine | Com - Warehouse | Energy Efficiency | 20186362.8153 | 21135884.1577 | 22130222.5414 | 23176242.8753 | 24278146.5334 | 25439941.5494 | 26666225.1567 | 27961636.0811 | 29329939.4747 | 30776273.2574 | 32306154.5672 | 33926097.2032 | 35642808.8086
Scenario 1: Reference | PG&E | Com | WaterHeat | Com ¦ Com Hot Water Pipe Insulation - Hot-Dry | Com - Warehouse | Energy Efficiency | 12065568.8283 | 12633106.1908 | 13227431.098 | 13852646.7671 | 14511264.3968 | 15205679.6244 | 15938640.2574 | 16712918.9034 | 17530766.0275 | 18395252.61 | 19309676.2936 | 20277930.4339 | 21304024.2489
Scenario 1: Reference | PG&E | Com | WaterHeat | Com ¦ Com Hot Water Pipe Insulation - Cold | Com - Warehouse | Energy Efficiency | 25363.153 | 26556.179 | 27805.5153 | 29119.7874 | 30504.2742 | 31964.0114 | 33504.7752 | 35132.3941 | 36851.5988 | 38668.8447 | 40591.0638 | 42626.4406 | 44783.4026
Scenario 1: Reference | PG&E | Com | WaterHeat | Com ¦ Com Efficient Tankless Gas Water Heater (0.87 UEF - High Draw) - ZEAS 2030 - Marine | Com - Warehouse | Energy Efficiency | 1821.2312 | 1906.4736 | 2018.6652 | 2152.9119 | 2297.132 | 0 | 0 | 0 | 0 | 0 | 0 | 0 | 0
Scenario 1: Reference | PG&E | Com | WaterHeat | Com ¦ Com Efficient Tankless Gas Water Heater (0.87 UEF - High Draw) - ZEAS 2030 - Hot-Dry | Com - Warehouse | Energy Efficiency | 1359.3353 | 1422.9584 | 1506.6959 | 1606.8947 | 1714.5375 | 0 | 0 | 0 | 0 | 0 | 0 | 0 | 0
Scenario 1: Reference | PG&E | Com | WaterHeat | Com ¦ Com Efficient Tankless Gas Water Heater (0.87 UEF - High Draw) - ZEAS 2030 - Cold | Com - Warehouse | Energy Efficiency | 7.8665 | 8.2629 | 8.7619 | 9.3532 | 9.9806 | 0 | 0 | 0 | 0 | 0 | 0 | 0 | 0
Scenario 1: Reference | PG&E | Com | WaterHeat | Com ¦ Com Heat Pump Water Heater (3.75 UEF - 50 Gal) - Fuel Sub - ZEAS 2030 - Marine | Com - Warehouse | Fuel Substitution | 232519.3837 | 245064.7957 | 258833.1615 | 273863.9818 | 289085.9788 | 182419.6068 | 187998.8975 | 192610.506 | 196660.785 | 200382.9458 | 205855.1713 | 210471.0229 | 214812.163
Scenario 1: Reference | PG&E | Com | WaterHeat | Com ¦ Com Heat Pump Water Heater (3.75 UEF - 50 Gal) - Fuel Sub - ZEAS 2030 - Hot-Dry | Com - Warehouse | Fuel Substitution | 172342.3777 | 181654.7744 | 191877.5102 | 203039.8218 | 214341.5195 | 135447.4049 | 139593.6138 | 143019.9637 | 146028.7136 | 148793.3334 | 152859.6507 | 156288.9001 | 159513.7422
Scenario 1: Reference | PG&E | Com | WaterHeat | Com ¦ Com Heat Pump Water Heater (3.75 UEF - 50 Gal) - Fuel Sub - ZEAS 2030 - Cold | Com - Warehouse | Fuel Substitution | 984.7145 | 1039.0815 | 1099.4251 | 1165.8871 | 1232.4076 | 766.0849 | 789.3465 | 808.6084 | 825.5514 | 841.1403 | 863.971 | 883.2627 | 901.4212
Scenario 1: Reference | PG&E | Com | WaterHeat | Com ¦ Com Efficient Tankless Gas Water Heater (0.87 UEF - High Draw) - Panel Upgrade - ZEAS 2030 - Marine | Com - Warehouse | Energy Efficiency | 1511.0215 | 1581.7446 | 1674.8266 | 1786.2071 | 1905.8622 | 0 | 0 | 0 | 0 | 0 | 0 | 0 | 0
Scenario 1: Reference | PG&E | Com | WaterHeat | Com ¦ Com Efficient Tankless Gas Water Heater (0.87 UEF - High Draw) - Panel Upgrade - ZEAS 2030 - Hot-Dry | Com - Warehouse | Energy Efficiency | 1127.8002 | 1180.5864 | 1250.0608 | 1333.1929 | 1422.5009 | 0 | 0 | 0 | 0 | 0 | 0 | 0 | 0
Scenario 1: Reference | PG&E | Com | WaterHeat | Com ¦ Com Efficient Tankless Gas Water Heater (0.87 UEF - High Draw) - Panel Upgrade - ZEAS 2030 - Cold | Com - Warehouse | Energy Efficiency | 6.5266 | 6.8555 | 7.2695 | 7.76 | 8.2806 | 0 | 0 | 0 | 0 | 0 | 0 | 0 | 0
Scenario 1: Reference | PG&E | Com | WaterHeat | Com ¦ Com Heat Pump Water Heater (3.75 UEF - 50 Gal) - Fuel Sub - Panel Upgrade - ZEAS 2030 - Marine | Com - Warehouse | Fuel Substitution | 192914.4337 | 203322.9898 | 214746.1944 | 227216.82 | 239846.0593 | 151348.1353 | 155977.1073 | 159803.222 | 163163.6183 | 166251.7847 | 170791.9279 | 174621.563 | 178223.2781
Scenario 1: Reference | PG&E | Com | WaterHeat | Com ¦ Com Heat Pump Water Heater (3.75 UEF - 50 Gal) - Fuel Sub - Panel Upgrade - ZEAS 2030 - Hot-Dry | Com - Warehouse | Fuel Substitution | 142987.3573 | 150713.5766 | 159195.0771 | 168456.1159 | 177832.7992 | 112376.6931 | 115816.6796 | 118659.4205 | 121155.691 | 123449.414 | 126823.1168 | 129668.2633 | 132343.8191
Scenario 1: Reference | PG&E | Com | WaterHeat | Com ¦ Com Heat Pump Water Heater (3.75 UEF - 50 Gal) - Fuel Sub - Panel Upgrade - ZEAS 2030 - Cold | Com - Warehouse | Fuel Substitution | 816.9884 | 862.0951 | 912.1604 | 967.302 | 1022.492 | 635.5979 | 654.8974 | 670.8784 | 684.9355 | 697.8691 | 716.8111 | 732.8168 | 747.8824
Scenario 1: Reference | PG&E | Com | WaterHeat | Com ¦ Com Heat Pump Water Heater (100+ Gal, 200+ kBtuh - 4.3 COP) - Fuel Sub - ZEAS 2030 - Marine | Com - Warehouse | Fuel Substitution | 117881.9155 | 124298.5264 | 131291.3667 | 138883.201 | 146634.8791 | 0 | 0 | 0 | 0 | 0 | 0 | 0 | 0
Scenario 1: Reference | PG&E | Com | WaterHeat | Com ¦ Com Heat Pump Water Heater (100+ Gal, 200+ kBtuh - 4.3 COP) - Fuel Sub - ZEAS 2030 - Hot-Dry | Com - Warehouse | Fuel Substitution | 86635.8176 | 91372.4118 | 96537.8109 | 102148.7108 | 107874.2687 | 0 | 0 | 0 | 0 | 0 | 0 | 0 | 0
Scenario 1: Reference | PG&E | Com | WaterHeat | Com ¦ Com Heat Pump Water Heater (100+ Gal, 200+ kBtuh - 4.3 COP) - Fuel Sub - ZEAS 2030 - Cold | Com - Warehouse | Fuel Substitution | 246.0604 | 259.8945 | 275.1449 | 291.8537 | 308.7138 | 0 | 0 | 0 | 0 | 0 | 0 | 0 | 0
Scenario 1: Reference | PG&E | Com | WaterHeat | Com ¦ Com Heat Pump Water Heater (100+ Gal, 200+ kBtuh - 4.3 COP) - Fuel Sub - Panel Upgrade - ZEAS 2030 - Marine | Com - Warehouse | Fuel Substitution | 97803.1277 | 103126.7993 | 108928.5515 | 115227.2712 | 121658.6085 | 0 | 0 | 0 | 0 | 0 | 0 | 0 | 0
Scenario 1: Reference | PG&E | Com | WaterHeat | Com ¦ Com Heat Pump Water Heater (100+ Gal, 200+ kBtuh - 4.3 COP) - Fuel Sub - Panel Upgrade - ZEAS 2030 - Hot-Dry | Com - Warehouse | Fuel Substitution | 71879.1674 | 75808.979 | 80094.5574 | 84749.7545 | 89500.0801 | 0 | 0 | 0 | 0 | 0 | 0 | 0 | 0
Scenario 1: Reference | PG&E | Com | WaterHeat | Com ¦ Com Heat Pump Water Heater (100+ Gal, 200+ kBtuh - 4.3 COP) - Fuel Sub - Panel Upgrade - ZEAS 2030 - Cold | Com - Warehouse | Fuel Substitution | 204.149 | 215.6267 | 228.2796 | 242.1423 | 256.1307 | 0 | 0 | 0 | 0 | 0 | 0 | 0 | 0
Scenario 1: Reference | PG&E | Com | WaterHeat | Com ¦ Efficient Gas Water Heating Boiler (0.92 UEF) - ZEAS 2030 - Marine | Com - Warehouse | Energy Efficiency | 391817.9371 | 411183.4728 | 431718.4744 | 453500.904 | 476554.3688 | 0 | 0 | 0 | 0 | 0 | 0 | 0 | 0
Scenario 1: Reference | PG&E | Com | WaterHeat | Com ¦ Efficient Gas Water Heating Boiler (0.92 UEF) - ZEAS 2030 - Hot-Dry | Com - Warehouse | Energy Efficiency | 277539.1766 | 291256.5049 | 305802.2096 | 321231.5142 | 337561.1401 | 0 | 0 | 0 | 0 | 0 | 0 | 0 | 0
Scenario 1: Reference | PG&E | Com | WaterHeat | Com ¦ Efficient Gas Water Heating Boiler (0.92 UEF) - ZEAS 2030 - Cold | Com - Warehouse | Energy Efficiency | 573.1287 | 601.4555 | 631.493 | 663.3551 | 697.0764 | 0 | 0 | 0 | 0 | 0 | 0 | 0 | 0
Scenario 1: Reference | PG&E | Com | WholeBlg | Com ¦ Com Title 24 2022 Code | Com - Warehouse | Energy Efficiency | 3173249.4475 | 3101371.8364 | 3025170.4706 | 0 | 0 | 0 | 0 | 0 | 0 | 0 | 0 | 0 | 0
Scenario 1: Reference | PG&E | Com | Lighting | Com ¦ LED Fixtures and Retrofit Kits - 140 lpw | Com - Warehouse | Energy Efficiency | 105550.2535 | 109556.1468 | 113220.0808 | 116564.1423 | 120493.7599 | 124836.0897 | 127667.4863 | 129900.1074 | 0 | 0 | 0 | 0 | 0
Scenario 1: Reference | SCE | Com | BldgEnv | Com ¦ Com Wall Insulation (R14) - Marine | Com - Warehouse | Energy Efficiency | 101.3756 | 109.6943 | 116.8543 | 126.3088 | 139.8235 | 152.2993 | 162.1537 | 170.8842 | 0 | 0 | 0 | 0 | 0
Scenario 1: Reference | SCE | Com | BldgEnv | Com ¦ Com Wall Insulation (R14) - Hot-Dry | Com - Warehouse | Energy Efficiency | 0 | 0 | 0 | 0 | 0 | 0 | 0 | 0 | 0 | 0 | 0 | 0 | 0
Scenario 1: Reference | SCE | Com | BldgEnv | Com ¦ Com Wall Insulation (R14) - Cold | Com - Warehouse | Energy Efficiency | 14800.087 | 15681.6623 | 16481.8107 | 17271.6112 | 18490.945 | 19953.7539 | 20930.7547 | 21284.3897 | 0 | 0 | 0 | 0 | 0
Scenario 1: Reference | SCE | Com | HVAC | Com ¦ Small Unitary Heat Pump (SEER 16) - Marine | Com - Warehouse | Energy Efficiency | 0 | 0 | 0 | 0 | 0 | 0 | 0 | 0 | 0 | 0 | 0 | 0 | 0
Scenario 1: Reference | SCE | Com | HVAC | Com ¦ Small Unitary Heat Pump (SEER 16) - Hot-Dry | Com - Warehouse | Energy Efficiency | 0 | 0 | 0 | 0 | 0 | 0 | 0 | 0 | 0 | 0 | 0 | 0 | 0
Scenario 1: Reference | SCE | Com | HVAC | Com ¦ Small Unitary Heat Pump (SEER 16) - Cold | Com - Warehouse | Energy Efficiency | 0 | 0 | 0 | 0 | 16002.6574 | 16647.1995 | 17062.8779 | 17260.4955 | 0 | 0 | 0 | 0 | 0
Scenario 1: Reference | SCE | Com | HVAC | Com ¦ Small Unitary Heat Pump (SEER 17) - Cold | Com - Warehouse | Energy Efficiency | 0 | 0 | 0 | 0 | 0 | 0 | 0 | 0 | 0 | 0 | 0 | 0 | 0
Scenario 1: Reference | SCE | Com | HVAC | Com ¦ Small Unitary AC (SEER 16) - Marine | Com - Warehouse | Energy Efficiency | 0 | 0 | 0 | 0 | 0 | 0 | 0 | 0 | 0 | 0 | 0 | 0 | 0
Scenario 1: Reference | SCE | Com | HVAC | Com ¦ Small Unitary AC (SEER 16) - Hot-Dry | Com - Warehouse | Energy Efficiency | 0 | 0 | 0 | 0 | 0 | 0 | 0 | 0 | 0 | 0 | 0 | 0 | 0
Scenario 1: Reference | SCE | Com | HVAC | Com ¦ Small Unitary AC (SEER 16) - Cold | Com - Warehouse | Energy Efficiency | 44066.9898 | 45775.2804 | 47314.6486 | 48721.5018 | 50467.4336 | 52500.1199 | 53811.0411 | 54434.2658 | 0 | 0 | 0 | 0 | 0
Scenario 1: Reference | SCE | Com | HVAC | Com ¦ Small Unitary AC (SEER 17) - Cold | Com - Warehouse | Energy Efficiency | 0 | 0 | 0 | 0 | 0 | 0 | 0 | 0 | 0 | 0 | 0 | 0 | 0
Scenario 1: Reference | SCE | Com | HVAC | Com ¦ Ductless Mini Split Heat Pump (SEER 18) - Hot-Dry | Com - Warehouse | Energy Efficiency | 53598.2035 | 55806.238 | 57838.1539 | 59742.1446 | 62069.1252 | 64621.6454 | 66271.9826 | 67099.3894 | 67907.7448 | 68667.0792 | 69603.4458 | 70147.6021 | 70722.1999
Scenario 1: Reference | SCE | Com | HVAC | Com ¦ Ductless Mini Split Heat Pump (SEER 18) - Marine | Com - Warehouse | Energy Efficiency | 12533.9324 | 13050.2809 | 13525.4442 | 13970.6921 | 14514.8562 | 15111.7627 | 15497.6938 | 15691.1828 | 15880.2166 | 16057.7868 | 16276.756 | 16404.0069 | 16538.3765
Scenario 1: Reference | SCE | Com | HVAC | Com ¦ Ductless Mini Split Heat Pump (SEER 18) - Cold | Com - Warehouse | Energy Efficiency | 695.1948 | 723.8341 | 750.189 | 774.8847 | 805.0668 | 838.1742 | 859.5799 | 870.3117 | 880.7965 | 890.6454 | 902.7906 | 909.8485 | 917.3013
Scenario 1: Reference | SCE | Com | WaterHeat | Com ¦ Com Heat Pump Water Heater (3.3 UEF - 50 Gal) - Marine | Com - Warehouse | Energy Efficiency | 370013.8376 | 390562.4574 | 411082.7185 | 431641.7125 | 455116.9092 | 477873.6206 | 493306.6437 | 502649.15 | 511115.393 | 518152.5347 | 528606.8837 | 536832.9337 | 544558.9715
Scenario 1: Reference | SCE | Com | WaterHeat | Com ¦ Com Heat Pump Water Heater (3.3 UEF - 50 Gal) - Hot-Dry | Com - Warehouse | Energy Efficiency | 1442339.401 | 1522578.7467 | 1602706.7387 | 1682984.4009 | 1774655.8285 | 1863519.3379 | 1923763.434 | 1960206.2564 | 1993224.3594 | 2020656.9392 | 2061441.8055 | 2093518.4283 | 2123639.7125
Scenario 1: Reference | SCE | Com | WaterHeat | Com ¦ Com Heat Pump Water Heater (3.3 UEF - 50 Gal) - Cold | Com - Warehouse | Energy Efficiency | 22627.4105 | 23884.3154 | 25139.4842 | 26397.0189 | 27832.9437 | 29224.9157 | 30168.8712 | 30740.2459 | 31258.0154 | 31688.3596 | 32327.7438 | 32830.8137 | 33303.2931
Scenario 1: Reference | SCE | Com | WaterHeat | Com ¦ Faucet Aerators (Elec WH) - Marine | Com - Warehouse | Energy Efficiency | 0 | 0 | 0 | 0 | 0 | 0 | 0 | 0 | 0 | 0 | 0 | 0 | 0
Scenario 1: Reference | SCE | Com | WaterHeat | Com ¦ Faucet Aerators (Elec WH) - Hot-Dry | Com - Warehouse | Energy Efficiency | 0 | 0 | 0 | 0 | 0 | 0 | 0 | 0 | 0 | 0 | 0 | 0 | 0
Scenario 1: Reference | SCE | Com | WaterHeat | Com ¦ Faucet Aerators (Elec WH) - Cold | Com - Warehouse | Energy Efficiency | 0 | 0 | 0 | 0 | 0 | 0 | 0 | 1753.9489 | 0 | 0 | 0 | 0 | 0
Scenario 1: Reference | SCE | Com | WholeBlg | Com ¦ Com Title 24 2022 Code | Com - Warehouse | Energy Efficiency | 5714757.1779 | 6192978.6038 | 6600018.0921 | 7135901.0275 | 7904647.3511 | 8617356.8562 | 9176716.2242 | 9665506.5908 | 10073324.5494 | 10484478.4661 | 10906329.8414 | 11190158.4851 | 11545667.3226
Scenario 1: Reference | SCE | Com | Lighting | Com ¦ LED High and Low Bay - 155 lpw | Com - Warehouse | Energy Efficiency | 0 | 0 | 0 | 0 | 0 | 0 | 0 | 0 | 0 | 0 | 0 | 0 | 0
Scenario 1: Reference | SCE | Com | Lighting | Com ¦ LED Fixtures and Retrofit Kits - 140 lpw - RET | Com - Warehouse | Energy Efficiency | 0 | 0 | 0 | 0 | 0 | 0 | 0 | 0 | 0 | 0 | 0 | 0 | 0
Scenario 1: Reference | SCE | Com | Lighting | Com ¦ LED Fixtures and Retrofit Kits - 140 lpw | Com - Warehouse | Energy Efficiency | 747477.0414 | 785957.1122 | 823478.6149 | 860207.6157 | 901475.8965 | 941001.2583 | 967917.1105 | 985453.9491 | 0 | 0 | 0 | 0 | 0
Scenario 1: Reference | SCG | Com | BldgEnv | Com ¦ Com Wall Insulation (R14) - Marine | Com - Warehouse | Energy Efficiency | 2384509.9168 | 2500163.1733 | 2621662.6753 | 2749820.3725 | 2885132.1555 | 3027957.1759 | 3178828.6242 | 3338420.4811 | 3507227.1809 | 3685933.8341 | 3875187.5975 | 4075655.5953 | 4288229.3114
Scenario 1: Reference | SCG | Com | BldgEnv | Com ¦ Com Wall Insulation (R14) - Hot-Dry | Com - Warehouse | Energy Efficiency | 4279.9097 | 4685.8893 | 5055.9906 | 5538.3107 | 6152.4496 | 6775.3068 | 7390.6778 | 8082.2765 | 8751.691 | 9467.4234 | 10251.1069 | 11030.3293 | 11925.3215
Scenario 1: Reference | SCG | Com | BldgEnv | Com ¦ Com Wall Insulation (R14) - Cold | Com - Warehouse | Energy Efficiency | 120548.2361 | 126395.0543 | 132537.4278 | 139016.4046 | 145857.0542 | 153077.5334 | 160704.7975 | 168772.9195 | 177306.8953 | 186341.3605 | 195909.0319 | 206043.6358 | 216790.2409
Scenario 1: Reference | SCG | Com | HVAC | Com ¦ HVAC Energy Management System (Elec SC and Gas SH) - Cold | Com - Warehouse | Energy Efficiency | 181.4543 | 198.5134 | 214.0206 | 234.2449 | 260.0028 | 286.0823 | 311.7992 | 340.6875 | 368.5936 | 398.4048 | 431.0275 | 463.4219 | 500.6391
Scenario 1: Reference | SCG | Com | WaterHeat | Com ¦ Com Hot Water Tank Insulation - Marine | Com - Warehouse | Energy Efficiency | 106044.5071 | 111159.4676 | 116502.0456 | 122121.8532 | 128040.0209 | 134276.3443 | 140858.3192 | 147813.0453 | 155162.8834 | 162931.2974 | 171141.548 | 179833.2555 | 189049.0621
Scenario 1: Reference | SCG | Com | WaterHeat | Com ¦ Com Hot Water Tank Insulation - Hot-Dry | Com - Warehouse | Energy Efficiency | 575200.8822 | 602945.1741 | 631924.0968 | 662406.7536 | 694507.7587 | 728334.4868 | 764036.0794 | 801759.5286 | 841626.1228 | 883763.1344 | 928296.7315 | 975441.8217 | 1025429.7015
Scenario 1: Reference | SCG | Com | WaterHeat | Com ¦ Com Hot Water Tank Insulation - Cold | Com - Warehouse | Energy Efficiency | 1439.8823 | 1509.3337 | 1581.8757 | 1658.182 | 1738.5395 | 1823.2168 | 1912.5875 | 2007.0194 | 2106.8162 | 2212.2965 | 2323.7761 | 2441.7929 | 2566.926
Scenario 1: Reference | SCG | Com | WaterHeat | Com ¦ Faucet Aerators (Gas WH) - Marine | Com - Warehouse | Energy Efficiency | 110109.8289 | 115421.5297 | 120967.7537 | 126801.5365 | 132944.8705 | 139417.6683 | 146249.0517 | 153467.0101 | 0 | 0 | 0 | 0 | 0
Scenario 1: Reference | SCG | Com | WaterHeat | Com ¦ Faucet Aerators (Gas WH) - Hot-Dry | Com - Warehouse | Energy Efficiency | 587178.3967 | 615503.8965 | 645080.0296 | 676189.6159 | 708949.9339 | 743467.1706 | 779896.6229 | 818387.5483 | 0 | 0 | 0 | 0 | 0
Scenario 1: Reference | SCG | Com | WaterHeat | Com ¦ Faucet Aerators (Gas WH) - Cold | Com - Warehouse | Energy Efficiency | 1753.2553 | 1837.8324 | 1926.1437 | 2019.0338 | 2116.8528 | 2219.9178 | 2328.6925 | 2443.6225 | 0 | 0 | 0 | 0 | 0
Scenario 1: Reference | SCG | Com | WaterHeat | Com ¦ Com Hot Water Pipe Insulation - Marine | Com - Warehouse | Energy Efficiency | 9522228.9559 | 9981372.0339 | 10462374.7912 | 10968589.7955 | 11502070.5422 | 12064776.8534 | 12658956.5778 | 13286879.4325 | 13950389.9888 | 14652001.1014 | 15394410.126 | 16180802.3628 | 17014460.0507
Scenario 1: Reference | SCG | Com | WaterHeat | Com ¦ Com Hot Water Pipe Insulation - Hot-Dry | Com - Warehouse | Energy Efficiency | 42963949.1986 | 45035585.9939 | 47205852.8638 | 49489876.4708 | 51896922.1117 | 54435832.4322 | 57116749.6431 | 59949914.625 | 62943650.0171 | 66109293.7269 | 69459016.1251 | 73007189.1704 | 76768622.2044
Scenario 1: Reference | SCG | Com | WaterHeat | Com ¦ Com Hot Water Pipe Insulation - Cold | Com - Warehouse | Energy Efficiency | 118133.9322 | 123830.1172 | 129797.4959 | 136077.6609 | 142696.0881 | 149677.0911 | 157048.5571 | 164838.6445 | 173070.2373 | 181774.5102 | 190984.927 | 200741.0049 | 211083.4637
Scenario 1: Reference | SCG | Com | WaterHeat | Com ¦ Com Efficient Tankless Gas Water Heater (0.87 UEF - High Draw) - ZEAS 2030 - Marine | Com - Warehouse | Energy Efficiency | 1286.6229 | 1408.6682 | 1519.9278 | 1664.9224 | 1849.5444 | 0 | 0 | 0 | 0 | 0 | 0 | 0 | 0
Scenario 1: Reference | SCG | Com | WaterHeat | Com ¦ Com Efficient Tankless Gas Water Heater (0.87 UEF - High Draw) - ZEAS 2030 - Hot-Dry | Com - Warehouse | Energy Efficiency | 3509.4602 | 3842.3572 | 4145.8346 | 4541.3297 | 5044.9142 | 0 | 0 | 0 | 0 | 0 | 0 | 0 | 0
Scenario 1: Reference | SCG | Com | WaterHeat | Com ¦ Com Efficient Tankless Gas Water Heater (0.87 UEF - High Draw) - ZEAS 2030 - Cold | Com - Warehouse | Energy Efficiency | 17.1584 | 18.786 | 20.2698 | 22.2034 | 24.6655 | 0 | 0 | 0 | 0 | 0 | 0 | 0 | 0
Scenario 1: Reference | SCG | Com | WaterHeat | Com ¦ Com Efficient Tankless Gas Water Heater (0.87 UEF - High Draw) - Panel Upgrade - ZEAS 2030 - Marine | Com - Warehouse | Energy Efficiency | 1067.4729 | 1168.7302 | 1261.039 | 1381.3367 | 1534.5121 | 0 | 0 | 0 | 0 | 0 | 0 | 0 | 0
Scenario 1: Reference | SCG | Com | WaterHeat | Com ¦ Com Efficient Tankless Gas Water Heater (0.87 UEF - High Draw) - Panel Upgrade - ZEAS 2030 - Hot-Dry | Com - Warehouse | Energy Efficiency | 2911.695 | 3187.8898 | 3439.676 | 3767.8065 | 4185.6156 | 0 | 0 | 0 | 0 | 0 | 0 | 0 | 0
Scenario 1: Reference | SCG | Com | WaterHeat | Com ¦ Com Efficient Tankless Gas Water Heater (0.87 UEF - High Draw) - Panel Upgrade - ZEAS 2030 - Cold | Com - Warehouse | Energy Efficiency | 14.2358 | 15.5862 | 16.8172 | 18.4215 | 20.4643 | 0 | 0 | 0 | 0 | 0 | 0 | 0 | 0
Scenario 1: Reference | SCG | Com | WaterHeat | Com ¦ Efficient Gas Water Heating Boiler (0.92 UEF) - ZEAS 2030 - Marine | Com - Warehouse | Energy Efficiency | 189080.0959 | 198695.7641 | 208828.4141 | 219587.8635 | 231023.082 | 0 | 0 | 0 | 0 | 0 | 0 | 0 | 0
Scenario 1: Reference | SCG | Com | WaterHeat | Com ¦ Efficient Gas Water Heating Boiler (0.92 UEF) - ZEAS 2030 - Hot-Dry | Com - Warehouse | Energy Efficiency | 1029276.0642 | 1081619.8979 | 1136777.9729 | 1195348.0923 | 1257596.8263 | 0 | 0 | 0 | 0 | 0 | 0 | 0 | 0
Scenario 1: Reference | SCG | Com | WaterHeat | Com ¦ Efficient Gas Water Heating Boiler (0.92 UEF) - ZEAS 2030 - Cold | Com - Warehouse | Energy Efficiency | 2622.6168 | 2755.99 | 2896.5339 | 3045.7718 | 3204.3828 | 0 | 0 | 0 | 0 | 0 | 0 | 0 | 0
Scenario 1: Reference | SDG&E | Com | BldgEnv | Com ¦ Com Wall Insulation (R14) - Marine | Com - Warehouse | Energy Efficiency | 148565.3834 | 155318.9435 | 162355.984 | 169743.1209 | 177640.8109 | 186216.3347 | 195252.7628 | 204749.9031 | 608.8345 | 225384.826 | 236574.7764 | 248310.1335 | 260756.1619
Scenario 1: Reference | SDG&E | Com | BldgEnv | Com ¦ Com Wall Insulation (R14) - Hot-Dry | Com - Warehouse | Energy Efficiency | 432.6698 | 461.5263 | 492.5219 | 533.2202 | 565.5914 | 610.4312 | 653.0644 | 699.0376 | 748.3227 | 802.8214 | 856.2536 | 913.5091 | 980.5801
Scenario 1: Reference | SDG&E | Com | HVAC | Com ¦ Small Unitary AC (SEER 16) - Marine | Com - Warehouse | Energy Efficiency | 0 | 0 | 0 | 0 | 0 | 0 | 0 | 0 | 0 | 0 | 0 | 0 | 0
Scenario 1: Reference | SDG&E | Com | HVAC | Com ¦ Small Unitary AC (SEER 16) - Hot-Dry | Com - Warehouse | Energy Efficiency | 0 | 0 | 0 | 0 | 0 | 0 | 0 | 0 | 0 | 0 | 0 | 0 | 0
Scenario 1: Reference | SDG&E | Com | HVAC | Com ¦ Ductless Mini Split Heat Pump (SEER 18) - Marine | Com - Warehouse | Energy Efficiency | 2150.5488 | 2182.2242 | 2199.6139 | 2204.6437 | 2221.4432 | 2272.5527 | 2306.0321 | 2326.2017 | 2345.0952 | 2360.7247 | 2384.3624 | 2388.57 | 0
Scenario 1: Reference | SDG&E | Com | HVAC | Com ¦ Large Packaged Heat Pump (IEER 14.0) - Fuel Sub - ZEAS 2030 - Marine | Com - Warehouse | Fuel Substitution | 94855.3935 | 101285.8337 | 108382.7864 | 116151.4236 | 124139.535 | 0 | 0 | 0 | 0 | 0 | 0 | 0 | 0
Scenario 1: Reference | SDG&E | Com | HVAC | Com ¦ Large Packaged Heat Pump (IEER 14.0) - Fuel Sub - ZEAS 2030 - Hot-Dry | Com - Warehouse | Fuel Substitution | 454755.9556 | 485876.4445 | 520231.2936 | 557845.4899 | 596522.708 | 0 | 0 | 0 | 0 | 0 | 0 | 0 | 0
Scenario 1: Reference | SDG&E | Com | HVAC | Com ¦ Large Packaged Heat Pump (IEER 14.0) - Fuel Sub - Panel Upgrade - ZEAS 2030 - Marine | Com - Warehouse | Fuel Substitution | 21674.5739 | 23143.9374 | 24765.5998 | 26540.743 | 28366.0363 | 0 | 0 | 0 | 0 | 0 | 0 | 0 | 0
Scenario 1: Reference | SDG&E | Com | HVAC | Com ¦ Large Packaged Heat Pump (IEER 14.0) - Fuel Sub - Panel Upgrade - ZEAS 2030 - Hot-Dry | Com - Warehouse | Fuel Substitution | 103912.2945 | 111023.3645 | 118873.4897 | 127468.3798 | 136306.1716 | 0 | 0 | 0 | 0 | 0 | 0 | 0 | 0
Scenario 1: Reference | SDG&E | Com | HVAC | Com ¦ Small Packaged Heat Pump (SEER 16) - Fuel Sub - ZEAS 2030 - Marine | Com - Warehouse | Fuel Substitution | 0 | 0 | 0 | 0 | 0 | 0 | 0 | 0 | 0 | 0 | 0 | 0 | 0
Scenario 1: Reference | SDG&E | Com | HVAC | Com ¦ Small Packaged Heat Pump (SEER 16) - Fuel Sub - ZEAS 2030 - Hot-Dry | Com - Warehouse | Fuel Substitution | 0 | 0 | 0 | 0 | 0 | 0 | 0 | 0 | 0 | 0 | 0 | 0 | 0
Scenario 1: Reference | SDG&E | Com | HVAC | Com ¦ Small Packaged Heat Pump (SEER 17) - Fuel Sub - ZEAS 2030 - Marine | Com - Warehouse | Fuel Substitution | 33661.7891 | 35290.9706 | 0 | 0 | 0 | 0 | 0 | 0 | 0 | 0 | 0 | 0 | 0
Scenario 1: Reference | SDG&E | Com | HVAC | Com ¦ Small Packaged Heat Pump (SEER 17) - Fuel Sub - ZEAS 2030 - Hot-Dry | Com - Warehouse | Fuel Substitution | 168802.125 | 176906.2428 | 185350.4529 | 194184.1062 | 0 | 0 | 0 | 0 | 0 | 0 | 0 | 0 | 0
Scenario 1: Reference | SDG&E | Com | HVAC | Com ¦ Small Packaged Heat Pump (SEER 18) - Fuel Sub - ZEAS 2030 - Marine | Com - Warehouse | Fuel Substitution | 0 | 0 | 37547.4144 | 39331.6377 | 41236.2666 | 0 | 0 | 0 | 0 | 0 | 0 | 0 | 0
Scenario 1: Reference | SDG&E | Com | HVAC | Com ¦ Small Packaged Heat Pump (SEER 18) - Fuel Sub - ZEAS 2030 - Hot-Dry | Com - Warehouse | Fuel Substitution | 0 | 0 | 0 | 0 | 206189.4834 | 0 | 0 | 0 | 0 | 0 | 0 | 0 | 0
Scenario 1: Reference | SDG&E | Com | HVAC | Com ¦ Small Packaged Heat Pump (SEER 16) - Fuel Sub - Panel Upgrade - ZEAS 2030 - Marine | Com - Warehouse | Fuel Substitution | 0 | 0 | 0 | 0 | 0 | 0 | 0 | 0 | 0 | 0 | 0 | 0 | 0
Scenario 1: Reference | SDG&E | Com | HVAC | Com ¦ Small Packaged Heat Pump (SEER 16) - Fuel Sub - Panel Upgrade - ZEAS 2030 - Hot-Dry | Com - Warehouse | Fuel Substitution | 0 | 0 | 0 | 0 | 0 | 0 | 0 | 0 | 0 | 0 | 0 | 0 | 0
Scenario 1: Reference | SDG&E | Com | HVAC | Com ¦ Small Packaged Heat Pump (SEER 17) - Fuel Sub - Panel Upgrade - ZEAS 2030 - Marine | Com - Warehouse | Fuel Substitution | 7691.7602 | 8064.0301 | 0 | 0 | 0 | 0 | 0 | 0 | 0 | 0 | 0 | 0 | 0
Scenario 1: Reference | SDG&E | Com | HVAC | Com ¦ Small Packaged Heat Pump (SEER 17) - Fuel Sub - Panel Upgrade - ZEAS 2030 - Hot-Dry | Com - Warehouse | Fuel Substitution | 38571.4929 | 40423.2938 | 42352.8062 | 44371.3068 | 0 | 0 | 0 | 0 | 0 | 0 | 0 | 0 | 0
Scenario 1: Reference | SDG&E | Com | HVAC | Com ¦ Small Packaged Heat Pump (SEER 18) - Fuel Sub - Panel Upgrade - ZEAS 2030 - Marine | Com - Warehouse | Fuel Substitution | 0 | 0 | 8579.6303 | 8987.3275 | 9422.5376 | 0 | 0 | 0 | 0 | 0 | 0 | 0 | 0
Scenario 1: Reference | SDG&E | Com | HVAC | Com ¦ Small Packaged Heat Pump (SEER 18) - Fuel Sub - Panel Upgrade - ZEAS 2030 - Hot-Dry | Com - Warehouse | Fuel Substitution | 0 | 0 | 0 | 0 | 47114.5503 | 0 | 0 | 0 | 0 | 0 | 0 | 0 | 0
Scenario 1: Reference | SDG&E | Com | WaterHeat | Com ¦ Com Heat Pump Water Heater (3.3 UEF - 50 Gal) - Marine | Com - Warehouse | Energy Efficiency | 50019.9387 | 51932.6753 | 53750.6449 | 55465.188 | 57456.209 | 59739.2481 | 61334.1835 | 62464.3182 | 63465.2963 | 64246.3399 | 65534.845 | 66509.8358 | 67399.6584
Scenario 1: Reference | SDG&E | Com | WaterHeat | Com ¦ Com Heat Pump Water Heater (3.3 UEF - 50 Gal) - Hot-Dry | Com - Warehouse | Energy Efficiency | 263796.2026 | 273885.727 | 283475.2607 | 292519.1009 | 303021.5624 | 315064.583 | 323477.3456 | 329437.9215 | 334717.0751 | 338835.8841 | 345631.9002 | 350773.8719 | 355466.4798
Scenario 1: Reference | SDG&E | Com | WaterHeat | Com ¦ Com Hot Water Tank Insulation - Hot-Dry | Com - Warehouse | Energy Efficiency | 95721.8303 | 100247.1468 | 104972.6562 | 109941.7312 | 115172.8859 | 120683.4724 | 126497.5686 | 132638.9127 | 0 | 0 | 0 | 160892.1643 | 169017.9871
Scenario 1: Reference | SDG&E | Com | WaterHeat | Com ¦ Faucet Aerators (Elec WH) - Marine | Com - Warehouse | Energy Efficiency | 1978.5741 | 2091.9295 | 2119.9275 | 2086.7517 | 2203.8999 | 2434.9502 | 2567.7524 | 2653.6919 | 0 | 0 | 0 | 0 | 0
Scenario 1: Reference | SDG&E | Com | WaterHeat | Com ¦ Faucet Aerators (Elec WH) - Hot-Dry | Com - Warehouse | Energy Efficiency | 10446.761 | 11045.2712 | 11193.0995 | 11017.9331 | 11636.4691 | 12856.4015 | 13557.59 | 14011.3457 | 0 | 0 | 0 | 0 | 0
Scenario 1: Reference | SDG&E | Com | WaterHeat | Com ¦ Com Hot Water Pipe Insulation - Hot-Dry | Com - Warehouse | Energy Efficiency | 7458004.8601 | 7810611.6387 | 8179901.4699 | 8568420.4854 | 8977730.3038 | 9409321.8495 | 9864904.7301 | 10346205.5902 | 0 | 0 | 11960631.023 | 12562683.092 | 13200739.6086
Scenario 1: Reference | SDG&E | Com | WaterHeat | Com ¦ Com Efficient Tankless Gas Water Heater (0.87 UEF - High Draw) - ZEAS 2030 - Marine | Com - Warehouse | Energy Efficiency | 200.4729 | 215.074 | 230.9221 | 251.5734 | 268.2853 | 0 | 0 | 0 | 0 | 0 | 0 | 0 | 0
Scenario 1: Reference | SDG&E | Com | WaterHeat | Com ¦ Com Efficient Tankless Gas Water Heater (0.87 UEF - High Draw) - ZEAS 2030 - Hot-Dry | Com - Warehouse | Energy Efficiency | 532.83 | 571.6376 | 613.7598 | 668.648 | 713.0658 | 0 | 0 | 0 | 0 | 0 | 0 | 0 | 0
Scenario 1: Reference | SDG&E | Com | WaterHeat | Com ¦ Com Heat Pump Water Heater (3.75 UEF - 50 Gal) - Fuel Sub - ZEAS 2030 - Marine | Com - Warehouse | Fuel Substitution | 50242.5607 | 53007.0874 | 56025.5142 | 59326.1731 | 62714.3104 | 35313.3755 | 36237.3541 | 36892.2904 | 37472.509 | 37924.5759 | 38672.6176 | 39239.2122 | 39753.0876
Scenario 1: Reference | SDG&E | Com | WaterHeat | Com ¦ Com Heat Pump Water Heater (3.75 UEF - 50 Gal) - Fuel Sub - ZEAS 2030 - Hot-Dry | Com - Warehouse | Fuel Substitution | 131866.5674 | 139186.047 | 147180.0866 | 155924.0086 | 164899.5977 | 91285.7642 | 93693.0022 | 95390.3446 | 96890.1934 | 98051.6423 | 99993.0523 | 101455.5136 | 102778.458
Scenario 1: Reference | SDG&E | Com | WaterHeat | Com ¦ Com Efficient Tankless Gas Water Heater (0.87 UEF - High Draw) - Panel Upgrade - ZEAS 2030 - Marine | Com - Warehouse | Energy Efficiency | 166.3264 | 178.4405 | 191.5892 | 208.723 | 222.5884 | 0 | 0 | 0 | 0 | 0 | 0 | 0 | 0
Scenario 1: Reference | SDG&E | Com | WaterHeat | Com ¦ Com Efficient Tankless Gas Water Heater (0.87 UEF - High Draw) - Panel Upgrade - ZEAS 2030 - Hot-Dry | Com - Warehouse | Energy Efficiency | 442.0733 | 474.2707 | 509.2183 | 554.7574 | 591.6095 | 0 | 0 | 0 | 0 | 0 | 0 | 0 | 0
Scenario 1: Reference | SDG&E | Com | WaterHeat | Com ¦ Com Heat Pump Water Heater (3.75 UEF - 50 Gal) - Fuel Sub - Panel Upgrade - ZEAS 2030 - Marine | Com - Warehouse | Fuel Substitution | 41684.7619 | 43978.4077 | 46482.7069 | 49221.1656 | 52032.2026 | 29298.4599 | 30065.0575 | 30608.4387 | 31089.8289 | 31464.8954 | 32085.5234 | 32555.6101 | 32981.9573
Scenario 1: Reference | SDG&E | Com | WaterHeat | Com ¦ Com Heat Pump Water Heater (3.75 UEF - 50 Gal) - Fuel Sub - Panel Upgrade - ZEAS 2030 - Hot-Dry | Com - Warehouse | Fuel Substitution | 109405.7784 | 115478.5335 | 122110.951 | 129365.5236 | 136812.3036 | 75737.09 | 77734.304 | 79142.5387 | 80386.9187 | 81350.5384 | 82961.2687 | 84174.6294 | 85272.2371
Scenario 1: Reference | SDG&E | Com | WaterHeat | Com ¦ Com Heat Pump Water Heater (100+ Gal, 200+ kBtuh - 4.3 COP) - Fuel Sub - ZEAS 2030 - Marine | Com - Warehouse | Fuel Substitution | 12371.3961 | 13063.9045 | 13816.0348 | 14634.3157 | 15478.7715 | 0 | 0 | 0 | 0 | 0 | 0 | 0 | 0
Scenario 1: Reference | SDG&E | Com | WaterHeat | Com ¦ Com Heat Pump Water Heater (100+ Gal, 200+ kBtuh - 4.3 COP) - Fuel Sub - ZEAS 2030 - Hot-Dry | Com - Warehouse | Fuel Substitution | 65522.1075 | 69191.6248 | 73177.4441 | 77514.2123 | 81989.3828 | 0 | 0 | 0 | 0 | 0 | 0 | 0 | 0
Scenario 1: Reference | SDG&E | Com | WaterHeat | Com ¦ Com Heat Pump Water Heater (100+ Gal, 200+ kBtuh - 4.3 COP) - Fuel Sub - Panel Upgrade - ZEAS 2030 - Marine | Com - Warehouse | Fuel Substitution | 10264.1803 | 10838.7339 | 11462.7542 | 12141.6575 | 12842.2774 | 0 | 0 | 0 | 0 | 0 | 0 | 0 | 0
Scenario 1: Reference | SDG&E | Com | WaterHeat | Com ¦ Com Heat Pump Water Heater (100+ Gal, 200+ kBtuh - 4.3 COP) - Fuel Sub - Panel Upgrade - ZEAS 2030 - Hot-Dry | Com - Warehouse | Fuel Substitution | 54361.7485 | 57406.2381 | 60713.1542 | 64311.2421 | 68024.1583 | 0 | 0 | 0 | 0 | 0 | 0 | 0 | 0
Scenario 1: Reference | SDG&E | Com | WaterHeat | Com ¦ Efficient Gas Water Heating Boiler (0.92 UEF) - ZEAS 2030 - Hot-Dry | Com - Warehouse | Energy Efficiency | 170955.9156 | 179481.7907 | 188490.3048 | 198057.8511 | 208129.4321 | 0 | 0 | 0 | 0 | 0 | 0 | 0 | 0
Scenario 1: Reference | SDG&E | Com | WholeBlg | Com ¦ Com Title 24 2022 Code | Com - Warehouse | Energy Efficiency | 0 | 0 | 0 | 0 | 0 | 0 | 0 | 0 | 0 | 0 | 0 | 0 | 0
Scenario 1: Reference | SDG&E | Com | Lighting | Com ¦ LED Fixtures and Retrofit Kits - 140 lpw | Com - Warehouse | Energy Efficiency | 120242.8913 | 124515.6342 | 128361.5815 | 131757.0678 | 135629.9501 | 140039.9567 | 142875.7902 | 144851.5056 | 0 | 0 | 0 | 0 | 0
Scenario 2: High TRC | PG&E | Res | AppPlug | Res ¦ Efficient Gas Pool Heater - ZEAS 2030 | Res - Single Family | Energy Efficiency | 0 | 0 | 378584.7444 | 395414.9188 | 398640.115 | 0 | 0 | 0 | 0 | 0 | 0 | 0 | 0
Scenario 2: High TRC | PG&E | Res | AppPlug | Res ¦ Heat Pump Pool Heater - Fuel Sub - ZEAS 2030 | Res - Single Family | Fuel Substitution | 639103493.188 | 676817743.0064 | 717843298.2426 | 762421273.4679 | 809239292.7016 | 0 | 0 | 0 | 0 | 0 | 0 | 0 | 0
Scenario 2: High TRC | PG&E | Res | BldgEnv | Res ¦ Attic/Ceiling Insulation NEW (Add R-11) - Marine | Res - Single Family | Energy Efficiency | 635396.435 | 783007.8912 | 883045.4902 | 923786.4804 | 933017.6731 | 927935.4016 | 913399.6444 | 891673.8161 | 0 | 0 | 0 | 0 | 0
Scenario 2: High TRC | PG&E | Res | BldgEnv | Res ¦ Attic/Ceiling Insulation NEW (Add R-11) - Hot-Dry | Res - Single Family | Energy Efficiency | 683923.5762 | 841813.162 | 948055.5946 | 990290.7235 | 998838.1246 | 992303.6963 | 975331.0138 | 950648.2089 | 0 | 0 | 0 | 0 | 0
Scenario 2: High TRC | PG&E | Res | BldgEnv | Res ¦ Attic/Ceiling Insulation NEW (Add R-11) - Cold | Res - Single Family | Energy Efficiency | 2234.0316 | 2727.6117 | 3058.9501 | 3188.1568 | 3170.7429 | 3144.5198 | 3086.1662 | 3004.5668 | 0 | 0 | 0 | 0 | 0
Scenario 2: High TRC | PG&E | Res | BldgEnv | Res ¦ Floor Insulation (R30) - Marine | Res - Single Family | Energy Efficiency | 266655.2516 | 330037.7693 | 374356.9075 | 394287.3638 | 400444.7995 | 399793.5601 | 396078.9789 | 389442.2348 | 0 | 0 | 0 | 0 | 0
Scenario 2: High TRC | PG&E | Res | BldgEnv | Res ¦ Floor Insulation (R30) - Hot-Dry | Res - Single Family | Energy Efficiency | 230812.3051 | 286599.4949 | 326395.0895 | 345334.4465 | 352054.9322 | 352451.6713 | 350628.2983 | 346294.194 | 0 | 0 | 0 | 0 | 0
Scenario 2: High TRC | PG&E | Res | BldgEnv | Res ¦ Floor Insulation (R30) - Cold | Res - Single Family | Energy Efficiency | 2399.6064 | 2939.6541 | 3311.2939 | 3468.9839 | 3464.8799 | 3446.7396 | 3399.7687 | 3328.3901 | 0 | 0 | 0 | 0 | 0
Scenario 2: High TRC | PG&E | Res | HVAC | Res ¦ Packaged/Split System AC (SEER2 15.2) - Marine | Res - Single Family | Energy Efficiency | 30498825.7735 | 30788748.7279 | 30748828.7342 | 30412100.1928 | 30224693.9446 | 0 | 0 | 0 | 0 | 0 | 0 | 0 | 0
Scenario 2: High TRC | PG&E | Res | HVAC | Res ¦ Packaged/Split System AC (SEER2 15.2) - Hot-Dry | Res - Single Family | Energy Efficiency | 98035783.2405 | 98964251.262 | 98831445.0689 | 97743628.2656 | 97135930.2237 | 99053844.4524 | 100071362.6995 | 100771375.6523 | 0 | 0 | 0 | 0 | 0
Scenario 2: High TRC | PG&E | Res | HVAC | Res ¦ Packaged/Split System AC (SEER2 15.2) - Cold | Res - Single Family | Energy Efficiency | 12579199.7944 | 12753150.5282 | 12807119.4351 | 12753515.8767 | 12759374.1488 | 13062287.8014 | 13265789.4966 | 13437797.5494 | 0 | 0 | 0 | 0 | 0
Scenario 2: High TRC | PG&E | Res | HVAC | Res ¦ Packaged/Split Heat Pump (SEER2 15.2) - Hot-Dry | Res - Single Family | Energy Efficiency | 48744518.0482 | 51132860.5026 | 53466519.4681 | 55777176.8334 | 58284253.9388 | 60619915.3879 | 62482294.4412 | 64205226.5972 | 0 | 0 | 0 | 0 | 0
Scenario 2: High TRC | PG&E | Res | HVAC | Res ¦ Packaged/Split Heat Pump (SEER2 15.2) - Cold | Res - Single Family | Energy Efficiency | 4442342.3356 | 4660004.4487 | 4872682.97 | 5083265.2354 | 5311748.2568 | 5524609.2749 | 5694337.5981 | 5851357.3978 | 6003565.3383 | 6144625.8924 | 6335353.4858 | 6521573.0175 | 6699171.3455
Scenario 2: High TRC | PG&E | Res | HVAC | Res ¦ Ductless Mini Split Heat Pump (SEER2 19.6) - Marine | Res - Single Family | Energy Efficiency | 196769.7856 | 206410.9442 | 215831.3589 | 225158.9218 | 235279.3834 | 244707.8816 | 252225.8537 | 259180.9126 | 0 | 0 | 0 | 0 | 0
Scenario 2: High TRC | PG&E | Res | HVAC | Res ¦ Ductless Mini Split Heat Pump (SEER2 19.6) - Hot-Dry | Res - Single Family | Energy Efficiency | 368317.9806 | 386364.5119 | 403997.8498 | 421457.3856 | 440401.0866 | 458049.5555 | 472121.8598 | 485140.4908 | 0 | 0 | 0 | 0 | 0
Scenario 2: High TRC | PG&E | Res | HVAC | Res ¦ Ductless Mini Split Heat Pump (SEER2 19.6) - Cold | Res - Single Family | Energy Efficiency | 8874.2305 | 9309.0425 | 9733.899 | 10154.568 | 10610.9963 | 11036.2174 | 11375.2747 | 11688.9447 | 0 | 0 | 0 | 0 | 0
Scenario 2: High TRC | PG&E | Res | HVAC | Res ¦ Efficient HVAC System Furnace (AFUE 95) and AC (SEER2 15.2) - ZEAS 2030 - Cold | Res - Single Family | Energy Efficiency | 1469.9193 | 1744.5955 | 1890.4209 | 1893.9595 | 1817.2442 | 0 | 0 | 0 | 0 | 0 | 0 | 0 | 0
Scenario 2: High TRC | PG&E | Res | HVAC | Res ¦ Packaged/Split Heat Pump (SEER2 15.2) - Fuel Sub - ZEAS 2030 - Hot-Dry | Res - Single Family | Fuel Substitution | 0 | 0 | 0 | 0 | 0 | 324273064.5473 | 330319085.855 | 335692508.245 | 0 | 0 | 0 | 0 | 0
Scenario 2: High TRC | PG&E | Res | HVAC | Res ¦ Packaged/Split Heat Pump (SEER2 16.0) - Fuel Sub - ZEAS 2030 - Marine | Res - Single Family | Fuel Substitution | 0 | 0 | 0 | 0 | 0 | 0 | 0 | 0 | 0 | 0 | 0 | 0 | 0
Scenario 2: High TRC | PG&E | Res | HVAC | Res ¦ Packaged/Split Heat Pump (SEER2 16.0) - Fuel Sub - ZEAS 2030 - Hot-Dry | Res - Single Family | Fuel Substitution | 0 | 0 | 0 | 0 | 0 | 0 | 0 | 0 | 0 | 0 | 0 | 0 | 0
Scenario 2: High TRC | PG&E | Res | HVAC | Res ¦ Packaged/Split Heat Pump (SEER2 16.0) - Fuel Sub - ZEAS 2030 - Cold | Res - Single Family | Fuel Substitution | 0 | 0 | 0 | 0 | 0 | 320264.3404 | 326238.643 | 331557.7081 | 0 | 0 | 0 | 0 | 0
Scenario 2: High TRC | PG&E | Res | HVAC | Res ¦ Packaged/Split Heat Pump (SEER2 16.9) - Fuel Sub - ZEAS 2030 - Marine | Res - Single Family | Fuel Substitution | 249292471.2729 | 270047723.8973 | 0 | 0 | 0 | 0 | 0 | 0 | 0 | 0 | 0 | 0 | 0
Scenario 2: High TRC | PG&E | Res | HVAC | Res ¦ Packaged/Split Heat Pump (SEER2 16.9) - Fuel Sub - ZEAS 2030 - Hot-Dry | Res - Single Family | Fuel Substitution | 449638746.5044 | 493610203.8716 | 544895471.7105 | 0 | 0 | 0 | 0 | 0 | 0 | 0 | 0 | 0 | 0
Scenario 2: High TRC | PG&E | Res | HVAC | Res ¦ Packaged/Split Heat Pump (SEER2 16.9) - Fuel Sub - ZEAS 2030 - Cold | Res - Single Family | Fuel Substitution | 319111.6683 | 0 | 0 | 0 | 0 | 0 | 0 | 0 | 0 | 0 | 0 | 0 | 0
Scenario 2: High TRC | PG&E | Res | HVAC | Res ¦ Packaged/Split Heat Pump (SEER2 17.8) - Fuel Sub - ZEAS 2030 - Marine | Res - Single Family | Fuel Substitution | 0 | 0 | 296888838.191 | 323547434.2145 | 0 | 0 | 0 | 0 | 0 | 0 | 0 | 0 | 0
Scenario 2: High TRC | PG&E | Res | HVAC | Res ¦ Packaged/Split Heat Pump (SEER2 17.8) - Fuel Sub - ZEAS 2030 - Hot-Dry | Res - Single Family | Fuel Substitution | 0 | 0 | 0 | 621426122.8938 | 680759692.0765 | 0 | 0 | 0 | 0 | 0 | 0 | 0 | 0
Scenario 2: High TRC | PG&E | Res | HVAC | Res ¦ Packaged/Split Heat Pump (SEER2 17.8) - Fuel Sub - ZEAS 2030 - Cold | Res - Single Family | Fuel Substitution | 0 | 361999.8258 | 392274.93 | 0 | 0 | 0 | 0 | 0 | 0 | 0 | 0 | 0 | 0
Scenario 2: High TRC | PG&E | Res | HVAC | Res ¦ Packaged/Split Heat Pump (SEER2 18.7) - Fuel Sub - ZEAS 2030 - Marine | Res - Single Family | Fuel Substitution | 0 | 0 | 0 | 0 | 366997680.3023 | 0 | 0 | 0 | 0 | 0 | 0 | 0 | 0
Scenario 2: High TRC | PG&E | Res | HVAC | Res ¦ Packaged/Split Heat Pump (SEER2 18.7) - Fuel Sub - ZEAS 2030 - Cold | Res - Single Family | Fuel Substitution | 0 | 0 | 0 | 453244.8702 | 488114.3155 | 0 | 0 | 0 | 0 | 0 | 0 | 0 | 0
Scenario 2: High TRC | PG&E | Res | HVAC | Res ¦ Efficient HVAC System Furnace (AFUE 95) and AC (SEER2 15.2) - Panel Upgrade - ZEAS 2030 - Marine | Res - Single Family | Energy Efficiency | 620556.7366 | 747576.204 | 820455.6382 | 832215.888 | 817532.6932 | 0 | 0 | 0 | 0 | 0 | 0 | 0 | 0
Scenario 2: High TRC | PG&E | Res | HVAC | Res ¦ Efficient HVAC System Furnace (AFUE 95) and AC (SEER2 15.2) - Panel Upgrade - ZEAS 2030 - Hot-Dry | Res - Single Family | Energy Efficiency | 1745512.0292 | 2104735.8619 | 2312562.7029 | 2348854.1868 | 2310261.2942 | 0 | 0 | 0 | 0 | 0 | 0 | 0 | 0
Scenario 2: High TRC | PG&E | Res | HVAC | Res ¦ Efficient HVAC System Furnace (AFUE 95) and AC (SEER2 15.2) - Panel Upgrade - ZEAS 2030 - Cold | Res - Single Family | Energy Efficiency | 1657.5686 | 1967.3099 | 2131.7512 | 2135.7416 | 2049.2328 | 0 | 0 | 0 | 0 | 0 | 0 | 0 | 0
Scenario 2: High TRC | PG&E | Res | HVAC | Res ¦ Packaged/Split Heat Pump (SEER2 15.2) - Fuel Sub - Panel Upgrade - ZEAS 2030 - Hot-Dry | Res - Single Family | Fuel Substitution | 0 | 0 | 0 | 0 | 0 | 365669625.9788 | 372487479.7939 | 378546870.9997 | 0 | 0 | 0 | 0 | 0
Scenario 2: High TRC | PG&E | Res | HVAC | Res ¦ Packaged/Split Heat Pump (SEER2 16.0) - Fuel Sub - Panel Upgrade - ZEAS 2030 - Marine | Res - Single Family | Fuel Substitution | 0 | 0 | 0 | 0 | 0 | 0 | 0 | 0 | 0 | 0 | 0 | 0 | 0
Scenario 2: High TRC | PG&E | Res | HVAC | Res ¦ Packaged/Split Heat Pump (SEER2 16.0) - Fuel Sub - Panel Upgrade - ZEAS 2030 - Hot-Dry | Res - Single Family | Fuel Substitution | 0 | 0 | 0 | 0 | 0 | 0 | 0 | 0 | 0 | 0 | 0 | 0 | 0
Scenario 2: High TRC | PG&E | Res | HVAC | Res ¦ Packaged/Split Heat Pump (SEER2 16.0) - Fuel Sub - Panel Upgrade - ZEAS 2030 - Cold | Res - Single Family | Fuel Substitution | 0 | 0 | 0 | 0 | 0 | 361149.1498 | 367886.1293 | 373884.2241 | 0 | 0 | 0 | 0 | 0
Scenario 2: High TRC | PG&E | Res | HVAC | Res ¦ Packaged/Split Heat Pump (SEER2 16.9) - Fuel Sub - Panel Upgrade - ZEAS 2030 - Marine | Res - Single Family | Fuel Substitution | 0 | 0 | 0 | 0 | 0 | 0 | 0 | 0 | 0 | 0 | 0 | 0 | 0
Scenario 2: High TRC | PG&E | Res | HVAC | Res ¦ Packaged/Split Heat Pump (SEER2 16.9) - Fuel Sub - Panel Upgrade - ZEAS 2030 - Hot-Dry | Res - Single Family | Fuel Substitution | 0 | 0 | 0 | 0 | 0 | 0 | 0 | 0 | 0 | 0 | 0 | 0 | 0
Scenario 2: High TRC | PG&E | Res | HVAC | Res ¦ Packaged/Split Heat Pump (SEER2 16.9) - Fuel Sub - Panel Upgrade - ZEAS 2030 - Cold | Res - Single Family | Fuel Substitution | 0 | 0 | 0 | 0 | 0 | 0 | 0 | 0 | 0 | 0 | 0 | 0 | 0
Scenario 2: High TRC | PG&E | Res | HVAC | Res ¦ Packaged/Split Heat Pump (SEER2 17.8) - Fuel Sub - Panel Upgrade - ZEAS 2030 - Marine | Res - Single Family | Fuel Substitution | 284534034.5499 | 307987523.1814 | 0 | 0 | 0 | 0 | 0 | 0 | 0 | 0 | 0 | 0 | 0
Scenario 2: High TRC | PG&E | Res | HVAC | Res ¦ Packaged/Split Heat Pump (SEER2 17.8) - Fuel Sub - Panel Upgrade - ZEAS 2030 - Hot-Dry | Res - Single Family | Fuel Substitution | 527181194.1049 | 577052678.5427 | 635008079.7458 | 0 | 0 | 0 | 0 | 0 | 0 | 0 | 0 | 0 | 0
Scenario 2: High TRC | PG&E | Res | HVAC | Res ¦ Packaged/Split Heat Pump (SEER2 17.8) - Fuel Sub - Panel Upgrade - ZEAS 2030 - Cold | Res - Single Family | Fuel Substitution | 378189.6437 | 0 | 0 | 0 | 0 | 0 | 0 | 0 | 0 | 0 | 0 | 0 | 0
Scenario 2: High TRC | PG&E | Res | HVAC | Res ¦ Packaged/Split Heat Pump (SEER2 18.7) - Fuel Sub - Panel Upgrade - ZEAS 2030 - Marine | Res - Single Family | Fuel Substitution | 0 | 0 | 352919349.1801 | 382963477.0292 | 413848448.0004 | 0 | 0 | 0 | 0 | 0 | 0 | 0 | 0
Scenario 2: High TRC | PG&E | Res | HVAC | Res ¦ Packaged/Split Heat Pump (SEER2 18.7) - Fuel Sub - Panel Upgrade - ZEAS 2030 - Hot-Dry | Res - Single Family | Fuel Substitution | 0 | 0 | 0 | 748663781.3152 | 815762579.3586 | 0 | 0 | 0 | 0 | 0 | 0 | 0 | 0
Scenario 2: High TRC | PG&E | Res | HVAC | Res ¦ Packaged/Split Heat Pump (SEER2 18.7) - Fuel Sub - Panel Upgrade - ZEAS 2030 - Cold | Res - Single Family | Fuel Substitution | 0 | 438651.1058 | 472974.5042 | 0 | 0 | 0 | 0 | 0 | 0 | 0 | 0 | 0 | 0
Scenario 2: High TRC | PG&E | Res | HVAC | Res ¦ Packaged/Split Heat Pump (SEER2 19.6) - Fuel Sub - Panel Upgrade - ZEAS 2030 - Cold | Res - Single Family | Fuel Substitution | 0 | 0 | 0 | 554444.6396 | 593938.0479 | 0 | 0 | 0 | 0 | 0 | 0 | 0 | 0
Scenario 2: High TRC | PG&E | Res | HVAC | Res ¦ Res Efficient Furnace FS (AFUE = 95) - ZEAS 2030 - Marine | Res - Single Family | Energy Efficiency | 73452284.6411 | 76744670.3727 | 80010587.0532 | 83269718.7946 | 86782697.623 | 0 | 0 | 0 | 0 | 0 | 0 | 0 | 0
Scenario 2: High TRC | PG&E | Res | HVAC | Res ¦ Res Efficient Furnace FS (AFUE = 95) - ZEAS 2030 - Hot-Dry | Res - Single Family | Energy Efficiency | 10740299.6479 | 11260232.4646 | 11786710.7011 | 12321885.4079 | 12893449.1632 | 0 | 0 | 0 | 0 | 0 | 0 | 0 | 0
Scenario 2: High TRC | PG&E | Res | HVAC | Res ¦ Res Efficient Furnace FS (AFUE = 95) - ZEAS 2030 - Cold | Res - Single Family | Energy Efficiency | 4632.3016 | 4851.0512 | 5070.5481 | 5291.7262 | 5527.5534 | 0 | 0 | 0 | 0 | 0 | 0 | 0 | 0
Scenario 2: High TRC | PG&E | Res | HVAC | Res ¦ Res Furnace Heat Pump Heating Only (SEER2 15.2) - Fuel Sub - ZEAS 2030 - Hot-Dry | Res - Single Family | Fuel Substitution | 0 | 0 | 0 | 0 | 0 | 0 | 0 | 0 | 44926201.4082 | 45469468.3298 | 46343901.3273 | 47078299.0176 | 47774683.1583
Scenario 2: High TRC | PG&E | Res | HVAC | Res ¦ Res Furnace Heat Pump Heating Only (SEER2 16.0) - Fuel Sub - ZEAS 2030 - Hot-Dry | Res - Single Family | Fuel Substitution | 0 | 0 | 0 | 0 | 0 | 49597603.9955 | 50510105.9248 | 51283114.9549 | 0 | 0 | 0 | 0 | 0
Scenario 2: High TRC | PG&E | Res | HVAC | Res ¦ Res Furnace Heat Pump Heating Only (SEER2 16.0) - Fuel Sub - ZEAS 2030 - Cold | Res - Single Family | Fuel Substitution | 0 | 0 | 0 | 0 | 0 | 0 | 0 | 0 | 53397.2103 | 54093.2153 | 55135.1171 | 56034.4833 | 56897.1286
Scenario 2: High TRC | PG&E | Res | HVAC | Res ¦ Res Furnace Heat Pump Heating Only (SEER2 16.9) - Fuel Sub - ZEAS 2030 - Cold | Res - Single Family | Fuel Substitution | 0 | 0 | 0 | 0 | 0 | 52369.2417 | 53338.1115 | 54175.7765 | 0 | 0 | 0 | 0 | 0
Scenario 2: High TRC | PG&E | Res | HVAC | Res ¦ Res Efficient Furnace FS (AFUE = 95) - Panel Upgrade - ZEAS 2030 - Marine | Res - Single Family | Energy Efficiency | 82829172.0421 | 86541862.3351 | 90224704.5493 | 93899895.662 | 97861339.8728 | 0 | 0 | 0 | 0 | 0 | 0 | 0 | 0
Scenario 2: High TRC | PG&E | Res | HVAC | Res ¦ Res Efficient Furnace FS (AFUE = 95) - Panel Upgrade - ZEAS 2030 - Hot-Dry | Res - Single Family | Energy Efficiency | 12111401.7306 | 12697708.9495 | 13291397.1736 | 13894892.0557 | 14539421.3968 | 0 | 0 | 0 | 0 | 0 | 0 | 0 | 0
Scenario 2: High TRC | PG&E | Res | HVAC | Res ¦ Res Efficient Furnace FS (AFUE = 95) - Panel Upgrade - ZEAS 2030 - Cold | Res - Single Family | Energy Efficiency | 5223.6593 | 5470.3343 | 5717.8521 | 5967.2657 | 6233.1985 | 0 | 0 | 0 | 0 | 0 | 0 | 0 | 0
Scenario 2: High TRC | PG&E | Res | HVAC | Res ¦ Res Furnace Heat Pump Heating Only (SEER2 15.2) - Fuel Sub - Panel Upgrade - ZEAS 2030 - Hot-Dry | Res - Single Family | Fuel Substitution | 0 | 0 | 0 | 0 | 0 | 0 | 0 | 0 | 50661461.1624 | 51274081.3081 | 52260144.0499 | 53088294.6369 | 53873578.8806
Scenario 2: High TRC | PG&E | Res | HVAC | Res ¦ Res Furnace Heat Pump Heating Only (SEER2 16.0) - Fuel Sub - Panel Upgrade - ZEAS 2030 - Hot-Dry | Res - Single Family | Fuel Substitution | 0 | 0 | 0 | 0 | 0 | 55929213.0162 | 56958204.5534 | 57829895.5875 | 0 | 0 | 0 | 0 | 0
Scenario 2: High TRC | PG&E | Res | HVAC | Res ¦ Res Furnace Heat Pump Heating Only (SEER2 16.0) - Fuel Sub - Panel Upgrade - ZEAS 2030 - Cold | Res - Single Family | Fuel Substitution | 0 | 0 | 0 | 0 | 0 | 0 | 0 | 0 | 60213.8754 | 60998.7321 | 62173.6427 | 63187.8216 | 64160.5918
Scenario 2: High TRC | PG&E | Res | HVAC | Res ¦ Res Furnace Heat Pump Heating Only (SEER2 16.9) - Fuel Sub - Panel Upgrade - ZEAS 2030 - Cold | Res - Single Family | Fuel Substitution | 0 | 0 | 0 | 0 | 0 | 59054.6768 | 60147.2321 | 61091.8331 | 0 | 0 | 0 | 0 | 0
Scenario 2: High TRC | PG&E | Res | HVAC | Res ¦ Ductless Mini Split Heat Pump (SEER2 15.2) - Fuel Sub - ZEAS 2030 - Marine | Res - Single Family | Fuel Substitution | 2470332.7607 | 2629236.2768 | 2803038.0743 | 0 | 0 | -184619.7929 | -188238.9356 | -192004.5844 | 0 | 0 | 0 | 0 | 0
Scenario 2: High TRC | PG&E | Res | HVAC | Res ¦ Ductless Mini Split Heat Pump (SEER2 15.2) - Fuel Sub - ZEAS 2030 - Hot-Dry | Res - Single Family | Fuel Substitution | 3018481.1513 | 0 | 0 | 0 | 0 | -175674.6393 | -179141.8139 | -182818.3728 | 0 | 0 | 0 | 0 | 0
Scenario 2: High TRC | PG&E | Res | HVAC | Res ¦ Ductless Mini Split Heat Pump (SEER2 15.2) - Fuel Sub - ZEAS 2030 - Cold | Res - Single Family | Fuel Substitution | 0 | 0 | 0 | 0 | 0 | 0 | -451.8743 | -461.3718 | 0 | 0 | 0 | 0 | 0
Scenario 2: High TRC | PG&E | Res | HVAC | Res ¦ Ductless Mini Split Heat Pump (SEER2 16.0) - Fuel Sub - ZEAS 2030 - Marine | Res - Single Family | Fuel Substitution | 0 | 0 | 0 | 3049083.8091 | 3247087.2999 | 0 | 0 | 0 | 0 | 0 | 0 | 0 | 0
Scenario 2: High TRC | PG&E | Res | HVAC | Res ¦ Ductless Mini Split Heat Pump (SEER2 16.0) - Fuel Sub - ZEAS 2030 - Hot-Dry | Res - Single Family | Fuel Substitution | 0 | 3276476.6581 | 3470687.9772 | 0 | 0 | 0 | 0 | 0 | 0 | 0 | 0 | 0 | 0
Scenario 2: High TRC | PG&E | Res | HVAC | Res ¦ Ductless Mini Split Heat Pump (SEER2 16.0) - Fuel Sub - ZEAS 2030 - Cold | Res - Single Family | Fuel Substitution | 0 | 0 | 0 | 0 | 0 | -149.6679 | 0 | 0 | 0 | 0 | 0 | 0 | 0
Scenario 2: High TRC | PG&E | Res | HVAC | Res ¦ Ductless Mini Split Heat Pump (SEER2 17.8) - Fuel Sub - ZEAS 2030 - Hot-Dry | Res - Single Family | Fuel Substitution | 0 | 0 | 0 | 3798158.7182 | 4018571.8618 | 0 | 0 | 0 | 0 | 0 | 0 | 0 | 0
Scenario 2: High TRC | PG&E | Res | HVAC | Res ¦ Ductless Mini Split Heat Pump (SEER2 17.8) - Fuel Sub - ZEAS 2030 - Cold | Res - Single Family | Fuel Substitution | 0 | 0 | 0 | 0 | 0 | 0 | 0 | 0 | 0 | 0 | 0 | 0 | 0
Scenario 2: High TRC | PG&E | Res | HVAC | Res ¦ Ductless Mini Split Heat Pump (SEER2 19.6) - Fuel Sub - ZEAS 2030 - Cold | Res - Single Family | Fuel Substitution | 12290.8006 | 12848.5046 | 13414.5694 | 13994.4703 | 14625.161 | 0 | 0 | 0 | 0 | 0 | 0 | 0 | 0
Scenario 2: High TRC | PG&E | Res | HVAC | Res ¦ Ductless Mini Split Heat Pump (SEER2 15.2) - Fuel Sub - Panel Upgrade - ZEAS 2030 - Marine | Res - Single Family | Fuel Substitution | 2785694.3897 | 0 | 0 | 0 | 0 | 0 | 0 | 0 | 0 | 0 | 0 | 0 | 0
Scenario 2: High TRC | PG&E | Res | HVAC | Res ¦ Ductless Mini Split Heat Pump (SEER2 15.2) - Fuel Sub - Panel Upgrade - ZEAS 2030 - Hot-Dry | Res - Single Family | Fuel Substitution | 0 | 0 | 0 | 0 | 0 | 0 | 0 | 0 | 0 | 0 | 0 | 0 | 0
Scenario 2: High TRC | PG&E | Res | HVAC | Res ¦ Ductless Mini Split Heat Pump (SEER2 15.2) - Fuel Sub - Panel Upgrade - ZEAS 2030 - Cold | Res - Single Family | Fuel Substitution | 0 | 0 | 0 | 0 | 0 | 0 | 0 | 0 | 0 | 0 | 0 | 0 | 0
Scenario 2: High TRC | PG&E | Res | HVAC | Res ¦ Ductless Mini Split Heat Pump (SEER2 16.0) - Fuel Sub - Panel Upgrade - ZEAS 2030 - Marine | Res - Single Family | Fuel Substitution | 0 | 3028948.8997 | 3225324.1447 | 0 | 0 | -141850.305 | -144692.9184 | -147833.2918 | 0 | 0 | 0 | 0 | 0
Scenario 2: High TRC | PG&E | Res | HVAC | Res ¦ Ductless Mini Split Heat Pump (SEER2 16.0) - Fuel Sub - Panel Upgrade - ZEAS 2030 - Hot-Dry | Res - Single Family | Fuel Substitution | 0 | 0 | 0 | 0 | 0 | 0 | 0 | 0 | 0 | 0 | 0 | 0 | 0
Scenario 2: High TRC | PG&E | Res | HVAC | Res ¦ Ductless Mini Split Heat Pump (SEER2 16.0) - Fuel Sub - Panel Upgrade - ZEAS 2030 - Cold | Res - Single Family | Fuel Substitution | 0 | 0 | 0 | 0 | 0 | 0 | 0 | 0 | 0 | 0 | 0 | 0 | 0
Scenario 2: High TRC | PG&E | Res | HVAC | Res ¦ Ductless Mini Split Heat Pump (SEER2 17.8) - Fuel Sub - Panel Upgrade - ZEAS 2030 - Marine | Res - Single Family | Fuel Substitution | 0 | 0 | 0 | 3534911.3358 | 3758576.3927 | 0 | 0 | 0 | 0 | 0 | 0 | 0 | 0
Scenario 2: High TRC | PG&E | Res | HVAC | Res ¦ Ductless Mini Split Heat Pump (SEER2 17.8) - Fuel Sub - Panel Upgrade - ZEAS 2030 - Hot-Dry | Res - Single Family | Fuel Substitution | 3622743.7053 | 3828409.7563 | 0 | 0 | 0 | 31815.2176 | 32198.025 | 31885.3186 | 0 | 0 | 0 | 0 | 0
Scenario 2: High TRC | PG&E | Res | HVAC | Res ¦ Ductless Mini Split Heat Pump (SEER2 17.8) - Fuel Sub - Panel Upgrade - ZEAS 2030 - Cold | Res - Single Family | Fuel Substitution | 0 | 0 | 0 | 0 | 0 | 314.7923 | 320.0734 | 322.9417 | 0 | 0 | 0 | 0 | 0
Scenario 2: High TRC | PG&E | Res | HVAC | Res ¦ Ductless Mini Split Heat Pump (SEER2 19.6) - Fuel Sub - Panel Upgrade - ZEAS 2030 - Hot-Dry | Res - Single Family | Fuel Substitution | 0 | 0 | 4174362.123 | 4409049.775 | 4658102.4888 | 0 | 0 | 0 | 0 | 0 | 0 | 0 | 0
Scenario 2: High TRC | PG&E | Res | HVAC | Res ¦ Ductless Mini Split Heat Pump (SEER2 19.6) - Fuel Sub - Panel Upgrade - ZEAS 2030 - Cold | Res - Single Family | Fuel Substitution | 13859.839 | 14488.7393 | 15127.0676 | 15780.9984 | 16492.2028 | 0 | 0 | 0 | 0 | 0 | 0 | 0 | 0
Scenario 2: High TRC | PG&E | Res | HVAC | Res ¦ Res Efficient Furnace (AFUE 95, VSM) - ZEAS 2030 - Marine | Res - Single Family | Energy Efficiency | 604167.3354 | 636022.2105 | 668707.9054 | 702332.2049 | 737798.2511 | 0 | 0 | 0 | 0 | 0 | 0 | 0 | 0
Scenario 2: High TRC | PG&E | Res | HVAC | Res ¦ Res Efficient Furnace (AFUE 95, VSM) - ZEAS 2030 - Hot-Dry | Res - Single Family | Energy Efficiency | 2284030.5962 | 2405288.9014 | 2529988.8049 | 2658499.1509 | 2793956.2735 | 0 | 0 | 0 | 0 | 0 | 0 | 0 | 0
Scenario 2: High TRC | PG&E | Res | HVAC | Res ¦ Res Efficient Furnace (AFUE 95, VSM) - ZEAS 2030 - Cold | Res - Single Family | Energy Efficiency | 492.1847 | 517.6865 | 543.703 | 570.3428 | 598.4915 | 0 | 0 | 0 | 0 | 0 | 0 | 0 | 0
Scenario 2: High TRC | PG&E | Res | WaterHeat | Res ¦ Res Heat Pump Water Heater (3.50 UEF - 50 Gal) - Marine | Res - Single Family | Energy Efficiency | 166245759.6501 | 172290103.9322 | 177569448.5806 | 182107050.342 | 187511250.0273 | 194633343.4824 | 200223273.9766 | 205191283.2527 | 209787842.7747 | 214123713.961 | 220062976.9272 | 225235454.6965 | 230202495.3331
Scenario 2: High TRC | PG&E | Res | WaterHeat | Res ¦ Res Heat Pump Water Heater (3.50 UEF - 50 Gal) - Hot-Dry | Res - Single Family | Energy Efficiency | 199910692.2433 | 207201289.9283 | 213565854.3714 | 219032678.5874 | 225549269.4238 | 234146400.4134 | 240887199.7618 | 246874166.127 | 252410560.7223 | 257630431.5086 | 264791717.0822 | 271023459.5387 | 277005668.4546
Scenario 2: High TRC | PG&E | Res | WaterHeat | Res ¦ Res Heat Pump Water Heater (3.50 UEF - 50 Gal) - Cold | Res - Single Family | Energy Efficiency | 9358473.4301 | 9707903.2207 | 10011746.9361 | 10271448.4091 | 10583098.5847 | 10997540.6962 | 11320003.4804 | 11604995.6199 | 0 | 0 | 0 | 0 | 0
Scenario 2: High TRC | PG&E | Res | WaterHeat | Res ¦ Res Low Flow Showerheads (Elec WH) | Res - Single Family | Energy Efficiency | 2093228.5818 | 2178131.5548 | 2251272.4137 | 2313091.0008 | 2393880.2447 | 2511041.7071 | 2600734.2475 | 2679298.4836 | 2748970.9802 | 2809831.97 | 2895632.7617 | 2965935.0957 | 3032568.0322
Scenario 2: High TRC | PG&E | Res | WaterHeat | Res ¦ Res Low Flow Showerheads (Gas WH) | Res - Single Family | Energy Efficiency | 0 | 349391035.2581 | 367354468.1546 | 386002841.7241 | 405498402.7186 | 426140436.9409 | 447982461.1953 | 471123614.3659 | 495688746.8098 | 521808132.4708 | 549578039.7111 | 579119234.5884 | 610542918.9665
Scenario 2: High TRC | PG&E | Res | WaterHeat | Res ¦ Res Tankless Gas Water Heater (0.87 UEF - High Draw) - ZEAS 2030 - Marine | Res - Single Family | Energy Efficiency | 3838029.8594 | 4729227.1598 | 5334404.4351 | 5582749.6293 | 5639636.4038 | 0 | 0 | 0 | 0 | 0 | 0 | 0 | 0
Scenario 2: High TRC | PG&E | Res | WaterHeat | Res ¦ Res Tankless Gas Water Heater (0.87 UEF - High Draw) - ZEAS 2030 - Hot-Dry | Res - Single Family | Energy Efficiency | 3906045.3288 | 4813040.8609 | 5428950.1844 | 5681705.1683 | 5739607.2504 | 0 | 0 | 0 | 0 | 0 | 0 | 0 | 0
Scenario 2: High TRC | PG&E | Res | WaterHeat | Res ¦ Res Tankless Gas Water Heater (0.87 UEF - High Draw) - ZEAS 2030 - Cold | Res - Single Family | Energy Efficiency | 13888.4102 | 16981.0368 | 19080.9909 | 19933.7159 | 19863.0675 | 0 | 0 | 0 | 0 | 0 | 0 | 0 | 0
Scenario 2: High TRC | PG&E | Res | WaterHeat | Res ¦ Res Heat Pump Water Heater (3.70 UEF - 50 Gal) - Fuel Sub - ZEAS 2030 - Marine | Res - Single Family | Fuel Substitution | 1563842179.1996 | 1661786612.0963 | 1769536261.179 | 1887524803.2398 | 2010226756.8031 | 933441572.1721 | 960855737.0196 | 985376285.8221 | 1008122396.0106 | 1029557289.3884 | 1058597998.4815 | 1083928835.3719 | 1108270532.4131
Scenario 2: High TRC | PG&E | Res | WaterHeat | Res ¦ Res Heat Pump Water Heater (3.70 UEF - 50 Gal) - Fuel Sub - ZEAS 2030 - Hot-Dry | Res - Single Family | Fuel Substitution | 1576959149.0295 | 1676323860.9547 | 1785736514.7294 | 1905636083.7386 | 2030270482.433 | 960925958.2264 | 989204416.7925 | 1014484000.7379 | 1037923711.399 | 1060003227.7399 | 1089957173.3628 | 1116066737.0792 | 1141149521.0245
Scenario 2: High TRC | PG&E | Res | WaterHeat | Res ¦ Res Heat Pump Water Heater (3.70 UEF - 50 Gal) - Fuel Sub - ZEAS 2030 - Cold | Res - Single Family | Fuel Substitution | 3891327.12 | 4165059.8593 | 4473149.8327 | 4816708.6752 | 5169764.691 | 1686718.2602 | 1737069.4124 | 1781905.8967 | 0 | 1862272.9185 | 1915578.1942 | 1961819.4651 | 2006151.9813
Scenario 2: High TRC | PG&E | Res | WaterHeat | Res ¦ Res Tankless Gas Water Heater (0.87 UEF - High Draw) - Panel Upgrade - ZEAS 2030 - Marine | Res - Single Family | Energy Efficiency | 3838029.8594 | 4729227.1598 | 5334404.4351 | 5582749.6293 | 5639636.4038 | 0 | 0 | 0 | 0 | 0 | 0 | 0 | 0
Scenario 2: High TRC | PG&E | Res | WaterHeat | Res ¦ Res Tankless Gas Water Heater (0.87 UEF - High Draw) - Panel Upgrade - ZEAS 2030 - Hot-Dry | Res - Single Family | Energy Efficiency | 3906045.3288 | 4813040.8609 | 5428950.1844 | 5681705.1683 | 5739607.2504 | 0 | 0 | 0 | 0 | 0 | 0 | 0 | 0
Scenario 2: High TRC | PG&E | Res | WaterHeat | Res ¦ Res Tankless Gas Water Heater (0.87 UEF - High Draw) - Panel Upgrade - ZEAS 2030 - Cold | Res - Single Family | Energy Efficiency | 13888.4102 | 16981.0368 | 19080.9909 | 19933.7159 | 19863.0675 | 0 | 0 | 0 | 0 | 0 | 0 | 0 | 0
Scenario 2: High TRC | PG&E | Res | WaterHeat | Res ¦ Res Heat Pump Water Heater (3.70 UEF - 50 Gal) - Fuel Sub - Panel Upgrade - ZEAS 2030 - Marine | Res - Single Family | Fuel Substitution | 1563842179.1996 | 1661786612.0963 | 1769536261.179 | 1887524803.2398 | 2010226756.8031 | 933441572.1721 | 960855737.0196 | 985376285.8221 | 1008122396.0106 | 1029557289.3884 | 1058597998.4815 | 1083928835.3719 | 1108270532.4131
Scenario 2: High TRC | PG&E | Res | WaterHeat | Res ¦ Res Heat Pump Water Heater (3.70 UEF - 50 Gal) - Fuel Sub - Panel Upgrade - ZEAS 2030 - Hot-Dry | Res - Single Family | Fuel Substitution | 1576959149.0295 | 1676323860.9547 | 1785736514.7294 | 1905636083.7386 | 2030270482.433 | 960925958.2264 | 989204416.7925 | 1014484000.7379 | 1037923711.399 | 1060003227.7399 | 1089957173.3628 | 1116066737.0792 | 1141149521.0245
Scenario 2: High TRC | PG&E | Res | WaterHeat | Res ¦ Res Heat Pump Water Heater (3.70 UEF - 50 Gal) - Fuel Sub - Panel Upgrade - ZEAS 2030 - Cold | Res - Single Family | Fuel Substitution | 3891327.12 | 4165059.8593 | 4473149.8327 | 4816708.6752 | 5169764.691 | 1686718.2602 | 1737069.4124 | 1781905.8967 | 0 | 1862272.9185 | 1915578.1942 | 1961819.4651 | 2006151.9813
Scenario 2: High TRC | PG&E | Res | WholeBlg | Res ¦ Res All-Electric Homes - Marine | Res - Single Family | Energy Efficiency | 0 | 0 | 0 | 0 | 0 | 0 | 0 | 0 | 0 | 0 | 0 | 0 | 0
Scenario 2: High TRC | PG&E | Res | WholeBlg | Res ¦ Res All-Electric Homes - Hot-Dry | Res - Single Family | Energy Efficiency | 0 | 0 | 0 | 0 | 0 | 0 | 0 | 0 | 0 | 0 | 0 | 0 | 0
Scenario 2: High TRC | PG&E | Res | WholeBlg | Res ¦ Res All-Electric Homes - Cold | Res - Single Family | Energy Efficiency | 0 | 0 | 0 | 0 | 0 | 241666.7682 | 233536.4135 | 223118.4269 | 212546.7453 | 203012.5648 | 196254.7515 | 190384.5897 | 184667.1071
Scenario 2: High TRC | SCE | Res | AppPlug | Res ¦ Efficient Res Clothes Washer (Electric) | Res - Single Family | Energy Efficiency | 0 | 0 | 0 | 0 | 0 | 0 | 0 | 0 | 0 | 0 | 0 | 0 | 0
Scenario 2: High TRC | SCE | Res | BldgEnv | Res ¦ Attic/Ceiling Insulation NEW (Add R-11) - Marine | Res - Single Family | Energy Efficiency | 52089.125 | 63678.5415 | 70608.3574 | 72808.4013 | 75708.1605 | 75473.5754 | 0 | 0 | 0 | 0 | 0 | 0 | 0
Scenario 2: High TRC | SCE | Res | BldgEnv | Res ¦ Attic/Ceiling Insulation NEW (Add R-11) - Hot-Dry | Res - Single Family | Energy Efficiency | 479839.1749 | 586599.5791 | 650436.2653 | 670702.8234 | 697415.0793 | 695254.1075 | 670610.3926 | 636359.3354 | 0 | 0 | 0 | 0 | 0
Scenario 2: High TRC | SCE | Res | BldgEnv | Res ¦ Attic/Ceiling Insulation NEW (Add R-11) - Cold | Res - Single Family | Energy Efficiency | 9694.4963 | 11851.4447 | 13141.1779 | 13550.6361 | 14090.3208 | 14046.6613 | 13548.7686 | 0 | 0 | 0 | 0 | 0 | 0
Scenario 2: High TRC | SCE | Res | BldgEnv | Res ¦ Attic/Ceiling Insulation RET (Add R-30) - Marine | Res - Single Family | Energy Efficiency | 0 | 0 | 0 | 0 | 0 | 0 | 0 | 0 | 0 | 0 | 0 | 0 | 0
Scenario 2: High TRC | SCE | Res | BldgEnv | Res ¦ Attic/Ceiling Insulation RET (Add R-30) - Hot-Dry | Res - Single Family | Energy Efficiency | 0 | 0 | 0 | 0 | 0 | 0 | 0 | 0 | 0 | 0 | 0 | 0 | 0
Scenario 2: High TRC | SCE | Res | BldgEnv | Res ¦ Attic/Ceiling Insulation RET (Add R-30) - Cold | Res - Single Family | Energy Efficiency | 0 | 0 | 0 | 0 | 0 | 0 | 0 | 0 | 0 | 0 | 0 | 0 | 0
Scenario 2: High TRC | SCE | Res | BldgEnv | Res ¦ Wall Insulation (R13) - Marine | Res - Single Family | Energy Efficiency | 6252471.7073 | 6601285.2382 | 6920882.4647 | 7213131.7823 | 7575803.417 | 8027538.996 | 8333373.7593 | 8540368.8215 | 0 | 0 | 0 | 0 | 0
Scenario 2: High TRC | SCE | Res | BldgEnv | Res ¦ Wall Insulation (R13) - Hot-Dry | Res - Single Family | Energy Efficiency | 54258068.749 | 57285023.4361 | 60058443.1491 | 62594541.5607 | 65741754.9202 | 69661852.6427 | 72315843.6384 | 74112117.6309 | 0 | 0 | 0 | 0 | 0
Scenario 2: High TRC | SCE | Res | BldgEnv | Res ¦ Wall Insulation (R13) - Cold | Res - Single Family | Energy Efficiency | 1269209.4349 | 1340016.2206 | 1404892.2943 | 1464216.9276 | 1537836.8146 | 1629536.0794 | 1691618.4663 | 1733637.0628 | 0 | 0 | 0 | 0 | 0
Scenario 2: High TRC | SCE | Res | HVAC | Res ¦ Packaged/Split System AC (SEER2 15.2) - Marine | Res - Single Family | Energy Efficiency | 11433961.316 | 11790960.5381 | 12076011.4959 | 12291777.2231 | 12581158.5413 | 13046637.7003 | 0 | 0 | 0 | 0 | 0 | 0 | 0
Scenario 2: High TRC | SCE | Res | HVAC | Res ¦ Packaged/Split System AC (SEER2 15.2) - Hot-Dry | Res - Single Family | Energy Efficiency | 219377747.8647 | 226227314.971 | 231696446.3972 | 235836236.4468 | 241388452.3503 | 250319370.2322 | 256330119.9609 | 260096711.1403 | 0 | 0 | 0 | 0 | 0
Scenario 2: High TRC | SCE | Res | HVAC | Res ¦ Packaged/Split System AC (SEER2 15.2) - Cold | Res - Single Family | Energy Efficiency | 6043983.325 | 6232692.8445 | 6383370.5657 | 6497424.1663 | 6650390.9128 | 6896442.845 | 7062042.4625 | 7165814.2192 | 0 | 0 | 0 | 0 | 0
Scenario 2: High TRC | SCE | Res | HVAC | Res ¦ Packaged/Split Heat Pump (SEER2 15.2) - Cold | Res - Single Family | Energy Efficiency | 720429.4423 | 758580.5989 | 796408.6754 | 834158.9405 | 875677.7354 | 913872.4219 | 943091.1431 | 968118.2619 | 993310.2722 | 1015992.7735 | 1046025.21 | 1075299.9614 | 1103146.9481
Scenario 2: High TRC | SCE | Res | HVAC | Res ¦ Ductless Mini Split Heat Pump (SEER2 19.6) - Marine | Res - Single Family | Energy Efficiency | 40918.5538 | 43085.4422 | 45233.9804 | 47378.0991 | 49736.2607 | 51905.6214 | 53565.1702 | 54986.6467 | 0 | 0 | 0 | 0 | 0
Scenario 2: High TRC | SCE | Res | HVAC | Res ¦ Ductless Mini Split Heat Pump (SEER2 19.6) - Hot-Dry | Res - Single Family | Energy Efficiency | 346035.8769 | 364360.5985 | 382530.1385 | 400662.3043 | 420604.5662 | 438950.196 | 452984.5 | 465005.4982 | 0 | 0 | 0 | 0 | 0
Scenario 2: High TRC | SCE | Res | HVAC | Res ¦ Ductless Mini Split Heat Pump (SEER2 19.6) - Cold | Res - Single Family | Energy Efficiency | 16620.9784 | 17501.1611 | 18373.8901 | 19244.8239 | 20202.7012 | 21083.8882 | 21757.9913 | 22335.3902 | 0 | 0 | 0 | 0 | 0
Scenario 2: High TRC | SCE | Res | HVAC | Res ¦ Res Brushless HVAC Motor - Hot-Dry | Res - Single Family | Energy Efficiency | 0 | 0 | 0 | 0 | 0 | 244957806.5827 | 256331120.8603 | 261033099.9696 | 265389746.7059 | 268966461.9501 | 275152410.1099 | 278263641.0846 | 281226125.3867
Scenario 2: High TRC | SCE | Res | HVAC | Res ¦ Res Brushless HVAC Motor - Cold | Res - Single Family | Energy Efficiency | 0 | 0 | 0 | 0 | 0 | 8173750.3045 | 8553254.9724 | 8710150.577 | 8855523.1336 | 8974870.9418 | 9181283.6149 | 9285099.1474 | 9383951.302
Scenario 2: High TRC | SCE | Res | HVAC | Res ¦ HVAC Time Delay Relay - Marine | Res - Single Family | Energy Efficiency | 0 | 4844675.2793 | 5076386.8619 | 4633383.1638 | 0 | 5345210.8932 | 5913038.6227 | 6044589.1334 | 6098586.3367 | 6107366.1101 | 6379979.2683 | 6464452.0326 | 6539496.4203
Scenario 2: High TRC | SCE | Res | HVAC | Res ¦ HVAC Time Delay Relay - Hot-Dry | Res - Single Family | Energy Efficiency | 0 | 50739718.0376 | 53166502.0197 | 48526793.1778 | 0 | 55981975.6617 | 61929003.5275 | 63306770.9606 | 63872299.6514 | 63964252.8169 | 66819411.1058 | 67704119.3668 | 68490081.4498
Scenario 2: High TRC | SCE | Res | HVAC | Res ¦ HVAC Time Delay Relay - Cold | Res - Single Family | Energy Efficiency | 0 | 1188114.0345 | 1244939.2638 | 1136296.5002 | 0 | 1310865.9949 | 1450120.7551 | 1482382.3618 | 1495624.7013 | 1497777.8636 | 1564633.8447 | 1585350.0478 | 1603754.0243
Scenario 2: High TRC | SCE | Res | WaterHeat | Res ¦ Res Heat Pump Water Heater (3.50 UEF - 50 Gal) - Marine | Res - Single Family | Energy Efficiency | 34471485.9636 | 35900166.3174 | 37198801.3577 | 38359755.5778 | 39747540.4013 | 41450167.4778 | 42679590.1228 | 43541228.549 | 44380571.9827 | 45118261.115 | 46129367.6846 | 46956250.1338 | 47742158.2369
Scenario 2: High TRC | SCE | Res | WaterHeat | Res ¦ Res Heat Pump Water Heater (3.50 UEF - 50 Gal) - Hot-Dry | Res - Single Family | Energy Efficiency | 89506656.8817 | 93226592.1545 | 96607139.2059 | 99628344.2711 | 103241608.4263 | 107677027.4098 | 110876758.7643 | 113115986.3413 | 115296771.3276 | 117211879.9362 | 119840671.5899 | 121988178.478 | 124028455.5258
Scenario 2: High TRC | SCE | Res | WaterHeat | Res ¦ Res Heat Pump Water Heater (3.50 UEF - 50 Gal) - Cold | Res - Single Family | Energy Efficiency | 12669838.3126 | 13210636.1378 | 13701017.4201 | 14137981.1023 | 14663010.7994 | 15310844.909 | 15774108.3931 | 16093764.5927 | 16404384.8385 | 16675013.468 | 17051834.6976 | 17356470.209 | 17644769.5257
Scenario 2: High TRC | SCE | Res | WaterHeat | Res ¦ Res Low Flow Showerheads (Elec WH) | Res - Single Family | Energy Efficiency | 270222.8903 | 284701.649 | 297952.4257 | 309860.1294 | 324620.4575 | 343520.8111 | 356936.4475 | 365832.8989 | 374001.2037 | 380297.0981 | 388933.826 | 395340.9796 | 401366.0253
Scenario 2: High TRC | SCE | Res | WholeBlg | Res ¦ Res All-Electric Homes - Marine | Res - Single Family | Energy Efficiency | 0 | 0 | 0 | 0 | 0 | 0 | 0 | 0 | 0 | 0 | 0 | 0 | 0
Scenario 2: High TRC | SCE | Res | WholeBlg | Res ¦ Res All-Electric Homes - Hot-Dry | Res - Single Family | Energy Efficiency | 0 | 0 | 0 | 0 | 0 | 0 | 0 | 0 | 0 | 0 | 0 | 0 | 0
Scenario 2: High TRC | SCE | Res | WholeBlg | Res ¦ Res All-Electric Homes - Cold | Res - Single Family | Energy Efficiency | 0 | 0 | 0 | 0 | 0 | 0 | 0 | 2629977.1809 | 2514628.1559 | 2402407.1506 | 2321697.1148 | 2248585.3491 | 2174610.6333
Scenario 2: High TRC | SCG | Res | AppPlug | Res ¦ Efficient Res Clothes Washer (Gas) | Res - Single Family | Energy Efficiency | 0 | 0 | 0 | 0 | 0 | 0 | 0 | 0 | 0 | 0 | 0 | 0 | 0
Scenario 2: High TRC | SCG | Res | BldgEnv | Res ¦ Attic/Ceiling Insulation NEW (Add R-11) - Marine | Res - Single Family | Energy Efficiency | 251953.6527 | 307812.9198 | 347597.3902 | 367323.3427 | 385404.9095 | 390681.8982 | 387712.1138 | 381245.1644 | 0 | 0 | 0 | 0 | 0
Scenario 2: High TRC | SCG | Res | BldgEnv | Res ¦ Attic/Ceiling Insulation NEW (Add R-11) - Hot-Dry | Res - Single Family | Energy Efficiency | 1634525.8574 | 1996907.6506 | 2255005.6974 | 2382975.9774 | 2500278.4577 | 2534512.4308 | 2515246.2313 | 2473292.4991 | 0 | 0 | 0 | 0 | 0
Scenario 2: High TRC | SCG | Res | BldgEnv | Res ¦ Attic/Ceiling Insulation NEW (Add R-11) - Cold | Res - Single Family | Energy Efficiency | 35551.5906 | 43433.5394 | 49047.275 | 51830.6798 | 54382.0556 | 55126.6582 | 54707.6106 | 53795.1002 | 0 | 0 | 0 | 0 | 0
Scenario 2: High TRC | SCG | Res | BldgEnv | Res ¦ Floor Insulation (R30) - Marine | Res - Single Family | Energy Efficiency | 186282.6236 | 227217.2481 | 256172.5599 | 270281.5568 | 283148.2687 | 286597.0541 | 284013.2954 | 278897.4099 | 0 | 0 | 0 | 0 | 0
Scenario 2: High TRC | SCG | Res | BldgEnv | Res ¦ Floor Insulation (R30) - Hot-Dry | Res - Single Family | Energy Efficiency | 568622.896 | 693574.7797 | 781960.1209 | 825027.4695 | 864302.7751 | 874830.1034 | 866943.2466 | 851327.1385 | 0 | 0 | 0 | 0 | 0
Scenario 2: High TRC | SCG | Res | BldgEnv | Res ¦ Floor Insulation (R30) - Cold | Res - Single Family | Energy Efficiency | 57177.1308 | 69741.5039 | 78628.9761 | 82959.557 | 86908.8339 | 87967.3956 | 87174.3431 | 85604.0858 | 0 | 0 | 0 | 0 | 0
Scenario 2: High TRC | SCG | Res | HVAC | Res ¦ Res Smart Thermostat (Elec SC and Gas SH) - Marine | Res - Single Family | Energy Efficiency | 0 | 0 | 0 | 0 | 0 | 0 | 0 | 0 | 0 | 0 | 0 | 0 | 0
Scenario 2: High TRC | SCG | Res | HVAC | Res ¦ Res Smart Thermostat (Elec SC and Gas SH) - Hot-Dry | Res - Single Family | Energy Efficiency | 0 | 0 | 0 | 0 | 0 | 0 | 0 | 0 | 0 | 0 | 0 | 0 | 0
Scenario 2: High TRC | SCG | Res | HVAC | Res ¦ Res Smart Thermostat (Elec SC and Gas SH) - Cold | Res - Single Family | Energy Efficiency | 0 | 0 | 0 | 0 | 0 | 0 | 0 | 0 | 0 | 0 | 0 | 0 | 0
Scenario 2: High TRC | SCG | Res | HVAC | Res ¦ Efficient HVAC System Furnace (AFUE 95) and AC (SEER2 15.2) - Panel Upgrade - ZEAS 2030 - Marine | Res - Single Family | Energy Efficiency | 0 | 0 | 0 | 0 | 0 | 0 | 0 | 0 | 0 | 0 | 0 | 0 | 0
Scenario 2: High TRC | SCG | Res | HVAC | Res ¦ Efficient HVAC System Furnace (AFUE 95) and AC (SEER2 15.2) - Panel Upgrade - ZEAS 2030 - Hot-Dry | Res - Single Family | Energy Efficiency | 0 | 0 | 0 | 0 | 0 | 0 | 0 | 0 | 0 | 0 | 0 | 0 | 0
Scenario 2: High TRC | SCG | Res | HVAC | Res ¦ Efficient HVAC System Furnace (AFUE 95) and AC (SEER2 15.2) - Panel Upgrade - ZEAS 2030 - Cold | Res - Single Family | Energy Efficiency | 0 | 0 | 0 | 0 | 0 | 0 | 0 | 0 | 0 | 0 | 0 | 0 | 0
Scenario 2: High TRC | SCG | Res | HVAC | Res ¦ Res Efficient Furnace FS (AFUE = 95) - ZEAS 2030 - Hot-Dry | Res - Single Family | Energy Efficiency | 0 | 0 | 0 | 0 | 0 | 0 | 0 | 0 | 0 | 0 | 0 | 0 | 0
Scenario 2: High TRC | SCG | Res | HVAC | Res ¦ Res Efficient Furnace FS (AFUE = 95) - ZEAS 2030 - Cold | Res - Single Family | Energy Efficiency | 0 | 0 | 0 | 0 | 0 | 0 | 0 | 0 | 0 | 0 | 0 | 0 | 0
Scenario 2: High TRC | SCG | Res | HVAC | Res ¦ Res Efficient Furnace FS (AFUE = 95) - Panel Upgrade - ZEAS 2030 - Marine | Res - Single Family | Energy Efficiency | 25216331.6172 | 26642690.0534 | 28139634.1296 | 29710093.0837 | 31376140.8764 | 0 | 0 | 0 | 0 | 0 | 0 | 0 | 0
Scenario 2: High TRC | SCG | Res | HVAC | Res ¦ Res Efficient Furnace FS (AFUE = 95) - Panel Upgrade - ZEAS 2030 - Hot-Dry | Res - Single Family | Energy Efficiency | 13007399.3666 | 13743161.1777 | 14515333.3447 | 15325426.8632 | 16184828.1961 | 0 | 0 | 0 | 0 | 0 | 0 | 0 | 0
Scenario 2: High TRC | SCG | Res | HVAC | Res ¦ Res Efficient Furnace FS (AFUE = 95) - Panel Upgrade - ZEAS 2030 - Cold | Res - Single Family | Energy Efficiency | 814042.0923 | 860088.2747 | 908413.1265 | 959111.2102 | 1012895.125 | 0 | 0 | 0 | 0 | 0 | 0 | 0 | 0
Scenario 2: High TRC | SCG | Res | HVAC | Res ¦ Res Efficient Furnace (AFUE 95, VSM) - ZEAS 2030 - Marine | Res - Single Family | Energy Efficiency | 115362.0692 | 121887.5093 | 128735.8712 | 135920.556 | 143542.5497 | 0 | 0 | 0 | 0 | 0 | 0 | 0 | 0
Scenario 2: High TRC | SCG | Res | HVAC | Res ¦ Res Efficient Furnace (AFUE 95, VSM) - ZEAS 2030 - Hot-Dry | Res - Single Family | Energy Efficiency | 1083577.7287 | 1144870.1585 | 1209195.7427 | 1276680.3543 | 1348272.5395 | 0 | 0 | 0 | 0 | 0 | 0 | 0 | 0
Scenario 2: High TRC | SCG | Res | HVAC | Res ¦ Res Efficient Furnace (AFUE 95, VSM) - ZEAS 2030 - Cold | Res - Single Family | Energy Efficiency | 43456.4396 | 45914.5473 | 48494.2984 | 51200.741 | 54071.9162 | 0 | 0 | 0 | 0 | 0 | 0 | 0 | 0
Scenario 2: High TRC | SCG | Res | WaterHeat | Res ¦ Res Faucet Aerators (Gas WH) | Res - Single Family | Energy Efficiency | 1070104.0397 | 1302573.7908 | 1465325.2502 | 1542504.413 | 1612157.6174 | 1627889.6067 | 1609293.8674 | 1576462.0151 | 1545285.3982 | 1519790.7598 | 1500394.2262 | 1487139.9223 | 1475739.4045
Scenario 2: High TRC | SCG | Res | WaterHeat | Res ¦ Res Low Flow Showerheads (Gas WH) | Res - Single Family | Energy Efficiency | 250938161.3272 | 264281997.3816 | 278208979.905 | 292759011.8607 | 308151307.7235 | 324352631.0966 | 341468586.1661 | 359609972.7284 | 378879973.77 | 399365947.8258 | 421151416.1668 | 444328753.9227 | 468989186.7067
Scenario 2: High TRC | SCG | Res | WaterHeat | Res ¦ Res Tankless Gas Water Heater (0.87 UEF - High Draw) - ZEAS 2030 - Marine | Res - Single Family | Energy Efficiency | 1570500.8026 | 1915610.0745 | 2159724.8477 | 2278674.1657 | 2387150.0982 | 0 | 0 | 0 | 0 | 0 | 0 | 0 | 0
Scenario 2: High TRC | SCG | Res | WaterHeat | Res ¦ Res Tankless Gas Water Heater (0.87 UEF - High Draw) - ZEAS 2030 - Hot-Dry | Res - Single Family | Energy Efficiency | 6957126.6046 | 8485918.4988 | 9567317.1077 | 10094248.0479 | 10574783.1707 | 0 | 0 | 0 | 0 | 0 | 0 | 0 | 0
Scenario 2: High TRC | SCG | Res | WaterHeat | Res ¦ Res Tankless Gas Water Heater (0.87 UEF - High Draw) - ZEAS 2030 - Cold | Res - Single Family | Energy Efficiency | 114992.2636 | 140261.2073 | 158135.3213 | 166844.8051 | 174787.4264 | 0 | 0 | 0 | 0 | 0 | 0 | 0 | 0
Scenario 2: High TRC | SCG | Res | WaterHeat | Res ¦ Res Tankless Gas Water Heater (0.87 UEF - High Draw) - Panel Upgrade - ZEAS 2030 - Marine | Res - Single Family | Energy Efficiency | 1570500.8026 | 1915610.0745 | 2159724.8477 | 2278674.1657 | 2387150.0982 | 0 | 0 | 0 | 0 | 0 | 0 | 0 | 0
Scenario 2: High TRC | SCG | Res | WaterHeat | Res ¦ Res Tankless Gas Water Heater (0.87 UEF - High Draw) - Panel Upgrade - ZEAS 2030 - Hot-Dry | Res - Single Family | Energy Efficiency | 6957126.6046 | 8485918.4988 | 9567317.1077 | 10094248.0479 | 10574783.1707 | 0 | 0 | 0 | 0 | 0 | 0 | 0 | 0
Scenario 2: High TRC | SCG | Res | WaterHeat | Res ¦ Res Tankless Gas Water Heater (0.87 UEF - High Draw) - Panel Upgrade - ZEAS 2030 - Cold | Res - Single Family | Energy Efficiency | 114992.2636 | 140261.2073 | 158135.3213 | 166844.8051 | 174787.4264 | 0 | 0 | 0 | 0 | 0 | 0 | 0 | 0
Scenario 2: High TRC | SCG | Res | WholeBlg | Res ¦ Res All-Electric Homes - Marine | Res - Single Family | Energy Efficiency | 0 | 0 | 0 | 0 | 0 | 0 | 0 | 0 | 0 | 0 | 0 | 0 | 0
Scenario 2: High TRC | SCG | Res | WholeBlg | Res ¦ Res All-Electric Homes - Hot-Dry | Res - Single Family | Energy Efficiency | 0 | 0 | 0 | 0 | 0 | 0 | 0 | 0 | 0 | 0 | 0 | 0 | 0
Scenario 2: High TRC | SCG | Res | WholeBlg | Res ¦ Res All-Electric Homes - Cold | Res - Single Family | Energy Efficiency | 0 | 0 | 0 | 0 | 0 | 0 | 0 | 0 | 0 | 0 | 0 | 0 | 0
Scenario 2: High TRC | SDG&E | Res | AppPlug | Res ¦ Efficient Res Clothes Washer (Electric) | Res - Single Family | Energy Efficiency | 0 | 0 | 0 | 0 | 0 | 0 | 0 | 0 | 0 | 0 | 836986.847 | 877203.6716 | 919706.6127
Scenario 2: High TRC | SDG&E | Res | AppPlug | Res ¦ Efficient Gas Pool Heater - ZEAS 2030 | Res - Single Family | Energy Efficiency | 33413.8462 | 41549.6443 | 46485.763 | 48360.8475 | 45522.1825 | 0 | 0 | 0 | 0 | 0 | 0 | 0 | 0
Scenario 2: High TRC | SDG&E | Res | AppPlug | Res ¦ Heat Pump Pool Heater - Fuel Sub - ZEAS 2030 | Res - Single Family | Fuel Substitution | 80433809.0219 | 85558964.6196 | 91118375.9764 | 97149777.2851 | 103501997.7704 | 0 | 0 | 0 | 0 | 0 | 0 | 0 | 0
Scenario 2: High TRC | SDG&E | Res | BldgEnv | Res ¦ Attic/Ceiling Insulation NEW (Add R-11) - Marine | Res - Single Family | Energy Efficiency | 28786.3021 | 35842.3783 | 40132.1212 | 41764.2886 | 39342.2318 | 38908.9423 | 38130.6189 | 37106.1895 | 0 | 0 | 0 | 0 | 0
Scenario 2: High TRC | SDG&E | Res | BldgEnv | Res ¦ Attic/Ceiling Insulation NEW (Add R-11) - Hot-Dry | Res - Single Family | Energy Efficiency | 111298.6468 | 138670.4587 | 155398.85 | 161881.7074 | 152626.0461 | 151070.1447 | 148249.1717 | 144499.6978 | 0 | 0 | 0 | 0 | 0
Scenario 2: High TRC | SDG&E | Res | BldgEnv | Res ¦ Attic/Ceiling Insulation RET (Add R-30) - Marine | Res - Single Family | Energy Efficiency | 0 | 0 | 0 | 0 | 0 | 0 | 0 | 0 | 0 | 0 | 0 | 0 | 0
Scenario 2: High TRC | SDG&E | Res | BldgEnv | Res ¦ Attic/Ceiling Insulation RET (Add R-30) - Hot-Dry | Res - Single Family | Energy Efficiency | 0 | 0 | 0 | 0 | 0 | 0 | 0 | 0 | 0 | 0 | 0 | 0 | 0
Scenario 2: High TRC | SDG&E | Res | BldgEnv | Res ¦ Wall Insulation (R13) - Marine | Res - Single Family | Energy Efficiency | 6848754.8046 | 7211914.1796 | 7585568.11 | 7972766.4987 | 8396448.8677 | 8852982.8579 | 9295244.7937 | 9738655.072 | 0 | 0 | 0 | 0 | 0
Scenario 2: High TRC | SDG&E | Res | BldgEnv | Res ¦ Wall Insulation (R13) - Hot-Dry | Res - Single Family | Energy Efficiency | 24121801.8772 | 25387008.9265 | 26696403.1416 | 28059801.4488 | 29540511.7625 | 31130052.1467 | 32702513.0061 | 34301088.981 | 0 | 0 | 0 | 0 | 0
Scenario 2: High TRC | SDG&E | Res | BldgEnv | Res ¦ Floor Insulation (R30) - Marine | Res - Single Family | Energy Efficiency | 6699.8735 | 8411.815 | 9564.2804 | 10161.7512 | 9723.1438 | 9752.9396 | 9865.7676 | 9985.0446 | 0 | 0 | 0 | 0 | 0
Scenario 2: High TRC | SDG&E | Res | BldgEnv | Res ¦ Floor Insulation (R30) - Hot-Dry | Res - Single Family | Energy Efficiency | 14535.3524 | 18374.7687 | 21147.1794 | 22824.8586 | 22093.0042 | 22386.9577 | 23141.3339 | 24018.4354 | 0 | 0 | 0 | 0 | 0
Scenario 2: High TRC | SDG&E | Res | HVAC | Res ¦ Packaged/Split System AC (SEER2 15.2) - Marine | Res - Single Family | Energy Efficiency | 3225163.5127 | 3289157.1059 | 3326395.6386 | 3339061.7508 | 3368823.9067 | 3464364.2415 | 0 | 0 | 0 | 0 | 0 | 0 | 0
Scenario 2: High TRC | SDG&E | Res | HVAC | Res ¦ Packaged/Split System AC (SEER2 15.2) - Hot-Dry | Res - Single Family | Energy Efficiency | 16842609.3748 | 17167852.8493 | 17350581.8297 | 17402296.752 | 17543991.6901 | 18033349.0556 | 0 | 0 | 0 | 0 | 0 | 0 | 0
Scenario 2: High TRC | SDG&E | Res | HVAC | Res ¦ Ductless Mini Split Heat Pump (SEER2 19.6) - Marine | Res - Single Family | Energy Efficiency | 19253.9179 | 20280.4932 | 21308.0048 | 22345.2605 | 23451.5245 | 24444.3436 | 25220.1002 | 25920.8201 | 0 | 0 | 0 | 0 | 0
Scenario 2: High TRC | SDG&E | Res | HVAC | Res ¦ Ductless Mini Split Heat Pump (SEER2 19.6) - Hot-Dry | Res - Single Family | Energy Efficiency | 96046.2675 | 101167.2371 | 106292.8772 | 111467.1247 | 116985.6137 | 121938.1937 | 125807.9787 | 129303.4509 | 0 | 0 | 0 | 0 | 0
Scenario 2: High TRC | SDG&E | Res | HVAC | Res ¦ Res Smart Thermostat (Elec SC and Gas SH) - Marine | Res - Single Family | Energy Efficiency | 0 | 0 | 0 | 0 | 0 | 0 | 0 | 0 | 14418.6913 | 13977.0492 | 13647.6259 | 13442.6636 | 13263.6731
Scenario 2: High TRC | SDG&E | Res | HVAC | Res ¦ Res Smart Thermostat (Elec SC and Gas SH) - Hot-Dry | Res - Single Family | Energy Efficiency | 0 | 0 | 0 | 0 | 0 | 0 | 0 | 0 | 0 | 0 | 0 | 0 | 0
Scenario 2: High TRC | SDG&E | Res | HVAC | Res ¦ HVAC Time Delay Relay - Marine | Res - Single Family | Energy Efficiency | 975590.9189 | 1080200.3663 | 1125769.0969 | 1016563.9749 | 929639.9992 | 1091411.638 | 1186681.1617 | 1214176.8437 | 1224258.3099 | 1219588.6762 | 1277860.8548 | 1292514.2245 | 1304770.0305
Scenario 2: High TRC | SDG&E | Res | HVAC | Res ¦ HVAC Time Delay Relay - Hot-Dry | Res - Single Family | Energy Efficiency | 3322383.8932 | 3678632.3337 | 3833817.067 | 3461918.0145 | 3165897.6116 | 3716812.4231 | 4041253.6666 | 4134890.466 | 4169222.9924 | 4153320.5114 | 4351766.9545 | 4401669.1404 | 4443406.401
Scenario 2: High TRC | SDG&E | Res | HVAC | Res ¦ Packaged/Split Heat Pump (SEER2 16.0) - Fuel Sub - ZEAS 2030 - Marine | Res - Single Family | Fuel Substitution | 0 | 0 | 0 | 0 | 0 | 0 | 0 | 0 | 0 | 0 | 0 | 0 | 0
Scenario 2: High TRC | SDG&E | Res | HVAC | Res ¦ Packaged/Split Heat Pump (SEER2 16.0) - Fuel Sub - ZEAS 2030 - Hot-Dry | Res - Single Family | Fuel Substitution | 0 | 0 | 0 | 0 | 0 | 0 | 0 | 0 | 0 | 0 | 0 | 0 | 0
Scenario 2: High TRC | SDG&E | Res | HVAC | Res ¦ Packaged/Split Heat Pump (SEER2 16.9) - Fuel Sub - ZEAS 2030 - Marine | Res - Single Family | Fuel Substitution | 0 | 0 | 0 | 0 | 0 | 0 | 0 | 0 | 0 | 0 | 0 | 0 | 0
Scenario 2: High TRC | SDG&E | Res | HVAC | Res ¦ Packaged/Split Heat Pump (SEER2 16.9) - Fuel Sub - ZEAS 2030 - Hot-Dry | Res - Single Family | Fuel Substitution | 0 | 0 | 0 | 0 | 0 | 0 | 0 | 0 | 0 | 0 | 0 | 0 | 0
Scenario 2: High TRC | SDG&E | Res | HVAC | Res ¦ Packaged/Split Heat Pump (SEER2 17.8) - Fuel Sub - ZEAS 2030 - Marine | Res - Single Family | Fuel Substitution | 56356274.1168 | 59916957.0652 | 63825833.5842 | 68092944.4607 | 72532658.751 | 0 | 0 | 0 | 0 | 0 | 0 | 0 | 0
Scenario 2: High TRC | SDG&E | Res | HVAC | Res ¦ Packaged/Split Heat Pump (SEER2 17.8) - Fuel Sub - ZEAS 2030 - Hot-Dry | Res - Single Family | Fuel Substitution | 178862339.9097 | 0 | 0 | 0 | 0 | 0 | 0 | 0 | 0 | 0 | 0 | 0 | 0
Scenario 2: High TRC | SDG&E | Res | HVAC | Res ¦ Packaged/Split Heat Pump (SEER2 18.7) - Fuel Sub - ZEAS 2030 - Hot-Dry | Res - Single Family | Fuel Substitution | 0 | 197178649.6709 | 209715649.6449 | 223359548.3225 | 237585906.8187 | 0 | 0 | 0 | 0 | 0 | 0 | 0 | 0
Scenario 2: High TRC | SDG&E | Res | HVAC | Res ¦ Efficient HVAC System Furnace (AFUE 95) and AC (SEER2 15.2) - Panel Upgrade - ZEAS 2030 - Marine | Res - Single Family | Energy Efficiency | 98142.4425 | 0 | 0 | 0 | 0 | 0 | 0 | 0 | 0 | 0 | 0 | 0 | 0
Scenario 2: High TRC | SDG&E | Res | HVAC | Res ¦ Efficient HVAC System Furnace (AFUE 95) and AC (SEER2 15.2) - Panel Upgrade - ZEAS 2030 - Hot-Dry | Res - Single Family | Energy Efficiency | 0 | 0 | 0 | 0 | 0 | 0 | 0 | 0 | 0 | 0 | 0 | 0 | 0
Scenario 2: High TRC | SDG&E | Res | HVAC | Res ¦ Packaged/Split Heat Pump (SEER2 16.9) - Fuel Sub - Panel Upgrade - ZEAS 2030 - Marine | Res - Single Family | Fuel Substitution | 0 | 0 | 0 | 0 | 0 | 0 | 0 | 0 | 0 | 0 | 0 | 0 | 0
Scenario 2: High TRC | SDG&E | Res | HVAC | Res ¦ Packaged/Split Heat Pump (SEER2 16.9) - Fuel Sub - Panel Upgrade - ZEAS 2030 - Hot-Dry | Res - Single Family | Fuel Substitution | 0 | 0 | 0 | 0 | 0 | 0 | 0 | 0 | 0 | 0 | 0 | 0 | 0
Scenario 2: High TRC | SDG&E | Res | HVAC | Res ¦ Packaged/Split Heat Pump (SEER2 17.8) - Fuel Sub - Panel Upgrade - ZEAS 2030 - Marine | Res - Single Family | Fuel Substitution | 63550692.0891 | 0 | 0 | 0 | 0 | 0 | 0 | 0 | 0 | 0 | 0 | 0 | 0
Scenario 2: High TRC | SDG&E | Res | HVAC | Res ¦ Packaged/Split Heat Pump (SEER2 17.8) - Fuel Sub - Panel Upgrade - ZEAS 2030 - Hot-Dry | Res - Single Family | Fuel Substitution | 0 | 0 | 0 | 0 | 0 | 0 | 0 | 0 | 0 | 0 | 0 | 0 | 0
Scenario 2: High TRC | SDG&E | Res | HVAC | Res ¦ Packaged/Split Heat Pump (SEER2 18.7) - Fuel Sub - Panel Upgrade - ZEAS 2030 - Marine | Res - Single Family | Fuel Substitution | 0 | 69819527.6628 | 74260906.7777 | 79093093.1971 | 84133045.0302 | 0 | 0 | 0 | 0 | 0 | 0 | 0 | 0
Scenario 2: High TRC | SDG&E | Res | HVAC | Res ¦ Packaged/Split Heat Pump (SEER2 18.7) - Fuel Sub - Panel Upgrade - ZEAS 2030 - Hot-Dry | Res - Single Family | Fuel Substitution | 209421649.1059 | 222350392.1821 | 0 | 0 | 0 | 0 | 0 | 0 | 0 | 0 | 0 | 0 | 0
Scenario 2: High TRC | SDG&E | Res | HVAC | Res ¦ Packaged/Split Heat Pump (SEER2 19.6) - Fuel Sub - Panel Upgrade - ZEAS 2030 - Hot-Dry | Res - Single Family | Fuel Substitution | 0 | 0 | 246606803.1404 | 262082458.8034 | 278273011.8176 | 0 | 0 | 0 | 0 | 0 | 0 | 0 | 0
Scenario 2: High TRC | SDG&E | Res | HVAC | Res ¦ Res Efficient Furnace FS (AFUE = 95) - ZEAS 2030 - Hot-Dry | Res - Single Family | Energy Efficiency | 8039351.1863 | 8381409.2862 | 0 | 0 | 0 | 0 | 0 | 0 | 0 | 0 | 0 | 0 | 0
Scenario 2: High TRC | SDG&E | Res | HVAC | Res ¦ Res Efficient Furnace FS (AFUE = 95) - Panel Upgrade - ZEAS 2030 - Marine | Res - Single Family | Energy Efficiency | 2396840.5048 | 2505658.4077 | 2613824.3989 | 2722193.5557 | 2838168.6296 | 0 | 0 | 0 | 0 | 0 | 0 | 0 | 0
Scenario 2: High TRC | SDG&E | Res | HVAC | Res ¦ Res Efficient Furnace FS (AFUE = 95) - Panel Upgrade - ZEAS 2030 - Hot-Dry | Res - Single Family | Energy Efficiency | 9065651.3377 | 9451376.4291 | 9827342.858 | 10197010.6785 | 10596633.9982 | 0 | 0 | 0 | 0 | 0 | 0 | 0 | 0
Scenario 2: High TRC | SDG&E | Res | HVAC | Res ¦ Ductless Mini Split Heat Pump (SEER2 15.2) - Fuel Sub - ZEAS 2030 - Marine | Res - Single Family | Fuel Substitution | 0 | 0 | 0 | 0 | 956269.5328 | -103422.1722 | -105422.9856 | -107544.5259 | 0 | 0 | 0 | 0 | 0
Scenario 2: High TRC | SDG&E | Res | HVAC | Res ¦ Ductless Mini Split Heat Pump (SEER2 15.2) - Fuel Sub - ZEAS 2030 - Hot-Dry | Res - Single Family | Fuel Substitution | 4050355.0916 | 4281700.2308 | 4527889.1462 | 0 | 0 | -432597.9717 | -440957.2589 | -449886.614 | 0 | 0 | 0 | 0 | 0
Scenario 2: High TRC | SDG&E | Res | HVAC | Res ¦ Ductless Mini Split Heat Pump (SEER2 16.0) - Fuel Sub - ZEAS 2030 - Hot-Dry | Res - Single Family | Fuel Substitution | 0 | 0 | 0 | 4866231.6415 | 5145632.4577 | 0 | 0 | 0 | 0 | 0 | 0 | 0 | 0
Scenario 2: High TRC | SDG&E | Res | HVAC | Res ¦ Ductless Mini Split Heat Pump (SEER2 15.2) - Fuel Sub - Panel Upgrade - ZEAS 2030 - Marine | Res - Single Family | Fuel Substitution | 860351.2366 | 909945.561 | 962658.2328 | 1018740.5093 | 1078346.4945 | 0 | 0 | 0 | 0 | 0 | 0 | 0 | 0
Scenario 2: High TRC | SDG&E | Res | HVAC | Res ¦ Ductless Mini Split Heat Pump (SEER2 15.2) - Fuel Sub - Panel Upgrade - ZEAS 2030 - Hot-Dry | Res - Single Family | Fuel Substitution | 0 | 0 | 0 | 0 | 0 | 0 | 0 | 0 | 0 | 0 | 0 | 0 | 0
Scenario 2: High TRC | SDG&E | Res | HVAC | Res ¦ Ductless Mini Split Heat Pump (SEER2 16.0) - Fuel Sub - Panel Upgrade - ZEAS 2030 - Marine | Res - Single Family | Fuel Substitution | 0 | 0 | 0 | 0 | 0 | -98974.0163 | -100866.2184 | -103023.966 | 0 | 0 | 0 | 0 | 0
Scenario 2: High TRC | SDG&E | Res | HVAC | Res ¦ Ductless Mini Split Heat Pump (SEER2 16.0) - Fuel Sub - Panel Upgrade - ZEAS 2030 - Hot-Dry | Res - Single Family | Fuel Substitution | 4649527.8511 | 4912188.4653 | 0 | 0 | 0 | -397927.0013 | -405499.4089 | -414373.7263 | 0 | 0 | 0 | 0 | 0
Scenario 2: High TRC | SDG&E | Res | HVAC | Res ¦ Ductless Mini Split Heat Pump (SEER2 17.8) - Fuel Sub - Panel Upgrade - ZEAS 2030 - Hot-Dry | Res - Single Family | Fuel Substitution | 0 | 0 | 5323327.8277 | 5620904.1339 | 5937908.6326 | 0 | 0 | 0 | 0 | 0 | 0 | 0 | 0
Scenario 2: High TRC | SDG&E | Res | HVAC | Res ¦ Res Efficient Furnace (AFUE 95, VSM) - ZEAS 2030 - Hot-Dry | Res - Single Family | Energy Efficiency | 354252.5916 | 372933.0888 | 392082.4329 | 411815.3 | 432534.2574 | 0 | 0 | 0 | 0 | 0 | 0 | 0 | 0
Scenario 2: High TRC | SDG&E | Res | WaterHeat | Res ¦ Res Heat Pump Water Heater (3.50 UEF - 50 Gal) - Marine | Res - Single Family | Energy Efficiency | 1180690.4911 | 1222673.8072 | 1259946.4694 | 1292417.0529 | 1330139.153 | 1379538.6619 | 1416356.3714 | 1444804.1624 | 1471959.1093 | 1495165.8068 | 1528043.9811 | 1553845.5204 | 1578020.7164
Scenario 2: High TRC | SDG&E | Res | WaterHeat | Res ¦ Res Heat Pump Water Heater (3.50 UEF - 50 Gal) - Hot-Dry | Res - Single Family | Energy Efficiency | 31645879.3452 | 32771152.1967 | 33770166.0614 | 34640470.4947 | 35651530.5807 | 36975578.5939 | 37962398.4258 | 38724880.5226 | 39452710.7041 | 40074716.5166 | 40955945.5469 | 41647500.5351 | 42295464.8763
Scenario 2: High TRC | SDG&E | Res | WaterHeat | Res ¦ Res Faucet Aerators (Elec WH) | Res - Single Family | Energy Efficiency | 0 | 1950.5584 | 2172.5416 | 2221.3432 | 2072.6743 | 2064.655 | 2001.4048 | 1905.2616 | 1809.5673 | 1713.1369 | 1645.3081 | 1580.1117 | 1514.9409
Scenario 2: High TRC | SDG&E | Res | WaterHeat | Res ¦ Res Faucet Aerators (Gas WH) | Res - Single Family | Energy Efficiency | 223153.9964 | 277481.6761 | 310325.571 | 322651.9504 | 303448.1835 | 299613.0998 | 293618.7653 | 285965.9634 | 278220.2221 | 271221.153 | 265391.8467 | 262350.4576 | 260256.3946
Scenario 2: High TRC | SDG&E | Res | WaterHeat | Res ¦ Res Low Flow Showerheads (Elec WH) | Res - Single Family | Energy Efficiency | 433575.6503 | 453149.1244 | 470711.8768 | 486162.5929 | 505001.8836 | 530733.1301 | 549829.8141 | 564078.4224 | 576839.326 | 586310.3095 | 599498.9515 | 608678.4632 | 617150.7193
Scenario 2: High TRC | SDG&E | Res | WaterHeat | Res ¦ Res Low Flow Showerheads (Gas WH) | Res - Single Family | Energy Efficiency | 59514392.3193 | 62610528.6655 | 65829819.7288 | 69190713.8673 | 72684682.6187 | 76420774.443 | 80378550.7698 | 84575038.3886 | 89029627.1514 | 93762141.4522 | 98792368.5774 | 104144730.1709 | 109838373.3801
Scenario 2: High TRC | SDG&E | Res | WaterHeat | Res ¦ Res Tankless Gas Water Heater (0.87 UEF - High Draw) - ZEAS 2030 - Marine | Res - Single Family | Energy Efficiency | 253536.481 | 315833.8458 | 354026.4144 | 369028.9234 | 348052.1042 | 0 | 0 | 0 | 0 | 0 | 0 | 0 | 0
Scenario 2: High TRC | SDG&E | Res | WaterHeat | Res ¦ Res Tankless Gas Water Heater (0.87 UEF - High Draw) - ZEAS 2030 - Hot-Dry | Res - Single Family | Energy Efficiency | 1080387.8796 | 1345854.2093 | 1508603.5916 | 1572533.8979 | 1483146.2986 | 0 | 0 | 0 | 0 | 0 | 0 | 0 | 0
Scenario 2: High TRC | SDG&E | Res | WaterHeat | Res ¦ Res Heat Pump Water Heater (3.70 UEF - 50 Gal) - Fuel Sub - ZEAS 2030 - Marine | Res - Single Family | Fuel Substitution | 139058841.9696 | 147694530.4312 | 157113602.9914 | 167375420.9849 | 178093974.134 | 80397575.6739 | 82580996.38 | 84283388.4102 | 85910400.8553 | 87306609.4234 | 89260131.939 | 90798479.8445 | 92240676.0904
Scenario 2: High TRC | SDG&E | Res | WaterHeat | Res ¦ Res Heat Pump Water Heater (3.70 UEF - 50 Gal) - Fuel Sub - ZEAS 2030 - Hot-Dry | Res - Single Family | Fuel Substitution | 595847125.9067 | 632794758.2249 | 673083395.929 | 716966375.7508 | 762809252.9721 | 328851883.4713 | 337782774.8021 | 344746104.49 | 351401107.4863 | 357112048.5625 | 365102582.5218 | 371394919.0991 | 377293964.5345
Scenario 2: High TRC | SDG&E | Res | WaterHeat | Res ¦ Res Tankless Gas Water Heater (0.87 UEF - High Draw) - Panel Upgrade - ZEAS 2030 - Marine | Res - Single Family | Energy Efficiency | 253536.481 | 315833.8458 | 354026.4144 | 369028.9234 | 348052.1042 | 0 | 0 | 0 | 0 | 0 | 0 | 0 | 0
Scenario 2: High TRC | SDG&E | Res | WaterHeat | Res ¦ Res Tankless Gas Water Heater (0.87 UEF - High Draw) - Panel Upgrade - ZEAS 2030 - Hot-Dry | Res - Single Family | Energy Efficiency | 1080387.8796 | 1345854.2093 | 1508603.5916 | 1572533.8979 | 1483146.2986 | 0 | 0 | 0 | 0 | 0 | 0 | 0 | 0
Scenario 2: High TRC | SDG&E | Res | WaterHeat | Res ¦ Res Heat Pump Water Heater (3.70 UEF - 50 Gal) - Fuel Sub - Panel Upgrade - ZEAS 2030 - Marine | Res - Single Family | Fuel Substitution | 139058841.9696 | 147694530.4312 | 157113602.9914 | 167375420.9849 | 178093974.134 | 80397575.6739 | 82580996.38 | 84283388.4102 | 85910400.8553 | 87306609.4234 | 89260131.939 | 90798479.8445 | 92240676.0904
Scenario 2: High TRC | SDG&E | Res | WaterHeat | Res ¦ Res Heat Pump Water Heater (3.70 UEF - 50 Gal) - Fuel Sub - Panel Upgrade - ZEAS 2030 - Hot-Dry | Res - Single Family | Fuel Substitution | 595847125.9067 | 632794758.2249 | 673083395.929 | 716966375.7508 | 762809252.9721 | 328851883.4713 | 337782774.8021 | 344746104.49 | 351401107.4863 | 357112048.5625 | 365102582.5218 | 371394919.0991 | 377293964.5345
Scenario 2: High TRC | PG&E | Res | AppPlug | Res ¦ Efficient Res Clothes Washer (Electric) | Res - Multi Family | Energy Efficiency | 0 | 0 | 0 | 0 | 0 | 0 | 2006686.6141 | 2095715.2309 | 2186928.3465 | 2280792.4175 | 2385354.4589 | 2492943.8986 | 2605663.5333
Scenario 2: High TRC | PG&E | Res | AppPlug | Res ¦ Heat Pump Pool Heater - Fuel Sub - ZEAS 2030 | Res - Multi Family | Fuel Substitution | 61301375.8782 | 64774235.499 | 68547603.8687 | 72642834.6009 | 76936873.9868 | 0 | 0 | 0 | 0 | 0 | 0 | 0 | 0
Scenario 2: High TRC | PG&E | Res | HVAC | Res ¦ Packaged/Split Heat Pump (SEER2 15.2) - Hot-Dry | Res - Multi Family | Energy Efficiency | 0 | 0 | 26526344.5215 | 27643640.2438 | 28853086.9392 | 29975223.9295 | 30862013.7516 | 31677794.9552 | 32463446.7108 | 33184568.0357 | 34172662.3747 | 35136187.0152 | 36051161.7827
Scenario 2: High TRC | PG&E | Res | HVAC | Res ¦ Packaged/Split Heat Pump (SEER2 15.2) - Cold | Res - Multi Family | Energy Efficiency | 3064539.332 | 3209612.2242 | 3352847.4959 | 3494070.2023 | 0 | 0 | 0 | 0 | 0 | 0 | 0 | 0 | 0
Scenario 2: High TRC | PG&E | Res | HVAC | Res ¦ Packaged/Split Heat Pump (SEER2 16.0) - Cold | Res - Multi Family | Energy Efficiency | 0 | 0 | 0 | 0 | 3694509.2945 | 3838193.9391 | 3951743.4267 | 4056200.577 | 4156799.7857 | 4249136.1601 | 4375657.24 | 4499032.2795 | 4616190.7239
Scenario 2: High TRC | PG&E | Res | HVAC | Res ¦ Packaged/Split Heat Pump (SEER2 15.2) - Fuel Sub - ZEAS 2030 - Marine | Res - Multi Family | Fuel Substitution | 0 | 0 | 0 | 0 | 0 | 0 | 0 | 0 | 0 | 0 | 0 | 0 | 0
Scenario 2: High TRC | PG&E | Res | HVAC | Res ¦ Packaged/Split Heat Pump (SEER2 15.2) - Fuel Sub - ZEAS 2030 - Hot-Dry | Res - Multi Family | Fuel Substitution | 0 | 0 | 0 | 0 | 0 | 0 | 0 | 0 | 0 | 0 | 0 | 0 | 0
Scenario 2: High TRC | PG&E | Res | HVAC | Res ¦ Packaged/Split Heat Pump (SEER2 15.2) - Fuel Sub - ZEAS 2030 - Cold | Res - Multi Family | Fuel Substitution | 0 | 0 | 0 | 0 | 0 | 0 | 0 | 0 | 0 | 0 | 0 | 0 | 0
Scenario 2: High TRC | PG&E | Res | HVAC | Res ¦ Packaged/Split Heat Pump (SEER2 16.0) - Fuel Sub - ZEAS 2030 - Marine | Res - Multi Family | Fuel Substitution | 7967700.9004 | 8531478.8422 | 9162976.6663 | 9861137.8482 | 0 | 0 | 0 | 0 | 0 | 0 | 0 | 0 | 0
Scenario 2: High TRC | PG&E | Res | HVAC | Res ¦ Packaged/Split Heat Pump (SEER2 16.0) - Fuel Sub - ZEAS 2030 - Hot-Dry | Res - Multi Family | Fuel Substitution | 30499669.6381 | 32448087.5912 | 34594546.464 | 36939357.8377 | 39378673.2582 | 0 | 0 | 0 | 0 | 0 | 0 | 0 | 0
Scenario 2: High TRC | PG&E | Res | HVAC | Res ¦ Packaged/Split Heat Pump (SEER2 16.0) - Fuel Sub - ZEAS 2030 - Cold | Res - Multi Family | Fuel Substitution | 0 | 0 | 0 | 0 | 0 | 0 | 0 | 0 | 0 | 0 | 0 | 0 | 0
Scenario 2: High TRC | PG&E | Res | HVAC | Res ¦ Packaged/Split Heat Pump (SEER2 16.9) - Fuel Sub - ZEAS 2030 - Marine | Res - Multi Family | Fuel Substitution | 0 | 0 | 0 | 0 | 10739107.1125 | 0 | 0 | 0 | 0 | 0 | 0 | 0 | 0
Scenario 2: High TRC | PG&E | Res | HVAC | Res ¦ Packaged/Split Heat Pump (SEER2 16.9) - Fuel Sub - ZEAS 2030 - Cold | Res - Multi Family | Fuel Substitution | 35056.0807 | 0 | 0 | 0 | 0 | 43249.7301 | 44006.3347 | 44673.7161 | 45294.5354 | 45882.3237 | 46714.1063 | 47447.12 | 48155.761
Scenario 2: High TRC | PG&E | Res | HVAC | Res ¦ Packaged/Split Heat Pump (SEER2 17.8) - Fuel Sub - ZEAS 2030 - Cold | Res - Multi Family | Fuel Substitution | 0 | 38380.9738 | 40713.4986 | 0 | 0 | 0 | 0 | 0 | 0 | 0 | 0 | 0 | 0
Scenario 2: High TRC | PG&E | Res | HVAC | Res ¦ Packaged/Split Heat Pump (SEER2 18.7) - Fuel Sub - ZEAS 2030 - Cold | Res - Multi Family | Fuel Substitution | 0 | 0 | 0 | 45168.4985 | 47815.7261 | 0 | 0 | 0 | 0 | 0 | 0 | 0 | 0
Scenario 2: High TRC | PG&E | Res | HVAC | Res ¦ Packaged/Split Heat Pump (SEER2 15.2) - Fuel Sub - Panel Upgrade - ZEAS 2030 - Marine | Res - Multi Family | Fuel Substitution | 0 | 0 | 0 | 0 | 0 | 0 | 0 | 0 | 0 | 0 | 0 | 0 | 0
Scenario 2: High TRC | PG&E | Res | HVAC | Res ¦ Packaged/Split Heat Pump (SEER2 15.2) - Fuel Sub - Panel Upgrade - ZEAS 2030 - Hot-Dry | Res - Multi Family | Fuel Substitution | 0 | 0 | 0 | 0 | 0 | 0 | 0 | 0 | 0 | 0 | 0 | 0 | 0
Scenario 2: High TRC | PG&E | Res | HVAC | Res ¦ Packaged/Split Heat Pump (SEER2 15.2) - Fuel Sub - Panel Upgrade - ZEAS 2030 - Cold | Res - Multi Family | Fuel Substitution | 0 | 0 | 0 | 0 | 0 | 0 | 0 | 0 | 0 | 0 | 0 | 0 | 0
Scenario 2: High TRC | PG&E | Res | HVAC | Res ¦ Packaged/Split Heat Pump (SEER2 16.0) - Fuel Sub - Panel Upgrade - ZEAS 2030 - Marine | Res - Multi Family | Fuel Substitution | 8984854.2068 | 9620603.8008 | 10332718.3684 | 11120006.5096 | 0 | 0 | 0 | 0 | 0 | 0 | 0 | 0 | 0
Scenario 2: High TRC | PG&E | Res | HVAC | Res ¦ Packaged/Split Heat Pump (SEER2 16.0) - Fuel Sub - Panel Upgrade - ZEAS 2030 - Hot-Dry | Res - Multi Family | Fuel Substitution | 34393244.4855 | 36590396.6454 | 39010871.5445 | 41655020.5404 | 44405737.9295 | 0 | 0 | 0 | 0 | 0 | 0 | 0 | 0
Scenario 2: High TRC | PG&E | Res | HVAC | Res ¦ Packaged/Split Heat Pump (SEER2 16.0) - Fuel Sub - Panel Upgrade - ZEAS 2030 - Cold | Res - Multi Family | Fuel Substitution | 0 | 0 | 0 | 0 | 0 | 0 | 0 | 0 | 0 | 0 | 0 | 0 | 0
Scenario 2: High TRC | PG&E | Res | HVAC | Res ¦ Packaged/Split Heat Pump (SEER2 16.9) - Fuel Sub - Panel Upgrade - ZEAS 2030 - Marine | Res - Multi Family | Fuel Substitution | 0 | 0 | 0 | 0 | 12110056.9567 | 0 | 0 | 0 | 0 | 0 | 0 | 0 | 0
Scenario 2: High TRC | PG&E | Res | HVAC | Res ¦ Packaged/Split Heat Pump (SEER2 16.9) - Fuel Sub - Panel Upgrade - ZEAS 2030 - Cold | Res - Multi Family | Fuel Substitution | 39531.3251 | 0 | 0 | 0 | 0 | 48770.9722 | 49624.1647 | 50376.7437 | 51076.8165 | 51739.6417 | 52677.6093 | 53504.1991 | 54303.305
Scenario 2: High TRC | PG&E | Res | HVAC | Res ¦ Packaged/Split Heat Pump (SEER2 17.8) - Fuel Sub - Panel Upgrade - ZEAS 2030 - Cold | Res - Multi Family | Fuel Substitution | 0 | 43280.6725 | 45910.9666 | 0 | 0 | 0 | 0 | 0 | 0 | 0 | 0 | 0 | 0
Scenario 2: High TRC | PG&E | Res | HVAC | Res ¦ Packaged/Split Heat Pump (SEER2 18.7) - Fuel Sub - Panel Upgrade - ZEAS 2030 - Cold | Res - Multi Family | Fuel Substitution | 0 | 0 | 0 | 50934.6898 | 53919.8613 | 0 | 0 | 0 | 0 | 0 | 0 | 0 | 0
Scenario 2: High TRC | PG&E | Res | HVAC | Res ¦ Res Furnace Heat Pump Heating Only (SEER2 16.0) - Fuel Sub - ZEAS 2030 - Hot-Dry | Res - Multi Family | Fuel Substitution | 0 | 0 | 0 | 0 | 0 | 6785502.0451 | 6903098.2783 | 7003385.9386 | 7094411.4909 | 7178721.1763 | 7308611.8677 | 7419356.8718 | 7524994.016
Scenario 2: High TRC | PG&E | Res | HVAC | Res ¦ Res Furnace Heat Pump Heating Only (SEER2 17.8) - Fuel Sub - ZEAS 2030 - Cold | Res - Multi Family | Fuel Substitution | 0 | 0 | 0 | 0 | 0 | 18608.4087 | 18932.3992 | 19213.3944 | 19471.6329 | 19713.5255 | 20070.557 | 20380.0138 | 20677.1974
Scenario 2: High TRC | PG&E | Res | HVAC | Res ¦ Res Furnace Heat Pump Heating Only (SEER2 16.0) - Fuel Sub - Panel Upgrade - ZEAS 2030 - Hot-Dry | Res - Multi Family | Fuel Substitution | 0 | 0 | 0 | 0 | 0 | 7651736.3487 | 7784344.867 | 7897435.2074 | 8000081.0429 | 8095153.6669 | 8241626.1487 | 8366508.8128 | 8485631.5499
Scenario 2: High TRC | PG&E | Res | HVAC | Res ¦ Res Furnace Heat Pump Heating Only (SEER2 17.8) - Fuel Sub - Panel Upgrade - ZEAS 2030 - Cold | Res - Multi Family | Fuel Substitution | 0 | 0 | 0 | 0 | 0 | 20983.9502 | 21349.3012 | 21666.1682 | 21957.3733 | 22230.1458 | 22632.7558 | 22981.7177 | 23316.8396
Scenario 2: High TRC | PG&E | Res | HVAC | Res ¦ Efficient Condensing Central Boiler - ZEAS 2030 - Cold | Res - Multi Family | Energy Efficiency | 270.0936 | 284.0717 | 298.8159 | 314.1921 | 330.3212 | 0 | 0 | 0 | 0 | 0 | 0 | 0 | 0
Scenario 2: High TRC | PG&E | Res | WaterHeat | Res ¦ Res Heat Pump Water Heater (3.50 UEF - 50 Gal) - Marine | Res - Multi Family | Energy Efficiency | 58523162.4551 | 60553295.0551 | 62347129.774 | 63872378.0252 | 65691203.5062 | 68106376.2898 | 69983768.1123 | 71639758.1143 | 73157644.2946 | 74575826.0845 | 76549199.6758 | 78256646.7425 | 79889201.5981
Scenario 2: High TRC | PG&E | Res | WaterHeat | Res ¦ Res Heat Pump Water Heater (3.50 UEF - 50 Gal) - Hot-Dry | Res - Multi Family | Energy Efficiency | 52132763.6776 | 53946783.2618 | 55548768.2107 | 56910040.626 | 58534740.5426 | 60694336.2423 | 62371399.4322 | 63849742.9748 | 65204085.1418 | 66468847.5841 | 68231474.7239 | 69755354.8219 | 71211897.9959
Scenario 2: High TRC | PG&E | Res | WaterHeat | Res ¦ Res Heat Pump Water Heater (3.50 UEF - 50 Gal) - Cold | Res - Multi Family | Energy Efficiency | 3581160.7774 | 3705318.4708 | 3815036.0945 | 3908336.7618 | 4019577.8803 | 4167264.3115 | 4282086.7979 | 4383380.1604 | 4476235.0444 | 4562998.4662 | 4683693.4908 | 4788139.4495 | 4888010.483
Scenario 2: High TRC | PG&E | Res | WaterHeat | Res ¦ Res Low Flow Showerheads (Elec WH) | Res - Multi Family | Energy Efficiency | 1461083.1104 | 1517942.8771 | 1567396.1711 | 1608742.9704 | 1663024.7128 | 1742433.7559 | 1802679.4483 | 1855072.5458 | 1901065.2502 | 1940718.5349 | 1997528.2389 | 2043644.7021 | 2087133.4252
Scenario 2: High TRC | PG&E | Res | WaterHeat | Res ¦ Res Low Flow Showerheads (Gas WH) | Res - Multi Family | Energy Efficiency | 56951668.0562 | 59795445.8772 | 62784540.5436 | 65892132.6801 | 69143568.9211 | 72583383.1642 | 76225129.2964 | 80080490.5758 | 84162331.9822 | 88490677.3072 | 93090329.4308 | 97985827.9349 | 103188880.1009
Scenario 2: High TRC | PG&E | Res | WaterHeat | Res ¦ Res Condensing Eff. Small Gas Storage Water Heater (0.68 UEF - 50 Gal) - ZEAS 2030 - Marine | Res - Multi Family | Energy Efficiency | 0 | 0 | 0 | 0 | 0 | 0 | 0 | 0 | 0 | 0 | 0 | 0 | 0
Scenario 2: High TRC | PG&E | Res | WaterHeat | Res ¦ Res Condensing Eff. Small Gas Storage Water Heater (0.68 UEF - 50 Gal) - ZEAS 2030 - Hot-Dry | Res - Multi Family | Energy Efficiency | 0 | 0 | 0 | 0 | 0 | 0 | 0 | 0 | 0 | 0 | 0 | 0 | 0
Scenario 2: High TRC | PG&E | Res | WaterHeat | Res ¦ Res Condensing Eff. Small Gas Storage Water Heater (0.68 UEF - 50 Gal) - ZEAS 2030 - Cold | Res - Multi Family | Energy Efficiency | 0 | 0 | 0 | 0 | 0 | 0 | 0 | 0 | 0 | 0 | 0 | 0 | 0
Scenario 2: High TRC | PG&E | Res | WaterHeat | Res ¦ Res Tankless Gas Water Heater (0.87 UEF - High Draw) - ZEAS 2030 - Marine | Res - Multi Family | Energy Efficiency | 421695.7796 | 485493.5014 | 547107.0109 | 576356.6741 | 586275.2812 | 0 | 0 | 0 | 0 | 0 | 0 | 0 | 0
Scenario 2: High TRC | PG&E | Res | WaterHeat | Res ¦ Res Tankless Gas Water Heater (0.87 UEF - High Draw) - ZEAS 2030 - Hot-Dry | Res - Multi Family | Energy Efficiency | 572512.8969 | 659125.9822 | 742772.9071 | 782480.7818 | 795944.4097 | 0 | 0 | 0 | 0 | 0 | 0 | 0 | 0
Scenario 2: High TRC | PG&E | Res | WaterHeat | Res ¦ Res Tankless Gas Water Heater (0.87 UEF - High Draw) - ZEAS 2030 - Cold | Res - Multi Family | Energy Efficiency | 965.2935 | 1078.5772 | 1185.8723 | 1233.1171 | 1236.5455 | 0 | 0 | 0 | 0 | 0 | 0 | 0 | 0
Scenario 2: High TRC | PG&E | Res | WaterHeat | Res ¦ Res Heat Pump Water Heater (3.70 UEF - 50 Gal) - Fuel Sub - ZEAS 2030 - Marine | Res - Multi Family | Fuel Substitution | 144466581.5215 | 153149035.4769 | 162644515.001 | 172990116.4341 | 183764626.5955 | 105406176.6141 | 108377216.5913 | 111015418.6113 | 113447822.1667 | 115727176.894 | 118854866.0163 | 121559323.1721 | 124146672.2169
Scenario 2: High TRC | PG&E | Res | WaterHeat | Res ¦ Res Heat Pump Water Heater (3.70 UEF - 50 Gal) - Fuel Sub - ZEAS 2030 - Hot-Dry | Res - Multi Family | Fuel Substitution | 193505085.0361 | 205171782.2793 | 217935499.0771 | 231846046.5032 | 246331104.8175 | 125645246.1288 | 129193301.5227 | 132342299.3268 | 135244465.5042 | 137963005.2319 | 141697860.7293 | 144925323.8318 | 148012215.0055
Scenario 2: High TRC | PG&E | Res | WaterHeat | Res ¦ Res Heat Pump Water Heater (3.70 UEF - 50 Gal) - Fuel Sub - ZEAS 2030 - Cold | Res - Multi Family | Fuel Substitution | 302431.7277 | 320909.7942 | 341193.1678 | 363359.3733 | 386397.2289 | 201093.7043 | 206758.3724 | 211789.2805 | 216428.3728 | 220776.1113 | 226739.5957 | 231897.1769 | 236831.8588
Scenario 2: High TRC | PG&E | Res | WaterHeat | Res ¦ Res Condensing Eff. Small Gas Storage Water Heater (0.68 UEF - 50 Gal) - Panel Upgrade - ZEAS 2030 - Marine | Res - Multi Family | Energy Efficiency | 0 | 0 | 0 | 0 | 0 | 0 | 0 | 0 | 0 | 0 | 0 | 0 | 0
Scenario 2: High TRC | PG&E | Res | WaterHeat | Res ¦ Res Condensing Eff. Small Gas Storage Water Heater (0.68 UEF - 50 Gal) - Panel Upgrade - ZEAS 2030 - Hot-Dry | Res - Multi Family | Energy Efficiency | 0 | 0 | 0 | 0 | 0 | 0 | 0 | 0 | 0 | 0 | 0 | 0 | 0
Scenario 2: High TRC | PG&E | Res | WaterHeat | Res ¦ Res Condensing Eff. Small Gas Storage Water Heater (0.68 UEF - 50 Gal) - Panel Upgrade - ZEAS 2030 - Cold | Res - Multi Family | Energy Efficiency | 0 | 0 | 0 | 0 | 0 | 0 | 0 | 0 | 0 | 0 | 0 | 0 | 0
Scenario 2: High TRC | PG&E | Res | WaterHeat | Res ¦ Res Tankless Gas Water Heater (0.87 UEF - High Draw) - Panel Upgrade - ZEAS 2030 - Marine | Res - Multi Family | Energy Efficiency | 421695.7796 | 485493.5014 | 547107.0109 | 576356.6741 | 586275.2812 | 0 | 0 | 0 | 0 | 0 | 0 | 0 | 0
Scenario 2: High TRC | PG&E | Res | WaterHeat | Res ¦ Res Tankless Gas Water Heater (0.87 UEF - High Draw) - Panel Upgrade - ZEAS 2030 - Hot-Dry | Res - Multi Family | Energy Efficiency | 572512.8969 | 659125.9822 | 742772.9071 | 782480.7818 | 795944.4097 | 0 | 0 | 0 | 0 | 0 | 0 | 0 | 0
Scenario 2: High TRC | PG&E | Res | WaterHeat | Res ¦ Res Tankless Gas Water Heater (0.87 UEF - High Draw) - Panel Upgrade - ZEAS 2030 - Cold | Res - Multi Family | Energy Efficiency | 965.2935 | 1078.5772 | 1185.8723 | 1233.1171 | 1236.5455 | 0 | 0 | 0 | 0 | 0 | 0 | 0 | 0
Scenario 2: High TRC | PG&E | Res | WaterHeat | Res ¦ Res Heat Pump Water Heater (3.70 UEF - 50 Gal) - Fuel Sub - Panel Upgrade - ZEAS 2030 - Marine | Res - Multi Family | Fuel Substitution | 144466581.5215 | 153149035.4769 | 162644515.001 | 172990116.4341 | 183764626.5955 | 105406176.6141 | 108377216.5913 | 111015418.6113 | 113447822.1667 | 115727176.894 | 118854866.0163 | 121559323.1721 | 124146672.2169
Scenario 2: High TRC | PG&E | Res | WaterHeat | Res ¦ Res Heat Pump Water Heater (3.70 UEF - 50 Gal) - Fuel Sub - Panel Upgrade - ZEAS 2030 - Hot-Dry | Res - Multi Family | Fuel Substitution | 193505085.0361 | 205171782.2793 | 217935499.0771 | 231846046.5032 | 246331104.8175 | 125645246.1288 | 129193301.5227 | 132342299.3268 | 135244465.5042 | 137963005.2319 | 141697860.7293 | 144925323.8318 | 148012215.0055
Scenario 2: High TRC | PG&E | Res | WaterHeat | Res ¦ Res Heat Pump Water Heater (3.70 UEF - 50 Gal) - Fuel Sub - Panel Upgrade - ZEAS 2030 - Cold | Res - Multi Family | Fuel Substitution | 302431.7277 | 320909.7942 | 341193.1678 | 363359.3733 | 386397.2289 | 201093.7043 | 206758.3724 | 211789.2805 | 216428.3728 | 220776.1113 | 226739.5957 | 231897.1769 | 236831.8588
Scenario 2: High TRC | PG&E | Res | WaterHeat | Res ¦ Res Central Heat Pump Water Heater (150+ kBtuh, 3.0 COP) - Fuel Sub - ZEAS 2030 - Marine | Res - Multi Family | Fuel Substitution | 3205252209.4111 | 3457267377.2011 | 3748140308.9358 | 4078652661.0768 | 4413169725.7916 | 0 | 0 | 0 | 0 | 0 | 0 | 0 | 0
Scenario 2: High TRC | PG&E | Res | WaterHeat | Res ¦ Res Central Heat Pump Water Heater (150+ kBtuh, 3.0 COP) - Fuel Sub - ZEAS 2030 - Hot-Dry | Res - Multi Family | Fuel Substitution | 3606814033.4816 | 3897920740.7975 | 4235195423.3783 | 4619518223.5958 | 5007784374.3235 | 0 | 0 | 0 | 0 | 0 | 0 | 0 | 0
Scenario 2: High TRC | PG&E | Res | WaterHeat | Res ¦ Res Central Heat Pump Water Heater (150+ kBtuh, 3.0 COP) - Fuel Sub - ZEAS 2030 - Cold | Res - Multi Family | Fuel Substitution | 6731528.1717 | 7231882.7819 | 7804218.7243 | 8450182.4411 | 9106884.7211 | 0 | 0 | 0 | 0 | 0 | 0 | 0 | 0
Scenario 2: High TRC | PG&E | Res | WaterHeat | Res ¦ Res Central Heat Pump Water Heater (150+ kBtuh, 3.0 COP) - Fuel Sub - Panel Upgrade - ZEAS 2030 - Marine | Res - Multi Family | Fuel Substitution | 3205252209.4111 | 3457267377.2011 | 3748140308.9358 | 4078652661.0768 | 4413169725.7916 | 0 | 0 | 0 | 0 | 0 | 0 | 0 | 0
Scenario 2: High TRC | PG&E | Res | WaterHeat | Res ¦ Res Central Heat Pump Water Heater (150+ kBtuh, 3.0 COP) - Fuel Sub - Panel Upgrade - ZEAS 2030 - Hot-Dry | Res - Multi Family | Fuel Substitution | 3606814033.4816 | 3897920740.7975 | 4235195423.3783 | 4619518223.5958 | 5007784374.3235 | 0 | 0 | 0 | 0 | 0 | 0 | 0 | 0
Scenario 2: High TRC | PG&E | Res | WaterHeat | Res ¦ Res Central Heat Pump Water Heater (150+ kBtuh, 3.0 COP) - Fuel Sub - Panel Upgrade - ZEAS 2030 - Cold | Res - Multi Family | Fuel Substitution | 6731528.1717 | 7231882.7819 | 7804218.7243 | 8450182.4411 | 9106884.7211 | 0 | 0 | 0 | 0 | 0 | 0 | 0 | 0
Scenario 2: High TRC | PG&E | Res | WholeBlg | Res ¦ Res All-Electric Homes - Marine | Res - Multi Family | Energy Efficiency | 0 | 0 | 0 | 0 | 0 | 0 | 0 | 0 | 0 | 0 | 0 | 0 | 0
Scenario 2: High TRC | PG&E | Res | WholeBlg | Res ¦ Res All-Electric Homes - Hot-Dry | Res - Multi Family | Energy Efficiency | 0 | 0 | 0 | 0 | 0 | 0 | 0 | 0 | 0 | 0 | 0 | 0 | 0
Scenario 2: High TRC | PG&E | Res | WholeBlg | Res ¦ Res All-Electric Homes - Cold | Res - Multi Family | Energy Efficiency | 0 | 0 | 0 | 0 | 0 | 0 | 55015.4001 | 53607.7109 | 51781.0833 | 49728.4719 | 48451.1106 | 47715.1668 | 47027.6251
Scenario 2: High TRC | SCE | Res | AppPlug | Res ¦ Efficient Res Clothes Washer (Electric) | Res - Multi Family | Energy Efficiency | 0 | 0 | 0 | 0 | 0 | 0 | 0 | 0 | 0 | 0 | 0 | 0 | 0
Scenario 2: High TRC | SCE | Res | HVAC | Res ¦ Packaged/Split Heat Pump (SEER2 15.2) - Cold | Res - Multi Family | Energy Efficiency | 4924564.7586 | 5167649.0648 | 5415877.0194 | 5663800.5321 | 5936480.6214 | 6186374.1347 | 0 | 0 | 0 | 0 | 0 | 0 | 0
Scenario 2: High TRC | SCE | Res | HVAC | Res ¦ Packaged/Split Heat Pump (SEER2 16.0) - Cold | Res - Multi Family | Energy Efficiency | 0 | 0 | 0 | 0 | 0 | 0 | 6459544.1615 | 6622939.7238 | 6786659.0983 | 6932488.1384 | 7128017.3875 | 7318245.2718 | 7498251.1833
Scenario 2: High TRC | SCE | Res | HVAC | Res ¦ HVAC Time Delay Relay - Marine | Res - Multi Family | Energy Efficiency | 0 | 808847.8127 | 846562.4978 | 771799.8722 | 0 | 888332.7525 | 981575.5172 | 1002263.6041 | 1010058.4869 | 1010353.7842 | 1054243.5606 | 1066978.2798 | 1078128.036
Scenario 2: High TRC | SCE | Res | HVAC | Res ¦ HVAC Time Delay Relay - Hot-Dry | Res - Multi Family | Energy Efficiency | 0 | 8653481.0798 | 9056972.699 | 8257122.6454 | 0 | 9503852.9444 | 10501413.2856 | 10722745.365 | 10806139.1376 | 10809298.3845 | 11278854.3917 | 11415097.143 | 11534383.1238
Scenario 2: High TRC | SCE | Res | HVAC | Res ¦ HVAC Time Delay Relay - Cold | Res - Multi Family | Energy Efficiency | 0 | 247953.5218 | 259515.0157 | 236596.4196 | 0 | 272319.7505 | 300903.4612 | 307245.4256 | 309634.9587 | 309725.4825 | 323179.9599 | 327083.8074 | 330501.782
Scenario 2: High TRC | SCE | Res | WaterHeat | Res ¦ Res Heat Pump Water Heater (3.50 UEF - 50 Gal) - Marine | Res - Multi Family | Energy Efficiency | 23486327.4779 | 24376967.8399 | 25215284.8388 | 25962378.791 | 26860545.7094 | 27971202.2735 | 28766106.0972 | 29311398.2191 | 29838551.0316 | 30294460.6799 | 30932748.5734 | 31447381.4907 | 31933095.7475
Scenario 2: High TRC | SCE | Res | WaterHeat | Res ¦ Res Heat Pump Water Heater (3.50 UEF - 50 Gal) - Hot-Dry | Res - Multi Family | Energy Efficiency | 50364111.4516 | 52279950.5713 | 54082575.5865 | 55688504.5518 | 57620153.8777 | 60010120.2766 | 61718965.1752 | 62889364.657 | 64020545.6524 | 64997963.632 | 66368607.6663 | 67472409.832 | 68513721.5317
Scenario 2: High TRC | SCE | Res | WaterHeat | Res ¦ Res Heat Pump Water Heater (3.50 UEF - 50 Gal) - Cold | Res - Multi Family | Energy Efficiency | 2572749.1751 | 2669786.4608 | 2761181.5199 | 2842678.9665 | 2940569.8653 | 3061502.8945 | 3148202.8804 | 3207840.5739 | 3265519.5644 | 3315481.7988 | 3385233.6416 | 3441588.1035 | 3494816.914
Scenario 2: High TRC | SCE | Res | WaterHeat | Res ¦ Res Low Flow Showerheads (Elec WH) | Res - Multi Family | Energy Efficiency | 841553.4021 | 883617.7062 | 923130.0378 | 958535.0197 | 1002637.1165 | 1059465.4717 | 1099497.2888 | 1125538.1216 | 1149209.3963 | 1167015.4029 | 1191948.1808 | 1210052.5328 | 1226937.0609
Scenario 2: High TRC | SCE | Res | WholeBlg | Res ¦ Res All-Electric Homes - Marine | Res - Multi Family | Energy Efficiency | 0 | 0 | 0 | 0 | 0 | 0 | 0 | 0 | 0 | 0 | 0 | 0 | 0
Scenario 2: High TRC | SCE | Res | WholeBlg | Res ¦ Res All-Electric Homes - Hot-Dry | Res - Multi Family | Energy Efficiency | 0 | 0 | 0 | 0 | 0 | 0 | 0 | 0 | 0 | 0 | 0 | 0 | 0
Scenario 2: High TRC | SCE | Res | WholeBlg | Res ¦ Res All-Electric Homes - Cold | Res - Multi Family | Energy Efficiency | 0 | 0 | 0 | 0 | 0 | 0 | 0 | 0 | 0 | 0 | 0 | 0 | 557937.3013
Scenario 2: High TRC | SCG | Res | AppPlug | Res ¦ Efficient Res Clothes Washer (Gas) | Res - Multi Family | Energy Efficiency | 0 | 0 | 0 | 0 | 0 | 0 | 0 | 0 | 0 | 0 | 0 | 0 | 0
Scenario 2: High TRC | SCG | Res | BldgEnv | Res ¦ Wall Insulation (R13) - Cold | Res - Multi Family | Energy Efficiency | 0 | 0 | 0 | 0 | 0 | 0 | 0 | 0 | 0 | 0 | 0 | 0 | 1761905.8378
Scenario 2: High TRC | SCG | Res | HVAC | Res ¦ Res Smart Thermostat (Elec SC and Gas SH) - Marine | Res - Multi Family | Energy Efficiency | 0 | 0 | 0 | 0 | 0 | 0 | 0 | 0 | 0 | 0 | 0 | 0 | 0
Scenario 2: High TRC | SCG | Res | HVAC | Res ¦ Res Smart Thermostat (Elec SC and Gas SH) - Hot-Dry | Res - Multi Family | Energy Efficiency | 0 | 0 | 0 | 0 | 0 | 0 | 0 | 0 | 0 | 0 | 0 | 0 | 0
Scenario 2: High TRC | SCG | Res | HVAC | Res ¦ Res Smart Thermostat (Elec SC and Gas SH) - Cold | Res - Multi Family | Energy Efficiency | 0 | 0 | 0 | 0 | 0 | 0 | 0 | 0 | 0 | 0 | 0 | 0 | 0
Scenario 2: High TRC | SCG | Res | HVAC | Res ¦ Res Efficient Furnace FS (AFUE = 95) - ZEAS 2030 - Cold | Res - Multi Family | Energy Efficiency | 0 | 0 | 0 | 0 | 0 | 0 | 0 | 0 | 0 | 0 | 0 | 0 | 0
Scenario 2: High TRC | SCG | Res | HVAC | Res ¦ Res Efficient Furnace FS (AFUE = 95) - Panel Upgrade - ZEAS 2030 - Hot-Dry | Res - Multi Family | Energy Efficiency | 0 | 0 | 0 | 0 | 0 | 0 | 0 | 0 | 0 | 0 | 0 | 0 | 0
Scenario 2: High TRC | SCG | Res | HVAC | Res ¦ Efficient Condensing Central Boiler - ZEAS 2030 - Cold | Res - Multi Family | Energy Efficiency | 4715.374 | 4960.0275 | 5221.5755 | 5496.4056 | 5787.2641 | 0 | 0 | 0 | 0 | 0 | 0 | 0 | 0
Scenario 2: High TRC | SCG | Res | WaterHeat | Res ¦ Res Faucet Aerators (Gas WH) | Res - Multi Family | Energy Efficiency | 295914.7616 | 303467.1477 | 322944.9856 | 332471.7587 | 339569.6787 | 340929.4124 | 342535.5637 | 342542.0961 | 341234.8346 | 339205.017 | 338017.1774 | 339290.7223 | 340647.4256
Scenario 2: High TRC | SCG | Res | WaterHeat | Res ¦ Res Low Flow Showerheads (Gas WH) | Res - Multi Family | Energy Efficiency | 50713016.5727 | 53258547.7503 | 55971679.599 | 58814894.8406 | 61817480.4458 | 64983297.1069 | 68338980.8538 | 71893456.0494 | 75660785.6186 | 79657351.7257 | 83902474.7846 | 88417448.6442 | 93215549.5065
Scenario 2: High TRC | SCG | Res | WaterHeat | Res ¦ Res Condensing Eff. Small Gas Storage Water Heater (0.68 UEF - 50 Gal) - ZEAS 2030 - Marine | Res - Multi Family | Energy Efficiency | 0 | 0 | 0 | 0 | 0 | 0 | 0 | 0 | 0 | 0 | 0 | 0 | 0
Scenario 2: High TRC | SCG | Res | WaterHeat | Res ¦ Res Condensing Eff. Small Gas Storage Water Heater (0.68 UEF - 50 Gal) - ZEAS 2030 - Hot-Dry | Res - Multi Family | Energy Efficiency | 0 | 0 | 0 | 0 | 0 | 0 | 0 | 0 | 0 | 0 | 0 | 0 | 0
Scenario 2: High TRC | SCG | Res | WaterHeat | Res ¦ Res Tankless Gas Water Heater (0.87 UEF - High Draw) - ZEAS 2030 - Marine | Res - Multi Family | Energy Efficiency | 335165.5665 | 344426.9016 | 367344.5005 | 379045.3553 | 388044.6825 | 0 | 0 | 0 | 0 | 0 | 0 | 0 | 0
Scenario 2: High TRC | SCG | Res | WaterHeat | Res ¦ Res Tankless Gas Water Heater (0.87 UEF - High Draw) - ZEAS 2030 - Hot-Dry | Res - Multi Family | Energy Efficiency | 1064071.3383 | 1093473.8851 | 1166231.8367 | 1203379.2814 | 1231950.015 | 0 | 0 | 0 | 0 | 0 | 0 | 0 | 0
Scenario 2: High TRC | SCG | Res | WaterHeat | Res ¦ Res Tankless Gas Water Heater (0.87 UEF - High Draw) - ZEAS 2030 - Cold | Res - Multi Family | Energy Efficiency | 19306.9997 | 19840.4931 | 21160.6468 | 21834.6671 | 22353.0676 | 0 | 0 | 0 | 0 | 0 | 0 | 0 | 0
Scenario 2: High TRC | SCG | Res | WaterHeat | Res ¦ Res Condensing Eff. Small Gas Storage Water Heater (0.68 UEF - 50 Gal) - Panel Upgrade - ZEAS 2030 - Marine | Res - Multi Family | Energy Efficiency | 0 | 0 | 0 | 0 | 0 | 0 | 0 | 0 | 0 | 0 | 0 | 0 | 0
Scenario 2: High TRC | SCG | Res | WaterHeat | Res ¦ Res Condensing Eff. Small Gas Storage Water Heater (0.68 UEF - 50 Gal) - Panel Upgrade - ZEAS 2030 - Hot-Dry | Res - Multi Family | Energy Efficiency | 0 | 0 | 0 | 0 | 0 | 0 | 0 | 0 | 0 | 0 | 0 | 0 | 0
Scenario 2: High TRC | SCG | Res | WaterHeat | Res ¦ Res Tankless Gas Water Heater (0.87 UEF - High Draw) - Panel Upgrade - ZEAS 2030 - Marine | Res - Multi Family | Energy Efficiency | 335165.5665 | 344426.9016 | 367344.5005 | 379045.3553 | 388044.6825 | 0 | 0 | 0 | 0 | 0 | 0 | 0 | 0
Scenario 2: High TRC | SCG | Res | WaterHeat | Res ¦ Res Tankless Gas Water Heater (0.87 UEF - High Draw) - Panel Upgrade - ZEAS 2030 - Hot-Dry | Res - Multi Family | Energy Efficiency | 1064071.3383 | 1093473.8851 | 1166231.8367 | 1203379.2814 | 1231950.015 | 0 | 0 | 0 | 0 | 0 | 0 | 0 | 0
Scenario 2: High TRC | SCG | Res | WaterHeat | Res ¦ Res Tankless Gas Water Heater (0.87 UEF - High Draw) - Panel Upgrade - ZEAS 2030 - Cold | Res - Multi Family | Energy Efficiency | 19306.9997 | 19840.4931 | 21160.6468 | 21834.6671 | 22353.0676 | 0 | 0 | 0 | 0 | 0 | 0 | 0 | 0
Scenario 2: High TRC | SCG | Res | WaterHeat | Res ¦ Res Hot Water Tank Insulation | Res - Multi Family | Energy Efficiency | 2490372.9916 | 2614315.9615 | 2744114.6756 | 2880959.2468 | 3025388.3522 | 3177914.3507 | 3339234.0326 | 3510041.1415 | 3690924.3743 | 3882503.5628 | 4085399.192 | 4300623.87 | 4529270.8511
Scenario 2: High TRC | SCG | Res | WholeBlg | Res ¦ Res All-Electric Homes - Marine | Res - Multi Family | Energy Efficiency | 0 | 0 | 0 | 0 | 0 | 0 | 0 | 0 | 0 | 0 | 0 | 0 | 0
Scenario 2: High TRC | SCG | Res | WholeBlg | Res ¦ Res All-Electric Homes - Hot-Dry | Res - Multi Family | Energy Efficiency | 0 | 0 | 0 | 0 | 0 | 0 | 0 | 0 | 0 | 0 | 0 | 0 | 0
Scenario 2: High TRC | SCG | Res | WholeBlg | Res ¦ Res All-Electric Homes - Cold | Res - Multi Family | Energy Efficiency | 0 | 0 | 0 | 0 | 0 | 0 | 0 | 0 | 0 | 0 | 0 | 0 | 0
Scenario 2: High TRC | SDG&E | Res | AppPlug | Res ¦ Efficient Res Clothes Washer (Electric) | Res - Multi Family | Energy Efficiency | 678546.7528 | 710200.0664 | 742179.2869 | 774895.9182 | 810227.6166 | 850290.1601 | 888692.0555 | 926350.4214 | 965015.6157 | 1004070.7965 | 1047304.4165 | 1091538.569 | 1137991.1376
Scenario 2: High TRC | SDG&E | Res | AppPlug | Res ¦ Efficient Res Clothes Washer (Gas) | Res - Multi Family | Energy Efficiency | 0 | 0 | 0 | 0 | 0 | 0 | 0 | 0 | 0 | 18899179.3385 | 19712385.8304 | 20544504.5264 | 21418391.3071
Scenario 2: High TRC | SDG&E | Res | AppPlug | Res ¦ Heat Pump Pool Heater - Fuel Sub - ZEAS 2030 | Res - Multi Family | Fuel Substitution | 51200799.6584 | 54225014.2014 | 57498173.9261 | 61041524.498 | 64765693.2188 | 0 | 0 | 0 | 0 | 0 | 0 | 0 | 0
Scenario 2: High TRC | SDG&E | Res | BldgEnv | Res ¦ Wall Insulation (R13) - Marine | Res - Multi Family | Energy Efficiency | 0 | 0 | 0 | 0 | 0 | 0 | 0 | 1342687.0825 | 1408038.2106 | 1475780.9804 | 1549439.5865 | 1626563.08 | 1707733.3543
Scenario 2: High TRC | SDG&E | Res | BldgEnv | Res ¦ Wall Insulation (R13) - Hot-Dry | Res - Multi Family | Energy Efficiency | 0 | 0 | 0 | 0 | 0 | 0 | 0 | 0 | 0 | 0 | 5921858.1718 | 6224690.3307 | 6544604.191
Scenario 2: High TRC | SDG&E | Res | HVAC | Res ¦ Res Smart Thermostat (Elec SC and Gas SH) - Marine | Res - Multi Family | Energy Efficiency | 0 | 0 | 0 | 0 | 0 | 0 | 0 | 0 | 18080.366 | 17707.6165 | 17454.0658 | 17373.1773 | 17326.7815
Scenario 2: High TRC | SDG&E | Res | HVAC | Res ¦ Res Smart Thermostat (Elec SC and Gas SH) - Hot-Dry | Res - Multi Family | Energy Efficiency | 0 | 0 | 0 | 0 | 0 | 0 | 0 | 0 | 0 | 0 | 0 | 0 | 0
Scenario 2: High TRC | SDG&E | Res | HVAC | Res ¦ HVAC Time Delay Relay - Marine | Res - Multi Family | Energy Efficiency | 278513.8987 | 308024.7513 | 320651.1414 | 289214.6941 | 264181.6284 | 309797.9671 | 336454.393 | 343855.7356 | 346313.6099 | 344597.4458 | 360648.7316 | 364366.4203 | 367400.0062
Scenario 2: High TRC | SDG&E | Res | HVAC | Res ¦ HVAC Time Delay Relay - Hot-Dry | Res - Multi Family | Energy Efficiency | 922134.944 | 1019842.7734 | 1061647.6367 | 957564.3335 | 874682.0618 | 1025713.7343 | 1113970.8083 | 1138476.0007 | 1146613.8058 | 1140931.7378 | 1194076.1288 | 1206385.068 | 1216429.0032
Scenario 2: High TRC | SDG&E | Res | HVAC | Res ¦ Packaged/Split Heat Pump (SEER2 15.2) - Fuel Sub - ZEAS 2030 - Marine | Res - Multi Family | Fuel Substitution | 0 | 0 | 0 | 0 | 0 | 0 | 0 | 0 | 0 | 0 | 0 | 0 | 0
Scenario 2: High TRC | SDG&E | Res | HVAC | Res ¦ Packaged/Split Heat Pump (SEER2 15.2) - Fuel Sub - ZEAS 2030 - Hot-Dry | Res - Multi Family | Fuel Substitution | 0 | 0 | 0 | 0 | 0 | 0 | 0 | 0 | 0 | 0 | 0 | 0 | 0
Scenario 2: High TRC | SDG&E | Res | HVAC | Res ¦ Packaged/Split Heat Pump (SEER2 16.0) - Fuel Sub - ZEAS 2030 - Marine | Res - Multi Family | Fuel Substitution | 0 | 0 | 0 | 0 | 0 | 0 | 0 | 0 | 0 | 0 | 0 | 0 | 0
Scenario 2: High TRC | SDG&E | Res | HVAC | Res ¦ Packaged/Split Heat Pump (SEER2 16.0) - Fuel Sub - ZEAS 2030 - Hot-Dry | Res - Multi Family | Fuel Substitution | 7702150.7878 | 8128622.6058 | 0 | 0 | 0 | 0 | 0 | 0 | 0 | 0 | 0 | 0 | 0
Scenario 2: High TRC | SDG&E | Res | HVAC | Res ¦ Packaged/Split Heat Pump (SEER2 16.9) - Fuel Sub - ZEAS 2030 - Marine | Res - Multi Family | Fuel Substitution | 5468407.0812 | 5773080.1889 | 6100244.993 | 6451105.9368 | 6820246.7882 | 0 | 0 | 0 | 0 | 0 | 0 | 0 | 0
Scenario 2: High TRC | SDG&E | Res | HVAC | Res ¦ Packaged/Split Heat Pump (SEER2 16.9) - Fuel Sub - ZEAS 2030 - Hot-Dry | Res - Multi Family | Fuel Substitution | 0 | 0 | 8756710.6575 | 9247597.1945 | 9765549.0031 | 0 | 0 | 0 | 0 | 0 | 0 | 0 | 0
Scenario 2: High TRC | SDG&E | Res | HVAC | Res ¦ Packaged/Split Heat Pump (SEER2 15.2) - Fuel Sub - Panel Upgrade - ZEAS 2030 - Marine | Res - Multi Family | Fuel Substitution | 0 | 0 | 0 | 0 | 0 | 0 | 0 | 0 | 0 | 0 | 0 | 0 | 0
Scenario 2: High TRC | SDG&E | Res | HVAC | Res ¦ Packaged/Split Heat Pump (SEER2 15.2) - Fuel Sub - Panel Upgrade - ZEAS 2030 - Hot-Dry | Res - Multi Family | Fuel Substitution | 0 | 0 | 0 | 0 | 0 | 0 | 0 | 0 | 0 | 0 | 0 | 0 | 0
Scenario 2: High TRC | SDG&E | Res | HVAC | Res ¦ Packaged/Split Heat Pump (SEER2 16.0) - Fuel Sub - Panel Upgrade - ZEAS 2030 - Marine | Res - Multi Family | Fuel Substitution | 0 | 0 | 0 | 0 | 0 | 0 | 0 | 0 | 0 | 0 | 0 | 0 | 0
Scenario 2: High TRC | SDG&E | Res | HVAC | Res ¦ Packaged/Split Heat Pump (SEER2 16.0) - Fuel Sub - Panel Upgrade - ZEAS 2030 - Hot-Dry | Res - Multi Family | Fuel Substitution | 8685404.0798 | 9166319.1087 | 0 | 0 | 0 | 0 | 0 | 0 | 0 | 0 | 0 | 0 | 0
Scenario 2: High TRC | SDG&E | Res | HVAC | Res ¦ Packaged/Split Heat Pump (SEER2 16.9) - Fuel Sub - Panel Upgrade - ZEAS 2030 - Marine | Res - Multi Family | Fuel Substitution | 6166501.6022 | 6510069.1492 | 6878999.673 | 7274651.3755 | 7690916.5909 | 0 | 0 | 0 | 0 | 0 | 0 | 0 | 0
Scenario 2: High TRC | SDG&E | Res | HVAC | Res ¦ Packaged/Split Heat Pump (SEER2 16.9) - Fuel Sub - Panel Upgrade - ZEAS 2030 - Hot-Dry | Res - Multi Family | Fuel Substitution | 0 | 0 | 9874588.6138 | 10428141.5172 | 11012214.8333 | 0 | 0 | 0 | 0 | 0 | 0 | 0 | 0
Scenario 2: High TRC | SDG&E | Res | HVAC | Res ¦ Res Efficient Furnace FS (AFUE = 95) - ZEAS 2030 - Hot-Dry | Res - Multi Family | Energy Efficiency | 0 | 0 | 0 | 0 | 0 | 0 | 0 | 0 | 0 | 0 | 0 | 0 | 0
Scenario 2: High TRC | SDG&E | Res | HVAC | Res ¦ Res Efficient Furnace FS (AFUE = 95) - Panel Upgrade - ZEAS 2030 - Hot-Dry | Res - Multi Family | Energy Efficiency | 0 | 0 | 0 | 0 | 0 | 0 | 0 | 0 | 0 | 0 | 0 | 0 | 0
Scenario 2: High TRC | SDG&E | Res | HVAC | Res ¦ Res Efficient Furnace (AFUE 95, VSM) - ZEAS 2030 - Hot-Dry | Res - Multi Family | Energy Efficiency | 0 | 0 | 0 | 0 | 0 | 0 | 0 | 0 | 0 | 0 | 0 | 0 | 0
Scenario 2: High TRC | SDG&E | Res | WaterHeat | Res ¦ Res Heat Pump Water Heater (3.50 UEF - 50 Gal) - Marine | Res - Multi Family | Energy Efficiency | 1933159.5791 | 1996374.927 | 2052874.1656 | 2103318.7941 | 2162111.2334 | 2239750.2948 | 2296742.4778 | 2339745.0115 | 2380327.7736 | 2414345.4695 | 2463933.0208 | 2502140.0236 | 2537678.8646
Scenario 2: High TRC | SDG&E | Res | WaterHeat | Res ¦ Res Heat Pump Water Heater (3.50 UEF - 50 Gal) - Hot-Dry | Res - Multi Family | Energy Efficiency | 43193123.4945 | 44606105.3645 | 45868892.0172 | 46996259.1417 | 48310326.2612 | 50045818.7813 | 51319586.5652 | 52280504.7655 | 53187300.7812 | 53947272.3959 | 55055407.0033 | 55909025.2068 | 56702960.376
Scenario 2: High TRC | SDG&E | Res | WaterHeat | Res ¦ Res Faucet Aerators (Elec WH) | Res - Multi Family | Energy Efficiency | 0 | 0 | 0 | 0 | 0 | 2498.4729 | 2484.6928 | 2414.3338 | 2325.5005 | 2224.2888 | 2156.446 | 2092.8088 | 2028.112
Scenario 2: High TRC | SDG&E | Res | WaterHeat | Res ¦ Res Faucet Aerators (Gas WH) | Res - Multi Family | Energy Efficiency | 116166.7359 | 119585.896 | 122052.046 | 127027.1209 | 124514.7005 | 125667.3823 | 126343.2 | 125593.7188 | 123909.8956 | 122026.5049 | 120521.8725 | 120386.5416 | 120704.4205
Scenario 2: High TRC | SDG&E | Res | WaterHeat | Res ¦ Res Low Flow Showerheads (Elec WH) | Res - Multi Family | Energy Efficiency | 336501.525 | 350713.7487 | 363528.324 | 375018.2355 | 389076.5314 | 408404.7181 | 422582.6721 | 432954.1387 | 442118.6649 | 448727.5455 | 458167.8927 | 464554.2012 | 470394.5875
Scenario 2: High TRC | SDG&E | Res | WaterHeat | Res ¦ Res Low Flow Showerheads (Gas WH) | Res - Multi Family | Energy Efficiency | 16235598.5703 | 17031503.8703 | 17868233.4661 | 18758320.2676 | 19681549.1249 | 20668038.9345 | 21711791.1401 | 22814629.0499 | 23981839.0146 | 25219782.6889 | 26534647.0408 | 27934171.4681 | 29421985.2995
Scenario 2: High TRC | SDG&E | Res | WaterHeat | Res ¦ Res Tankless Gas Water Heater (0.87 UEF - High Draw) - ZEAS 2030 - Marine | Res - Multi Family | Energy Efficiency | 132875.8886 | 137110.5635 | 140298.5019 | 146394.8391 | 143914.0461 | 0 | 0 | 0 | 0 | 0 | 0 | 0 | 0
Scenario 2: High TRC | SDG&E | Res | WaterHeat | Res ¦ Res Tankless Gas Water Heater (0.87 UEF - High Draw) - ZEAS 2030 - Hot-Dry | Res - Multi Family | Energy Efficiency | 289678.7535 | 298910.6901 | 305860.6788 | 319151.1952 | 313742.9476 | 0 | 0 | 0 | 0 | 0 | 0 | 0 | 0
Scenario 2: High TRC | SDG&E | Res | WaterHeat | Res ¦ Res Heat Pump Water Heater (3.70 UEF - 50 Gal) - Fuel Sub - ZEAS 2030 - Marine | Res - Multi Family | Fuel Substitution | 34349430.4496 | 36415389.839 | 38660707.9524 | 41098813.4915 | 43646154.9488 | 18856753.3047 | 19347210.3681 | 19723509.8292 | 20081210.0518 | 20383950.9283 | 20816394.6502 | 21150723.4001 | 21461775.0207
Scenario 2: High TRC | SDG&E | Res | WaterHeat | Res ¦ Res Heat Pump Water Heater (3.70 UEF - 50 Gal) - Fuel Sub - ZEAS 2030 - Hot-Dry | Res - Multi Family | Fuel Substitution | 74373311.9495 | 78852087.3799 | 83720594.9523 | 89007998.4229 | 94531749.6522 | 49472524.6089 | 50759562.7969 | 51746868.457 | 52685329.6405 | 53479482.7423 | 54614157.7069 | 55491219.1311 | 56307153.3681
Scenario 2: High TRC | SDG&E | Res | WaterHeat | Res ¦ Res Tankless Gas Water Heater (0.87 UEF - High Draw) - Panel Upgrade - ZEAS 2030 - Marine | Res - Multi Family | Energy Efficiency | 132875.8886 | 137110.5635 | 140298.5019 | 146394.8391 | 143914.0461 | 0 | 0 | 0 | 0 | 0 | 0 | 0 | 0
Scenario 2: High TRC | SDG&E | Res | WaterHeat | Res ¦ Res Tankless Gas Water Heater (0.87 UEF - High Draw) - Panel Upgrade - ZEAS 2030 - Hot-Dry | Res - Multi Family | Energy Efficiency | 289678.7535 | 298910.6901 | 305860.6788 | 319151.1952 | 313742.9476 | 0 | 0 | 0 | 0 | 0 | 0 | 0 | 0
Scenario 2: High TRC | SDG&E | Res | WaterHeat | Res ¦ Res Heat Pump Water Heater (3.70 UEF - 50 Gal) - Fuel Sub - Panel Upgrade - ZEAS 2030 - Marine | Res - Multi Family | Fuel Substitution | 34349430.4496 | 36415389.839 | 38660707.9524 | 41098813.4915 | 43646154.9488 | 18856753.3047 | 19347210.3681 | 19723509.8292 | 20081210.0518 | 20383950.9283 | 20816394.6502 | 21150723.4001 | 21461775.0207
Scenario 2: High TRC | SDG&E | Res | WaterHeat | Res ¦ Res Heat Pump Water Heater (3.70 UEF - 50 Gal) - Fuel Sub - Panel Upgrade - ZEAS 2030 - Hot-Dry | Res - Multi Family | Fuel Substitution | 74373311.9495 | 78852087.3799 | 83720594.9523 | 89007998.4229 | 94531749.6522 | 49472524.6089 | 50759562.7969 | 51746868.457 | 52685329.6405 | 53479482.7423 | 54614157.7069 | 55491219.1311 | 56307153.3681
Scenario 2: High TRC | SDG&E | Res | WaterHeat | Res ¦ Res Central Heat Pump Water Heater (150+ kBtuh, 3.0 COP) - Fuel Sub - ZEAS 2030 - Marine | Res - Multi Family | Fuel Substitution | 615320459.8141 | 664711643.8207 | 721079295.4433 | 784893805.3623 | 849781248.8509 | 0 | 0 | 0 | 0 | 0 | 0 | 0 | 0
Scenario 2: High TRC | SDG&E | Res | WaterHeat | Res ¦ Res Central Heat Pump Water Heater (150+ kBtuh, 3.0 COP) - Fuel Sub - ZEAS 2030 - Hot-Dry | Res - Multi Family | Fuel Substitution | 1544390100.3355 | 1670649046.9881 | 1815075343.195 | 1978890187.9457 | 2145263753.4586 | 0 | 0 | 0 | 0 | 0 | 0 | 0 | 0
Scenario 2: High TRC | SDG&E | Res | WaterHeat | Res ¦ Res Central Heat Pump Water Heater (150+ kBtuh, 3.0 COP) - Fuel Sub - Panel Upgrade - ZEAS 2030 - Marine | Res - Multi Family | Fuel Substitution | 615320459.8141 | 664711643.8207 | 721079295.4433 | 784893805.3623 | 849781248.8509 | 0 | 0 | 0 | 0 | 0 | 0 | 0 | 0
Scenario 2: High TRC | SDG&E | Res | WaterHeat | Res ¦ Res Central Heat Pump Water Heater (150+ kBtuh, 3.0 COP) - Fuel Sub - Panel Upgrade - ZEAS 2030 - Hot-Dry | Res - Multi Family | Fuel Substitution | 1544390100.3355 | 1670649046.9881 | 1815075343.195 | 1978890187.9457 | 2145263753.4586 | 0 | 0 | 0 | 0 | 0 | 0 | 0 | 0
Scenario 2: High TRC | SDG&E | Res | WaterHeat | Res ¦ Res Hot Water Tank Insulation | Res - Multi Family | Energy Efficiency | 784350.3241 | 822383.3585 | 862197.2581 | 904151.0777 | 948407.7405 | 995122.2749 | 1044505.288 | 1096766.5254 | 1152084.1401 | 1210645.7254 | 1272639.1077 | 1338370.2435 | 1408169.4573
Scenario 2: High TRC | PG&E | Com | BldgEnv | Com ¦ Com Wall Insulation (R14) - Marine | Com - College | Energy Efficiency | 784.4164 | 827.2152 | 859.0998 | 904.559 | 943.5593 | 979.6368 | 1038.5136 | 1085.4085 | 1166.4944 | 1244.4499 | 1318.3531 | 1370.9703 | 1450.4267
Scenario 2: High TRC | PG&E | Com | BldgEnv | Com ¦ Com Wall Insulation (R14) - Hot-Dry | Com - College | Energy Efficiency | 891.545 | 936.0481 | 967.425 | 1013.5366 | 1052.8513 | 1090.4967 | 1152.9596 | 1201.7115 | 1287.9017 | 1370.3403 | 1447.942 | 1500.82 | 1582.8366
Scenario 2: High TRC | PG&E | Com | BldgEnv | Com ¦ Com Wall Insulation (R14) - Cold | Com - College | Energy Efficiency | 2221.7478 | 2317.8504 | 2252.9055 | 2349.65 | 2453.7972 | 2569.1826 | 2689.8649 | 2816.5464 | 2950.0849 | 3091.1622 | 3240.0692 | 3395.0328 | 3559.1858
Scenario 2: High TRC | PG&E | Com | HVAC | Com ¦ Ductless Mini Split Heat Pump (SEER 18) - Hot-Dry | Com - College | Energy Efficiency | 504327.0149 | 516547.8999 | 526251.5478 | 534302.6159 | 545441.8342 | 561937.6953 | 574460.5658 | 585315.6184 | 595579.041 | 605263.5108 | 618342.1992 | 627793.9199 | 637124.0071
Scenario 2: High TRC | PG&E | Com | HVAC | Com ¦ Ductless Mini Split Heat Pump (SEER 18) - Marine | Com - College | Energy Efficiency | 564695.7464 | 578379.4904 | 589244.6801 | 598259.4736 | 610732.0738 | 629202.5152 | 643224.3929 | 655378.8122 | 666870.7825 | 677714.4985 | 692358.7264 | 702941.8328 | 713388.746
Scenario 2: High TRC | PG&E | Com | HVAC | Com ¦ Ductless Mini Split Heat Pump (SEER 18) - Cold | Com - College | Energy Efficiency | 1360.0618 | 1393.0189 | 1419.1875 | 1440.8995 | 1470.9396 | 1515.4254 | 1549.1969 | 1578.4706 | 1606.1489 | 1632.2658 | 1667.5362 | 1693.0255 | 1718.1868
Scenario 2: High TRC | PG&E | Com | HVAC | Com ¦ Demand Controlled Ventilation (HVAC) - Marine | Com - College | Energy Efficiency | 103937.7784 | 109145.1733 | 112770.5043 | 118046.3236 | 122514.132 | 126793.881 | 133845.4319 | 139246.988 | 148939.9982 | 158135.3062 | 166842.7892 | 172706.573 | 181883.3906
Scenario 2: High TRC | PG&E | Com | HVAC | Com ¦ Demand Controlled Ventilation (HVAC) - Hot-Dry | Com - College | Energy Efficiency | 77891.6689 | 81405.1656 | 83625.2978 | 86969.672 | 89765.2158 | 92614.4344 | 97355.0103 | 100816.8053 | 107315.9453 | 113390.2667 | 119131.9242 | 122699.2012 | 128570.1701
Scenario 2: High TRC | PG&E | Com | HVAC | Com ¦ Demand Controlled Ventilation (HVAC) - Cold | Com - College | Energy Efficiency | 14564.5821 | 15084.4686 | 14603.9437 | 15071.1174 | 15554.8661 | 16251.7083 | 16972.236 | 17694.3071 | 18454.4588 | 19246.2701 | 20127.8793 | 20977.5746 | 21877.5524
Scenario 2: High TRC | PG&E | Com | HVAC | Com ¦ HVAC Energy Management System (Elec SC and Gas SH) - Marine | Com - College | Energy Efficiency | 31195.4515 | 32642.3153 | 33582.1919 | 34983.8271 | 36159.8674 | 37337.5335 | 39291.6609 | 40737.9547 | 43418.9453 | 45935.09 | 48314.6425 | 49827.7808 | 52281.8321
Scenario 2: High TRC | PG&E | Com | HVAC | Com ¦ HVAC Energy Management System (Elec SC and Gas SH) - Hot-Dry | Com - College | Energy Efficiency | 22844.443 | 23894.1187 | 24569.795 | 25580.7607 | 26427.9611 | 27281.2869 | 28698.5028 | 29742.7602 | 31686.6552 | 33508.5188 | 35231.1907 | 36318.2892 | 38089.8766
Scenario 2: High TRC | PG&E | Com | HVAC | Com ¦ HVAC Energy Management System (Elec SC and Gas SH) - Cold | Com - College | Energy Efficiency | 85.975 | 90.2338 | 101.9718 | 106.573 | 98.8371 | 102.8122 | 108.7375 | 113.2086 | 120.5426 | 127.4983 | 134.5735 | 139.7942 | 146.7372
Scenario 2: High TRC | PG&E | Com | HVAC | Com ¦ HVAC Fan Variable Frequency Drive (VFD) - Marine | Com - College | Energy Efficiency | 600615.6696 | 602052.365 | 0 | 0 | 0 | 0 | 0 | 641053.2191 | 0 | 0 | 0 | 0 | 0
Scenario 2: High TRC | PG&E | Com | HVAC | Com ¦ HVAC Fan Variable Frequency Drive (VFD) - Hot-Dry | Com - College | Energy Efficiency | 503234.4134 | 504249.9904 | 499588.7242 | 490091.8285 | 0 | 508284.4761 | 523809.4091 | 535780.9122 | 0 | 0 | 0 | 0 | 0
Scenario 2: High TRC | PG&E | Com | HVAC | Com ¦ HVAC Fan Variable Frequency Drive (VFD) - Cold | Com - College | Energy Efficiency | 0 | 0 | 0 | 0 | 0 | 0 | 0 | 0 | 0 | 0 | 0 | 0 | 0
Scenario 2: High TRC | PG&E | Com | HVAC | Com ¦ Large Packaged Heat Pump (IEER 14.0) - Fuel Sub - ZEAS 2030 - Marine | Com - College | Fuel Substitution | 1486214.3979 | 1578834.9457 | 1680624.192 | 1791218.6211 | 1904546.8704 | 0 | 0 | 0 | 0 | 0 | 0 | 0 | 0
Scenario 2: High TRC | PG&E | Com | HVAC | Com ¦ Large Packaged Heat Pump (IEER 14.0) - Fuel Sub - ZEAS 2030 - Hot-Dry | Com - College | Fuel Substitution | 1054261.826 | 1121455.7579 | 1195506.0503 | 1276110.2846 | 1358551.0963 | 0 | 0 | 0 | 0 | 0 | 0 | 0 | 0
Scenario 2: High TRC | PG&E | Com | HVAC | Com ¦ Large Packaged Heat Pump (IEER 14.0) - Fuel Sub - ZEAS 2030 - Cold | Com - College | Fuel Substitution | 7739.7665 | 8224.7162 | 8165.1257 | 8713.852 | 9271.1971 | 0 | 0 | 0 | 0 | 0 | 0 | 0 | 0
Scenario 2: High TRC | PG&E | Com | HVAC | Com ¦ Large Packaged Heat Pump (IEER 14.0) - Fuel Sub - Panel Upgrade - ZEAS 2030 - Marine | Com - College | Fuel Substitution | 339601.8157 | 360765.7247 | 384024.6925 | 409295.6554 | 435191.2996 | 0 | 0 | 0 | 0 | 0 | 0 | 0 | 0
Scenario 2: High TRC | PG&E | Com | HVAC | Com ¦ Large Packaged Heat Pump (IEER 14.0) - Fuel Sub - Panel Upgrade - ZEAS 2030 - Hot-Dry | Com - College | Fuel Substitution | 240900.1224 | 256254.0184 | 273174.6012 | 291592.7677 | 310430.5945 | 0 | 0 | 0 | 0 | 0 | 0 | 0 | 0
Scenario 2: High TRC | PG&E | Com | HVAC | Com ¦ Large Packaged Heat Pump (IEER 14.0) - Fuel Sub - Panel Upgrade - ZEAS 2030 - Cold | Com - College | Fuel Substitution | 1768.5462 | 1879.3578 | 1865.7412 | 1991.1259 | 2118.4799 | 0 | 0 | 0 | 0 | 0 | 0 | 0 | 0
Scenario 2: High TRC | PG&E | Com | HVAC | Com ¦ Small Packaged Heat Pump (SEER 15) - Fuel Sub - ZEAS 2030 - Marine | Com - College | Fuel Substitution | 0 | 0 | 0 | 0 | 0 | 0 | 0 | 0 | 0 | 0 | 0 | 0 | 0
Scenario 2: High TRC | PG&E | Com | HVAC | Com ¦ Small Packaged Heat Pump (SEER 16) - Fuel Sub - ZEAS 2030 - Marine | Com - College | Fuel Substitution | 570691.7371 | 0 | 0 | 0 | 0 | 0 | 0 | 0 | 0 | 0 | 0 | 0 | 0
Scenario 2: High TRC | PG&E | Com | HVAC | Com ¦ Small Packaged Heat Pump (SEER 16) - Fuel Sub - ZEAS 2030 - Hot-Dry | Com - College | Fuel Substitution | 0 | 0 | 0 | 0 | 0 | 0 | 0 | 0 | 0 | 0 | 0 | 0 | 0
Scenario 2: High TRC | PG&E | Com | HVAC | Com ¦ Small Packaged Heat Pump (SEER 16) - Fuel Sub - ZEAS 2030 - Cold | Com - College | Fuel Substitution | 0 | 0 | 0 | 0 | 0 | 0 | 0 | 0 | 0 | 0 | 0 | 0 | 0
Scenario 2: High TRC | PG&E | Com | HVAC | Com ¦ Small Packaged Heat Pump (SEER 17) - Fuel Sub - ZEAS 2030 - Marine | Com - College | Fuel Substitution | 0 | 612123.8878 | 641688.663 | 672781.149 | 705801.7022 | 0 | 0 | 0 | 0 | 0 | 0 | 0 | 0
Scenario 2: High TRC | PG&E | Com | HVAC | Com ¦ Small Packaged Heat Pump (SEER 17) - Fuel Sub - ZEAS 2030 - Hot-Dry | Com - College | Fuel Substitution | 501831.2943 | 525255.2523 | 549609.3435 | 575074.5305 | 0 | 0 | 0 | 0 | 0 | 0 | 0 | 0 | 0
Scenario 2: High TRC | PG&E | Com | HVAC | Com ¦ Small Packaged Heat Pump (SEER 17) - Fuel Sub - ZEAS 2030 - Cold | Com - College | Fuel Substitution | 0 | 0 | 0 | 0 | 0 | 0 | 0 | 0 | 0 | 0 | 0 | 0 | 0
Scenario 2: High TRC | PG&E | Com | HVAC | Com ¦ Small Packaged Heat Pump (SEER 18) - Fuel Sub - ZEAS 2030 - Hot-Dry | Com - College | Fuel Substitution | 0 | 0 | 0 | 0 | 623648.969 | 0 | 0 | 0 | 0 | 0 | 0 | 0 | 0
Scenario 2: High TRC | PG&E | Com | HVAC | Com ¦ Small Packaged Heat Pump (SEER 18) - Fuel Sub - ZEAS 2030 - Cold | Com - College | Fuel Substitution | 2621.2102 | 2757.4492 | 2705.3456 | 2850.734 | 3002.307 | 0 | 0 | 0 | 0 | 0 | 0 | 0 | 0
Scenario 2: High TRC | PG&E | Com | HVAC | Com ¦ Small Packaged Heat Pump (SEER 15) - Fuel Sub - Panel Upgrade - ZEAS 2030 - Marine | Com - College | Fuel Substitution | 0 | 0 | 0 | 0 | 0 | 0 | 0 | 0 | 0 | 0 | 0 | 0 | 0
Scenario 2: High TRC | PG&E | Com | HVAC | Com ¦ Small Packaged Heat Pump (SEER 16) - Fuel Sub - Panel Upgrade - ZEAS 2030 - Marine | Com - College | Fuel Substitution | 130403.763 | 0 | 0 | 0 | 0 | 0 | 0 | 0 | 0 | 0 | 0 | 0 | 0
Scenario 2: High TRC | PG&E | Com | HVAC | Com ¦ Small Packaged Heat Pump (SEER 16) - Fuel Sub - Panel Upgrade - ZEAS 2030 - Hot-Dry | Com - College | Fuel Substitution | 0 | 0 | 0 | 0 | 0 | 0 | 0 | 0 | 0 | 0 | 0 | 0 | 0
Scenario 2: High TRC | PG&E | Com | HVAC | Com ¦ Small Packaged Heat Pump (SEER 16) - Fuel Sub - Panel Upgrade - ZEAS 2030 - Cold | Com - College | Fuel Substitution | 0 | 0 | 0 | 0 | 0 | 0 | 0 | 0 | 0 | 0 | 0 | 0 | 0
Scenario 2: High TRC | PG&E | Com | HVAC | Com ¦ Small Packaged Heat Pump (SEER 17) - Fuel Sub - Panel Upgrade - ZEAS 2030 - Marine | Com - College | Fuel Substitution | 0 | 139871.0604 | 146626.6478 | 153731.3191 | 161276.556 | 0 | 0 | 0 | 0 | 0 | 0 | 0 | 0
Scenario 2: High TRC | PG&E | Com | HVAC | Com ¦ Small Packaged Heat Pump (SEER 17) - Fuel Sub - Panel Upgrade - ZEAS 2030 - Hot-Dry | Com - College | Fuel Substitution | 114669.0672 | 120021.4704 | 125586.4102 | 131405.2367 | 0 | 0 | 0 | 0 | 0 | 0 | 0 | 0 | 0
Scenario 2: High TRC | PG&E | Com | HVAC | Com ¦ Small Packaged Heat Pump (SEER 17) - Fuel Sub - Panel Upgrade - ZEAS 2030 - Cold | Com - College | Fuel Substitution | 0 | 0 | 0 | 0 | 0 | 0 | 0 | 0 | 0 | 0 | 0 | 0 | 0
Scenario 2: High TRC | PG&E | Com | HVAC | Com ¦ Small Packaged Heat Pump (SEER 18) - Fuel Sub - Panel Upgrade - ZEAS 2030 - Hot-Dry | Com - College | Fuel Substitution | 0 | 0 | 0 | 0 | 142504.5556 | 0 | 0 | 0 | 0 | 0 | 0 | 0 | 0
Scenario 2: High TRC | PG&E | Com | HVAC | Com ¦ Small Packaged Heat Pump (SEER 18) - Fuel Sub - Panel Upgrade - ZEAS 2030 - Cold | Com - College | Fuel Substitution | 598.9497 | 630.0805 | 618.1748 | 651.3962 | 686.0308 | 0 | 0 | 0 | 0 | 0 | 0 | 0 | 0
Scenario 2: High TRC | PG&E | Com | HVAC | Com ¦ Efficient Hot Water Boilers (94% eff.) - ZEAS 2030 - Marine | Com - College | Energy Efficiency | 1661551.2249 | 1742028.3747 | 1679634.2648 | 1941699.1008 | 1874793.9694 | 0 | 0 | 0 | 0 | 0 | 0 | 0 | 0
Scenario 2: High TRC | PG&E | Com | HVAC | Com ¦ Efficient Hot Water Boilers (94% eff.) - ZEAS 2030 - Hot-Dry | Com - College | Energy Efficiency | 1118067.3498 | 1172220.8854 | 1130235.5311 | 1306580.4624 | 1261559.6157 | 0 | 0 | 0 | 0 | 0 | 0 | 0 | 0
Scenario 2: High TRC | PG&E | Com | HVAC | Com ¦ Efficient Hot Water Boilers (94% eff.) - ZEAS 2030 - Cold | Com - College | Energy Efficiency | 2663.7461 | 2792.7645 | 2692.7362 | 3112.8702 | 3005.6101 | 0 | 0 | 0 | 0 | 0 | 0 | 0 | 0
Scenario 2: High TRC | PG&E | Com | WaterHeat | Com ¦ Com Heat Pump Water Heater (3.3 UEF - 50 Gal) - Marine | Com - College | Energy Efficiency | 1665456.545 | 1732216.6189 | 1795634.3899 | 1856996.8207 | 1929652.1726 | 2010549.2503 | 2070268.4133 | 2118784.966 | 2161777.1154 | 2200866.7612 | 2258947.2538 | 2306906.0086 | 2352259.933
Scenario 2: High TRC | PG&E | Com | WaterHeat | Com ¦ Com Heat Pump Water Heater (3.3 UEF - 50 Gal) - Hot-Dry | Com - College | Energy Efficiency | 1230527.8314 | 1279929.7181 | 1326856.0109 | 1372258.75 | 1426025.5448 | 1485896.2901 | 1530079.6089 | 1565965.39 | 1597757.4565 | 1626658.6231 | 1669625.3106 | 1705095.2541 | 1738634.2965
Scenario 2: High TRC | PG&E | Com | WaterHeat | Com ¦ Com Heat Pump Water Heater (3.3 UEF - 50 Gal) - Cold | Com - College | Energy Efficiency | 3631.3302 | 3776.9679 | 3915.3121 | 4049.1699 | 4207.6707 | 4384.156 | 4514.4256 | 4620.249 | 4714.0152 | 4799.2651 | 4925.9559 | 5030.5595 | 5129.4772
Scenario 2: High TRC | PG&E | Com | WaterHeat | Com ¦ Com Hot Water Tank Insulation - Marine | Com - College | Energy Efficiency | 44126.0234 | 46152.7882 | 44972.3988 | 47041.2806 | 49217.0611 | 51506.7537 | 53920.2114 | 56467.0898 | 0 | 61992.8774 | 64988.1153 | 68155.0968 | 71509.0137
Scenario 2: High TRC | PG&E | Com | WaterHeat | Com ¦ Com Hot Water Tank Insulation - Hot-Dry | Com - College | Energy Efficiency | 31092.9602 | 32521.0996 | 31689.3501 | 33147.1669 | 34680.3088 | 36293.7178 | 37994.3365 | 39788.9689 | 0 | 43682.6597 | 45793.2241 | 48024.8059 | 50388.1098
Scenario 2: High TRC | PG&E | Com | WaterHeat | Com ¦ Com Hot Water Tank Insulation - Cold | Com - College | Energy Efficiency | 63.4484 | 66.3627 | 64.6654 | 67.6402 | 70.7688 | 74.0611 | 77.5314 | 81.1935 | 0 | 89.139 | 93.4458 | 97.9996 | 102.8222
Scenario 2: High TRC | PG&E | Com | WaterHeat | Com ¦ Faucet Aerators (Elec WH) - Cold | Com - College | Energy Efficiency | 0 | 0 | 0 | 0 | 0 | 0 | 0 | 0 | 0 | 0 | 0 | 0 | 0
Scenario 2: High TRC | PG&E | Com | WaterHeat | Com ¦ Low-flow Pre-Rinse Spray Valve - Marine | Com - College | Energy Efficiency | 2878.4165 | 3011.2316 | 2896.3649 | 3339.8304 | 3216.3594 | 3367.303 | 3527.3659 | 3695.5208 | 3874.3011 | 4062.9114 | 4262.1798 | 4472.0536 | 4694.9046
Scenario 2: High TRC | PG&E | Com | WaterHeat | Com ¦ Low-flow Pre-Rinse Spray Valve - Hot-Dry | Com - College | Energy Efficiency | 1989.3233 | 2081.1141 | 2001.7278 | 2308.2144 | 2222.8815 | 2327.2012 | 2437.8234 | 2554.0382 | 2677.5963 | 2807.9482 | 2945.666 | 3090.7134 | 3244.7296
Scenario 2: High TRC | PG&E | Com | WaterHeat | Com ¦ Low-flow Pre-Rinse Spray Valve - Cold | Com - College | Energy Efficiency | 4.3161 | 4.5153 | 4.343 | 5.008 | 4.8228 | 5.0492 | 5.2892 | 5.5413 | 5.8094 | 6.0922 | 6.391 | 6.7057 | 7.0399
Scenario 2: High TRC | PG&E | Com | WaterHeat | Com ¦ Com Hot Water Pipe Insulation - Marine | Com - College | Energy Efficiency | 8674771.8234 | 9073274.6317 | 8842449.6355 | 9250676.5899 | 9680318.438 | 10132902.7743 | 10610185.0681 | 11113929.7522 | 11645546.8267 | 12206984.6801 | 12800333.5829 | 13428069.3068 | 14092733.6524
Scenario 2: High TRC | PG&E | Com | WaterHeat | Com ¦ Com Hot Water Pipe Insulation - Hot-Dry | Com - College | Energy Efficiency | 5184988.3737 | 5423177.0512 | 5285210.8953 | 5529211.7815 | 5786012.5404 | 6056526.2287 | 6341802.1062 | 6642894.7902 | 0 | 7296223.455 | 7650873.3784 | 8026076.611 | 8423352.4097
Scenario 2: High TRC | PG&E | Com | WaterHeat | Com ¦ Com Hot Water Pipe Insulation - Cold | Com - College | Energy Efficiency | 10899.416 | 11400.1148 | 11110.0947 | 11623.0114 | 12162.8349 | 12731.4844 | 13331.1657 | 13964.0956 | 14632.0458 | 15337.4644 | 16082.9775 | 16871.696 | 17706.8134
Scenario 2: High TRC | PG&E | Com | WaterHeat | Com ¦ Com Efficient Tankless Gas Water Heater (0.87 UEF - High Draw) - ZEAS 2030 - Marine | Com - College | Energy Efficiency | 62876.2129 | 66438.6176 | 69149.6499 | 72971.4759 | 76258.2439 | 0 | 0 | 0 | 0 | 0 | 0 | 0 | 0
Scenario 2: High TRC | PG&E | Com | WaterHeat | Com ¦ Com Efficient Tankless Gas Water Heater (0.87 UEF - High Draw) - ZEAS 2030 - Hot-Dry | Com - College | Energy Efficiency | 46988.6653 | 49650.9235 | 51676.9343 | 54533.0641 | 56989.3341 | 0 | 0 | 0 | 0 | 0 | 0 | 0 | 0
Scenario 2: High TRC | PG&E | Com | WaterHeat | Com ¦ Com Efficient Tankless Gas Water Heater (0.87 UEF - High Draw) - ZEAS 2030 - Cold | Com - College | Energy Efficiency | 266.7299 | 282.0216 | 321.5045 | 339.2745 | 317.2534 | 0 | 0 | 0 | 0 | 0 | 0 | 0 | 0
Scenario 2: High TRC | PG&E | Com | WaterHeat | Com ¦ Com Heat Pump Water Heater (3.75 UEF - 50 Gal) - Fuel Sub - ZEAS 2030 - Marine | Com - College | Fuel Substitution | 14184071.6905 | 14932065.5164 | 15751959.9764 | 16645957.5051 | 17550554.9381 | 11012097.6284 | 11337152.9437 | 11603155.6029 | 11834769.3569 | 12046135.5851 | 12362244.9083 | 12626247.9486 | 12873200.3481
Scenario 2: High TRC | PG&E | Com | WaterHeat | Com ¦ Com Heat Pump Water Heater (3.75 UEF - 50 Gal) - Fuel Sub - ZEAS 2030 - Hot-Dry | Com - College | Fuel Substitution | 10592786.1171 | 11152327.2835 | 11765868.82 | 12435049.6932 | 13111934.9429 | 8174808.0671 | 8416334.7844 | 8613939.0618 | 8785963.9584 | 8942926.7558 | 9177786.36 | 9373889.5287 | 9557308.0528
Scenario 2: High TRC | PG&E | Com | WaterHeat | Com ¦ Com Heat Pump Water Heater (3.75 UEF - 50 Gal) - Fuel Sub - ZEAS 2030 - Cold | Com - College | Fuel Substitution | 57603.2101 | 60671.5642 | 59685.6403 | 63143.8899 | 66618.0795 | 41845.9834 | 43070.9666 | 44075.4473 | 44951.5867 | 45752.2278 | 46944.4144 | 47942.0637 | 48876.1676
Scenario 2: High TRC | PG&E | Com | WaterHeat | Com ¦ Com Efficient Tankless Gas Water Heater (0.87 UEF - High Draw) - Panel Upgrade - ZEAS 2030 - Marine | Com - College | Energy Efficiency | 52166.5283 | 55122.1497 | 57371.4128 | 60542.2685 | 63269.2024 | 0 | 0 | 0 | 0 | 0 | 0 | 0 | 0
Scenario 2: High TRC | PG&E | Com | WaterHeat | Com ¦ Com Efficient Tankless Gas Water Heater (0.87 UEF - High Draw) - Panel Upgrade - ZEAS 2030 - Hot-Dry | Com - College | Energy Efficiency | 38985.1014 | 41193.8981 | 42874.8191 | 45244.4653 | 47282.3596 | 0 | 0 | 0 | 0 | 0 | 0 | 0 | 0
Scenario 2: High TRC | PG&E | Com | WaterHeat | Com ¦ Com Efficient Tankless Gas Water Heater (0.87 UEF - High Draw) - Panel Upgrade - ZEAS 2030 - Cold | Com - College | Energy Efficiency | 221.2979 | 233.9849 | 266.7427 | 281.486 | 263.2158 | 0 | 0 | 0 | 0 | 0 | 0 | 0 | 0
Scenario 2: High TRC | PG&E | Com | WaterHeat | Com ¦ Com Heat Pump Water Heater (3.75 UEF - 50 Gal) - Fuel Sub - Panel Upgrade - ZEAS 2030 - Marine | Com - College | Fuel Substitution | 11768103.4356 | 12388691.7197 | 13068933.8266 | 13810657.0509 | 14561174.7014 | 9136410.6697 | 9406099.4203 | 9626793.9343 | 9818956.9939 | 9994321.2821 | 10256587.8086 | 10475623.298 | 10680512.3767
Scenario 2: High TRC | PG&E | Com | WaterHeat | Com ¦ Com Heat Pump Water Heater (3.75 UEF - 50 Gal) - Fuel Sub - Panel Upgrade - ZEAS 2030 - Hot-Dry | Com - College | Fuel Substitution | 8788520.3499 | 9252755.0539 | 9761792.2627 | 10316991.7784 | 10878583.3867 | 6782395.704 | 6982783.2552 | 7146729.6612 | 7289453.6139 | 7419680.9897 | 7614537.035 | 7777238.0155 | 7929414.9229
Scenario 2: High TRC | PG&E | Com | WaterHeat | Com ¦ Com Heat Pump Water Heater (3.75 UEF - 50 Gal) - Fuel Sub - Panel Upgrade - ZEAS 2030 - Cold | Com - College | Fuel Substitution | 47791.6743 | 50337.3967 | 49519.4049 | 52388.6119 | 55271.044 | 34718.3708 | 35734.7031 | 36568.0909 | 37294.9977 | 37959.2659 | 38948.3878 | 39776.1078 | 40551.1061
Scenario 2: High TRC | PG&E | Com | WaterHeat | Com ¦ Com Heat Pump Water Heater (100+ Gal, 200+ kBtuh - 4.3 COP) - Fuel Sub - ZEAS 2030 - Marine | Com - College | Fuel Substitution | 3475679.4064 | 3660492.6416 | 3861514.2405 | 4079373.1339 | 4301799.5951 | 0 | 0 | 0 | 0 | 0 | 0 | 0 | 0
Scenario 2: High TRC | PG&E | Com | WaterHeat | Com ¦ Com Heat Pump Water Heater (100+ Gal, 200+ kBtuh - 4.3 COP) - Fuel Sub - ZEAS 2030 - Hot-Dry | Com - College | Fuel Substitution | 2584330.158 | 2722228.0236 | 2872289.5689 | 3034981.7486 | 3201015.4353 | 0 | 0 | 0 | 0 | 0 | 0 | 0 | 0
Scenario 2: High TRC | PG&E | Com | WaterHeat | Com ¦ Com Heat Pump Water Heater (100+ Gal, 200+ kBtuh - 4.3 COP) - Fuel Sub - ZEAS 2030 - Cold | Com - College | Fuel Substitution | 7080.1458 | 7462.1505 | 7342.2771 | 7766.2847 | 8196.5312 | 0 | 0 | 0 | 0 | 0 | 0 | 0 | 0
Scenario 2: High TRC | PG&E | Com | WaterHeat | Com ¦ Com Heat Pump Water Heater (100+ Gal, 200+ kBtuh - 4.3 COP) - Fuel Sub - Panel Upgrade - ZEAS 2030 - Marine | Com - College | Fuel Substitution | 2883668.0789 | 3037002.1367 | 3203783.793 | 3384534.8529 | 3569075.4883 | 0 | 0 | 0 | 0 | 0 | 0 | 0 | 0
Scenario 2: High TRC | PG&E | Com | WaterHeat | Com ¦ Com Heat Pump Water Heater (100+ Gal, 200+ kBtuh - 4.3 COP) - Fuel Sub - Panel Upgrade - ZEAS 2030 - Hot-Dry | Com - College | Fuel Substitution | 2144142.0541 | 2258551.8218 | 2383053.4336 | 2518034.3079 | 2655787.5314 | 0 | 0 | 0 | 0 | 0 | 0 | 0 | 0
Scenario 2: High TRC | PG&E | Com | WaterHeat | Com ¦ Com Heat Pump Water Heater (100+ Gal, 200+ kBtuh - 4.3 COP) - Fuel Sub - Panel Upgrade - ZEAS 2030 - Cold | Com - College | Fuel Substitution | 5874.1869 | 6191.1249 | 6091.6695 | 6443.456 | 6800.4188 | 0 | 0 | 0 | 0 | 0 | 0 | 0 | 0
Scenario 2: High TRC | PG&E | Com | WaterHeat | Com ¦ Efficient Gas Water Heating Boiler (0.92 UEF) - ZEAS 2030 - Marine | Com - College | Energy Efficiency | 4367328.3031 | 4578797.194 | 4414726.3188 | 5103440.3627 | 4927515.6112 | 0 | 0 | 0 | 0 | 0 | 0 | 0 | 0
Scenario 2: High TRC | PG&E | Com | WaterHeat | Com ¦ Efficient Gas Water Heating Boiler (0.92 UEF) - ZEAS 2030 - Hot-Dry | Com - College | Energy Efficiency | 3096690.6443 | 3246634.4332 | 3130298.612 | 3618637.0696 | 3493896.158 | 0 | 0 | 0 | 0 | 0 | 0 | 0 | 0
Scenario 2: High TRC | PG&E | Com | WaterHeat | Com ¦ Efficient Gas Water Heating Boiler (0.92 UEF) - ZEAS 2030 - Cold | Com - College | Energy Efficiency | 6379.6194 | 6688.5246 | 6448.8563 | 7454.9022 | 7197.9182 | 0 | 0 | 0 | 0 | 0 | 0 | 0 | 0
Scenario 2: High TRC | PG&E | Com | WholeBlg | Com ¦ Com Title 24 2022 Code | Com - College | Energy Efficiency | 0 | 0 | 0 | 0 | 0 | 0 | 0 | 0 | 0 | 3905380.7139 | 4059268.2074 | 4121129.8251 | 4259557.4289
Scenario 2: High TRC | PG&E | Com | ComRefrig | Com ¦ Efficient Refrigerated Display Case - Marine | Com - College | Energy Efficiency | 0 | 0 | 0 | 0 | 0 | 0 | 0 | 0 | 0 | 0 | 0 | 0 | 0
Scenario 2: High TRC | PG&E | Com | ComRefrig | Com ¦ Efficient Refrigerated Display Case - Hot-Dry | Com - College | Energy Efficiency | 0 | 0 | 0 | 0 | 0 | 0 | 0 | 0 | 0 | 0 | 0 | 0 | 0
Scenario 2: High TRC | PG&E | Com | ComRefrig | Com ¦ ENERGY STAR ULT Freezer - Hot-Dry | Com - College | Energy Efficiency | 0 | 0 | 0 | 0 | 0 | 0 | 0 | 0 | 0 | 0 | 0 | 0 | 0
Scenario 2: High TRC | PG&E | Com | ComRefrig | Com ¦ Refrigerated Display Case LED Lighting | Com - College | Energy Efficiency | 17479.4456 | 18135.9603 | 18738.5763 | 19293.3664 | 19921.8758 | 20621.0364 | 21152.8347 | 21618.8501 | 22043.3493 | 22437.8596 | 22998.0022 | 23476.0072 | 23927.7626
Scenario 2: High TRC | PG&E | Com | ComRefrig | Com ¦ Efficient EC or PMS Motor Retrofit - Marine | Com - College | Energy Efficiency | 3976.1829 | 4026.8615 | 4048.1773 | 4045.8604 | 4069.745 | 4172.8861 | 4248.5881 | 4314.0094 | 4376.1642 | 4439.0253 | 4519.2182 | 4570.8493 | 4622.835
Scenario 2: High TRC | PG&E | Com | ComRefrig | Com ¦ Efficient EC or PMS Motor Retrofit - Hot-Dry | Com - College | Energy Efficiency | 3150.7009 | 3190.8583 | 3207.7487 | 3205.9129 | 3224.8389 | 3306.5672 | 3366.5529 | 3418.3923 | 3467.6434 | 3517.4541 | 3580.9984 | 3621.9106 | 3663.1037
Scenario 2: High TRC | PG&E | Com | ComRefrig | Com ¦ Efficient EC or PMS Motor Retrofit - Cold | Com - College | Energy Efficiency | 8.8438 | 8.9565 | 9.0039 | 8.9988 | 9.0519 | 9.2813 | 9.4497 | 9.5952 | 9.7334 | 9.8732 | 10.0516 | 10.1664 | 10.2821
Scenario 2: High TRC | PG&E | Com | FoodServ | Com ¦ ENERGY STAR Dishwasher - Tier 1 | Com - College | Energy Efficiency | 0 | 0 | 0 | 0 | 0 | 0 | 0 | 0 | 0 | 0 | 0 | 0 | 0
Scenario 2: High TRC | PG&E | Com | FoodServ | Com ¦ ENERGY STAR Dishwasher - Tier 2 | Com - College | Energy Efficiency | 300070.6366 | 313466.3795 | 327194.8665 | 341467.3478 | 356726.6124 | 373069.8301 | 389705.9304 | 406875.7724 | 424939.3317 | 443847.2481 | 464308.9873 | 485381.3767 | 507648.5847
Scenario 2: High TRC | PG&E | Com | FoodServ | Com ¦ ENERGY STAR Combination Oven - Electric | Com - College | Energy Efficiency | 227694.5327 | 235599.9208 | 242717.1563 | 249606.414 | 258248.5813 | 268833.8126 | 276931.0569 | 283645.1895 | 289329.5269 | 294448.1664 | 301876.0114 | 307637.9392 | 313138.4592
Scenario 2: High TRC | PG&E | Com | FoodServ | Com ¦ ENERGY STAR Steamer - Electric | Com - College | Energy Efficiency | 0 | 0 | 0 | 0 | 0 | 0 | 0 | 0 | 0 | 0 | 0 | 0 | 0
Scenario 2: High TRC | PG&E | Com | FoodServ | Com ¦ ENERGY STAR Conveyor Broiler - Gas | Com - College | Energy Efficiency | 97869.9616 | 102269.323 | 106794.1882 | 111537.3653 | 116631.9081 | 122111.3784 | 127703.1313 | 133459.3797 | 139486.4269 | 145787.8777 | 152594.4375 | 159615.0777 | 167042.2552
Scenario 2: High TRC | PG&E | Com | FoodServ | Com ¦ ENERGY STAR Conveyor Oven - Gas | Com - College | Energy Efficiency | 265922.6326 | 278438.9312 | 268100.29 | 309499.2841 | 298412.1782 | 312801.5491 | 328086.4562 | 344176.381 | 361307.8056 | 379404.442 | 398546.2161 | 418729.9868 | 440180.3595
Scenario 2: High TRC | PG&E | Com | FoodServ | Com ¦ ENERGY STAR Convection Oven - Electric | Com - College | Energy Efficiency | 1125448.4311 | 1178409.9536 | 1233914.151 | 1292677.8506 | 1354529.8688 | 1419742.0701 | 1489043.8314 | 1562034.5847 | 1639828.8588 | 1722004.2468 | 1808833.7501 | 1900327.7264 | 1997725.4548
Scenario 2: High TRC | PG&E | Com | FoodServ | Com ¦ High Performance Conveyor Toaster | Com - College | Energy Efficiency | 179993.5067 | 186242.75 | 191868.9552 | 197314.943 | 204146.6135 | 212514.2843 | 218915.1907 | 224222.7414 | 228716.2346 | 232762.5411 | 238634.2844 | 243189.1131 | 247537.2979
Scenario 2: High TRC | PG&E | Com | FoodServ | Com ¦ ENERGY STAR Rack Oven - Gas | Com - College | Energy Efficiency | 113353.2889 | 118688.5385 | 114281.5462 | 131928.4539 | 127202.4179 | 133336.0911 | 139851.4993 | 146710.0576 | 154012.57 | 161726.5176 | 169885.9699 | 178489.5881 | 187633.1133
Scenario 2: High TRC | PG&E | Com | FoodServ | Com ¦ Electric Deck Oven (60% cooking efficiency) | Com - College | Energy Efficiency | 23976.43 | 24808.8742 | 25558.3252 | 26283.77 | 27193.7976 | 28308.4316 | 29161.0783 | 29868.0823 | 30466.6479 | 31005.645 | 31787.8035 | 32394.5394 | 32973.7489
Scenario 2: High TRC | PG&E | Com | FoodServ | Com ¦ Demand Controlled Ventilation (DCV) Exhaust Hood | Com - College | Energy Efficiency | 64011.6806 | 66898.7797 | 68709.4239 | 71439.9685 | 73740.7977 | 75996.7551 | 79707.2943 | 82319.2395 | 87367.0602 | 92006.4334 | 96423.7038 | 99006.2765 | 103408.727
Scenario 2: High TRC | PG&E | Com | FoodServ | Com ¦ ENERGY STAR Ice Machine | Com - College | Energy Efficiency | 20896.1335 | 21633.7785 | 22289.9069 | 22905.858 | 23715.0066 | 24764.2549 | 25578.3476 | 26284.4566 | 26908.7426 | 27451.6244 | 28188.0914 | 28728.9852 | 29238.8095
Scenario 2: High TRC | PG&E | Com | FoodServ | Com ¦ ENERGY STAR Griddle - Electric | Com - College | Energy Efficiency | 46856.7947 | 48483.6284 | 49948.2698 | 51365.9961 | 53144.4502 | 55322.7634 | 56989.0788 | 58370.7665 | 59540.5347 | 60593.8891 | 62122.4502 | 63308.1856 | 64440.1265
Scenario 2: High TRC | PG&E | Com | FoodServ | Com ¦ ENERGY STAR Fryer - Tier 1 Gas | Com - College | Energy Efficiency | 2747.6796 | 2898.9423 | 3012.3768 | 3173.6031 | 3311.0172 | 3435.5484 | 3640.1848 | 3802.7581 | 4084.9258 | 4355.6211 | 4611.7856 | 4794.6764 | 5071.2632
Scenario 2: High TRC | PG&E | Com | FoodServ | Com ¦ ENERGY STAR Fryer - Fuel Sub | Com - College | Fuel Substitution | 1197356.7269 | 1262307.1362 | 1334266.4336 | 1412219.4302 | 1490135.298 | 1567825.0459 | 1659753.7679 | 1762533.5287 | 1875981.2087 | 1998725.6717 | 2122325.5459 | 2259534.984 | 2407039.9616
Scenario 2: High TRC | PG&E | Com | FoodServ | Com ¦ ENERGY STAR Steamer - Gas | Com - College | Energy Efficiency | 4092.0068 | 4317.9232 | 4487.6345 | 4728.6496 | 4934.2792 | 5120.7876 | 5426.7909 | 5670.1987 | 6092.0655 | 6496.9814 | 6880.3811 | 7154.5947 | 7568.7531
Scenario 2: High TRC | PG&E | Com | FoodServ | Com ¦ ENERGY STAR Steamer - Fuel Sub | Com - College | Fuel Substitution | 525479.8266 | 552124.8752 | 580983.3067 | 611885.5462 | 643517.2314 | 675884.6975 | 712309.9441 | 752085.0492 | 795226.4823 | 841487.9483 | 889028.4982 | 940804.3372 | 996146.4961
Scenario 2: High TRC | PG&E | Com | FoodServ | Com ¦ ENERGY STAR Convection Oven - Gas | Com - College | Energy Efficiency | 6181.3854 | 6522.6547 | 6779.0206 | 7143.098 | 7453.722 | 7735.4617 | 8197.7101 | 8565.4021 | 9202.674 | 9814.3399 | 10393.5035 | 10807.7305 | 11433.3582
Scenario 2: High TRC | PG&E | Com | FoodServ | Com ¦ ENERGY STAR Convection Oven - Fuel Sub | Com - College | Fuel Substitution | 1069980.6409 | 1128709.3115 | 1194020.2902 | 1264904.3201 | 1335479.3532 | 1405543.4841 | 1489142.2741 | 1582960.1074 | 1686797.5297 | 1799297.8017 | 1912228.2554 | 2037963.098 | 2173250.3516
Scenario 2: High TRC | PG&E | Com | FoodServ | Com ¦ ENERGY STAR Griddle - Gas | Com - College | Energy Efficiency | 4334.8632 | 4574.1875 | 4753.971 | 5009.2901 | 5227.1235 | 5424.7011 | 5748.8652 | 6006.7191 | 6453.6232 | 6882.5704 | 7288.7245 | 7579.2124 | 8017.9507
Scenario 2: High TRC | PG&E | Com | FoodServ | Com ¦ ENERGY STAR Griddle - Fuel Sub | Com - College | Fuel Substitution | 884138.2563 | 933925.1554 | 989734.9647 | 1050546.9317 | 1110598.7928 | 1169663.2809 | 1241394.8288 | 1322526.4586 | 1412827.8132 | 1510937.2041 | 1608790.38 | 1718400.0587 | 1836547.437
Scenario 2: High TRC | PG&E | Com | FoodServ | Com ¦ ENERGY STAR Combination Oven - Gas | Com - College | Energy Efficiency | 7345.4721 | 7691.1365 | 104.7963 | 110.4245 | 115.2264 | 119.5818 | 126.7277 | 132.4118 | 142.2633 | 151.719 | 160.6723 | 167.0758 | 176.7473
Scenario 2: High TRC | PG&E | Com | FoodServ | Com ¦ ENERGY STAR Combination Oven - Fuel Sub | Com - College | Fuel Substitution | 0 | 0 | 15062.8412 | 16109.4207 | 17114.7458 | 18071.829 | 19306.9893 | 20739.9567 | 22363.395 | 24142.616 | 25881.8412 | 27867.3064 | 30019.2053
Scenario 2: High TRC | PG&E | Com | FoodServ | Com ¦ ENERGY STAR Fryer - Tier 1 Gas - Panel Upgrade | Com - College | Energy Efficiency | 4521.3141 | 4770.2173 | 4956.874 | 5222.1722 | 5448.2876 | 5653.204 | 5989.9337 | 6257.4485 | 6721.7563 | 7167.1861 | 7588.7055 | 7889.6527 | 8344.7771
Scenario 2: High TRC | PG&E | Com | FoodServ | Com ¦ ENERGY STAR Fryer - Fuel Sub - Panel Upgrade | Com - College | Fuel Substitution | 1970253.6617 | 2077129.732 | 2195538.9462 | 2323810.8085 | 2452021.5749 | 2579860.2608 | 2731129.216 | 2900253.5843 | 3086932.0418 | 3288908.3804 | 3492292.3004 | 3718070.7938 | 3960790.6247
Scenario 2: High TRC | PG&E | Com | FoodServ | Com ¦ ENERGY STAR Steamer - Gas - Panel Upgrade | Com - College | Energy Efficiency | 6733.4081 | 7105.1541 | 7384.4145 | 7781.0055 | 8119.3694 | 8426.2696 | 8929.7987 | 9330.327 | 10024.5099 | 10690.8 | 11321.6853 | 11772.9045 | 12454.4032
Scenario 2: High TRC | PG&E | Com | FoodServ | Com ¦ ENERGY STAR Steamer - Fuel Sub - Panel Upgrade | Com - College | Fuel Substitution | 864678.4449 | 908522.9428 | 956009.5682 | 1006859.285 | 1058909.3068 | 1112170.0578 | 1172107.8975 | 1237557.9381 | 1308547.2804 | 1384670.6451 | 1462898.7458 | 1548096.0258 | 1639161.6947
Scenario 2: High TRC | PG&E | Com | FoodServ | Com ¦ ENERGY STAR Convection Oven - Gas - Panel Upgrade | Com - College | Energy Efficiency | 10171.4861 | 10733.0456 | 11154.8964 | 11753.9867 | 12265.1193 | 12728.7227 | 13489.3537 | 14094.3917 | 15143.0244 | 16149.5222 | 17102.5375 | 17784.1492 | 18813.6212
Scenario 2: High TRC | PG&E | Com | FoodServ | Com ¦ ENERGY STAR Convection Oven - Fuel Sub - Panel Upgrade | Com - College | Fuel Substitution | 1760655.9753 | 1857294.158 | 1964763.5463 | 2081403.405 | 2197534.8087 | 2312825.5214 | 2450387.5516 | 2604765.0444 | 2775629.7975 | 2960749.2928 | 3146576.6531 | 3353473.6692 | 3576089.2029
Scenario 2: High TRC | PG&E | Com | FoodServ | Com ¦ ENERGY STAR Griddle - Gas - Panel Upgrade | Com - College | Energy Efficiency | 7133.0288 | 7526.8376 | 7822.6718 | 8242.8001 | 8601.2456 | 8926.3599 | 9459.773 | 9884.0722 | 10619.4541 | 11325.2879 | 11993.6155 | 12471.6141 | 13193.5591
Scenario 2: High TRC | PG&E | Com | FoodServ | Com ¦ ENERGY STAR Griddle - Fuel Sub - Panel Upgrade | Com - College | Fuel Substitution | 1454851.8397 | 1536776.314 | 1628611.5027 | 1728677.7554 | 1827493.2516 | 1924684.0231 | 2042718.4748 | 2176220.7863 | 2324811.9043 | 2486251.1666 | 2647268.8263 | 2827631.8426 | 3022043.6662
Scenario 2: High TRC | PG&E | Com | FoodServ | Com ¦ ENERGY STAR Combination Oven - Gas - Panel Upgrade | Com - College | Energy Efficiency | 12086.9938 | 12655.7854 | 172.4426 | 181.7039 | 189.6054 | 196.7722 | 208.5308 | 217.884 | 234.0947 | 249.6541 | 264.3867 | 274.9236 | 290.8382
Scenario 2: High TRC | PG&E | Com | FoodServ | Com ¦ ENERGY STAR Combination Oven - Fuel Sub - Panel Upgrade | Com - College | Fuel Substitution | 0 | 0 | 24785.9451 | 26508.0944 | 28162.3595 | 29737.2425 | 31769.702 | 34127.6537 | 36799.0257 | 39726.7384 | 42588.6382 | 45855.7264 | 49396.6818
Scenario 2: High TRC | PG&E | Com | Lighting | Com ¦ LED Fixtures and Retrofit Kits - 140 lpw | Com - College | Energy Efficiency | 0 | 0 | 0 | 0 | 0 | 0 | 0 | 0 | 0 | 0 | 0 | 0 | 0
Scenario 2: High TRC | SCE | Com | BldgEnv | Com ¦ Com Wall Insulation (R14) - Marine | Com - College | Energy Efficiency | 6875.3097 | 7276.6172 | 7639.9709 | 7997.7171 | 8552.428 | 9219.3279 | 9660.7045 | 9813.3073 | 0 | 0 | 0 | 0 | 0
Scenario 2: High TRC | SCE | Com | BldgEnv | Com ¦ Com Wall Insulation (R14) - Cold | Com - College | Energy Efficiency | 1.717 | 1.7722 | 1.8911 | 2.0302 | 2.11 | 2.2925 | 2.4452 | 2.5148 | 0 | 0 | 0 | 0 | 0
Scenario 2: High TRC | SCE | Com | HVAC | Com ¦ Ductless Mini Split Heat Pump (SEER 18) - Hot-Dry | Com - College | Energy Efficiency | 379212.2629 | 394240.4864 | 408229.3887 | 421263.6002 | 436903.2119 | 454443.7515 | 465631.6227 | 470824.944 | 475900.8562 | 480545.2688 | 486456.0619 | 490121.0153 | 493481.0585
Scenario 2: High TRC | SCE | Com | HVAC | Com ¦ Ductless Mini Split Heat Pump (SEER 18) - Marine | Com - College | Energy Efficiency | 88047.2739 | 91536.597 | 94784.6057 | 97810.9498 | 101442.2279 | 105514.8723 | 108112.5244 | 109318.334 | 110496.883 | 111575.2444 | 112947.64 | 113798.5859 | 114578.7365
Scenario 2: High TRC | SCE | Com | HVAC | Com ¦ Ductless Mini Split Heat Pump (SEER 18) - Cold | Com - College | Energy Efficiency | 5652.687 | 5876.7036 | 6085.2277 | 6279.5208 | 6512.651 | 6774.1171 | 6940.888 | 7018.3016 | 7093.9652 | 7163.1966 | 7251.3052 | 7305.9365 | 7356.0226
Scenario 2: High TRC | SCE | Com | HVAC | Com ¦ Demand Controlled Ventilation (HVAC) - Marine | Com - College | Energy Efficiency | 4238.3959 | 4414.1792 | 4741.7823 | 5110.1181 | 5324.7148 | 5805.035 | 6191.8178 | 6370.0191 | 6523.1955 | 6606.7928 | 6749.1035 | 7231.8578 | 7331.8485
Scenario 2: High TRC | SCE | Com | HVAC | Com ¦ Demand Controlled Ventilation (HVAC) - Hot-Dry | Com - College | Energy Efficiency | 25742.7675 | 26810.4234 | 28800.188 | 31037.3507 | 32340.748 | 35258.0711 | 37607.2761 | 38689.6179 | 39619.9662 | 40127.7118 | 40992.0653 | 43924.1723 | 44531.4867
Scenario 2: High TRC | SCE | Com | HVAC | Com ¦ Demand Controlled Ventilation (HVAC) - Cold | Com - College | Energy Efficiency | 1324.7927 | 1379.7372 | 1482.1359 | 1597.2664 | 1664.3427 | 1814.4761 | 1935.3726 | 1991.0728 | 2038.9511 | 2065.081 | 2109.563 | 2260.4572 | 2291.7112
Scenario 2: High TRC | SCE | Com | HVAC | Com ¦ HVAC Fan Variable Frequency Drive (VFD) - Marine | Com - College | Energy Efficiency | 0 | 0 | 0 | 0 | 0 | 0 | 0 | 0 | 0 | 0 | 0 | 0 | 0
Scenario 2: High TRC | SCE | Com | HVAC | Com ¦ HVAC Fan Variable Frequency Drive (VFD) - Hot-Dry | Com - College | Energy Efficiency | 0 | 0 | 0 | 0 | 0 | 0 | 0 | 0 | 0 | 0 | 0 | 0 | 0
Scenario 2: High TRC | SCE | Com | HVAC | Com ¦ HVAC Fan Variable Frequency Drive (VFD) - Cold | Com - College | Energy Efficiency | 0 | 0 | 0 | 0 | 0 | 0 | 0 | 0 | 0 | 0 | 0 | 0 | 0
Scenario 2: High TRC | SCE | Com | WaterHeat | Com ¦ Com Heat Pump Water Heater (3.3 UEF - 50 Gal) - Marine | Com - College | Energy Efficiency | 459053.8204 | 483842.6085 | 508831.0035 | 533787.4556 | 561853.619 | 589416.0162 | 607916.2605 | 618616.2042 | 628248.9979 | 636000.9877 | 647980.4822 | 657878.2599 | 666460.7826
Scenario 2: High TRC | SCE | Com | WaterHeat | Com ¦ Com Heat Pump Water Heater (3.3 UEF - 50 Gal) - Hot-Dry | Com - College | Energy Efficiency | 1806320.3593 | 1904010.4363 | 2002484.8085 | 2100831.7924 | 2211442.31 | 2320062.9194 | 2392949.021 | 2435077.5138 | 2472997.3513 | 2503500.5883 | 2550672.2706 | 2589630.0972 | 2623404.9219
Scenario 2: High TRC | SCE | Com | WaterHeat | Com ¦ Com Heat Pump Water Heater (3.3 UEF - 50 Gal) - Cold | Com - College | Energy Efficiency | 29899.2037 | 31511.0063 | 33135.8307 | 34758.6059 | 36583.4228 | 38375.5692 | 39578.8768 | 40275.3182 | 40902.4296 | 41407.332 | 42186.9605 | 42831.4172 | 43390.3489
Scenario 2: High TRC | SCE | Com | ComRefrig | Com ¦ Efficient Refrigerated Display Case - Marine | Com - College | Energy Efficiency | 0 | 0 | 0 | 0 | 0 | 0 | 0 | 0 | 0 | 0 | 0 | 0 | 0
Scenario 2: High TRC | SCE | Com | ComRefrig | Com ¦ Efficient Refrigerated Display Case - Hot-Dry | Com - College | Energy Efficiency | 0 | 0 | 0 | 0 | 0 | 0 | 0 | 0 | 0 | 0 | 0 | 0 | 0
Scenario 2: High TRC | SCE | Com | ComRefrig | Com ¦ ENERGY STAR ULT Freezer - Hot-Dry | Com - College | Energy Efficiency | 0 | 0 | 0 | 0 | 0 | 0 | 0 | 0 | 0 | 0 | 0 | 0 | 0
Scenario 2: High TRC | SCE | Com | ComRefrig | Com ¦ Refrigerated Display Case LED Lighting | Com - College | Energy Efficiency | 15132.4025 | 15846.3889 | 16531.9863 | 17190.2698 | 17922.0213 | 18631.8339 | 19122.947 | 19440.8403 | 19748.4799 | 20010.3333 | 20384.0353 | 20685.6915 | 20969.5741
Scenario 2: High TRC | SCE | Com | ComRefrig | Com ¦ Efficient EC or PMS Motor Retrofit - Marine | Com - College | Energy Efficiency | 1249.5951 | 1294.5654 | 1334.6631 | 1370.731 | 1416.2247 | 1470.1375 | 1503.9616 | 1517.6871 | 1531.5025 | 1545.0163 | 1561.104 | 1567.8203 | 1575.5145
Scenario 2: High TRC | SCE | Com | ComRefrig | Com ¦ Efficient EC or PMS Motor Retrofit - Hot-Dry | Com - College | Energy Efficiency | 5142.7578 | 5327.8348 | 5492.8586 | 5641.2975 | 5828.5283 | 6050.4085 | 6189.6131 | 6246.1009 | 6302.9589 | 6358.5751 | 6424.7847 | 6452.4262 | 6484.092
Scenario 2: High TRC | SCE | Com | ComRefrig | Com ¦ Efficient EC or PMS Motor Retrofit - Cold | Com - College | Energy Efficiency | 75.0489 | 77.7498 | 80.158 | 82.3242 | 85.0565 | 88.2944 | 90.3258 | 91.1501 | 91.9799 | 92.7915 | 93.7577 | 94.1611 | 94.6232
Scenario 2: High TRC | SCE | Com | FoodServ | Com ¦ ENERGY STAR Combination Oven - Electric | Com - College | Energy Efficiency | 0 | 0 | 0 | 0 | 0 | 0 | 0 | 0 | 0 | 0 | 0 | 0 | 0
Scenario 2: High TRC | SCE | Com | FoodServ | Com ¦ ENERGY STAR Conveyor Broiler - Gas | Com - College | Energy Efficiency | 0 | 0 | 0 | 0 | 0 | 18666.9226 | 19271.9219 | 19609.8795 | 19896.4775 | 20110.6731 | 20437.7137 | 20681.2423 | 20890.4496
Scenario 2: High TRC | SCE | Com | FoodServ | Com ¦ High Performance Conveyor Toaster | Com - College | Energy Efficiency | 0 | 0 | 0 | 0 | 0 | 201038.1677 | 207553.8604 | 211193.5813 | 214280.1714 | 216587.0052 | 220109.1517 | 222731.8954 | 224985.0063
Scenario 2: High TRC | SCE | Com | FoodServ | Com ¦ Electric Deck Oven (60% cooking efficiency) | Com - College | Energy Efficiency | 0 | 0 | 0 | 0 | 0 | 0 | 0 | 0 | 0 | 0 | 0 | 0 | 0
Scenario 2: High TRC | SCE | Com | FoodServ | Com ¦ Demand Controlled Ventilation (DCV) Exhaust Hood | Com - College | Energy Efficiency | 27606.0383 | 28818.237 | 31040.3158 | 33554.965 | 35069.2492 | 38263.8151 | 40835.93 | 42048.7067 | 43096.1425 | 43678.7144 | 44658.3325 | 47895.4887 | 48597.3262
Scenario 2: High TRC | SCE | Com | FoodServ | Com ¦ ENERGY STAR Ice Machine | Com - College | Energy Efficiency | 0 | 19114.7979 | 20136.9722 | 21155.8378 | 22356.0689 | 23611.9928 | 24489.4893 | 25006.0934 | 25469.2052 | 25808.3558 | 26249.4836 | 26532.0216 | 26766.1533
Scenario 2: High TRC | SCE | Com | FoodServ | Com ¦ ENERGY STAR Griddle - Electric | Com - College | Energy Efficiency | 0 | 0 | 0 | 0 | 0 | 0 | 0 | 0 | 0 | 0 | 0 | 0 | 0
Scenario 2: High TRC | SCE | Com | Lighting | Com ¦ LED High and Low Bay - 155 lpw | Com - College | Energy Efficiency | 0 | 0 | 0 | 0 | 0 | 0 | 0 | 0 | 0 | 0 | 0 | 0 | 0
Scenario 2: High TRC | SCE | Com | Lighting | Com ¦ LED Fixtures and Retrofit Kits - 140 lpw - RET | Com - College | Energy Efficiency | 0 | 0 | 0 | 0 | 0 | 0 | 0 | 0 | 0 | 0 | 0 | 0 | 0
Scenario 2: High TRC | SCE | Com | Lighting | Com ¦ LED Fixtures and Retrofit Kits - 140 lpw | Com - College | Energy Efficiency | 0 | 0 | 0 | 0 | 0 | 0 | 0 | 1724075.4098 | 0 | 0 | 0 | 0 | 0
Scenario 2: High TRC | SCG | Com | BldgEnv | Com ¦ Com Wall Insulation (R14) - Marine | Com - College | Energy Efficiency | 806329.6025 | 844508.5719 | 884635.0266 | 926912.1564 | 971430.757 | 1018444.7235 | 1068074.6653 | 1120472.7479 | 1175861.513 | 1234421.3846 | 1296391.6828 | 1362107.7801 | 1431591.7982
Scenario 2: High TRC | SCG | Com | BldgEnv | Com ¦ Com Wall Insulation (R14) - Hot-Dry | Com - College | Energy Efficiency | 1272.127 | 1344.0685 | 1456.4681 | 1588.9443 | 1685.7317 | 1839.7879 | 2002.9598 | 2138.077 | 2278.9394 | 2407.5719 | 2558.0196 | 2820.5938 | 2993.7092
Scenario 2: High TRC | SCG | Com | BldgEnv | Com ¦ Com Wall Insulation (R14) - Cold | Com - College | Energy Efficiency | 3787.1706 | 3966.4897 | 4154.9557 | 4353.523 | 4562.618 | 4783.4333 | 5016.5354 | 5262.6388 | 5522.7888 | 5797.833 | 6088.8952 | 6397.5507 | 6723.9034
Scenario 2: High TRC | SCG | Com | HVAC | Com ¦ Demand Controlled Ventilation (HVAC) - Marine | Com - College | Energy Efficiency | 10410.2834 | 10990.5322 | 11900.0782 | 12971.8204 | 13750.4789 | 14994.4089 | 16310.3185 | 17395.8357 | 18526.2757 | 19555.6163 | 20760.491 | 22873.262 | 24258.4882
Scenario 2: High TRC | SCG | Com | HVAC | Com ¦ Demand Controlled Ventilation (HVAC) - Hot-Dry | Com - College | Energy Efficiency | 48975.6304 | 51705.4363 | 55984.4345 | 61026.4926 | 64689.7253 | 70541.8477 | 76732.6019 | 81839.4643 | 87157.6686 | 92000.2463 | 97668.6315 | 107608.2544 | 114125.1113
Scenario 2: High TRC | SCG | Com | HVAC | Com ¦ Demand Controlled Ventilation (HVAC) - Cold | Com - College | Energy Efficiency | 27701.1162 | 29015.3419 | 30417.0682 | 31901.4594 | 33437.1391 | 35090.5161 | 36835.3902 | 38653.1343 | 40572.0999 | 42587.6717 | 44728.9837 | 47062.7802 | 49465.7763
Scenario 2: High TRC | SCG | Com | HVAC | Com ¦ HVAC Energy Management System (Elec SC and Gas SH) - Hot-Dry | Com - College | Energy Efficiency | 0 | 0 | 0 | 0 | 0 | 0 | 0 | 0 | 0 | 0 | 0 | 0 | 85930.9095
Scenario 2: High TRC | SCG | Com | HVAC | Com ¦ HVAC Energy Management System (Elec SC and Gas SH) - Cold | Com - College | Energy Efficiency | 150.2666 | 158.6422 | 171.771 | 187.241 | 198.4805 | 216.4359 | 235.4303 | 251.0991 | 267.4164 | 282.2744 | 299.6661 | 330.1627 | 350.1577
Scenario 2: High TRC | SCG | Com | HVAC | Com ¦ Efficient Hot Water Boilers (94% eff.) - ZEAS 2030 - Marine | Com - College | Energy Efficiency | 405892.1675 | 425939.2085 | 447230.5649 | 469783.9163 | 493479.5741 | 0 | 0 | 0 | 0 | 0 | 0 | 0 | 0
Scenario 2: High TRC | SCG | Com | HVAC | Com ¦ Efficient Hot Water Boilers (94% eff.) - ZEAS 2030 - Hot-Dry | Com - College | Energy Efficiency | 2087793.0312 | 2190909.2673 | 2300425.9049 | 2416433.8839 | 2538317.5592 | 0 | 0 | 0 | 0 | 0 | 0 | 0 | 0
Scenario 2: High TRC | SCG | Com | HVAC | Com ¦ Efficient Hot Water Boilers (94% eff.) - ZEAS 2030 - Cold | Com - College | Energy Efficiency | 5918.8742 | 6211.2078 | 6521.6865 | 6850.5681 | 7196.1072 | 0 | 0 | 0 | 0 | 0 | 0 | 0 | 0
Scenario 2: High TRC | SCG | Com | WaterHeat | Com ¦ Com Hot Water Tank Insulation - Marine | Com - College | Energy Efficiency | 10961.8673 | 11478.5352 | 12017.5853 | 12584.0577 | 13180.0392 | 13807.4705 | 14469.075 | 15167.5237 | 15904.9903 | 16683.7524 | 17506.0565 | 18375.8115 | 19297.2178
Scenario 2: High TRC | SCG | Com | WaterHeat | Com ¦ Com Hot Water Tank Insulation - Hot-Dry | Com - College | Energy Efficiency | 59458.7678 | 62261.25 | 65185.1365 | 68257.7653 | 71490.4559 | 74893.7351 | 78482.3745 | 82270.862 | 86270.9887 | 90495.1076 | 94955.4053 | 99673.0833 | 104670.9257
Scenario 2: High TRC | SCG | Com | WaterHeat | Com ¦ Com Hot Water Tank Insulation - Cold | Com - College | Energy Efficiency | 148.8413 | 155.8566 | 163.1759 | 170.8675 | 178.9598 | 187.4791 | 196.4625 | 205.9461 | 215.9595 | 226.5336 | 237.6989 | 249.5085 | 262.0194
Scenario 2: High TRC | SCG | Com | WaterHeat | Com ¦ Faucet Aerators (Gas WH) - Cold | Com - College | Energy Efficiency | 1158.5264 | 1213.1383 | 1270.0966 | 1329.95 | 1392.9196 | 1459.2037 | 1529.0962 | 1602.8779 | 0 | 0 | 0 | 0 | 0
Scenario 2: High TRC | SCG | Com | WaterHeat | Com ¦ Low Flow Showerheads (Gas WH) - Cold | Com - College | Energy Efficiency | 254.9143 | 266.9224 | 279.482 | 292.6853 | 306.5823 | 321.2253 | 336.6704 | 352.9789 | 0 | 0 | 0 | 0 | 0
Scenario 2: High TRC | SCG | Com | WaterHeat | Com ¦ Low-flow Pre-Rinse Spray Valve - Marine | Com - College | Energy Efficiency | 703.2262 | 736.4652 | 771.5319 | 808.5212 | 847.2216 | 888.3507 | 931.7489 | 977.3342 | 1025.4763 | 1076.2496 | 1130.0412 | 1187.604 | 1247.921
Scenario 2: High TRC | SCG | Com | WaterHeat | Com ¦ Low-flow Pre-Rinse Spray Valve - Hot-Dry | Com - College | Energy Efficiency | 3794.2485 | 3973.5891 | 4162.7911 | 4362.3664 | 4571.1738 | 4793.0855 | 5027.24 | 5273.1947 | 5532.9449 | 5806.8917 | 6097.1235 | 6407.7031 | 6733.1426
Scenario 2: High TRC | SCG | Com | WaterHeat | Com ¦ Low-flow Pre-Rinse Spray Valve - Cold | Com - College | Energy Efficiency | 10.0996 | 10.577 | 11.0806 | 11.6119 | 12.1677 | 12.7584 | 13.3816 | 14.0363 | 14.7277 | 15.4569 | 16.2295 | 17.0562 | 17.9225
Scenario 2: High TRC | SCG | Com | WaterHeat | Com ¦ Com Hot Water Pipe Insulation - Marine | Com - College | Energy Efficiency | 2060574.2997 | 2157662.6977 | 2259265.3138 | 2366090.8007 | 2478564.8691 | 2597091.2416 | 2722133.8433 | 2854159.307 | 2993541.0322 | 3140794.0555 | 3296470.7086 | 3461225.326 | 3635730.1516
Scenario 2: High TRC | SCG | Com | WaterHeat | Com ¦ Com Hot Water Pipe Insulation - Hot-Dry | Com - College | Energy Efficiency | 9297235.9666 | 9735295.272 | 10193722.5639 | 10675715.2587 | 11183194.1466 | 11717980.8096 | 12282168.4603 | 12877862.5299 | 13506747.7823 | 14171148.0441 | 14873555.4158 | 15616922.2313 | 16404281.6295
Scenario 2: High TRC | SCG | Com | WaterHeat | Com ¦ Com Hot Water Pipe Insulation - Cold | Com - College | Energy Efficiency | 25563.7357 | 26768.2262 | 28028.7207 | 29354.0107 | 30749.3776 | 32219.8303 | 33771.124 | 35409.048 | 37138.2347 | 38965.0736 | 40896.4171 | 42940.383 | 45105.3111
Scenario 2: High TRC | SCG | Com | WaterHeat | Com ¦ Com Efficient Tankless Gas Water Heater (0.87 UEF - High Draw) - ZEAS 2030 - Marine | Com - College | Energy Efficiency | 40523.6242 | 42815.3218 | 46395.8141 | 50615.846 | 53699.0071 | 0 | 0 | 0 | 0 | 0 | 0 | 0 | 0
Scenario 2: High TRC | SCG | Com | WaterHeat | Com ¦ Com Efficient Tankless Gas Water Heater (0.87 UEF - High Draw) - ZEAS 2030 - Hot-Dry | Com - College | Energy Efficiency | 110721.5402 | 116983.0801 | 126765.957 | 138296.2295 | 146720.2624 | 0 | 0 | 0 | 0 | 0 | 0 | 0 | 0
Scenario 2: High TRC | SCG | Com | WaterHeat | Com ¦ Com Efficient Tankless Gas Water Heater (0.87 UEF - High Draw) - ZEAS 2030 - Cold | Com - College | Energy Efficiency | 541.5392 | 572.1644 | 620.0125 | 676.407 | 717.609 | 0 | 0 | 0 | 0 | 0 | 0 | 0 | 0
Scenario 2: High TRC | SCG | Com | WaterHeat | Com ¦ Com Efficient Tankless Gas Water Heater (0.87 UEF - High Draw) - Panel Upgrade - ZEAS 2030 - Marine | Com - College | Energy Efficiency | 33621.2486 | 35522.6022 | 38493.2304 | 41994.4656 | 44552.4729 | 0 | 0 | 0 | 0 | 0 | 0 | 0 | 0
Scenario 2: High TRC | SCG | Com | WaterHeat | Com ¦ Com Efficient Tankless Gas Water Heater (0.87 UEF - High Draw) - Panel Upgrade - ZEAS 2030 - Hot-Dry | Com - College | Energy Efficiency | 91862.3768 | 97057.3907 | 105173.9534 | 114740.2783 | 121729.4485 | 0 | 0 | 0 | 0 | 0 | 0 | 0 | 0
Scenario 2: High TRC | SCG | Com | WaterHeat | Com ¦ Com Efficient Tankless Gas Water Heater (0.87 UEF - High Draw) - Panel Upgrade - ZEAS 2030 - Cold | Com - College | Energy Efficiency | 449.299 | 474.7078 | 514.4059 | 561.1948 | 595.3789 | 0 | 0 | 0 | 0 | 0 | 0 | 0 | 0
Scenario 2: High TRC | SCG | Com | WaterHeat | Com ¦ Efficient Gas Water Heating Boiler (0.92 UEF) - ZEAS 2030 - Marine | Com - College | Energy Efficiency | 1072912.9631 | 1125904.2054 | 1182184.6021 | 1241800.8872 | 1304436.6817 | 0 | 0 | 0 | 0 | 0 | 0 | 0 | 0
Scenario 2: High TRC | SCG | Com | WaterHeat | Com ¦ Efficient Gas Water Heating Boiler (0.92 UEF) - ZEAS 2030 - Hot-Dry | Com - College | Energy Efficiency | 5844361.0449 | 6133014.4241 | 6439584.4532 | 6764325.7006 | 7105514.7904 | 0 | 0 | 0 | 0 | 0 | 0 | 0 | 0
Scenario 2: High TRC | SCG | Com | WaterHeat | Com ¦ Efficient Gas Water Heating Boiler (0.92 UEF) - ZEAS 2030 - Cold | Com - College | Energy Efficiency | 14840.7543 | 15573.7401 | 16352.2222 | 17176.847 | 18043.2383 | 0 | 0 | 0 | 0 | 0 | 0 | 0 | 0
Scenario 2: High TRC | SCG | Com | WholeBlg | Com ¦ Com Title 24 2022 Code | Com - College | Energy Efficiency | 0 | 0 | 0 | 0 | 0 | 0 | 0 | 0 | 0 | 0 | 0 | 0 | 0
Scenario 2: High TRC | SCG | Com | FoodServ | Com ¦ ENERGY STAR Dishwasher - Tier 1 | Com - College | Energy Efficiency | 0 | 0 | 0 | 0 | 0 | 0 | 0 | 0 | 0 | 0 | 0 | 0 | 0
Scenario 2: High TRC | SCG | Com | FoodServ | Com ¦ ENERGY STAR Dishwasher - Tier 2 | Com - College | Energy Efficiency | 323791.2011 | 339521.4599 | 356207.1138 | 373863.1583 | 392392.636 | 412128.957 | 433004.3848 | 454988.2416 | 478255.1893 | 502838.6001 | 528924.54 | 556869.3636 | 586191.0251
Scenario 2: High TRC | SCG | Com | FoodServ | Com ¦ ENERGY STAR Conveyor Broiler - Gas | Com - College | Energy Efficiency | 118154.4284 | 123838.5531 | 129862.1647 | 136232.047 | 142912.5046 | 150024.2528 | 157542.0441 | 165454.3098 | 173823.7919 | 182661.8193 | 192035.2937 | 202073.201 | 212603.8277
Scenario 2: High TRC | SCG | Com | FoodServ | Com ¦ ENERGY STAR Conveyor Oven - Gas | Com - College | Energy Efficiency | 267891.2191 | 280778.8197 | 294436.1381 | 308878.5553 | 324025.1388 | 340149.5865 | 357194.6546 | 375134.1134 | 394110.2178 | 414148.6536 | 435401.1069 | 458160.0274 | 482036.0889
Scenario 2: High TRC | SCG | Com | FoodServ | Com ¦ ENERGY STAR Rack Oven - Gas | Com - College | Energy Efficiency | 114192.4268 | 119685.9491 | 125507.5745 | 131663.8594 | 138120.3052 | 144993.5794 | 152259.2811 | 159906.2296 | 167995.0629 | 176536.7299 | 185595.8892 | 195297.2014 | 205474.7109
Scenario 2: High TRC | SCG | Com | FoodServ | Com ¦ Demand Controlled Ventilation (DCV) Exhaust Hood | Com - College | Energy Efficiency | 20512.6069 | 21655.9395 | 23448.1249 | 25559.9048 | 27094.1873 | 29545.2489 | 32138.1406 | 34277.0628 | 36504.5019 | 38532.7329 | 40906.8393 | 45069.8807 | 47799.355
Scenario 2: High TRC | SCG | Com | FoodServ | Com ¦ ENERGY STAR Fryer - Tier 1 Gas | Com - College | Energy Efficiency | 3491.1816 | 3683.595 | 3985.8962 | 4342.0189 | 4599.578 | 5012.2691 | 5448.396 | 5806.9706 | 6179.9868 | 6518.7408 | 0 | 0 | 0
Scenario 2: High TRC | SCG | Com | FoodServ | Com ¦ ENERGY STAR Fryer - Tier 2 Gas | Com - College | Energy Efficiency | 0 | 0 | 0 | 0 | 0 | 0 | 0 | 0 | 0 | 0 | 10493.0417 | 11552.656 | 12243.7876
Scenario 2: High TRC | SCG | Com | FoodServ | Com ¦ ENERGY STAR Steamer - Gas | Com - College | Energy Efficiency | 5197.5622 | 5484.7842 | 5935.838 | 6467.2511 | 6852.0321 | 7468.0956 | 8119.304 | 8655.1657 | 9212.7616 | 9719.4761 | 10312.8129 | 11356.2692 | 12037.8195
Scenario 2: High TRC | SCG | Com | FoodServ | Com ¦ ENERGY STAR Convection Oven - Gas | Com - College | Energy Efficiency | 7851.4373 | 8285.3149 | 8966.6768 | 9769.4293 | 10350.6795 | 11281.3051 | 12265.0205 | 13074.4931 | 13916.7974 | 14682.2404 | 15578.5349 | 17154.78 | 18184.3298
Scenario 2: High TRC | SCG | Com | FoodServ | Com ¦ ENERGY STAR Griddle - Gas | Com - College | Energy Efficiency | 5506.0321 | 5810.3004 | 6288.1239 | 6851.0757 | 7258.693 | 7911.3193 | 8601.1763 | 9168.8408 | 9759.5294 | 10296.3169 | 10924.8676 | 12030.252 | 12752.2515
Scenario 2: High TRC | SCG | Com | FoodServ | Com ¦ ENERGY STAR Combination Oven - Gas | Com - College | Energy Efficiency | 10694.0755 | 11208.5417 | 11753.7346 | 12330.2683 | 12934.9119 | 174.3967 | 189.6039 | 202.1175 | 215.1386 | 226.9715 | 240.8272 | 265.1943 | 281.11
Scenario 2: High TRC | SCG | Com | FoodServ | Com ¦ ENERGY STAR Fryer - Tier 1 Gas - Panel Upgrade | Com - College | Energy Efficiency | 5744.7485 | 6061.3653 | 6558.8028 | 7144.8036 | 7568.6177 | 8247.7021 | 8965.3501 | 9555.3855 | 10169.1846 | 10726.6052 | 0 | 0 | 0
Scenario 2: High TRC | SCG | Com | FoodServ | Com ¦ ENERGY STAR Fryer - Tier 2 Gas - Panel Upgrade | Com - College | Energy Efficiency | 0 | 0 | 0 | 0 | 0 | 0 | 0 | 0 | 0 | 0 | 17266.3279 | 19009.926 | 20147.1849
Scenario 2: High TRC | SCG | Com | FoodServ | Com ¦ ENERGY STAR Steamer - Gas - Panel Upgrade | Com - College | Energy Efficiency | 8552.6023 | 9025.2269 | 9767.4372 | 10641.8787 | 11275.0369 | 12288.7711 | 13360.3363 | 14242.0981 | 15159.6235 | 15993.4237 | 16969.7609 | 18686.7711 | 19808.2638
Scenario 2: High TRC | SCG | Com | FoodServ | Com ¦ ENERGY STAR Convection Oven - Gas - Panel Upgrade | Com - College | Energy Efficiency | 12919.5609 | 13633.5075 | 14754.6904 | 16075.6217 | 17032.0705 | 18563.4174 | 20182.1237 | 21514.113 | 22900.1269 | 24159.6655 | 25634.5203 | 28228.2359 | 29922.3628
Scenario 2: High TRC | SCG | Com | FoodServ | Com ¦ ENERGY STAR Griddle - Gas - Panel Upgrade | Com - College | Energy Efficiency | 9060.1904 | 9560.8647 | 10347.1244 | 11273.4632 | 11944.1986 | 13018.0969 | 14153.2583 | 15087.3518 | 16059.3314 | 16942.6168 | 17976.8985 | 19795.8115 | 20983.8636
Scenario 2: High TRC | SCG | Com | FoodServ | Com ¦ ENERGY STAR Combination Oven - Gas - Panel Upgrade | Com - College | Energy Efficiency | 17597.1296 | 18443.6851 | 19340.8014 | 20289.4891 | 21284.4317 | 286.9703 | 311.9937 | 332.5848 | 354.0111 | 373.4822 | 396.2818 | 436.3779 | 462.5672
Scenario 2: High TRC | SDG&E | Com | BldgEnv | Com ¦ Com Wall Insulation (R14) - Marine | Com - College | Energy Efficiency | 107386.1714 | 112277.4261 | 117395.2164 | 122784.6408 | 128483.8488 | 134574.7742 | 140998.3011 | 147762.3788 | 154908.1527 | 162462.0292 | 170438.1894 | 178884.3362 | 187793.8576
Scenario 2: High TRC | SDG&E | Com | BldgEnv | Com ¦ Com Wall Insulation (R14) - Hot-Dry | Com - College | Energy Efficiency | 491.2594 | 509.8453 | 530.8685 | 569.1091 | 589.6745 | 631.737 | 677.2714 | 718.7185 | 764.3433 | 816.7854 | 865.5929 | 973.0114 | 1036.5973
Scenario 2: High TRC | SDG&E | Com | HVAC | Com ¦ Ductless Mini Split Heat Pump (SEER 18) - Marine | Com - College | Energy Efficiency | 54235.1683 | 54953.7851 | 55313.1742 | 55376.9607 | 55718.9567 | 56938.3401 | 57721.3781 | 58159.0283 | 58565.6411 | 58892.8786 | 59415.0109 | 59517.9539 | 59578.2657
Scenario 2: High TRC | SDG&E | Com | HVAC | Com ¦ Demand Controlled Ventilation (HVAC) - Marine | Com - College | Energy Efficiency | 4621.2772 | 4755.3875 | 4901.6689 | 5195.0079 | 5328.7201 | 5671.8208 | 6030.7773 | 6339.9994 | 6679.9051 | 7071.5383 | 7430.6096 | 8272.6876 | 8731.8026
Scenario 2: High TRC | SDG&E | Com | HVAC | Com ¦ Demand Controlled Ventilation (HVAC) - Hot-Dry | Com - College | Energy Efficiency | 20761.0848 | 21465.2243 | 22249.5549 | 23729.9351 | 24474.9283 | 26138.6121 | 27910.4523 | 29484.5621 | 31215.6092 | 33206.5823 | 35047.6135 | 39221.3811 | 41604.8936
Scenario 2: High TRC | SDG&E | Com | HVAC | Com ¦ HVAC Fan Variable Frequency Drive (VFD) - Marine | Com - College | Energy Efficiency | 0 | 0 | 0 | 0 | 0 | 0 | 0 | 0 | 0 | 0 | 0 | 0 | 0
Scenario 2: High TRC | SDG&E | Com | HVAC | Com ¦ HVAC Fan Variable Frequency Drive (VFD) - Hot-Dry | Com - College | Energy Efficiency | 0 | 0 | 0 | 0 | 0 | 0 | 0 | 0 | 0 | 0 | 0 | 0 | 0
Scenario 2: High TRC | SDG&E | Com | HVAC | Com ¦ Small Packaged Heat Pump (SEER 15) - Fuel Sub - ZEAS 2030 - Marine | Com - College | Fuel Substitution | 18494.17 | 19410.4576 | 20360.4317 | 21350.2571 | 22411.5233 | 0 | 0 | 0 | 0 | 0 | 0 | 0 | 0
Scenario 2: High TRC | SDG&E | Com | HVAC | Com ¦ Small Packaged Heat Pump (SEER 15) - Fuel Sub - ZEAS 2030 - Hot-Dry | Com - College | Fuel Substitution | 85614.7126 | 89848.6636 | 94220.6191 | 98760.9577 | 103645.7461 | 0 | 0 | 0 | 0 | 0 | 0 | 0 | 0
Scenario 2: High TRC | SDG&E | Com | HVAC | Com ¦ Small Packaged Heat Pump (SEER 15) - Fuel Sub - Panel Upgrade - ZEAS 2030 - Marine | Com - College | Fuel Substitution | 4225.9406 | 4435.3134 | 4652.3837 | 4878.56 | 5121.0606 | 0 | 0 | 0 | 0 | 0 | 0 | 0 | 0
Scenario 2: High TRC | SDG&E | Com | HVAC | Com ¦ Small Packaged Heat Pump (SEER 15) - Fuel Sub - Panel Upgrade - ZEAS 2030 - Hot-Dry | Com - College | Fuel Substitution | 19563.067 | 20530.53 | 21529.5272 | 22567.0002 | 23683.1803 | 0 | 0 | 0 | 0 | 0 | 0 | 0 | 0
Scenario 2: High TRC | SDG&E | Com | WaterHeat | Com ¦ Com Heat Pump Water Heater (3.3 UEF - 50 Gal) - Marine | Com - College | Energy Efficiency | 127407.9289 | 132091.1839 | 136524.8818 | 140723.3698 | 145569.7253 | 151192.4053 | 155081.1844 | 157756.8313 | 160105.0442 | 161901.1411 | 164961.4318 | 167410.0017 | 169456.3192
Scenario 2: High TRC | SDG&E | Com | WaterHeat | Com ¦ Com Heat Pump Water Heater (3.3 UEF - 50 Gal) - Hot-Dry | Com - College | Energy Efficiency | 673497.965 | 698258.2492 | 721698.9441 | 743895.8308 | 769518.4064 | 799245.6821 | 819804.8498 | 833949.5292 | 846362.8397 | 855856.7565 | 872035.1285 | 884978.7279 | 895795.5636
Scenario 2: High TRC | SDG&E | Com | WaterHeat | Com ¦ Com Hot Water Tank Insulation - Hot-Dry | Com - College | Energy Efficiency | 17185.0158 | 17978.5479 | 18806.2597 | 19675.8029 | 20590.353 | 21552.8642 | 22567.4778 | 23638.257 | 0 | 0 | 0 | 0 | 0
Scenario 2: High TRC | SDG&E | Com | WaterHeat | Com ¦ Low-flow Pre-Rinse Spray Valve - Hot-Dry | Com - College | Energy Efficiency | 1076.34 | 1125.9796 | 1178.0479 | 1233.416 | 1291.0004 | 1352.4298 | 1417.2663 | 1485.4551 | 1557.5319 | 1633.8649 | 1714.3388 | 1801.5145 | 1891.9911
Scenario 2: High TRC | SDG&E | Com | WaterHeat | Com ¦ Com Hot Water Pipe Insulation - Hot-Dry | Com - College | Energy Efficiency | 2802947.0936 | 2932384.6236 | 3067804.0235 | 3210139.9175 | 3359954.505 | 3517781.147 | 3684232.5857 | 3859925.2911 | 0 | 0 | 0 | 0 | 0
Scenario 2: High TRC | SDG&E | Com | WaterHeat | Com ¦ Com Efficient Tankless Gas Water Heater (0.87 UEF - High Draw) - ZEAS 2030 - Marine | Com - College | Energy Efficiency | 13189.0647 | 13716.4267 | 14313.4235 | 15379.04 | 15965.5085 | 0 | 0 | 0 | 0 | 0 | 0 | 0 | 0
Scenario 2: High TRC | SDG&E | Com | WaterHeat | Com ¦ Com Efficient Tankless Gas Water Heater (0.87 UEF - High Draw) - ZEAS 2030 - Hot-Dry | Com - College | Energy Efficiency | 34976.9286 | 36375.4742 | 37958.6889 | 40784.6663 | 42339.9606 | 0 | 0 | 0 | 0 | 0 | 0 | 0 | 0
Scenario 2: High TRC | SDG&E | Com | WaterHeat | Com ¦ Com Heat Pump Water Heater (3.75 UEF - 50 Gal) - Fuel Sub - ZEAS 2030 - Marine | Com - College | Fuel Substitution | 2419836.0344 | 2549929.5913 | 2691797.6976 | 2846742.624 | 3005643.2403 | 1680868.0224 | 1723047.5335 | 1752349.0664 | 1778039.3623 | 1797595.3744 | 1831131.1239 | 1856006.3668 | 1878334.5018
Scenario 2: High TRC | SDG&E | Com | WaterHeat | Com ¦ Com Heat Pump Water Heater (3.75 UEF - 50 Gal) - Fuel Sub - ZEAS 2030 - Hot-Dry | Com - College | Fuel Substitution | 6350413.5221 | 6694859.1736 | 7070560.1253 | 7480974.6633 | 7901887.6304 | 4359078.3808 | 4469382.3877 | 4545581.9045 | 4612203.2876 | 4662568.3897 | 4749913.4835 | 4814315.4305 | 4871954.4921
Scenario 2: High TRC | SDG&E | Com | WaterHeat | Com ¦ Com Efficient Tankless Gas Water Heater (0.87 UEF - High Draw) - Panel Upgrade - ZEAS 2030 - Marine | Com - College | Energy Efficiency | 10942.5757 | 11380.1123 | 11875.4228 | 12759.5331 | 13246.1087 | 0 | 0 | 0 | 0 | 0 | 0 | 0 | 0
Scenario 2: High TRC | SDG&E | Com | WaterHeat | Com ¦ Com Efficient Tankless Gas Water Heater (0.87 UEF - High Draw) - Panel Upgrade - ZEAS 2030 - Hot-Dry | Com - College | Energy Efficiency | 29019.3199 | 30179.6516 | 31493.1979 | 33837.8275 | 35128.209 | 0 | 0 | 0 | 0 | 0 | 0 | 0 | 0
Scenario 2: High TRC | SDG&E | Com | WaterHeat | Com ¦ Com Heat Pump Water Heater (3.75 UEF - 50 Gal) - Fuel Sub - Panel Upgrade - ZEAS 2030 - Marine | Com - College | Fuel Substitution | 2007666.1604 | 2115600.9246 | 2233304.6832 | 2361857.8913 | 2493693.018 | 1394566.3263 | 1429561.4152 | 1453872.0276 | 1475186.5039 | 1491411.5469 | 1519235.1632 | 1539873.4142 | 1558398.4054
Scenario 2: High TRC | SDG&E | Com | WaterHeat | Com ¦ Com Heat Pump Water Heater (3.75 UEF - 50 Gal) - Fuel Sub - Panel Upgrade - ZEAS 2030 - Hot-Dry | Com - College | Fuel Substitution | 5268749.6804 | 5554526.0177 | 5866233.9501 | 6206742.7151 | 6555961.7153 | 3616597.9972 | 3708113.959 | 3771334.4373 | 3826608.2221 | 3868394.653 | 3940862.2857 | 3994294.6704 | 4042116.0896
Scenario 2: High TRC | SDG&E | Com | WaterHeat | Com ¦ Com Heat Pump Water Heater (100+ Gal, 200+ kBtuh - 4.3 COP) - Fuel Sub - ZEAS 2030 - Marine | Com - College | Fuel Substitution | 287909.8146 | 303645.3186 | 320703.3841 | 339227.3722 | 358336.732 | 0 | 0 | 0 | 0 | 0 | 0 | 0 | 0
Scenario 2: High TRC | SDG&E | Com | WaterHeat | Com ¦ Com Heat Pump Water Heater (100+ Gal, 200+ kBtuh - 4.3 COP) - Fuel Sub - ZEAS 2030 - Hot-Dry | Com - College | Fuel Substitution | 1530438.9455 | 1614083.9864 | 1704759.3523 | 1803227.1063 | 1904806.514 | 0 | 0 | 0 | 0 | 0 | 0 | 0 | 0
Scenario 2: High TRC | SDG&E | Com | WaterHeat | Com ¦ Com Heat Pump Water Heater (100+ Gal, 200+ kBtuh - 4.3 COP) - Fuel Sub - Panel Upgrade - ZEAS 2030 - Marine | Com - College | Fuel Substitution | 238870.2308 | 251925.5116 | 266078.0824 | 281446.8857 | 297301.3545 | 0 | 0 | 0 | 0 | 0 | 0 | 0 | 0
Scenario 2: High TRC | SDG&E | Com | WaterHeat | Com ¦ Com Heat Pump Water Heater (100+ Gal, 200+ kBtuh - 4.3 COP) - Fuel Sub - Panel Upgrade - ZEAS 2030 - Hot-Dry | Com - College | Fuel Substitution | 1269759.7845 | 1339157.5931 | 1414388.2538 | 1496084.0278 | 1580361.4484 | 0 | 0 | 0 | 0 | 0 | 0 | 0 | 0
Scenario 2: High TRC | SDG&E | Com | WaterHeat | Com ¦ Efficient Gas Water Heating Boiler (0.92 UEF) - ZEAS 2030 - Hot-Dry | Com - College | Energy Efficiency | 1684487.1007 | 1765917.8621 | 1851923.2762 | 1943724.0649 | 2039638.0208 | 0 | 0 | 0 | 0 | 0 | 0 | 0 | 0
Scenario 2: High TRC | SDG&E | Com | ComRefrig | Com ¦ Efficient Refrigerated Display Case - Marine | Com - College | Energy Efficiency | 0 | 0 | 0 | 0 | 0 | 0 | 0 | 0 | 0 | 0 | 0 | 0 | 0
Scenario 2: High TRC | SDG&E | Com | ComRefrig | Com ¦ Efficient Refrigerated Display Case - Hot-Dry | Com - College | Energy Efficiency | 0 | 0 | 0 | 0 | 0 | 0 | 0 | 0 | 0 | 0 | 0 | 0 | 0
Scenario 2: High TRC | SDG&E | Com | ComRefrig | Com ¦ Refrigerated Display Case LED Lighting | Com - College | Energy Efficiency | 5064.8122 | 5235.0118 | 5386.5935 | 5519.0525 | 5668.7037 | 5841.1963 | 5965.5473 | 6062.1625 | 6154.4192 | 6228.8362 | 6345.339 | 6435.8639 | 6518.8959
Scenario 2: High TRC | SDG&E | Com | ComRefrig | Com ¦ Efficient EC or PMS Motor Retrofit - Marine | Com - College | Energy Efficiency | 303.6108 | 306.2437 | 306.669 | 305.1269 | 305.2648 | 310.7947 | 314.2598 | 315.9203 | 317.4714 | 318.7477 | 320.8693 | 320.0885 | 319.486
Scenario 2: High TRC | SDG&E | Com | ComRefrig | Com ¦ Efficient EC or PMS Motor Retrofit - Hot-Dry | Com - College | Energy Efficiency | 1616.0755 | 1630.0899 | 1632.3539 | 1624.1455 | 1624.8796 | 1654.3146 | 1672.7587 | 1681.5974 | 1689.8533 | 1696.6469 | 1707.9402 | 1703.7837 | 1700.5771
Scenario 2: High TRC | SDG&E | Com | FoodServ | Com ¦ ENERGY STAR Dishwasher - Tier 1 | Com - College | Energy Efficiency | 0 | 0 | 0 | 0 | 0 | 0 | 0 | 0 | 0 | 0 | 0 | 0 | 0
Scenario 2: High TRC | SDG&E | Com | FoodServ | Com ¦ ENERGY STAR Dishwasher - Tier 2 | Com - College | Energy Efficiency | 86080.6347 | 89820.4284 | 93662.5788 | 97665.8882 | 101890.9517 | 106509.3339 | 111186.7468 | 115984.5036 | 121032.3454 | 126311.7802 | 132004.8466 | 138052.562 | 144286.4105
Scenario 2: High TRC | SDG&E | Com | FoodServ | Com ¦ ENERGY STAR Combination Oven - Electric | Com - College | Energy Efficiency | 0 | 0 | 0 | 0 | 73552.6449 | 76253.7664 | 78198.6384 | 79530.1864 | 80604.3495 | 81326.9333 | 82594.9707 | 83445.4721 | 84127.8221
Scenario 2: High TRC | SDG&E | Com | FoodServ | Com ¦ ENERGY STAR Conveyor Broiler - Gas | Com - College | Energy Efficiency | 30118.8797 | 31452.4483 | 32832.2427 | 34285.7925 | 35826.486 | 37511.1879 | 39225.6952 | 40979.7022 | 42812.0584 | 44724.3392 | 46779.9298 | 48969.2106 | 51229.9473
Scenario 2: High TRC | SDG&E | Com | FoodServ | Com ¦ ENERGY STAR Conveyor Oven - Gas | Com - College | Energy Efficiency | 64357.1568 | 67383.4062 | 70572.3266 | 73971.2782 | 77515.3091 | 81302.0484 | 85306.1283 | 89525.5199 | 93992.6362 | 98729.1039 | 103728.6629 | 109146.876 | 114778.5674
Scenario 2: High TRC | SDG&E | Com | FoodServ | Com ¦ ENERGY STAR Convection Oven - Electric | Com - College | Energy Efficiency | 350330.1452 | 366803.6259 | 384162.6112 | 402664.9081 | 421956.9482 | 442570.1793 | 464366.5103 | 487334.8968 | 511651.7804 | 537434.8869 | 564650.1389 | 594144.347 | 624800.6308
Scenario 2: High TRC | SDG&E | Com | FoodServ | Com ¦ High Performance Conveyor Toaster | Com - College | Energy Efficiency | 52300.7277 | 53869.356 | 55248.1268 | 56533.31 | 58143.6819 | 60278.9301 | 61816.3597 | 62868.9541 | 63718.0848 | 64289.2903 | 65291.6793 | 65964.0044 | 66503.4049
Scenario 2: High TRC | SDG&E | Com | FoodServ | Com ¦ ENERGY STAR Rack Oven - Gas | Com - College | Energy Efficiency | 27433.1497 | 28723.1314 | 30082.4538 | 31531.3051 | 33041.9985 | 34656.1498 | 36362.9456 | 38161.521 | 40065.6926 | 42084.679 | 44215.8119 | 46525.4019 | 48925.9902
Scenario 2: High TRC | SDG&E | Com | FoodServ | Com ¦ Demand Controlled Ventilation (DCV) Exhaust Hood | Com - College | Energy Efficiency | 15329.9138 | 15582.5016 | 15824.8254 | 16487.729 | 16660.684 | 17559.3761 | 18426.5969 | 19074.4487 | 19782.9186 | 20602.0589 | 21324.1746 | 23314.6459 | 24170.7801
Scenario 2: High TRC | SDG&E | Com | FoodServ | Com ¦ ENERGY STAR Ice Machine | Com - College | Energy Efficiency | 6095.814 | 6286.0553 | 6451.5645 | 6599.889 | 6795.7753 | 7076.387 | 7288.2503 | 7444.7062 | 7581.55 | 7673.9139 | 7802.033 | 7871.9801 | 7924.4225
Scenario 2: High TRC | SDG&E | Com | FoodServ | Com ¦ ENERGY STAR Fryer - Tier 1 Gas | Com - College | Energy Efficiency | 0 | 1142.498 | 1190.3313 | 1276.8606 | 1323.3716 | 1417.1034 | 1518.4482 | 1610.6338 | 1712.0034 | 1828.4296 | 1936.5813 | 2176.2464 | 2317.669
Scenario 2: High TRC | SDG&E | Com | FoodServ | Com ¦ ENERGY STAR Fryer - Fuel Sub | Com - College | Fuel Substitution | 385917.6563 | 407610.269 | 431524.2658 | 457517.871 | 483829.6461 | 510045.1005 | 540569.4966 | 575045.6951 | 612556.5452 | 653553.7252 | 695357.9339 | 741447.6903 | 790690.6363
Scenario 2: High TRC | SDG&E | Com | FoodServ | Com ¦ ENERGY STAR Steamer - Gas | Com - College | Energy Efficiency | 1637.1956 | 1700.3523 | 1771.8326 | 1900.9611 | 1970.5518 | 2110.4962 | 2261.8332 | 2399.5838 | 2551.0746 | 2725.0629 | 2886.7854 | 3244.6495 | 3456.147
Scenario 2: High TRC | SDG&E | Com | FoodServ | Com ¦ ENERGY STAR Steamer - Fuel Sub | Com - College | Fuel Substitution | 166256.6379 | 174886.9982 | 184215.6776 | 194229.3063 | 204544.9642 | 215084.3044 | 226859.4325 | 239807.6285 | 253739.7141 | 268777.5747 | 284336.5396 | 301225.8018 | 319214.4251
Scenario 2: High TRC | SDG&E | Com | FoodServ | Com ¦ ENERGY STAR Convection Oven - Gas | Com - College | Energy Efficiency | 2473.1476 | 2568.5521 | 2676.5303 | 2871.5918 | 2976.7156 | 3188.1155 | 3416.7251 | 3624.8112 | 3853.6533 | 4116.4799 | 4360.778 | 4901.3674 | 5220.8556
Scenario 2: High TRC | SDG&E | Com | FoodServ | Com ¦ ENERGY STAR Convection Oven - Fuel Sub | Com - College | Fuel Substitution | 346013.4759 | 365727.5052 | 387528.8976 | 411272.892 | 435241.1459 | 459024.9606 | 486901.681 | 518517.3878 | 552973.5967 | 590702.1711 | 629090.1828 | 671511.4423 | 716855.6646
Scenario 2: High TRC | SDG&E | Com | FoodServ | Com ¦ ENERGY STAR Griddle - Gas | Com - College | Energy Efficiency | 1734.3614 | 1801.2664 | 1876.989 | 2013.7812 | 2087.502 | 2235.752 | 2396.0706 | 2541.9966 | 2702.4783 | 2886.7925 | 3058.1131 | 3437.216 | 3661.2657
Scenario 2: High TRC | SDG&E | Com | FoodServ | Com ¦ ENERGY STAR Griddle - Fuel Sub | Com - College | Fuel Substitution | 288020.1312 | 304912.3686 | 323716.6266 | 344280.2211 | 364919.2018 | 385225.7584 | 409357.869 | 436959.4477 | 467143.6675 | 500319.0563 | 533926.357 | 571238.9944 | 611159.4636
Scenario 2: High TRC | SDG&E | Com | FoodServ | Com ¦ ENERGY STAR Combination Oven - Gas | Com - College | Energy Efficiency | 2286.5022 | 2394.0198 | 41.3763 | 44.3917 | 46.0168 | 49.2848 | 52.8189 | 56.0356 | 59.5733 | 63.6363 | 67.4129 | 75.7698 | 80.7088
Scenario 2: High TRC | SDG&E | Com | FoodServ | Com ¦ ENERGY STAR Combination Oven - Fuel Sub | Com - College | Fuel Substitution | 0 | 0 | 5073.3464 | 5438.2568 | 5797.8052 | 6141.7188 | 6569.3536 | 7071.596 | 7626.5812 | 8243.5041 | 8860.244 | 9554.7071 | 10299.7539
Scenario 2: High TRC | SDG&E | Com | FoodServ | Com ¦ ENERGY STAR Fryer - Tier 1 Gas - Panel Upgrade | Com - College | Energy Efficiency | 0 | 1879.9835 | 1958.6932 | 2101.0776 | 2177.6115 | 2331.8474 | 2498.6105 | 2650.3021 | 2817.1062 | 3008.6857 | 3186.6497 | 3581.0191 | 3813.7305
Scenario 2: High TRC | SDG&E | Com | FoodServ | Com ¦ ENERGY STAR Fryer - Fuel Sub - Panel Upgrade | Com - College | Fuel Substitution | 635028.5243 | 670723.7759 | 710074.3209 | 752846.8671 | 796142.9627 | 839280.5621 | 889508.5368 | 946239.2126 | 1007963.4157 | 1075424.3837 | 1144213.3199 | 1220054.1358 | 1301083.5338
Scenario 2: High TRC | SDG&E | Com | FoodServ | Com ¦ ENERGY STAR Steamer - Gas - Panel Upgrade | Com - College | Energy Efficiency | 2694.0096 | 2797.9342 | 2915.5552 | 3128.0365 | 3242.5483 | 3472.8271 | 3721.8525 | 3948.5215 | 4197.8001 | 4484.0982 | 4750.213 | 5339.0793 | 5687.099
Scenario 2: High TRC | SDG&E | Com | FoodServ | Com ¦ ENERGY STAR Steamer - Fuel Sub - Panel Upgrade | Com - College | Fuel Substitution | 273575.7374 | 287777.0182 | 303127.3849 | 319604.8373 | 336579.2797 | 353921.792 | 373297.7964 | 394604.0871 | 417529.3708 | 442274.2103 | 467876.5281 | 495667.8538 | 525268.181
Scenario 2: High TRC | SDG&E | Com | FoodServ | Com ¦ ENERGY STAR Convection Oven - Gas - Panel Upgrade | Com - College | Energy Efficiency | 4069.5709 | 4226.5593 | 4404.2377 | 4725.2119 | 4898.1933 | 5246.0526 | 5622.2303 | 5964.6364 | 6341.1967 | 6773.6786 | 7175.6717 | 8065.213 | 8590.9317
Scenario 2: High TRC | SDG&E | Com | FoodServ | Com ¦ ENERGY STAR Convection Oven - Fuel Sub - Panel Upgrade | Com - College | Fuel Substitution | 569366.09 | 601805.5774 | 637679.8262 | 676750.6318 | 716190.457 | 755326.787 | 801198.0042 | 853221.7334 | 909919.5163 | 972001.9852 | 1035169.56 | 1104973.8548 | 1179587.8925
Scenario 2: High TRC | SDG&E | Com | FoodServ | Com ¦ ENERGY STAR Griddle - Gas - Panel Upgrade | Com - College | Energy Efficiency | 2853.8963 | 2963.9886 | 3088.5904 | 3313.6823 | 3434.9901 | 3678.9358 | 3942.7405 | 4182.8621 | 4446.9351 | 4750.2248 | 5032.1332 | 5655.9481 | 6024.6225
Scenario 2: High TRC | SDG&E | Com | FoodServ | Com ¦ ENERGY STAR Griddle - Fuel Sub - Panel Upgrade | Com - College | Fuel Substitution | 473937.8878 | 501734.1091 | 532676.5654 | 566514.0147 | 600475.5119 | 633890.0045 | 673599.4565 | 719017.9272 | 768686.1407 | 823276.3307 | 878577.233 | 939975.2765 | 1005664.5142
Scenario 2: High TRC | SDG&E | Com | FoodServ | Com ¦ ENERGY STAR Combination Oven - Gas - Panel Upgrade | Com - College | Energy Efficiency | 3762.4454 | 3939.3659 | 68.0847 | 73.0466 | 75.7208 | 81.0983 | 86.9136 | 92.2068 | 98.028 | 104.7137 | 110.9281 | 124.6794 | 132.8065
Scenario 2: High TRC | SDG&E | Com | FoodServ | Com ¦ ENERGY STAR Combination Oven - Fuel Sub - Panel Upgrade | Com - College | Fuel Substitution | 0 | 0 | 8348.205 | 8948.6659 | 9540.3038 | 10106.2145 | 10809.8887 | 11636.33 | 12549.5595 | 13564.7079 | 14579.5549 | 15722.2958 | 16948.2722
Scenario 2: High TRC | PG&E | Com | BldgEnv | Com ¦ Com Wall Insulation (R14) - Marine | Com - Grocery | Energy Efficiency | 1151.4877 | 1233.3775 | 1332.5234 | 1437.1604 | 1532.0564 | 1657.9935 | 1787.1345 | 1925.6822 | 2054.0016 | 2195.9016 | 2351.3918 | 2513.9167 | 2694.6621
Scenario 2: High TRC | PG&E | Com | BldgEnv | Com ¦ Com Wall Insulation (R14) - Hot-Dry | Com - Grocery | Energy Efficiency | 1308.7476 | 1395.6472 | 1500.5433 | 1610.3037 | 1709.5138 | 1845.6192 | 1984.0797 | 2132.0217 | 2267.7796 | 2418.0423 | 2582.5243 | 2752.0192 | 2940.6586
Scenario 2: High TRC | PG&E | Com | BldgEnv | Com ¦ Com Wall Insulation (R14) - Cold | Com - Grocery | Energy Efficiency | 2643.4403 | 2746.7819 | 2853.16 | 2963.8778 | 3083.6604 | 3215.9529 | 3353.6148 | 3497.6898 | 3648.8024 | 3808.0023 | 3975.5205 | 4149.1744 | 4332.518
Scenario 2: High TRC | PG&E | Com | HVAC | Com ¦ Small Unitary AC (SEER 18) - Marine | Com - Grocery | Energy Efficiency | 13048230.7088 | 13371166.9977 | 13654132.5623 | 13906723.3119 | 14220014.0714 | 14684904.9696 | 15103983.0498 | 15514887.9588 | 15927266.8316 | 16354674.1592 | 16842157.7912 | 17292454.9942 | 17761186.6887
Scenario 2: High TRC | PG&E | Com | HVAC | Com ¦ Small Unitary AC (SEER 18) - Hot-Dry | Com - Grocery | Energy Efficiency | 8376954.8883 | 8535998.381 | 8655566.0447 | 8743542.5351 | 8876329.1373 | 9128628.4046 | 9335199.8274 | 9526962.2661 | 9712074.0975 | 9900724.3974 | 10130145.2416 | 10318344.5914 | 10511104.1806
Scenario 2: High TRC | PG&E | Com | HVAC | Com ¦ Small Unitary AC (SEER 18) - Cold | Com - Grocery | Energy Efficiency | 48039.0721 | 49576.6801 | 51066.8934 | 52532.5903 | 54179.5842 | 56224.5029 | 58218.5824 | 60251.6226 | 62344.9511 | 64537.7316 | 66935.7931 | 69322.2261 | 71829.0633
Scenario 2: High TRC | PG&E | Com | HVAC | Com ¦ Ductless Mini Split Heat Pump (SEER 18) - Hot-Dry | Com - Grocery | Energy Efficiency | 128035.2158 | 130639.006 | 132629.663 | 134164.8353 | 136455.9997 | 140102.8487 | 142691.4565 | 144874.0014 | 146818.2247 | 148622.1325 | 151258.7867 | 153025.1586 | 154719.2716
Scenario 2: High TRC | PG&E | Com | HVAC | Com ¦ Ductless Mini Split Heat Pump (SEER 18) - Marine | Com - Grocery | Energy Efficiency | 98523.8109 | 100527.4419 | 102059.2636 | 103240.5871 | 105003.6509 | 107809.9215 | 109801.8696 | 111481.35 | 112977.4407 | 114365.5578 | 116394.4779 | 117753.7108 | 119057.3402
Scenario 2: High TRC | PG&E | Com | HVAC | Com ¦ Ductless Mini Split Heat Pump (SEER 18) - Cold | Com - Grocery | Energy Efficiency | 260.6059 | 265.9057 | 269.9575 | 273.0823 | 277.7457 | 285.1686 | 290.4375 | 294.8799 | 298.8373 | 302.509 | 307.8757 | 311.471 | 314.9192
Scenario 2: High TRC | PG&E | Com | HVAC | Com ¦ HVAC Energy Management System (Elec SC and Gas SH) - Marine | Com - Grocery | Energy Efficiency | 136976.9438 | 146115.1145 | 157073.2021 | 168448.0327 | 178688.0928 | 192775.87 | 206932.9482 | 221976.4535 | 235672.903 | 250781.2206 | 267469.9541 | 284680.6987 | 303794.2497
Scenario 2: High TRC | PG&E | Com | HVAC | Com ¦ HVAC Energy Management System (Elec SC and Gas SH) - Hot-Dry | Com - Grocery | Energy Efficiency | 89427.7655 | 95286.2169 | 102293.1668 | 109533.6616 | 116042.9513 | 125101.8934 | 134158.3181 | 143757.6937 | 152458.6022 | 162052.074 | 172670.2654 | 183570.4855 | 195672.2338
Scenario 2: High TRC | PG&E | Com | HVAC | Com ¦ HVAC Energy Management System (Elec SC and Gas SH) - Cold | Com - Grocery | Energy Efficiency | 306.7758 | 327.9878 | 352.7421 | 378.9537 | 402.5338 | 434.6991 | 467.026 | 501.2779 | 533.2405 | 568.0764 | 606.2565 | 646.1885 | 690.0995
Scenario 2: High TRC | PG&E | Com | HVAC | Com ¦ HVAC Fan Variable Frequency Drive (VFD) - Hot-Dry | Com - Grocery | Energy Efficiency | 0 | 0 | 0 | 0 | 0 | 0 | 0 | 0 | 0 | 0 | 0 | 0 | 0
Scenario 2: High TRC | PG&E | Com | HVAC | Com ¦ Large Packaged Heat Pump (IEER 14.0) - Fuel Sub - ZEAS 2030 - Marine | Com - Grocery | Fuel Substitution | 13870457.6527 | 14626725.2375 | 15458548.7991 | 16361191.24 | 17276919.0854 | 0 | 0 | 0 | 0 | 0 | 0 | 0 | 0
Scenario 2: High TRC | PG&E | Com | HVAC | Com ¦ Large Packaged Heat Pump (IEER 14.0) - Fuel Sub - ZEAS 2030 - Hot-Dry | Com - Grocery | Fuel Substitution | 5599890.1166 | 5934413.528 | 6307493.1595 | 6715938.0828 | 7126016.1727 | 0 | 0 | 0 | 0 | 0 | 0 | 0 | 0
Scenario 2: High TRC | PG&E | Com | HVAC | Com ¦ Large Packaged Heat Pump (IEER 14.0) - Fuel Sub - ZEAS 2030 - Cold | Com - Grocery | Fuel Substitution | 46404.9014 | 49133.0237 | 52177.138 | 55510.7155 | 58855.2728 | 0 | 0 | 0 | 0 | 0 | 0 | 0 | 0
Scenario 2: High TRC | PG&E | Com | HVAC | Com ¦ Large Packaged Heat Pump (IEER 14.0) - Fuel Sub - Panel Upgrade - ZEAS 2030 - Marine | Com - Grocery | Fuel Substitution | 3169416.6135 | 3342224.6857 | 3532297.3914 | 3738552.2981 | 3947797.2357 | 0 | 0 | 0 | 0 | 0 | 0 | 0 | 0
Scenario 2: High TRC | PG&E | Com | HVAC | Com ¦ Large Packaged Heat Pump (IEER 14.0) - Fuel Sub - Panel Upgrade - ZEAS 2030 - Hot-Dry | Com - Grocery | Fuel Substitution | 1279581.7711 | 1356020.7816 | 1441269.9357 | 1534600.1025 | 1628303.4498 | 0 | 0 | 0 | 0 | 0 | 0 | 0 | 0
Scenario 2: High TRC | PG&E | Com | HVAC | Com ¦ Large Packaged Heat Pump (IEER 14.0) - Fuel Sub - Panel Upgrade - ZEAS 2030 - Cold | Com - Grocery | Fuel Substitution | 10603.577 | 11226.9563 | 11922.5401 | 12684.2667 | 13448.5021 | 0 | 0 | 0 | 0 | 0 | 0 | 0 | 0
Scenario 2: High TRC | PG&E | Com | HVAC | Com ¦ Small Packaged Heat Pump (SEER 16) - Fuel Sub - ZEAS 2030 - Marine | Com - Grocery | Fuel Substitution | 0 | 0 | 0 | 0 | 0 | 577401.5579 | 588203.6699 | 597153.8799 | 605113.7946 | 612405.1658 | 623420.2661 | 630511.401 | 637233.7248
Scenario 2: High TRC | PG&E | Com | HVAC | Com ¦ Small Packaged Heat Pump (SEER 16) - Fuel Sub - ZEAS 2030 - Hot-Dry | Com - Grocery | Fuel Substitution | 0 | 0 | 0 | 0 | 0 | 440958.4222 | 449216.3766 | 456056.6645 | 462138.8173 | 467709.1253 | 476129.7267 | 481546.5673 | 486680.9993
Scenario 2: High TRC | PG&E | Com | HVAC | Com ¦ Small Packaged Heat Pump (SEER 16) - Fuel Sub - ZEAS 2030 - Cold | Com - Grocery | Fuel Substitution | 0 | 0 | 0 | 0 | 0 | 1672.0262 | 1703.2552 | 1729.3142 | 1752.6242 | 1774.0904 | 1806.0471 | 1827.0231 | 1847.0026
Scenario 2: High TRC | PG&E | Com | HVAC | Com ¦ Small Packaged Heat Pump (SEER 18) - Fuel Sub - ZEAS 2030 - Marine | Com - Grocery | Fuel Substitution | 4024780.9425 | 4206387.4908 | 4398615.6287 | 4601950.0792 | 4814621.646 | 0 | 0 | 0 | 0 | 0 | 0 | 0 | 0
Scenario 2: High TRC | PG&E | Com | HVAC | Com ¦ Small Packaged Heat Pump (SEER 18) - Fuel Sub - ZEAS 2030 - Hot-Dry | Com - Grocery | Fuel Substitution | 2015495.2776 | 2102825.1493 | 2194255.0787 | 2290237.9543 | 2391556.0873 | 0 | 0 | 0 | 0 | 0 | 0 | 0 | 0
Scenario 2: High TRC | PG&E | Com | HVAC | Com ¦ Small Packaged Heat Pump (SEER 18) - Fuel Sub - ZEAS 2030 - Cold | Com - Grocery | Fuel Substitution | 13840.9224 | 14502.1512 | 15211.6605 | 15969.129 | 16752.5939 | 0 | 0 | 0 | 0 | 0 | 0 | 0 | 0
Scenario 2: High TRC | PG&E | Com | HVAC | Com ¦ Small Packaged Heat Pump (SEER 16) - Fuel Sub - Panel Upgrade - ZEAS 2030 - Marine | Com - Grocery | Fuel Substitution | 0 | 0 | 0 | 0 | 0 | 131936.9653 | 134405.2612 | 136450.3952 | 138269.2454 | 139935.3327 | 142452.2967 | 144072.6297 | 145608.689
Scenario 2: High TRC | PG&E | Com | HVAC | Com ¦ Small Packaged Heat Pump (SEER 16) - Fuel Sub - Panel Upgrade - ZEAS 2030 - Hot-Dry | Com - Grocery | Fuel Substitution | 0 | 0 | 0 | 0 | 0 | 100759.5412 | 102646.4939 | 104209.5081 | 105599.2875 | 106872.1097 | 108796.2275 | 110033.9822 | 111207.2062
Scenario 2: High TRC | PG&E | Com | HVAC | Com ¦ Small Packaged Heat Pump (SEER 16) - Fuel Sub - Panel Upgrade - ZEAS 2030 - Cold | Com - Grocery | Fuel Substitution | 0 | 0 | 0 | 0 | 0 | 382.06 | 389.1959 | 395.1504 | 400.4768 | 405.3818 | 412.684 | 417.477 | 422.0424
Scenario 2: High TRC | PG&E | Com | HVAC | Com ¦ Small Packaged Heat Pump (SEER 18) - Fuel Sub - Panel Upgrade - ZEAS 2030 - Marine | Com - Grocery | Fuel Substitution | 919667.3898 | 961164.7092 | 1005089.0749 | 1051551.2466 | 1100146.9609 | 0 | 0 | 0 | 0 | 0 | 0 | 0 | 0
Scenario 2: High TRC | PG&E | Com | HVAC | Com ¦ Small Packaged Heat Pump (SEER 18) - Fuel Sub - Panel Upgrade - ZEAS 2030 - Hot-Dry | Com - Grocery | Fuel Substitution | 460543.147 | 480498.1299 | 501389.9811 | 523322.1861 | 546473.504 | 0 | 0 | 0 | 0 | 0 | 0 | 0 | 0
Scenario 2: High TRC | PG&E | Com | HVAC | Com ¦ Small Packaged Heat Pump (SEER 18) - Fuel Sub - Panel Upgrade - ZEAS 2030 - Cold | Com - Grocery | Fuel Substitution | 3162.6678 | 3313.7594 | 3475.8831 | 3648.9656 | 3827.9883 | 0 | 0 | 0 | 0 | 0 | 0 | 0 | 0
Scenario 2: High TRC | PG&E | Com | WaterHeat | Com ¦ Com Heat Pump Water Heater (3.3 UEF - 50 Gal) - Marine | Com - Grocery | Energy Efficiency | 5066830.1169 | 5247821.2849 | 5419183.4707 | 5582196.9552 | 5777102.4253 | 5996400.9729 | 6150226.7623 | 6271354.2672 | 6372275.7255 | 6461861.6299 | 6606240.9354 | 6721922.485 | 6828035.1275
Scenario 2: High TRC | PG&E | Com | WaterHeat | Com ¦ Com Heat Pump Water Heater (3.3 UEF - 50 Gal) - Hot-Dry | Com - Grocery | Energy Efficiency | 3742686.0338 | 3876515.003 | 4003219.4104 | 4123747.091 | 4267867.5507 | 4430031.2402 | 4543760.0019 | 4633298.9499 | 4707890.3407 | 4774095.1264 | 4880833.2345 | 4966341.1041 | 5044769.1767
Scenario 2: High TRC | PG&E | Com | WaterHeat | Com ¦ Com Heat Pump Water Heater (3.3 UEF - 50 Gal) - Cold | Com - Grocery | Energy Efficiency | 11375.2595 | 11781.5328 | 12166.1938 | 12532.116 | 12969.6216 | 13461.8799 | 13807.1806 | 14079.0883 | 14305.6421 | 14506.753 | 14830.8515 | 15090.5364 | 15328.7437
Scenario 2: High TRC | PG&E | Com | WaterHeat | Com ¦ Com Hot Water Tank Insulation - Marine | Com - Grocery | Energy Efficiency | 33353.9825 | 34744.8893 | 36189.2515 | 37700.9911 | 39285.2383 | 40946.6125 | 42691.8986 | 44527.6087 | 0 | 48490.4183 | 50627.6958 | 52880.1457 | 55258.0018
Scenario 2: High TRC | PG&E | Com | WaterHeat | Com ¦ Com Hot Water Tank Insulation - Hot-Dry | Com - Grocery | Energy Efficiency | 23502.5495 | 24482.638 | 25500.3933 | 26565.6255 | 27681.9495 | 28852.6201 | 30082.4185 | 31375.9332 | 0 | 34168.2872 | 35674.2984 | 37261.4647 | 38936.9972
Scenario 2: High TRC | PG&E | Com | WaterHeat | Com ¦ Com Hot Water Tank Insulation - Cold | Com - Grocery | Energy Efficiency | 47.9594 | 49.9594 | 52.0362 | 54.2099 | 56.4879 | 58.8768 | 61.3863 | 64.0259 | 0 | 69.7239 | 72.7971 | 76.0359 | 79.455
Scenario 2: High TRC | PG&E | Com | WaterHeat | Com ¦ Low-flow Pre-Rinse Spray Valve - Marine | Com - Grocery | Energy Efficiency | 58322.0152 | 60781.937 | 63356.3238 | 66056.5346 | 68880.4477 | 71862.448 | 74994.9635 | 78291.1541 | 81751.0854 | 85399.0246 | 89246.5552 | 93304.7853 | 97591.8137
Scenario 2: High TRC | PG&E | Com | WaterHeat | Com ¦ Low-flow Pre-Rinse Spray Valve - Hot-Dry | Com - Grocery | Energy Efficiency | 40307.3511 | 42007.4455 | 43786.6487 | 45652.8109 | 47604.466 | 49665.3778 | 51830.3133 | 54108.3676 | 56499.5858 | 59020.7395 | 61679.8343 | 64484.5471 | 67447.3865
Scenario 2: High TRC | PG&E | Com | WaterHeat | Com ¦ Low-flow Pre-Rinse Spray Valve - Cold | Com - Grocery | Energy Efficiency | 87.4521 | 91.1407 | 95.0009 | 99.0498 | 103.2842 | 107.7556 | 112.4527 | 117.3952 | 122.5833 | 128.0533 | 133.8225 | 139.9077 | 146.336
Scenario 2: High TRC | PG&E | Com | WaterHeat | Com ¦ Com Hot Water Pipe Insulation - Marine | Com - Grocery | Energy Efficiency | 7729035.1495 | 8051399.2479 | 8387266.8156 | 8738994.1025 | 9107887.891 | 9495153.5467 | 9902187.8257 | 10330371.318 | 10780732.1236 | 11254775.9167 | 11754112.0083 | 12280673.791 | 12836420.9145
Scenario 2: High TRC | PG&E | Com | WaterHeat | Com ¦ Com Hot Water Pipe Insulation - Hot-Dry | Com - Grocery | Energy Efficiency | 4619713.1413 | 4812393.0338 | 5013144.0701 | 5223374.6019 | 5443865.7045 | 5675337.8358 | 5918625.8493 | 6174554.9359 | 0 | 6727079.797 | 7025537.4259 | 7340268.0928 | 7672443.0978
Scenario 2: High TRC | PG&E | Com | WaterHeat | Com ¦ Com Hot Water Pipe Insulation - Cold | Com - Grocery | Energy Efficiency | 9711.1452 | 10116.1796 | 10538.1803 | 10980.108 | 11443.6046 | 11930.1845 | 12441.6026 | 12979.5937 | 13545.4495 | 14141.0618 | 14768.4526 | 15430.051 | 16128.3194
Scenario 2: High TRC | PG&E | Com | WaterHeat | Com ¦ Com Heat Pump Water Heater (100+ Gal, 200+ kBtuh - 4.3 COP) - Fuel Sub - ZEAS 2030 - Marine | Com - Grocery | Fuel Substitution | 936536.9333 | 981451.7383 | 1030225.6869 | 1082972.5331 | 1136450.9867 | 0 | 0 | 0 | 0 | 0 | 0 | 0 | 0
Scenario 2: High TRC | PG&E | Com | WaterHeat | Com ¦ Com Heat Pump Water Heater (100+ Gal, 200+ kBtuh - 4.3 COP) - Fuel Sub - ZEAS 2030 - Hot-Dry | Com - Grocery | Fuel Substitution | 694580.9279 | 727978.8707 | 764260.3777 | 803509.3259 | 843287.6873 | 0 | 0 | 0 | 0 | 0 | 0 | 0 | 0
Scenario 2: High TRC | PG&E | Com | WaterHeat | Com ¦ Com Heat Pump Water Heater (100+ Gal, 200+ kBtuh - 4.3 COP) - Fuel Sub - ZEAS 2030 - Cold | Com - Grocery | Fuel Substitution | 2000.7118 | 2097.4872 | 2202.9567 | 2317.343 | 2432.8664 | 0 | 0 | 0 | 0 | 0 | 0 | 0 | 0
Scenario 2: High TRC | PG&E | Com | WaterHeat | Com ¦ Com Heat Pump Water Heater (100+ Gal, 200+ kBtuh - 4.3 COP) - Fuel Sub - Panel Upgrade - ZEAS 2030 - Marine | Com - Grocery | Fuel Substitution | 777016.9062 | 814281.3872 | 854747.6853 | 898510.1786 | 942879.6648 | 0 | 0 | 0 | 0 | 0 | 0 | 0 | 0
Scenario 2: High TRC | PG&E | Com | WaterHeat | Com ¦ Com Heat Pump Water Heater (100+ Gal, 200+ kBtuh - 4.3 COP) - Fuel Sub - Panel Upgrade - ZEAS 2030 - Hot-Dry | Com - Grocery | Fuel Substitution | 576273.1874 | 603982.4697 | 634084.1595 | 666647.8473 | 699650.7735 | 0 | 0 | 0 | 0 | 0 | 0 | 0 | 0
Scenario 2: High TRC | PG&E | Com | WaterHeat | Com ¦ Com Heat Pump Water Heater (100+ Gal, 200+ kBtuh - 4.3 COP) - Fuel Sub - Panel Upgrade - ZEAS 2030 - Cold | Com - Grocery | Fuel Substitution | 1659.9312 | 1740.2229 | 1827.7278 | 1922.6308 | 2018.477 | 0 | 0 | 0 | 0 | 0 | 0 | 0 | 0
Scenario 2: High TRC | PG&E | Com | WaterHeat | Com ¦ Efficient Gas Water Heating Boiler (0.92 UEF) - ZEAS 2030 - Marine | Com - Grocery | Energy Efficiency | 811390.7338 | 847455.9031 | 885473.9546 | 925528.337 | 967597.4287 | 0 | 0 | 0 | 0 | 0 | 0 | 0 | 0
Scenario 2: High TRC | PG&E | Com | WaterHeat | Com ¦ Efficient Gas Water Heating Boiler (0.92 UEF) - ZEAS 2030 - Hot-Dry | Com - Grocery | Energy Efficiency | 575049.4948 | 600609.6449 | 627553.8474 | 655941.2439 | 685756.5052 | 0 | 0 | 0 | 0 | 0 | 0 | 0 | 0
Scenario 2: High TRC | PG&E | Com | WaterHeat | Com ¦ Efficient Gas Water Heating Boiler (0.92 UEF) - ZEAS 2030 - Cold | Com - Grocery | Energy Efficiency | 1184.6318 | 1237.2869 | 1292.7933 | 1351.2728 | 1412.6937 | 0 | 0 | 0 | 0 | 0 | 0 | 0 | 0
Scenario 2: High TRC | PG&E | Com | ComRefrig | Com ¦ Efficient Refrigerated Display Case - Marine | Com - Grocery | Energy Efficiency | 0 | 0 | 0 | 0 | 0 | 0 | 0 | 0 | 0 | 0 | 0 | 0 | 0
Scenario 2: High TRC | PG&E | Com | ComRefrig | Com ¦ Efficient Refrigerated Display Case - Hot-Dry | Com - Grocery | Energy Efficiency | 0 | 0 | 0 | 0 | 0 | 0 | 0 | 0 | 0 | 0 | 0 | 0 | 0
Scenario 2: High TRC | PG&E | Com | ComRefrig | Com ¦ Refrigerated Display Case LED Lighting | Com - Grocery | Energy Efficiency | 21371289.2578 | 22084303.5871 | 22725833.8936 | 23304046.2374 | 23965893.9129 | 24706656.552 | 25241325.045 | 25693084.6543 | 26091636.8031 | 26451192.1898 | 27001881.1394 | 27451635.7409 | 27866740.2527
Scenario 2: High TRC | PG&E | Com | ComRefrig | Com ¦ Efficient EC or PMS Motor Retrofit - Marine | Com - Grocery | Energy Efficiency | 4861490.3024 | 4903541.427 | 4909562.1186 | 4886908.6176 | 4895878.2139 | 4999654.7814 | 5069769.3553 | 5127016.8449 | 5179852.018 | 5233008.5144 | 5305999.7389 | 5344916.2042 | 5383844.0691
Scenario 2: High TRC | PG&E | Com | ComRefrig | Com ¦ Efficient EC or PMS Motor Retrofit - Hot-Dry | Com - Grocery | Energy Efficiency | 3852212.5506 | 3885533.5818 | 3890304.3377 | 3872353.8544 | 3879461.3028 | 3961693.164 | 4017251.4855 | 4062614.0152 | 4104480.2546 | 4146601.1085 | 4204438.8689 | 4235276.0168 | 4266122.1978
Scenario 2: High TRC | PG&E | Com | ComRefrig | Com ¦ Efficient EC or PMS Motor Retrofit - Cold | Com - Grocery | Energy Efficiency | 10812.8723 | 10906.4019 | 10919.793 | 10869.4074 | 10889.3575 | 11120.1761 | 11276.1242 | 11403.4534 | 11520.9688 | 11639.1989 | 11801.5452 | 11888.1027 | 11974.6856
Scenario 2: High TRC | PG&E | Com | ComRefrig | Com ¦ Add Doors to Open Display Cases - Marine | Com - Grocery | Energy Efficiency | 0 | 0 | 0 | 0 | 0 | 0 | 0 | 0 | 0 | 0 | 0 | 0 | 0
Scenario 2: High TRC | PG&E | Com | ComRefrig | Com ¦ Add Doors to Open Display Cases - Hot-Dry | Com - Grocery | Energy Efficiency | 0 | 0 | 0 | 0 | 0 | 0 | 0 | 0 | 0 | 0 | 0 | 0 | 0
Scenario 2: High TRC | PG&E | Com | FoodServ | Com ¦ ENERGY STAR Dishwasher - Tier 1 | Com - Grocery | Energy Efficiency | 0 | 0 | 0 | 0 | 0 | 0 | 0 | 0 | 0 | 0 | 0 | 0 | 0
Scenario 2: High TRC | PG&E | Com | FoodServ | Com ¦ ENERGY STAR Dishwasher - Tier 2 | Com - Grocery | Energy Efficiency | 1842571.9204 | 1917507.0891 | 1994515.9081 | 2073883.3554 | 2158556.6167 | 2249741.775 | 2341307.7753 | 2435824.0614 | 2533676.9246 | 2636065.9465 | 2747151.1773 | 2861624.1044 | 2981723.48
Scenario 2: High TRC | PG&E | Com | FoodServ | Com ¦ ENERGY STAR Combination Oven - Electric | Com - Grocery | Energy Efficiency | 1398149.3061 | 1441189.7031 | 1479556.3102 | 1515970.9723 | 1562664.9781 | 1621162.0719 | 1663769.4892 | 1698085.3234 | 1725111.0717 | 1748765.5669 | 1786093.0172 | 1813716.3568 | 1839249.2848
Scenario 2: High TRC | PG&E | Com | FoodServ | Com ¦ ENERGY STAR Steamer - Electric | Com - Grocery | Energy Efficiency | 0 | 0 | 0 | 0 | 0 | 0 | 0 | 0 | 0 | 0 | 0 | 0 | 0
Scenario 2: High TRC | PG&E | Com | FoodServ | Com ¦ ENERGY STAR Conveyor Broiler - Gas | Com - Grocery | Energy Efficiency | 600966.643 | 625592.2952 | 650996.4825 | 677416.1185 | 705740.9462 | 736374.3916 | 767225.5176 | 798974.9952 | 831679.9947 | 865852.9741 | 902847.0268 | 941029.8285 | 981138.9797
Scenario 2: High TRC | PG&E | Com | FoodServ | Com ¦ ENERGY STAR Conveyor Oven - Gas | Com - Grocery | Energy Efficiency | 1678807.2111 | 1751164.6619 | 1827261.1477 | 1907294.0834 | 1991198.613 | 2079961.7562 | 2173384.3327 | 2271876.6425 | 2375440.4582 | 2484760.9375 | 2600189.6892 | 2722059.5754 | 2850912.7325
Scenario 2: High TRC | PG&E | Com | FoodServ | Com ¦ ENERGY STAR Convection Oven - Electric | Com - Grocery | Energy Efficiency | 4093035.5875 | 4269346.3105 | 4454869.0239 | 4649908.6798 | 4854399.2548 | 5070735.6076 | 5298439.0899 | 5538519.6748 | 5790843.1575 | 6057256.0044 | 6338596.3159 | 6635550.4103 | 6949586.4316
Scenario 2: High TRC | PG&E | Com | FoodServ | Com ¦ High Performance Conveyor Toaster | Com - Grocery | Energy Efficiency | 1105243.0357 | 1139266.6545 | 1169595.6223 | 1198381.5693 | 1235293.3815 | 1281535.5856 | 1315216.9321 | 1342343.7465 | 1363707.7167 | 1382406.6968 | 1411914.2067 | 1433750.5754 | 1453934.4647
Scenario 2: High TRC | PG&E | Com | FoodServ | Com ¦ ENERGY STAR Rack Oven - Gas | Com - Grocery | Energy Efficiency | 715615.3537 | 746458.7421 | 778895.9471 | 813011.1195 | 848776.6138 | 886613.1609 | 926435.8574 | 968419.5996 | 1012565.143 | 1059164.5458 | 1108367.6863 | 1160316.4515 | 1215241.9349
Scenario 2: High TRC | PG&E | Com | FoodServ | Com ¦ Electric Deck Oven (60% cooking efficiency) | Com - Grocery | Energy Efficiency | 147226.3238 | 151758.5146 | 155798.5513 | 159633.0465 | 164549.9655 | 170709.7597 | 175196.3574 | 178809.8442 | 181655.6788 | 184146.5174 | 188077.13 | 190985.8914 | 193674.5307
Scenario 2: High TRC | PG&E | Com | FoodServ | Com ¦ Demand Controlled Ventilation (DCV) Exhaust Hood | Com - Grocery | Energy Efficiency | 168370.3979 | 178726.7528 | 190959.5608 | 203377.767 | 214539.5067 | 230465.9006 | 245774.5912 | 261689.703 | 275651.0982 | 290902.5571 | 308156.2195 | 325296.5469 | 344238.6184
Scenario 2: High TRC | PG&E | Com | FoodServ | Com ¦ ENERGY STAR Ice Machine | Com - Grocery | Energy Efficiency | 128311.8841 | 132336.1176 | 135874.9124 | 139117.4821 | 143499.7634 | 149337.1327 | 153671.7289 | 157355.9206 | 160441.8678 | 163038.7315 | 166778.9138 | 169375.177 | 171736.9998
Scenario 2: High TRC | PG&E | Com | FoodServ | Com ¦ ENERGY STAR Griddle - Electric | Com - Grocery | Energy Efficiency | 287722.3013 | 296579.4971 | 304474.8831 | 311968.5823 | 321577.6468 | 333615.6447 | 342383.7384 | 349445.5242 | 355007.0979 | 359874.9083 | 367556.4484 | 373240.9993 | 378495.3686
Scenario 2: High TRC | PG&E | Com | FoodServ | Com ¦ ENERGY STAR Fryer - Tier 1 Gas | Com - Grocery | Energy Efficiency | 51440.977 | 55124.8665 | 59589.6718 | 64305.9902 | 68564.2121 | 74155.6599 | 79891.2007 | 86043.9996 | 91734.5182 | 98020.3032 | 104904.1923 | 112127.6273 | 120158.6821
Scenario 2: High TRC | PG&E | Com | FoodServ | Com ¦ ENERGY STAR Fryer - Fuel Sub | Com - Grocery | Fuel Substitution | 23612619.2649 | 24792808.5949 | 26100169.9256 | 27513322.635 | 28913898.0164 | 30298325.3411 | 31945138.404 | 33786140.3879 | 35815396.4561 | 38004458.9259 | 40191429.1113 | 42616776.9315 | 45215247.8816
Scenario 2: High TRC | PG&E | Com | FoodServ | Com ¦ ENERGY STAR Steamer - Gas | Com - Grocery | Energy Efficiency | 15267.8358 | 16363.6773 | 17692.0111 | 19095.6294 | 20363.7513 | 22028.4031 | 23736.4966 | 25569.2616 | 27265.357 | 29139.0631 | 31191.355 | 33345.4346 | 35740.5602
Scenario 2: High TRC | PG&E | Com | FoodServ | Com ¦ ENERGY STAR Steamer - Fuel Sub | Com - Grocery | Fuel Substitution | 2065259.7072 | 2161205.2927 | 2264969.9605 | 2375795.5859 | 2488508.5726 | 2603104.834 | 2732298.4532 | 2873202.0555 | 3025729.7229 | 3188800.0032 | 3355329.2915 | 3536379.4687 | 3729261.567
Scenario 2: High TRC | PG&E | Com | FoodServ | Com ¦ ENERGY STAR Convection Oven - Gas | Com - Grocery | Energy Efficiency | 21355.7364 | 22888.534 | 24746.528 | 26709.8254 | 28483.5985 | 30812.014 | 33201.1932 | 35764.7553 | 38137.1522 | 40757.9804 | 43628.6036 | 46641.6014 | 49991.76
Scenario 2: High TRC | PG&E | Com | FoodServ | Com ¦ ENERGY STAR Convection Oven - Fuel Sub | Com - Grocery | Fuel Substitution | 3893876.2261 | 4090989.9672 | 4310206.6995 | 4547619.8208 | 4781935.755 | 5012460.1079 | 5289113.904 | 5599597.1213 | 5942782.7191 | 6313497.7349 | 6682620.4422 | 7093220.5522 | 7533503.4343
Scenario 2: High TRC | PG&E | Com | FoodServ | Com ¦ ENERGY STAR Griddle - Gas | Com - Grocery | Energy Efficiency | 25286.2922 | 27101.2035 | 29301.164 | 31625.8093 | 33726.0481 | 36483.012 | 39311.9232 | 42347.3128 | 45156.353 | 48259.5486 | 51658.5144 | 55226.059 | 59192.8194
Scenario 2: High TRC | PG&E | Com | FoodServ | Com ¦ ENERGY STAR Griddle - Fuel Sub | Com - Grocery | Fuel Substitution | 5432596.2995 | 5715304.9546 | 6032347.2278 | 6377096.1023 | 6714362.4962 | 7042851.4428 | 7444536.9094 | 7899001.7307 | 8404215.1072 | 8951471.2875 | 9492651.8415 | 10098397.3452 | 10749058.1103
Scenario 2: High TRC | PG&E | Com | FoodServ | Com ¦ ENERGY STAR Combination Oven - Gas | Com - Grocery | Energy Efficiency | 45104.5823 | 47047.4976 | 645.9134 | 697.1578 | 743.4553 | 804.2297 | 866.5901 | 933.502 | 995.4244 | 1063.8311 | 1138.7577 | 1217.4005 | 1304.8435
Scenario 2: High TRC | PG&E | Com | FoodServ | Com ¦ ENERGY STAR Combination Oven - Fuel Sub | Com - Grocery | Fuel Substitution | 0 | 0 | 91806.6874 | 97788.4195 | 103470.8556 | 108815.2541 | 115782.3371 | 123872.7233 | 133028.7957 | 143031.711 | 152715.5499 | 163765.7842 | 175698.2564
Scenario 2: High TRC | PG&E | Com | FoodServ | Com ¦ ENERGY STAR Fryer - Tier 1 Gas - Panel Upgrade | Com - Grocery | Energy Efficiency | 84646.2637 | 90708.1136 | 98054.9626 | 105815.6769 | 112822.5923 | 122023.3346 | 131461.1822 | 141585.629 | 150949.3924 | 161292.6682 | 172620.1259 | 184506.3073 | 197721.4293
Scenario 2: High TRC | PG&E | Com | FoodServ | Com ¦ ENERGY STAR Fryer - Fuel Sub - Panel Upgrade | Com - Grocery | Fuel Substitution | 38854627.4677 | 40796632.1323 | 42947898.6606 | 45273245.1825 | 47577895.6778 | 49855974.503 | 52565809.7547 | 55595183.3895 | 58934329.6183 | 62536437.7035 | 66135102.9291 | 70126019.1836 | 74401810.0063
Scenario 2: High TRC | PG&E | Com | FoodServ | Com ¦ ENERGY STAR Steamer - Gas - Panel Upgrade | Com - Grocery | Energy Efficiency | 25123.2642 | 26926.4742 | 29112.251 | 31421.9087 | 33508.6066 | 36247.7956 | 39058.468 | 42074.2875 | 44865.2171 | 47948.4055 | 51325.4572 | 54870.0008 | 58811.1864
Scenario 2: High TRC | PG&E | Com | FoodServ | Com ¦ ENERGY STAR Steamer - Fuel Sub - Panel Upgrade | Com - Grocery | Fuel Substitution | 3398390.3119 | 3556269.0266 | 3727014.062 | 3909377.9217 | 4094847.4396 | 4283415.8909 | 4496004.3331 | 4727861.5833 | 4978846.2637 | 5247178.8412 | 5521203.2257 | 5819121.7712 | 6136509.7743
Scenario 2: High TRC | PG&E | Com | FoodServ | Com ¦ ENERGY STAR Convection Oven - Gas - Panel Upgrade | Com - Grocery | Energy Efficiency | 35140.9208 | 37663.1433 | 40720.4772 | 43951.0884 | 46869.8368 | 50701.2506 | 54632.6513 | 58850.9994 | 62754.7848 | 67067.3645 | 71790.9827 | 76748.8785 | 82261.5734
Scenario 2: High TRC | PG&E | Com | FoodServ | Com ¦ ENERGY STAR Convection Oven - Fuel Sub - Panel Upgrade | Com - Grocery | Fuel Substitution | 6407383.6313 | 6731734.8137 | 7092456.5267 | 7483120.4459 | 7868687.9354 | 8248016.368 | 8703250.9214 | 9214151.8768 | 9778864.686 | 10388877.2251 | 10996269.6166 | 11671913.1837 | 12396399.8311
Scenario 2: High TRC | PG&E | Com | FoodServ | Com ¦ ENERGY STAR Griddle - Gas - Panel Upgrade | Com - Grocery | Energy Efficiency | 41608.6606 | 44595.102 | 48215.1429 | 52040.3529 | 55496.3014 | 60032.8927 | 64687.8737 | 69682.6152 | 74304.8983 | 79411.2148 | 85004.2221 | 90874.6262 | 97401.9409
Scenario 2: High TRC | PG&E | Com | FoodServ | Com ¦ ENERGY STAR Griddle - Fuel Sub - Panel Upgrade | Com - Grocery | Fuel Substitution | 8939351.5827 | 9404549.4227 | 9926243.322 | 10493528.5069 | 11048501.2504 | 11589030.681 | 12250005.1789 | 12997828.2446 | 13829158.1922 | 14729669.6848 | 15620183.718 | 16616939.5469 | 17687603.5572
Scenario 2: High TRC | PG&E | Com | FoodServ | Com ¦ ENERGY STAR Combination Oven - Gas - Panel Upgrade | Com - Grocery | Energy Efficiency | 74219.7094 | 77416.7817 | 1062.8522 | 1147.1749 | 1223.3577 | 1323.3621 | 1425.9762 | 1536.0801 | 1637.9735 | 1750.5368 | 1873.8288 | 2003.2357 | 2147.1235
Scenario 2: High TRC | PG&E | Com | FoodServ | Com ¦ ENERGY STAR Combination Oven - Fuel Sub - Panel Upgrade | Com - Grocery | Fuel Substitution | 0 | 0 | 151068.1469 | 160911.1029 | 170261.5667 | 179055.7885 | 190520.142 | 203832.8939 | 218899.2352 | 235359.0589 | 251293.8413 | 269477.0311 | 289111.9456
Scenario 2: High TRC | PG&E | Com | Lighting | Com ¦ LED Fixtures and Retrofit Kits - 140 lpw | Com - Grocery | Energy Efficiency | 1270966.9024 | 1309775.791 | 1342042.6693 | 1368066.941 | 1401214.9374 | 1439154.4615 | 1453948.1467 | 1458507.5856 | 1455661.3353 | 1446902.5259 | 1454088.9908 | 1449338.0236 | 1438615.3293
Scenario 2: High TRC | SCE | Com | BldgEnv | Com ¦ Com Wall Insulation (R14) - Marine | Com - Grocery | Energy Efficiency | 37.5763 | 39.4791 | 40.953 | 42.8244 | 45.5713 | 48.3444 | 50.3155 | 52.0951 | 0 | 0 | 0 | 0 | 0
Scenario 2: High TRC | SCE | Com | BldgEnv | Com ¦ Com Wall Insulation (R14) - Cold | Com - Grocery | Energy Efficiency | 4.6774 | 4.9142 | 5.0977 | 5.3306 | 5.6725 | 6.0177 | 6.2631 | 6.4846 | 0 | 0 | 0 | 0 | 0
Scenario 2: High TRC | SCE | Com | HVAC | Com ¦ Small Unitary AC (SEER 16) - Marine | Com - Grocery | Energy Efficiency | 0 | 0 | 0 | 0 | 0 | 0 | 0 | 0 | 0 | 0 | 0 | 0 | 0
Scenario 2: High TRC | SCE | Com | HVAC | Com ¦ Small Unitary AC (SEER 16) - Hot-Dry | Com - Grocery | Energy Efficiency | 0 | 0 | 0 | 0 | 0 | 0 | 25991500.8395 | 26157437.1508 | 0 | 0 | 0 | 0 | 0
Scenario 2: High TRC | SCE | Com | HVAC | Com ¦ Small Unitary AC (SEER 16) - Cold | Com - Grocery | Energy Efficiency | 293032.0297 | 302807.7916 | 311351.3874 | 318916.6146 | 328584.457 | 340031.9086 | 346699.8475 | 348913.2669 | 0 | 0 | 0 | 0 | 0
Scenario 2: High TRC | SCE | Com | HVAC | Com ¦ Small Unitary AC (SEER 17) - Marine | Com - Grocery | Energy Efficiency | 0 | 0 | 0 | 0 | 0 | 0 | 0 | 0 | 0 | 0 | 0 | 0 | 0
Scenario 2: High TRC | SCE | Com | HVAC | Com ¦ Small Unitary AC (SEER 17) - Hot-Dry | Com - Grocery | Energy Efficiency | 0 | 0 | 0 | 0 | 0 | 0 | 0 | 0 | 0 | 0 | 0 | 0 | 0
Scenario 2: High TRC | SCE | Com | HVAC | Com ¦ Small Unitary AC (SEER 17) - Cold | Com - Grocery | Energy Efficiency | 0 | 0 | 0 | 0 | 0 | 0 | 0 | 0 | 0 | 0 | 0 | 0 | 0
Scenario 2: High TRC | SCE | Com | HVAC | Com ¦ Small Unitary AC (SEER 18) - Cold | Com - Grocery | Energy Efficiency | 0 | 0 | 0 | 0 | 0 | 0 | 0 | 0 | 0 | 0 | 0 | 0 | 0
Scenario 2: High TRC | SCE | Com | HVAC | Com ¦ Ductless Mini Split Heat Pump (SEER 18) - Hot-Dry | Com - Grocery | Energy Efficiency | 119667.0546 | 123948.5468 | 127788.6461 | 131298.5552 | 135685.7001 | 140527.0888 | 143362.2734 | 144406.3669 | 145402.4025 | 146267.2787 | 147500.6016 | 147894.5783 | 148335.2364
Scenario 2: High TRC | SCE | Com | HVAC | Com ¦ Ductless Mini Split Heat Pump (SEER 18) - Marine | Com - Grocery | Energy Efficiency | 24900.6022 | 25791.5051 | 26590.562 | 27320.9122 | 28233.7996 | 29241.2072 | 29831.159 | 30048.4165 | 30255.6739 | 30435.6394 | 30692.2721 | 30774.2517 | 30865.9449
Scenario 2: High TRC | SCE | Com | HVAC | Com ¦ Ductless Mini Split Heat Pump (SEER 18) - Cold | Com - Grocery | Energy Efficiency | 0 | 0 | 1321.023 | 1357.307 | 1402.6593 | 1452.7075 | 1482.0164 | 1492.8098 | 1503.1063 | 1512.0471 | 1524.7966 | 1528.8694 | 1533.4247
Scenario 2: High TRC | SCE | Com | HVAC | Com ¦ HVAC Fan Variable Frequency Drive (VFD) - Marine | Com - Grocery | Energy Efficiency | 0 | 0 | 0 | 0 | 0 | 0 | 0 | 0 | 0 | 0 | 0 | 0 | 0
Scenario 2: High TRC | SCE | Com | HVAC | Com ¦ HVAC Fan Variable Frequency Drive (VFD) - Hot-Dry | Com - Grocery | Energy Efficiency | 0 | 0 | 0 | 0 | 0 | 0 | 0 | 0 | 0 | 0 | 0 | 0 | 0
Scenario 2: High TRC | SCE | Com | WaterHeat | Com ¦ Com Heat Pump Water Heater (3.3 UEF - 50 Gal) - Marine | Com - Grocery | Energy Efficiency | 2196585.9835 | 2305096.7907 | 2412176.1906 | 2518206.5023 | 2639606.6929 | 2755839.8267 | 2829357.7266 | 2868035.398 | 2901484.7149 | 2926311.0044 | 2969873.4742 | 3000715.8117 | 3028246.9249
Scenario 2: High TRC | SCE | Com | WaterHeat | Com ¦ Com Heat Pump Water Heater (3.3 UEF - 50 Gal) - Hot-Dry | Com - Grocery | Energy Efficiency | 8669096.2343 | 9097742.9194 | 9520733.9516 | 9939576.807 | 10419147.8201 | 10878301.7532 | 11168673.6379 | 11321377.1359 | 11453421.1907 | 11551392.5813 | 11723394.7368 | 11845134.8136 | 11953789.5867
Scenario 2: High TRC | SCE | Com | WaterHeat | Com ¦ Com Heat Pump Water Heater (3.3 UEF - 50 Gal) - Cold | Com - Grocery | Energy Efficiency | 147087.8384 | 154342.1226 | 161500.7491 | 168589.3601 | 176705.106 | 184475.592 | 189391.7908 | 191980.0128 | 194218.8838 | 195881.5596 | 198796.2739 | 200861.0309 | 202704.5743
Scenario 2: High TRC | SCE | Com | ComRefrig | Com ¦ Efficient Refrigerated Display Case - Marine | Com - Grocery | Energy Efficiency | 0 | 0 | 0 | 0 | 0 | 0 | 0 | 0 | 0 | 0 | 0 | 0 | 0
Scenario 2: High TRC | SCE | Com | ComRefrig | Com ¦ Efficient Refrigerated Display Case - Hot-Dry | Com - Grocery | Energy Efficiency | 0 | 0 | 0 | 0 | 0 | 0 | 0 | 0 | 0 | 0 | 0 | 0 | 0
Scenario 2: High TRC | SCE | Com | ComRefrig | Com ¦ Refrigerated Display Case LED Lighting | Com - Grocery | Energy Efficiency | 28980487.4104 | 30225131.2668 | 31405304.2604 | 32523759.9226 | 33771093.6773 | 34966633.8479 | 35743174.9662 | 36190403.1657 | 36614418.9375 | 36949867.1394 | 37487700.7309 | 37888618.3626 | 38253257.2019
Scenario 2: High TRC | SCE | Com | ComRefrig | Com ¦ Efficient EC or PMS Motor Retrofit - Marine | Com - Grocery | Energy Efficiency | 2393134.5441 | 2469231.9299 | 2535418.3977 | 2593404.7473 | 2668641.8353 | 2759028.3775 | 2811091.9805 | 2825274.3765 | 2839462.8927 | 2852933.2505 | 2870981.9807 | 2871673.2324 | 2874095.7045
Scenario 2: High TRC | SCE | Com | ComRefrig | Com ¦ Efficient EC or PMS Motor Retrofit - Hot-Dry | Com - Grocery | Energy Efficiency | 9849039.2589 | 10162221.0403 | 10434614.0496 | 10673259.1499 | 10982900.3424 | 11354889.7088 | 11569159.5129 | 11627527.7207 | 11685921.1167 | 11741358.9035 | 11815639.1622 | 11818484.0356 | 11828453.8149
Scenario 2: High TRC | SCE | Com | ComRefrig | Com ¦ Efficient EC or PMS Motor Retrofit - Cold | Com - Grocery | Energy Efficiency | 143728.283 | 148298.5845 | 152273.6504 | 155756.2287 | 160274.862 | 165703.3501 | 168830.2167 | 169681.9913 | 170534.1336 | 171343.1443 | 172427.1255 | 172468.6411 | 172614.1314
Scenario 2: High TRC | SCE | Com | ComRefrig | Com ¦ Add Doors to Open Display Cases - Marine | Com - Grocery | Energy Efficiency | 0 | 0 | 0 | 0 | 0 | 0 | 0 | 0 | 0 | 0 | 0 | 0 | 0
Scenario 2: High TRC | SCE | Com | ComRefrig | Com ¦ Add Doors to Open Display Cases - Hot-Dry | Com - Grocery | Energy Efficiency | 0 | 0 | 0 | 0 | 0 | 0 | 0 | 0 | 0 | 0 | 0 | 0 | 0
Scenario 2: High TRC | SCE | Com | FoodServ | Com ¦ ENERGY STAR Combination Oven - Electric | Com - Grocery | Energy Efficiency | 0 | 0 | 0 | 0 | 0 | 0 | 0 | 0 | 0 | 0 | 0 | 0 | 0
Scenario 2: High TRC | SCE | Com | FoodServ | Com ¦ ENERGY STAR Conveyor Broiler - Gas | Com - Grocery | Energy Efficiency | 0 | 0 | 0 | 0 | 0 | 176347.6799 | 181273.5949 | 183746.4313 | 185715.6067 | 187006.4526 | 189321.3497 | 190652.5691 | 191839.8105
Scenario 2: High TRC | SCE | Com | FoodServ | Com ¦ High Performance Conveyor Toaster | Com - Grocery | Energy Efficiency | 0 | 0 | 0 | 0 | 0 | 1899221.1582 | 1952272.0521 | 1978903.8918 | 2000111.4262 | 2014013.5198 | 2038944.3925 | 2053281.2977 | 2066067.5955
Scenario 2: High TRC | SCE | Com | FoodServ | Com ¦ Electric Deck Oven (60% cooking efficiency) | Com - Grocery | Energy Efficiency | 0 | 0 | 0 | 0 | 0 | 0 | 0 | 0 | 0 | 0 | 0 | 0 | 0
Scenario 2: High TRC | SCE | Com | FoodServ | Com ¦ Demand Controlled Ventilation (DCV) Exhaust Hood | Com - Grocery | Energy Efficiency | 134751.9016 | 143186.1156 | 149925.2812 | 157864.0493 | 168935.6361 | 179972.7226 | 187418.6156 | 194279.1669 | 200277.5543 | 205049.9385 | 211039.943 | 215131.8128 | 219436.6874
Scenario 2: High TRC | SCE | Com | FoodServ | Com ¦ ENERGY STAR Ice Machine | Com - Grocery | Energy Efficiency | 0 | 183597.6161 | 192574.7229 | 201443.5428 | 212110.1211 | 223064.0921 | 230350.548 | 234309.4678 | 237731.9752 | 239988.4395 | 243157.7108 | 244588.6956 | 245797.1881
Scenario 2: High TRC | SCE | Com | FoodServ | Com ¦ ENERGY STAR Griddle - Electric | Com - Grocery | Energy Efficiency | 0 | 0 | 0 | 0 | 0 | 0 | 0 | 0 | 0 | 0 | 0 | 0 | 0
Scenario 2: High TRC | SCE | Com | Lighting | Com ¦ LED High and Low Bay - 155 lpw | Com - Grocery | Energy Efficiency | 0 | 0 | 0 | 0 | 0 | 0 | 0 | 0 | 0 | 0 | 0 | 0 | 0
Scenario 2: High TRC | SCE | Com | Lighting | Com ¦ LED Fixtures and Retrofit Kits - 140 lpw - RET | Com - Grocery | Energy Efficiency | 0 | 0 | 0 | 0 | 0 | 0 | 0 | 0 | 0 | 0 | 0 | 0 | 0
Scenario 2: High TRC | SCE | Com | Lighting | Com ¦ LED Fixtures and Retrofit Kits - 140 lpw | Com - Grocery | Energy Efficiency | 3266705.6923 | 3417002.7128 | 3561377.0439 | 3700583.473 | 3857450.466 | 4005530.3321 | 4098555.9347 | 4151374.287 | 4201008.9395 | 4239446.0097 | 4302574.8795 | 4349159.5459 | 4391279.5676
Scenario 2: High TRC | SCG | Com | BldgEnv | Com ¦ Com Wall Insulation (R14) - Marine | Com - Grocery | Energy Efficiency | 1188768.6846 | 1240093.5878 | 1293747.0069 | 1350085.8806 | 1409294.5757 | 1471540.3415 | 1537005.4302 | 1605982.7702 | 1678631.1736 | 1755192.7577 | 1835944.0308 | 1921118.6756 | 2011043.7552
Scenario 2: High TRC | SCG | Com | BldgEnv | Com ¦ Com Wall Insulation (R14) - Hot-Dry | Com - Grocery | Energy Efficiency | 1763.5801 | 1889.919 | 2007.3086 | 2147.4155 | 2307.514 | 2483.0926 | 2657.3526 | 2860.8697 | 3062.1271 | 3263.6747 | 3489.5559 | 3718.6605 | 3967.106
Scenario 2: High TRC | SCG | Com | BldgEnv | Com ¦ Com Wall Insulation (R14) - Cold | Com - Grocery | Energy Efficiency | 6745.7571 | 7037.0041 | 7341.4645 | 7661.1637 | 7997.1478 | 8350.3661 | 8721.8527 | 9113.2698 | 9525.5186 | 9959.973 | 10418.2022 | 10901.5321 | 11411.8187
Scenario 2: High TRC | SCG | Com | HVAC | Com ¦ HVAC Energy Management System (Elec SC and Gas SH) - Marine | Com - Grocery | Energy Efficiency | 59418.5761 | 63626.1226 | 67523.9642 | 72177.7379 | 77494.1067 | 83320.038 | 89091.1043 | 95832.9778 | 102488.1156 | 109142.5393 | 116600.0846 | 124156.3769 | 132349.6757
Scenario 2: High TRC | SCG | Com | HVAC | Com ¦ HVAC Energy Management System (Elec SC and Gas SH) - Hot-Dry | Com - Grocery | Energy Efficiency | 301083.6995 | 322404.03 | 342155.0343 | 365736.4712 | 392675.3868 | 422196.3392 | 451439.2811 | 485601.4635 | 519324.1416 | 553043.2011 | 590831.8099 | 629120.786 | 670637.5786
Scenario 2: High TRC | SCG | Com | HVAC | Com ¦ HVAC Energy Management System (Elec SC and Gas SH) - Cold | Com - Grocery | Energy Efficiency | 1097.4962 | 1175.2121 | 1247.2075 | 31667.0587 | 33084.7454 | 34578.9354 | 36143.6115 | 37802.2974 | 1893.016 | 2015.9272 | 2153.6724 | 45329.8463 | 47479.0948
Scenario 2: High TRC | SCG | Com | WaterHeat | Com ¦ Com Hot Water Tank Insulation - Marine | Com - Grocery | Energy Efficiency | 10660.6848 | 11118.0115 | 11593.0563 | 12090.4236 | 12611.8153 | 13158.7643 | 13733.5191 | 14338.2396 | 14974.5799 | 15644.2611 | 16348.9449 | 17091.8084 | 17876.2439
Scenario 2: High TRC | SCG | Com | WaterHeat | Com ¦ Com Hot Water Tank Insulation - Hot-Dry | Com - Grocery | Energy Efficiency | 57825.1101 | 60305.7167 | 62882.4293 | 65580.2219 | 68408.3266 | 71375.058 | 74492.612 | 77772.7043 | 81224.3065 | 84856.7553 | 88679.0632 | 92708.4633 | 96963.3559
Scenario 2: High TRC | SCG | Com | WaterHeat | Com ¦ Com Hot Water Tank Insulation - Cold | Com - Grocery | Energy Efficiency | 144.7518 | 150.9614 | 157.4116 | 164.1649 | 171.2444 | 178.6709 | 186.475 | 194.686 | 203.3263 | 212.4193 | 221.9875 | 232.0742 | 242.7253
Scenario 2: High TRC | SCG | Com | WaterHeat | Com ¦ Low-flow Pre-Rinse Spray Valve - Marine | Com - Grocery | Energy Efficiency | 18412.0708 | 19210.1295 | 20040.91 | 20914.6296 | 21833.818 | 22800.7672 | 23815.8748 | 24886.9274 | 26012.4617 | 27196.8034 | 28447.29 | 29764.9436 | 31156.684
Scenario 2: High TRC | SCG | Com | WaterHeat | Com ¦ Low-flow Pre-Rinse Spray Valve - Hot-Dry | Com - Grocery | Energy Efficiency | 99342.1052 | 103648.0211 | 108130.4873 | 112844.631 | 117804.1007 | 123021.2632 | 128498.2639 | 134277.1155 | 140349.9225 | 146740.0233 | 153487.0086 | 160596.3927 | 168105.5111
Scenario 2: High TRC | SCG | Com | WaterHeat | Com ¦ Low-flow Pre-Rinse Spray Valve - Cold | Com - Grocery | Energy Efficiency | 264.4316 | 275.8932 | 287.8248 | 300.373 | 313.5743 | 327.4615 | 342.0403 | 357.4226 | 373.5874 | 390.5967 | 408.556 | 427.48 | 447.468
Scenario 2: High TRC | SCG | Com | WaterHeat | Com ¦ Com Hot Water Pipe Insulation - Marine | Com - Grocery | Energy Efficiency | 2362126.5428 | 2463420.3143 | 2568989.2317 | 2679578.8444 | 2795603.0601 | 2917443.8698 | 3045543.8766 | 3180340.9391 | 3322161.7169 | 3471483.4437 | 3628815.9627 | 3794771.9276 | 3969972.8101
Scenario 2: High TRC | SCG | Com | WaterHeat | Com ¦ Com Hot Water Pipe Insulation - Hot-Dry | Com - Grocery | Energy Efficiency | 10657828.6716 | 11114862.4687 | 11591185.5674 | 12090161.8598 | 12613658.8828 | 13163400.1655 | 13741382.7166 | 14349582.1382 | 14989472.3068 | 15663206.4837 | 16373085.062 | 17121872.3128 | 17912372.2947
Scenario 2: High TRC | SCG | Com | WaterHeat | Com ¦ Com Hot Water Pipe Insulation - Cold | Com - Grocery | Energy Efficiency | 29304.8296 | 30561.4925 | 31871.1933 | 33243.1815 | 34682.5921 | 36194.164 | 37783.3883 | 39455.697 | 41215.1429 | 43067.6464 | 45019.5328 | 47078.4027 | 49251.9662
Scenario 2: High TRC | SCG | Com | WaterHeat | Com ¦ Efficient Gas Water Heating Boiler (0.92 UEF) - ZEAS 2030 - Marine | Com - Grocery | Energy Efficiency | 257227.9691 | 268921.5464 | 281186.8099 | 294141.8597 | 307823.5052 | 0 | 0 | 0 | 0 | 0 | 0 | 0 | 0
Scenario 2: High TRC | SCG | Com | WaterHeat | Com ¦ Efficient Gas Water Heating Boiler (0.92 UEF) - ZEAS 2030 - Hot-Dry | Com - Grocery | Energy Efficiency | 1404098.5018 | 1467928.7856 | 1534879.663 | 1605595.7907 | 1680278.0973 | 0 | 0 | 0 | 0 | 0 | 0 | 0 | 0
Scenario 2: High TRC | SCG | Com | WaterHeat | Com ¦ Efficient Gas Water Heating Boiler (0.92 UEF) - ZEAS 2030 - Cold | Com - Grocery | Energy Efficiency | 3561.0077 | 3722.891 | 3892.6886 | 4072.0355 | 4261.4412 | 0 | 0 | 0 | 0 | 0 | 0 | 0 | 0
Scenario 2: High TRC | SCG | Com | FoodServ | Com ¦ ENERGY STAR Dishwasher - Tier 1 | Com - Grocery | Energy Efficiency | 0 | 0 | 0 | 0 | 0 | 0 | 0 | 0 | 0 | 0 | 0 | 0 | 0
Scenario 2: High TRC | SCG | Com | FoodServ | Com ¦ ENERGY STAR Dishwasher - Tier 2 | Com - Grocery | Energy Efficiency | 2641431.0603 | 2759382.6507 | 2882921.228 | 3013270.2212 | 3150795.1326 | 3295829.8473 | 3448471.0056 | 3609898.692 | 3779916.1927 | 3959133.1694 | 4148651.8691 | 4348639.1682 | 4560053.5864
Scenario 2: High TRC | SCG | Com | FoodServ | Com ¦ ENERGY STAR Conveyor Broiler - Gas | Com - Grocery | Energy Efficiency | 963882.8236 | 1006469.3851 | 1051024.465 | 1098005.9453 | 1147544.5319 | 1199756.5369 | 1254673.6023 | 1312722.4881 | 1373825.9 | 1438199.9858 | 1506240.5311 | 1578006.4308 | 1653871.8699
Scenario 2: High TRC | SCG | Com | FoodServ | Com ¦ ENERGY STAR Conveyor Oven - Gas | Com - Grocery | Energy Efficiency | 2185408.9438 | 2281965.3407 | 2382984.954 | 2489505.9384 | 2601824.6432 | 2720204.7822 | 2844718.0974 | 2976332.1808 | 3114871.7828 | 3260826.9752 | 3415095.1213 | 3577809.7534 | 3749819.2602
Scenario 2: High TRC | SCG | Com | FoodServ | Com ¦ ENERGY STAR Rack Oven - Gas | Com - Grocery | Energy Efficiency | 931561.5183 | 972720.0501 | 1015781.0912 | 1061187.1697 | 1109064.6085 | 1159525.8197 | 1212601.384 | 1268703.7513 | 1327758.2191 | 1389973.6872 | 1455732.6697 | 1525092.0864 | 1598413.5752
Scenario 2: High TRC | SCG | Com | FoodServ | Com ¦ Demand Controlled Ventilation (DCV) Exhaust Hood | Com - Grocery | Energy Efficiency | 98996.614 | 106006.7595 | 112500.909 | 120254.5084 | 129112.0501 | 138818.5681 | 148433.6759 | 159666.2348 | 170754.2842 | 181841.1439 | 194266.0753 | 206855.528 | 220506.2899
Scenario 2: High TRC | SCG | Com | FoodServ | Com ¦ ENERGY STAR Fryer - Tier 1 Gas | Com - Grocery | Energy Efficiency | 119924.6677 | 128340.8776 | 136116.415 | 145402.0235 | 156007.4128 | 167621.9513 | 179108.8179 | 192528.8042 | 205754.4956 | 218958.9277 | 0 | 0 | 0
Scenario 2: High TRC | SCG | Com | FoodServ | Com ¦ ENERGY STAR Fryer - Tier 2 Gas | Com - Grocery | Energy Efficiency | 0 | 0 | 0 | 0 | 0 | 0 | 0 | 0 | 0 | 0 | 354681.9136 | 377397.6291 | 402023.4035
Scenario 2: High TRC | SCG | Com | FoodServ | Com ¦ ENERGY STAR Steamer - Gas | Com - Grocery | Energy Efficiency | 35582.2821 | 38084.7137 | 40398.4384 | 43161.4947 | 46317.4516 | 49774.2127 | 53194.3028 | 57189.9204 | 61129.3298 | 65063.8595 | 69472.4796 | 73935.1612 | 78773.7269
Scenario 2: High TRC | SCG | Com | FoodServ | Com ¦ ENERGY STAR Convection Oven - Gas | Com - Grocery | Energy Efficiency | 49770.3701 | 53270.6219 | 56506.9217 | 60371.7198 | 64786.0837 | 69621.1947 | 74405.0124 | 79993.8434 | 85504.054 | 91007.4391 | 97173.9534 | 103416.0857 | 110183.9824
Scenario 2: High TRC | SCG | Com | FoodServ | Com ¦ ENERGY STAR Griddle - Gas | Com - Grocery | Energy Efficiency | 58930.6823 | 63075.1608 | 66907.1065 | 71483.2265 | 76710.0608 | 82435.0813 | 88099.3679 | 94716.8318 | 101241.205 | 107757.4964 | 115058.9671 | 122449.9733 | 130463.5116
Scenario 2: High TRC | SCG | Com | FoodServ | Com ¦ ENERGY STAR Combination Oven - Gas | Com - Grocery | Energy Efficiency | 87240.3672 | 91094.8474 | 95127.4969 | 99379.7581 | 103863.4613 | 1817.1948 | 1942.058 | 2087.9331 | 2231.756 | 2375.4008 | 2536.3541 | 2699.2811 | 2875.9311
Scenario 2: High TRC | SCG | Com | FoodServ | Com ¦ ENERGY STAR Fryer - Tier 1 Gas - Panel Upgrade | Com - Grocery | Energy Efficiency | 197336.3579 | 211185.2537 | 223979.921 | 239259.4143 | 256710.6104 | 275822.3642 | 294724.0336 | 316806.6567 | 338569.5669 | 360297.4949 | 0 | 0 | 0
Scenario 2: High TRC | SCG | Com | FoodServ | Com ¦ ENERGY STAR Fryer - Tier 2 Gas - Panel Upgrade | Com - Grocery | Energy Efficiency | 0 | 0 | 0 | 0 | 0 | 0 | 0 | 0 | 0 | 0 | 583630.0271 | 621008.7972 | 661530.574
Scenario 2: High TRC | SCG | Com | FoodServ | Com ¦ ENERGY STAR Steamer - Gas - Panel Upgrade | Com - Grocery | Energy Efficiency | 58550.7393 | 62668.4972 | 66475.7372 | 71022.3537 | 76215.4891 | 81903.5987 | 87531.3661 | 94106.1653 | 100588.474 | 107062.753 | 114317.149 | 121660.5033 | 129622.3761
Scenario 2: High TRC | SCG | Com | FoodServ | Com ¦ ENERGY STAR Convection Oven - Gas - Panel Upgrade | Com - Grocery | Energy Efficiency | 81897.2756 | 87656.9493 | 92982.2892 | 99341.8247 | 106605.6721 | 114561.86 | 122433.6447 | 131630.081 | 140697.147 | 149752.9817 | 159899.9974 | 170171.4426 | 181308.0345
Scenario 2: High TRC | SCG | Com | FoodServ | Com ¦ ENERGY STAR Griddle - Gas - Panel Upgrade | Com - Grocery | Energy Efficiency | 96970.5936 | 103790.3439 | 110095.8207 | 117625.8384 | 126226.608 | 135647.1443 | 144967.7429 | 155856.7973 | 166592.6706 | 177315.2454 | 189329.8347 | 201491.755 | 214678.0536
Scenario 2: High TRC | SCG | Com | FoodServ | Com ¦ ENERGY STAR Combination Oven - Gas - Panel Upgrade | Com - Grocery | Energy Efficiency | 143554.255 | 149896.8124 | 156532.5477 | 163529.6549 | 170907.6003 | 2990.1988 | 3195.6617 | 3435.6994 | 3672.3605 | 3908.7284 | 4173.5774 | 4441.6741 | 4732.3523
Scenario 2: High TRC | SDG&E | Com | BldgEnv | Com ¦ Com Wall Insulation (R14) - Marine | Com - Grocery | Energy Efficiency | 66114.9087 | 68862.1783 | 71723.1019 | 74724.0718 | 77887.6007 | 81262.836 | 84810.8967 | 88535.3822 | 92450.5336 | 96579.9567 | 100925.8455 | 105492.7709 | 110318.1714
Scenario 2: High TRC | SDG&E | Com | BldgEnv | Com ¦ Com Wall Insulation (R14) - Hot-Dry | Com - Grocery | Energy Efficiency | 507.7119 | 540.6931 | 572.9824 | 611.9767 | 644.4942 | 691.137 | 741.1921 | 792.1694 | 839.6777 | 895.9559 | 952.6852 | 1014.4367 | 1084.3578
Scenario 2: High TRC | SDG&E | Com | HVAC | Com ¦ Small Unitary AC (SEER 16) - Marine | Com - Grocery | Energy Efficiency | 923031.9982 | 929184.9022 | 928575.0577 | 0 | 0 | 0 | 0 | 0 | 0 | 0 | 0 | 0 | 0
Scenario 2: High TRC | SDG&E | Com | HVAC | Com ¦ Small Unitary AC (SEER 16) - Hot-Dry | Com - Grocery | Energy Efficiency | 0 | 0 | 0 | 0 | 0 | 0 | 0 | 0 | 0 | 0 | 0 | 0 | 0
Scenario 2: High TRC | SDG&E | Com | HVAC | Com ¦ Ductless Mini Split Heat Pump (SEER 18) - Marine | Com - Grocery | Energy Efficiency | 10415.9534 | 10516.8223 | 10546.9208 | 10516.9579 | 10542.9962 | 10731.7001 | 10836.7789 | 10877.556 | 10909.8929 | 10927.6125 | 10981.9341 | 10946.6251 | 10915.5276
Scenario 2: High TRC | SDG&E | Com | HVAC | Com ¦ HVAC Energy Management System (Elec SC and Gas SH) - Marine | Com - Grocery | Energy Efficiency | 17643.344 | 18693.2123 | 19687.5174 | 20879.2618 | 21851.2231 | 23335.1309 | 24890.3946 | 26439.0412 | 27853.8464 | 29537.8684 | 31234.4125 | 33055.1246 | 35124.3202
Scenario 2: High TRC | SDG&E | Com | HVAC | Com ¦ HVAC Energy Management System (Elec SC and Gas SH) - Hot-Dry | Com - Grocery | Energy Efficiency | 117436.9251 | 124634.3894 | 131523.2424 | 139794.1675 | 146584.4779 | 156723.5625 | 167415.8815 | 178134.0214 | 187981.5529 | 199682.7756 | 211475.6409 | 224202.037 | 238645.6182
Scenario 2: High TRC | SDG&E | Com | HVAC | Com ¦ Large Packaged Heat Pump (IEER 14.0) - Fuel Sub - ZEAS 2030 - Marine | Com - Grocery | Fuel Substitution | 806776.0928 | 856328.0356 | 911173.8887 | 971239.197 | 1032218.8323 | 0 | 0 | 0 | 0 | 0 | 0 | 0 | 0
Scenario 2: High TRC | SDG&E | Com | HVAC | Com ¦ Large Packaged Heat Pump (IEER 14.0) - Fuel Sub - ZEAS 2030 - Hot-Dry | Com - Grocery | Fuel Substitution | 4278377.8852 | 4542292.5258 | 4834574.2807 | 5154808.3093 | 5479789.7801 | 0 | 0 | 0 | 0 | 0 | 0 | 0 | 0
Scenario 2: High TRC | SDG&E | Com | HVAC | Com ¦ Large Packaged Heat Pump (IEER 14.0) - Fuel Sub - Panel Upgrade - ZEAS 2030 - Marine | Com - Grocery | Fuel Substitution | 184349.3283 | 195672.0081 | 208204.3529 | 221929.3497 | 235863.2713 | 0 | 0 | 0 | 0 | 0 | 0 | 0 | 0
Scenario 2: High TRC | SDG&E | Com | HVAC | Com ¦ Large Packaged Heat Pump (IEER 14.0) - Fuel Sub - Panel Upgrade - ZEAS 2030 - Hot-Dry | Com - Grocery | Fuel Substitution | 977614.6028 | 1037919.4224 | 1104706.1624 | 1177880.0314 | 1252138.6967 | 0 | 0 | 0 | 0 | 0 | 0 | 0 | 0
Scenario 2: High TRC | SDG&E | Com | HVAC | Com ¦ Small Packaged Heat Pump (SEER 16) - Fuel Sub - ZEAS 2030 - Marine | Com - Grocery | Fuel Substitution | 0 | 0 | 0 | 0 | 0 | 0 | 0 | 0 | 0 | 0 | 0 | 0 | 0
Scenario 2: High TRC | SDG&E | Com | HVAC | Com ¦ Small Packaged Heat Pump (SEER 16) - Fuel Sub - ZEAS 2030 - Hot-Dry | Com - Grocery | Fuel Substitution | 0 | 0 | 0 | 0 | 0 | 0 | 0 | 0 | 0 | 0 | 0 | 0 | 0
Scenario 2: High TRC | SDG&E | Com | HVAC | Com ¦ Small Packaged Heat Pump (SEER 17) - Fuel Sub - ZEAS 2030 - Marine | Com - Grocery | Fuel Substitution | 0 | 0 | 0 | 0 | 0 | 0 | 0 | 0 | 0 | 0 | 0 | 0 | 0
Scenario 2: High TRC | SDG&E | Com | HVAC | Com ¦ Small Packaged Heat Pump (SEER 17) - Fuel Sub - ZEAS 2030 - Hot-Dry | Com - Grocery | Fuel Substitution | 0 | 0 | 0 | 0 | 0 | 0 | 0 | 0 | 0 | 0 | 0 | 0 | 0
Scenario 2: High TRC | SDG&E | Com | HVAC | Com ¦ Small Packaged Heat Pump (SEER 18) - Fuel Sub - ZEAS 2030 - Marine | Com - Grocery | Fuel Substitution | 260735.5892 | 271524.9096 | 282698.1365 | 294320.711 | 306687.6738 | 0 | 0 | 0 | 0 | 0 | 0 | 0 | 0
Scenario 2: High TRC | SDG&E | Com | HVAC | Com ¦ Small Packaged Heat Pump (SEER 18) - Fuel Sub - ZEAS 2030 - Hot-Dry | Com - Grocery | Fuel Substitution | 1360579.2155 | 1416867.0989 | 1475150.5455 | 1535771.7966 | 1600282.2376 | 0 | 0 | 0 | 0 | 0 | 0 | 0 | 0
Scenario 2: High TRC | SDG&E | Com | HVAC | Com ¦ Small Packaged Heat Pump (SEER 16) - Fuel Sub - Panel Upgrade - ZEAS 2030 - Marine | Com - Grocery | Fuel Substitution | 0 | 0 | 0 | 0 | 0 | 0 | 0 | 0 | 0 | 0 | 0 | 0 | 0
Scenario 2: High TRC | SDG&E | Com | HVAC | Com ¦ Small Packaged Heat Pump (SEER 16) - Fuel Sub - Panel Upgrade - ZEAS 2030 - Hot-Dry | Com - Grocery | Fuel Substitution | 0 | 0 | 0 | 0 | 0 | 0 | 0 | 0 | 0 | 0 | 0 | 0 | 0
Scenario 2: High TRC | SDG&E | Com | HVAC | Com ¦ Small Packaged Heat Pump (SEER 17) - Fuel Sub - Panel Upgrade - ZEAS 2030 - Marine | Com - Grocery | Fuel Substitution | 0 | 0 | 0 | 0 | 0 | 0 | 0 | 0 | 0 | 0 | 0 | 0 | 0
Scenario 2: High TRC | SDG&E | Com | HVAC | Com ¦ Small Packaged Heat Pump (SEER 17) - Fuel Sub - Panel Upgrade - ZEAS 2030 - Hot-Dry | Com - Grocery | Fuel Substitution | 0 | 0 | 0 | 0 | 0 | 0 | 0 | 0 | 0 | 0 | 0 | 0 | 0
Scenario 2: High TRC | SDG&E | Com | HVAC | Com ¦ Small Packaged Heat Pump (SEER 18) - Fuel Sub - Panel Upgrade - ZEAS 2030 - Marine | Com - Grocery | Fuel Substitution | 59578.4025 | 62043.7754 | 64596.8715 | 67252.644 | 70078.5102 | 0 | 0 | 0 | 0 | 0 | 0 | 0 | 0
Scenario 2: High TRC | SDG&E | Com | HVAC | Com ¦ Small Packaged Heat Pump (SEER 18) - Fuel Sub - Panel Upgrade - ZEAS 2030 - Hot-Dry | Com - Grocery | Fuel Substitution | 310894.0222 | 323755.8727 | 337073.7119 | 350925.7422 | 365666.4572 | 0 | 0 | 0 | 0 | 0 | 0 | 0 | 0
Scenario 2: High TRC | SDG&E | Com | WaterHeat | Com ¦ Com Heat Pump Water Heater (3.3 UEF - 50 Gal) - Marine | Com - Grocery | Energy Efficiency | 467793.1744 | 483085.4336 | 497306.9507 | 510414.5838 | 525869.3809 | 543833.3088 | 555543.0756 | 562965.0094 | 569066.7293 | 573221.1153 | 581763.3613 | 587495.5726 | 592416.2845
Scenario 2: High TRC | SDG&E | Com | WaterHeat | Com ¦ Com Heat Pump Water Heater (3.3 UEF - 50 Gal) - Hot-Dry | Com - Grocery | Energy Efficiency | 2474685.8011 | 2555591.0731 | 2630831.1971 | 2700177.8368 | 2781943.018 | 2876983.4757 | 2938934.0638 | 2978198.3524 | 3010477.6046 | 3032453.7143 | 3077645.31 | 3107969.3775 | 3133999.8469
Scenario 2: High TRC | SDG&E | Com | WaterHeat | Com ¦ Com Hot Water Tank Insulation - Hot-Dry | Com - Grocery | Energy Efficiency | 0 | 0 | 16478.8926 | 17171.101 | 17896.5597 | 18657.3878 | 19456.6898 | 20297.4492 | 0 | 0 | 0 | 0 | 0
Scenario 2: High TRC | SDG&E | Com | WaterHeat | Com ¦ Low-flow Pre-Rinse Spray Valve - Hot-Dry | Com - Grocery | Energy Efficiency | 25522.1554 | 26605.2446 | 27733.8321 | 28921.4747 | 30160.4113 | 31472.2865 | 32852.2265 | 34302.3231 | 35823.198 | 37430.7443 | 39122.7281 | 40909.0922 | 42798.2275
Scenario 2: High TRC | SDG&E | Com | WaterHeat | Com ¦ Com Hot Water Pipe Insulation - Hot-Dry | Com - Grocery | Energy Efficiency | 0 | 0 | 3168600.7702 | 3302204.4392 | 3442337.7214 | 3589458.8606 | 3744098.681 | 3906782.4702 | 0 | 0 | 0 | 0 | 0
Scenario 2: High TRC | SDG&E | Com | WaterHeat | Com ¦ Com Heat Pump Water Heater (100+ Gal, 200+ kBtuh - 4.3 COP) - Fuel Sub - ZEAS 2030 - Marine | Com - Grocery | Fuel Substitution | 93212.3419 | 97811.6725 | 102787.4806 | 108179.7756 | 113707.7681 | 0 | 0 | 0 | 0 | 0 | 0 | 0 | 0
Scenario 2: High TRC | SDG&E | Com | WaterHeat | Com ¦ Com Heat Pump Water Heater (100+ Gal, 200+ kBtuh - 4.3 COP) - Fuel Sub - ZEAS 2030 - Hot-Dry | Com - Grocery | Fuel Substitution | 494388.5103 | 518789.7489 | 545189.8851 | 573801.3776 | 603131.4654 | 0 | 0 | 0 | 0 | 0 | 0 | 0 | 0
Scenario 2: High TRC | SDG&E | Com | WaterHeat | Com ¦ Com Heat Pump Water Heater (100+ Gal, 200+ kBtuh - 4.3 COP) - Fuel Sub - Panel Upgrade - ZEAS 2030 - Marine | Com - Grocery | Fuel Substitution | 77335.5144 | 81151.4426 | 85279.7229 | 89753.55 | 94339.9614 | 0 | 0 | 0 | 0 | 0 | 0 | 0 | 0
Scenario 2: High TRC | SDG&E | Com | WaterHeat | Com ¦ Com Heat Pump Water Heater (100+ Gal, 200+ kBtuh - 4.3 COP) - Fuel Sub - Panel Upgrade - ZEAS 2030 - Hot-Dry | Com - Grocery | Fuel Substitution | 410179.4783 | 430424.462 | 452327.8717 | 476065.9781 | 500400.2817 | 0 | 0 | 0 | 0 | 0 | 0 | 0 | 0
Scenario 2: High TRC | SDG&E | Com | WaterHeat | Com ¦ Efficient Gas Water Heating Boiler (0.92 UEF) - ZEAS 2030 - Hot-Dry | Com - Grocery | Energy Efficiency | 365979.4015 | 382321.1532 | 399476.26 | 417605.7706 | 436601.2907 | 0 | 0 | 0 | 0 | 0 | 0 | 0 | 0
Scenario 2: High TRC | SDG&E | Com | ComRefrig | Com ¦ Efficient Refrigerated Display Case - Marine | Com - Grocery | Energy Efficiency | 0 | 0 | 0 | 0 | 0 | 0 | 0 | 0 | 0 | 0 | 0 | 0 | 0
Scenario 2: High TRC | SDG&E | Com | ComRefrig | Com ¦ Efficient Refrigerated Display Case - Hot-Dry | Com - Grocery | Energy Efficiency | 0 | 0 | 0 | 0 | 0 | 0 | 0 | 0 | 0 | 0 | 0 | 0 | 0
Scenario 2: High TRC | SDG&E | Com | ComRefrig | Com ¦ Refrigerated Display Case LED Lighting | Com - Grocery | Energy Efficiency | 7441149.2588 | 7660099.635 | 7850024.9977 | 8010533.5 | 8194467.8756 | 8409668.7756 | 8553964.952 | 8657347.026 | 8753553.9492 | 8823570.0044 | 8952252.7752 | 9043248.0752 | 9122874.9899
Scenario 2: High TRC | SDG&E | Com | ComRefrig | Com ¦ Efficient EC or PMS Motor Retrofit - Marine | Com - Grocery | Energy Efficiency | 446060.6063 | 448109.2004 | 446916.828 | 442871.1704 | 441279.4833 | 447456.4051 | 450615.3899 | 451164.3992 | 451545.8913 | 451527.7552 | 452695.0254 | 449767.0189 | 447105.0283
Scenario 2: High TRC | SDG&E | Com | ComRefrig | Com ¦ Efficient EC or PMS Motor Retrofit - Hot-Dry | Com - Grocery | Energy Efficiency | 2374314.8992 | 2385219.2638 | 2378872.4416 | 2357338.0018 | 2348865.6862 | 2381744.5306 | 2398559.3417 | 2401481.637 | 2403512.2635 | 2403415.7276 | 2409628.9352 | 2394043.5877 | 2379874.2039
Scenario 2: High TRC | SDG&E | Com | ComRefrig | Com ¦ Add Doors to Open Display Cases - Marine | Com - Grocery | Energy Efficiency | 0 | 0 | 0 | 0 | 0 | 0 | 0 | 0 | 0 | 0 | 0 | 0 | 0
Scenario 2: High TRC | SDG&E | Com | ComRefrig | Com ¦ Add Doors to Open Display Cases - Hot-Dry | Com - Grocery | Energy Efficiency | 0 | 0 | 0 | 0 | 0 | 0 | 0 | 0 | 0 | 0 | 0 | 0 | 0
Scenario 2: High TRC | SDG&E | Com | FoodServ | Com ¦ ENERGY STAR Dishwasher - Tier 1 | Com - Grocery | Energy Efficiency | 0 | 0 | 0 | 0 | 0 | 0 | 0 | 0 | 0 | 0 | 0 | 0 | 0
Scenario 2: High TRC | SDG&E | Com | FoodServ | Com ¦ ENERGY STAR Dishwasher - Tier 2 | Com - Grocery | Energy Efficiency | 635974.8837 | 661269.5394 | 687036.298 | 713543.3962 | 741674.1802 | 772267.6881 | 803032.3012 | 834508.2269 | 867352.2422 | 901618.5309 | 938618.259 | 976771.9838 | 1016948.0648
Scenario 2: High TRC | SDG&E | Com | FoodServ | Com ¦ ENERGY STAR Combination Oven - Electric | Com - Grocery | Energy Efficiency | 0 | 0 | 0 | 0 | 535396.8797 | 552893.5139 | 564779.835 | 572219.5015 | 577633.7152 | 580514.897 | 587290.161 | 590407.0026 | 592943.0604
Scenario 2: High TRC | SDG&E | Com | FoodServ | Com ¦ ENERGY STAR Conveyor Broiler - Gas | Com - Grocery | Energy Efficiency | 222522.1859 | 231556.9675 | 240831.9609 | 250490.7424 | 260784.4879 | 271982.5327 | 283302.6524 | 294848.8599 | 306803.3984 | 319244.1189 | 332627.91 | 346474.9387 | 361074.8623
Scenario 2: High TRC | SDG&E | Com | FoodServ | Com ¦ ENERGY STAR Conveyor Oven - Gas | Com - Grocery | Energy Efficiency | 475479.0143 | 496085.2981 | 517664.0515 | 540431.445 | 564241.4991 | 589497.1145 | 616112.7878 | 644135.9024 | 673577.9885 | 704732.2857 | 737560.9268 | 772253.7636 | 808973.2191
Scenario 2: High TRC | SDG&E | Com | FoodServ | Com ¦ ENERGY STAR Convection Oven - Electric | Com - Grocery | Energy Efficiency | 1532960.5723 | 1599395.9345 | 1668966.572 | 1742369.4259 | 1819133.8529 | 1900558.8191 | 1986368.6583 | 2076716.1362 | 2171638.4269 | 2272080.9447 | 2377921.6039 | 2489772.4942 | 2608157.2721
Scenario 2: High TRC | SDG&E | Com | FoodServ | Com ¦ High Performance Conveyor Toaster | Com - Grocery | Energy Efficiency | 386404.554 | 396593.1236 | 405257.5641 | 413030.2887 | 423233.5345 | 437064.6991 | 446460.887 | 452341.9753 | 456621.9346 | 458899.5211 | 464255.3964 | 466719.2732 | 468724.0377
Scenario 2: High TRC | SDG&E | Com | FoodServ | Com ¦ ENERGY STAR Rack Oven - Gas | Com - Grocery | Energy Efficiency | 202679.6649 | 211463.3853 | 220661.6346 | 230366.5586 | 240515.9314 | 251281.4952 | 262626.8029 | 274572.0525 | 287122.1587 | 300402.1192 | 314395.7925 | 329184.1056 | 344836.2936
Scenario 2: High TRC | SDG&E | Com | FoodServ | Com ¦ Demand Controlled Ventilation (DCV) Exhaust Hood | Com - Grocery | Energy Efficiency | 52962.4005 | 55275.917 | 57168.9973 | 59382.049 | 61024.109 | 64400.3718 | 67625.3098 | 70527.9172 | 72930.9225 | 75862.3344 | 78810.3744 | 81654.9505 | 84968.7969
Scenario 2: High TRC | SDG&E | Com | FoodServ | Com ¦ ENERGY STAR Ice Machine | Com - Grocery | Energy Efficiency | 45036.6635 | 46278.7471 | 47323.6918 | 48218.5468 | 49467.1116 | 51308.7901 | 52638.4713 | 53564.6433 | 54331.5454 | 54776.704 | 55476.2254 | 55697.1164 | 55852.288
Scenario 2: High TRC | SDG&E | Com | FoodServ | Com ¦ ENERGY STAR Fryer - Tier 1 Gas | Com - Grocery | Energy Efficiency | 0 | 28846.3483 | 30607.3756 | 32732.1432 | 34500.6318 | 36992.82 | 39664.3836 | 42387.9549 | 44922.3612 | 47921.5022 | 50942.8817 | 54249.8268 | 57990.4956
Scenario 2: High TRC | SDG&E | Com | FoodServ | Com ¦ ENERGY STAR Fryer - Fuel Sub | Com - Grocery | Fuel Substitution | 9145108.2708 | 9620095.9527 | 10143307.5451 | 10710814.9961 | 11280984.8302 | 11844131.0402 | 12502194.2774 | 13245768.1328 | 14052741.6034 | 14932628.2891 | 15823533.0514 | 16804115.0003 | 17847681.5443
Scenario 2: High TRC | SDG&E | Com | FoodServ | Com ¦ ENERGY STAR Steamer - Gas | Com - Grocery | Energy Efficiency | 8023.4866 | 8556.0301 | 9079.8559 | 9711.855 | 10238.3767 | 10979.9027 | 11774.9568 | 12585.7645 | 13340.7157 | 14233.9924 | 15134.2284 | 16119.6682 | 17234.3786
Scenario 2: High TRC | SDG&E | Com | FoodServ | Com ¦ ENERGY STAR Steamer - Fuel Sub | Com - Grocery | Fuel Substitution | 785183.5906 | 822602.128 | 862976.5157 | 906206.6242 | 950476.4251 | 995408.537 | 1045657.7661 | 1100869.4105 | 1160115.7964 | 1223900.2094 | 1289513.0335 | 1360583.8624 | 1436004.2964
Scenario 2: High TRC | SDG&E | Com | FoodServ | Com ¦ ENERGY STAR Convection Oven - Gas | Com - Grocery | Energy Efficiency | 11222.7736 | 11967.6636 | 12700.3599 | 13584.3625 | 14320.8295 | 15358.0319 | 16470.106 | 17604.2154 | 18660.1959 | 19909.6581 | 21168.8544 | 22547.2287 | 24106.419
Scenario 2: High TRC | SDG&E | Com | FoodServ | Com ¦ ENERGY STAR Convection Oven - Fuel Sub | Com - Grocery | Fuel Substitution | 1513118.1217 | 1592859.7088 | 1680985.9384 | 1776765.68 | 1872708.1517 | 1967055.1757 | 2078076.8203 | 2204061.6233 | 2341018.7255 | 2490629.591 | 2641761.2683 | 2808498.2789 | 2986018.8866
Scenario 2: High TRC | SDG&E | Com | FoodServ | Com ¦ ENERGY STAR Griddle - Gas | Com - Grocery | Energy Efficiency | 13288.3421 | 14170.3303 | 15037.8805 | 16084.5851 | 16956.6 | 18184.701 | 19501.454 | 20844.298 | 22094.6333 | 23574.0609 | 25065.0142 | 26697.0804 | 28543.2421
Scenario 2: High TRC | SDG&E | Com | FoodServ | Com ¦ ENERGY STAR Griddle - Fuel Sub | Com - Grocery | Fuel Substitution | 2126589.6285 | 2242208.3904 | 2370860.6134 | 2511268.6396 | 2651049.8876 | 2787254.2548 | 2949880.9932 | 3136047.055 | 3339119.6914 | 3561792.7826 | 3785672.5767 | 4033848.8317 | 4298296.7782
Scenario 2: High TRC | SDG&E | Com | FoodServ | Com ¦ ENERGY STAR Combination Oven - Gas | Com - Grocery | Energy Efficiency | 16892.9746 | 17625.0814 | 331.4943 | 354.5678 | 373.7904 | 400.8626 | 429.8891 | 459.4907 | 487.053 | 519.6654 | 552.5319 | 588.5091 | 629.2058
Scenario 2: High TRC | SDG&E | Com | FoodServ | Com ¦ ENERGY STAR Combination Oven - Fuel Sub | Com - Grocery | Fuel Substitution | 0 | 0 | 37156.5629 | 39668.046 | 42119.6548 | 44437.6612 | 47339.5354 | 50752.6683 | 54514.4227 | 58685.859 | 62821.3653 | 67471.3113 | 72438.3757
Scenario 2: High TRC | SDG&E | Com | FoodServ | Com ¦ ENERGY STAR Fryer - Tier 1 Gas - Panel Upgrade | Com - Grocery | Energy Efficiency | 0 | 47466.7424 | 50364.5175 | 53860.8283 | 56770.8809 | 60871.7832 | 65267.8481 | 69749.4919 | 73919.8642 | 78854.9587 | 83826.6466 | 89268.2335 | 95423.5139
Scenario 2: High TRC | SDG&E | Com | FoodServ | Com ¦ ENERGY STAR Fryer - Fuel Sub - Panel Upgrade | Com - Grocery | Fuel Substitution | 15048299.8531 | 15829893.3401 | 16690839.3995 | 17624674.4116 | 18562890.382 | 19489548.9603 | 20572393.758 | 21795946.5042 | 23123823.4849 | 24571679.354 | 26037665.4972 | 27651215.6883 | 29368407.1972
Scenario 2: High TRC | SDG&E | Com | FoodServ | Com ¦ ENERGY STAR Steamer - Gas - Panel Upgrade | Com - Grocery | Energy Efficiency | 13202.6684 | 14078.9701 | 14940.9269 | 15980.8831 | 16847.2759 | 18067.459 | 19375.7226 | 20709.9088 | 21952.1829 | 23422.0722 | 24903.4129 | 26524.9567 | 28359.2156
Scenario 2: High TRC | SDG&E | Com | FoodServ | Com ¦ ENERGY STAR Steamer - Fuel Sub - Panel Upgrade | Com - Grocery | Fuel Substitution | 1292021.6755 | 1353593.9778 | 1420030.1395 | 1491165.3975 | 1564011.4719 | 1637947.381 | 1720632.6204 | 1811483.5274 | 1908973.6121 | 2013931.0324 | 2121897.108 | 2238844.345 | 2362948.8687
Scenario 2: High TRC | SDG&E | Com | FoodServ | Com ¦ ENERGY STAR Convection Oven - Gas - Panel Upgrade | Com - Grocery | Energy Efficiency | 18467.1036 | 19692.8222 | 20898.4759 | 22353.1044 | 23564.9629 | 25271.6821 | 27101.603 | 28967.783 | 30705.4018 | 32761.395 | 34833.4059 | 37101.5246 | 39667.1763
Scenario 2: High TRC | SDG&E | Com | FoodServ | Com ¦ ENERGY STAR Convection Oven - Fuel Sub - Panel Upgrade | Com - Grocery | Fuel Substitution | 2489839.8722 | 2621054.8648 | 2766066.8088 | 2923672.6269 | 3081546.2179 | 3236794.4955 | 3419480.9054 | 3626789.232 | 3852152.506 | 4098337.5809 | 4347025.1558 | 4621391.3479 | 4913501.9775
Scenario 2: High TRC | SDG&E | Com | FoodServ | Com ¦ ENERGY STAR Griddle - Gas - Panel Upgrade | Com - Grocery | Energy Efficiency | 21866.0021 | 23317.316 | 24744.8721 | 26467.2273 | 27902.1301 | 29922.9735 | 32089.6942 | 34299.3475 | 36356.7776 | 38791.1795 | 41244.5471 | 43930.1165 | 46967.9803
Scenario 2: High TRC | SDG&E | Com | FoodServ | Com ¦ ENERGY STAR Griddle - Fuel Sub - Panel Upgrade | Com - Grocery | Fuel Substitution | 3499308.8596 | 3689559.8382 | 3901257.4114 | 4132299.1901 | 4362309.6033 | 4586434.25 | 4854036.9782 | 5160373.7254 | 5494530.2858 | 5860939.4465 | 6229334.2399 | 6637708.9241 | 7072858.7197
Scenario 2: High TRC | SDG&E | Com | FoodServ | Com ¦ ENERGY STAR Combination Oven - Gas - Panel Upgrade | Com - Grocery | Energy Efficiency | 27797.4344 | 29002.1181 | 545.4747 | 583.4422 | 615.0732 | 659.6205 | 707.3836 | 756.0931 | 801.447 | 855.1108 | 909.1927 | 968.3933 | 1035.3598
Scenario 2: High TRC | SDG&E | Com | FoodServ | Com ¦ ENERGY STAR Combination Oven - Fuel Sub - Panel Upgrade | Com - Grocery | Fuel Substitution | 0 | 0 | 61141.2226 | 65273.8746 | 69308.0034 | 73122.2891 | 77897.3307 | 83513.65 | 89703.6268 | 96567.7362 | 103372.7227 | 111024.2212 | 119197.5388
Scenario 2: High TRC | SDG&E | Com | Lighting | Com ¦ LED Fixtures and Retrofit Kits - 140 lpw | Com - Grocery | Energy Efficiency | 587679.7329 | 603028.8111 | 614927.9628 | 623219.6227 | 633914.6845 | 647273.7042 | 650099.7214 | 646789.9526 | 641629.2069 | 632437.9255 | 629366.0211 | 0 | 0
Scenario 2: High TRC | PG&E | Com | AppPlug | Com ¦ Ozone Laundry System Retrofit | Com - Health | Energy Efficiency | 100813155.8423 | 105633659.0166 | 110946908.3341 | 116205523.3581 | 121885976.5709 | 119472213.803 | 145720125.3174 | 137599392.9287 | 144410281.9878 | 151504742.4627 | 158891534.4372 | 167093888.2053 | 175790480.9714
Scenario 2: High TRC | PG&E | Com | AppPlug | Com ¦ Com Modulating Dryer Valve | Com - Health | Energy Efficiency | 43986114.0354 | 46083632.0352 | 48280475.6403 | 50592527.9551 | 53028773.3962 | 54234763.1566 | 56881626.0141 | 59679312.6608 | 62636014.8336 | 65762209.3555 | 69070025.134 | 72574156.9624 | 76289731.7893
Scenario 2: High TRC | PG&E | Com | BldgEnv | Com ¦ Com Wall Insulation (R13) - Marine | Com - Health | Energy Efficiency | 0 | 0 | 0 | 0 | 0 | 1871557.8562 | 1963323.8853 | 2060113.0009 | 2162355.8498 | 2270577.4781 | 2385082.9842 | 2505441.3327 | 2633054.3232
Scenario 2: High TRC | PG&E | Com | BldgEnv | Com ¦ Com Wall Insulation (R14) - Marine | Com - Health | Energy Efficiency | 1376313.0452 | 1440138.0058 | 1507002.325 | 1576886.3658 | 1651788.9552 | 5076.8553 | 5401.8436 | 5733.126 | 6013.7392 | 6197.8372 | 6279.5731 | 6697.486 | 7160.7103
Scenario 2: High TRC | PG&E | Com | BldgEnv | Com ¦ Com Wall Insulation (R14) - Hot-Dry | Com - Health | Energy Efficiency | 1480425.6671 | 1542805.5259 | 1606683.3495 | 1672593.7425 | 1746270.3769 | 1831139.2091 | 1919144.6386 | 2011211.3708 | 2107898.8432 | 2210035.0757 | 2317682.2706 | 2428511.764 | 2546028.9676
Scenario 2: High TRC | PG&E | Com | BldgEnv | Com ¦ Com Wall Insulation (R14) - Cold | Com - Health | Energy Efficiency | 6873.7852 | 7191.3092 | 7523.4793 | 7870.6376 | 8243.2517 | 8436.5024 | 8850.1627 | 9285.0239 | 9745.1893 | 10231.752 | 10745.9501 | 11287.6182 | 11861.9321
Scenario 2: High TRC | PG&E | Com | HVAC | Com ¦ Small Unitary AC (SEER 18) - Marine | Com - Health | Energy Efficiency | 11378728.0391 | 11718895.2193 | 12036398.2603 | 12314706.1258 | 12658496.1084 | 13141086.9163 | 13585667.7131 | 14025836.296 | 14470471.0109 | 14927955.2001 | 15440793.2473 | 15935074.9146 | 16450750.6972
Scenario 2: High TRC | PG&E | Com | HVAC | Com ¦ Small Unitary AC (SEER 18) - Hot-Dry | Com - Health | Energy Efficiency | 10523435.0649 | 10828687.2933 | 11110171.7035 | 11352929.5673 | 11657216.9758 | 12094121.6479 | 12492525.0202 | 12884800.1807 | 13279522.7063 | 13684756.3864 | 14141491.741 | 14577230.2847 | 15031027.2034
Scenario 2: High TRC | PG&E | Com | HVAC | Com ¦ Small Unitary AC (SEER 18) - Cold | Com - Health | Energy Efficiency | 39761.5865 | 41195.8436 | 42624.6698 | 43981.635 | 45541.9451 | 47475.6127 | 49364.4436 | 51291.6626 | 53278.7139 | 55346.7308 | 57600.0674 | 59889.3397 | 62298.7682
Scenario 2: High TRC | PG&E | Com | HVAC | Com ¦ Ductless Mini Split Heat Pump (SEER 18) - Hot-Dry | Com - Health | Energy Efficiency | 724589.0261 | 743288.5706 | 759315.914 | 771966.9756 | 789622.4933 | 815186.7723 | 834801.3733 | 852177.0929 | 868270.8489 | 883396.0822 | 903369.4119 | 919027.5039 | 934386.3666
Scenario 2: High TRC | PG&E | Com | HVAC | Com ¦ Ductless Mini Split Heat Pump (SEER 18) - Marine | Com - Health | Energy Efficiency | 873377.3586 | 895916.6992 | 915235.1242 | 930483.9762 | 951764.9076 | 982578.5988 | 1006220.8951 | 1027164.5742 | 1046563.0492 | 1064794.1235 | 1088868.8104 | 1107742.1614 | 1126254.8389
Scenario 2: High TRC | PG&E | Com | HVAC | Com ¦ Ductless Mini Split Heat Pump (SEER 18) - Cold | Com - Health | Energy Efficiency | 1930.7957 | 1980.624 | 2023.3316 | 2057.0426 | 2104.0889 | 2172.2094 | 2224.476 | 2270.7767 | 2313.6614 | 2353.9652 | 2407.1877 | 2448.9114 | 2489.8379
Scenario 2: High TRC | PG&E | Com | HVAC | Com ¦ HVAC Energy Management System (Elec SC and Gas SH) - Marine | Com - Health | Energy Efficiency | 8378499.24 | 8720456.2745 | 9087660.8471 | 9433295.1248 | 9836199.9563 | 10310152.524 | 10799023.8398 | 11303025.1592 | 11823069.4379 | 12361157.3742 | 12940417.2558 | 13552585.217 | 14199903.6339
Scenario 2: High TRC | PG&E | Com | HVAC | Com ¦ HVAC Energy Management System (Elec SC and Gas SH) - Hot-Dry | Com - Health | Energy Efficiency | 6181825.4928 | 6432302.1154 | 6700816.5091 | 6952930.1839 | 7247926.9424 | 7596730.4342 | 7956168.9613 | 8326332.6762 | 8708020.352 | 9102827.8427 | 9528496.3424 | 9977371.6959 | 10451904.9212
Scenario 2: High TRC | PG&E | Com | HVAC | Com ¦ HVAC Energy Management System (Elec SC and Gas SH) - Cold | Com - Health | Energy Efficiency | 20316.5244 | 21166.7813 | 22077.2777 | 22946.7723 | 23944.6262 | 24562.7328 | 25735.0522 | 26897.0976 | 28148.1208 | 29445.9631 | 30837.0375 | 32321.0028 | 33887.2317
Scenario 2: High TRC | PG&E | Com | HVAC | Com ¦ HVAC Fan Variable Frequency Drive (VFD) - Marine | Com - Health | Energy Efficiency | 951029.8662 | 954760.8354 | 947800.3386 | 931685.7118 | 933276.2931 | 969846.694 | 1001253.1497 | 1026016.5917 | 1047037.7101 | 1067112.1456 | 1102041.3401 | 1117971.6412 | 1132500.5927
Scenario 2: High TRC | PG&E | Com | HVAC | Com ¦ HVAC Fan Variable Frequency Drive (VFD) - Hot-Dry | Com - Health | Energy Efficiency | 729682.1111 | 730838.407 | 723262.4179 | 708183.9942 | 707301.7878 | 734568.2514 | 757532.647 | 774990.9665 | 789277.9653 | 802642.1128 | 827842.9123 | 837509.3529 | 845850.2851
Scenario 2: High TRC | PG&E | Com | HVAC | Com ¦ HVAC Fan Variable Frequency Drive (VFD) - Cold | Com - Health | Energy Efficiency | 0 | 0 | 0 | 0 | 0 | 0 | 0 | 0 | 0 | 0 | 0 | 0 | 0
Scenario 2: High TRC | PG&E | Com | HVAC | Com ¦ Large Packaged Heat Pump (IEER 14.0) - Fuel Sub - ZEAS 2030 - Marine | Com - Health | Fuel Substitution | 3029396.4837 | 3224429.2773 | 3439813.3324 | 3674712.0748 | 3915241.5802 | 0 | 0 | 0 | 0 | 0 | 0 | 0 | 0
Scenario 2: High TRC | PG&E | Com | HVAC | Com ¦ Large Packaged Heat Pump (IEER 14.0) - Fuel Sub - ZEAS 2030 - Hot-Dry | Com - Health | Fuel Substitution | 2688944.0624 | 2860381.8682 | 3049609.2299 | 3255904.0087 | 3467186.4464 | 0 | 0 | 0 | 0 | 0 | 0 | 0 | 0
Scenario 2: High TRC | PG&E | Com | HVAC | Com ¦ Large Packaged Heat Pump (IEER 14.0) - Fuel Sub - ZEAS 2030 - Cold | Com - Health | Fuel Substitution | 17105.1065 | 18197.2888 | 19410.2319 | 20737.7269 | 22090.1803 | 0 | 0 | 0 | 0 | 0 | 0 | 0 | 0
Scenario 2: High TRC | PG&E | Com | HVAC | Com ¦ Large Packaged Heat Pump (IEER 14.0) - Fuel Sub - Panel Upgrade - ZEAS 2030 - Marine | Com - Health | Fuel Substitution | 692220.8181 | 736786.0511 | 786001.5723 | 839676.2235 | 894637.511 | 0 | 0 | 0 | 0 | 0 | 0 | 0 | 0
Scenario 2: High TRC | PG&E | Com | HVAC | Com ¦ Large Packaged Heat Pump (IEER 14.0) - Fuel Sub - Panel Upgrade - ZEAS 2030 - Hot-Dry | Com - Health | Fuel Substitution | 614427.0216 | 653600.7709 | 696839.4555 | 743978.0659 | 792256.3624 | 0 | 0 | 0 | 0 | 0 | 0 | 0 | 0
Scenario 2: High TRC | PG&E | Com | HVAC | Com ¦ Large Packaged Heat Pump (IEER 14.0) - Fuel Sub - Panel Upgrade - ZEAS 2030 - Cold | Com - Health | Fuel Substitution | 3908.5379 | 4158.1029 | 4435.2618 | 4738.5961 | 5047.6333 | 0 | 0 | 0 | 0 | 0 | 0 | 0 | 0
Scenario 2: High TRC | PG&E | Com | HVAC | Com ¦ Small Packaged Heat Pump (SEER 16) - Fuel Sub - ZEAS 2030 - Marine | Com - Health | Fuel Substitution | 0 | 0 | 0 | 0 | 0 | 0 | 0 | 0 | 0 | 0 | 0 | 0 | 0
Scenario 2: High TRC | PG&E | Com | HVAC | Com ¦ Small Packaged Heat Pump (SEER 16) - Fuel Sub - ZEAS 2030 - Cold | Com - Health | Fuel Substitution | 0 | 0 | 0 | 0 | 0 | 1333.7009 | 1366.5002 | 1395.2922 | 0 | 1447.4549 | 1481.9976 | 1507.4797 | 1532.3159
Scenario 2: High TRC | PG&E | Com | HVAC | Com ¦ Small Packaged Heat Pump (SEER 17) - Fuel Sub - ZEAS 2030 - Marine | Com - Health | Fuel Substitution | 0 | 0 | 0 | 0 | 0 | 0 | 0 | 0 | 0 | 0 | 0 | 0 | 0
Scenario 2: High TRC | PG&E | Com | HVAC | Com ¦ Small Packaged Heat Pump (SEER 17) - Fuel Sub - ZEAS 2030 - Hot-Dry | Com - Health | Fuel Substitution | 0 | 0 | 0 | 0 | 0 | 0 | 0 | 0 | 0 | 0 | 0 | 0 | 0
Scenario 2: High TRC | PG&E | Com | HVAC | Com ¦ Small Packaged Heat Pump (SEER 18) - Fuel Sub - ZEAS 2030 - Marine | Com - Health | Fuel Substitution | 1567896.0985 | 1640609.1529 | 1715705.964 | 1793864.7506 | 1878025.369 | 0 | 0 | 0 | 0 | 0 | 0 | 0 | 0
Scenario 2: High TRC | PG&E | Com | HVAC | Com ¦ Small Packaged Heat Pump (SEER 18) - Fuel Sub - ZEAS 2030 - Hot-Dry | Com - Health | Fuel Substitution | 1390114.9107 | 1454050.524 | 1519977.3616 | 1588510.8469 | 1662394.7346 | 0 | 0 | 0 | 0 | 0 | 0 | 0 | 0
Scenario 2: High TRC | PG&E | Com | HVAC | Com ¦ Small Packaged Heat Pump (SEER 18) - Fuel Sub - ZEAS 2030 - Cold | Com - Health | Fuel Substitution | 6830.1853 | 7179.7026 | 7551.0429 | 7945.4399 | 8360.5672 | 0 | 0 | 0 | 0 | 0 | 0 | 0 | 0
Scenario 2: High TRC | PG&E | Com | HVAC | Com ¦ Small Packaged Heat Pump (SEER 16) - Fuel Sub - Panel Upgrade - ZEAS 2030 - Marine | Com - Health | Fuel Substitution | 0 | 0 | 0 | 0 | 0 | 0 | 0 | 0 | 0 | 0 | 0 | 0 | 0
Scenario 2: High TRC | PG&E | Com | HVAC | Com ¦ Small Packaged Heat Pump (SEER 16) - Fuel Sub - Panel Upgrade - ZEAS 2030 - Cold | Com - Health | Fuel Substitution | 0 | 0 | 0 | 0 | 0 | 304.7523 | 312.247 | 318.826 | 0 | 330.7452 | 338.6383 | 344.461 | 350.1361
Scenario 2: High TRC | PG&E | Com | HVAC | Com ¦ Small Packaged Heat Pump (SEER 17) - Fuel Sub - Panel Upgrade - ZEAS 2030 - Marine | Com - Health | Fuel Substitution | 0 | 0 | 0 | 0 | 0 | 0 | 0 | 0 | 0 | 0 | 0 | 0 | 0
Scenario 2: High TRC | PG&E | Com | HVAC | Com ¦ Small Packaged Heat Pump (SEER 17) - Fuel Sub - Panel Upgrade - ZEAS 2030 - Hot-Dry | Com - Health | Fuel Substitution | 0 | 0 | 0 | 0 | 0 | 0 | 0 | 0 | 0 | 0 | 0 | 0 | 0
Scenario 2: High TRC | PG&E | Com | HVAC | Com ¦ Small Packaged Heat Pump (SEER 18) - Fuel Sub - Panel Upgrade - ZEAS 2030 - Marine | Com - Health | Fuel Substitution | 358266.1847 | 374881.2069 | 392040.9205 | 409900.2993 | 429131.104 | 0 | 0 | 0 | 0 | 0 | 0 | 0 | 0
Scenario 2: High TRC | PG&E | Com | HVAC | Com ¦ Small Packaged Heat Pump (SEER 18) - Fuel Sub - Panel Upgrade - ZEAS 2030 - Hot-Dry | Com - Health | Fuel Substitution | 317642.9649 | 332252.331 | 347316.6944 | 362976.68 | 379859.2391 | 0 | 0 | 0 | 0 | 0 | 0 | 0 | 0
Scenario 2: High TRC | PG&E | Com | HVAC | Com ¦ Small Packaged Heat Pump (SEER 18) - Fuel Sub - Panel Upgrade - ZEAS 2030 - Cold | Com - Health | Fuel Substitution | 1560.7057 | 1640.5709 | 1725.4226 | 1815.5428 | 1910.3999 | 0 | 0 | 0 | 0 | 0 | 0 | 0 | 0
Scenario 2: High TRC | PG&E | Com | HVAC | Com ¦ Efficient Hot Water Boilers (94% eff.) - ZEAS 2030 - Marine | Com - Health | Energy Efficiency | 1588836.9753 | 1668472.6829 | 1754146.3444 | 1842863.5588 | 1937601.3465 | 0 | 0 | 0 | 0 | 0 | 0 | 0 | 0
Scenario 2: High TRC | PG&E | Com | HVAC | Com ¦ Efficient Hot Water Boilers (94% eff.) - ZEAS 2030 - Hot-Dry | Com - Health | Energy Efficiency | 1069137.5141 | 1122724.8385 | 1180375.1368 | 1240073.4593 | 1303823.06 | 0 | 0 | 0 | 0 | 0 | 0 | 0 | 0
Scenario 2: High TRC | PG&E | Com | HVAC | Com ¦ Efficient Hot Water Boilers (94% eff.) - ZEAS 2030 - Cold | Com - Health | Energy Efficiency | 2547.1729 | 2674.8423 | 2812.1916 | 2954.4202 | 3106.3008 | 0 | 0 | 0 | 0 | 0 | 0 | 0 | 0
Scenario 2: High TRC | PG&E | Com | WaterHeat | Com ¦ Com Heat Pump Water Heater (3.3 UEF - 50 Gal) - Marine | Com - Health | Energy Efficiency | 9230747.8323 | 9610873.1379 | 9985772.3782 | 10337187.8688 | 10758176.3136 | 11227002.5641 | 11577603.4851 | 11869463.3269 | 12125316.2651 | 12358015.8612 | 12694122.6852 | 12988345.7118 | 13266798.4195
Scenario 2: High TRC | PG&E | Com | WaterHeat | Com ¦ Com Heat Pump Water Heater (3.3 UEF - 50 Gal) - Hot-Dry | Com - Health | Energy Efficiency | 6806244.9599 | 7086746.798 | 7363378.7719 | 7622681.053 | 7933342.1386 | 8279319.3417 | 8538008.1757 | 8753325.9264 | 8942058.8302 | 9113697.723 | 9361682.6902 | 9578733.7239 | 9784138.15
Scenario 2: High TRC | PG&E | Com | WaterHeat | Com ¦ Com Heat Pump Water Heater (3.3 UEF - 50 Gal) - Cold | Com - Health | Energy Efficiency | 20617.6426 | 21466.6449 | 22303.9774 | 23088.8595 | 24029.1279 | 25076.2382 | 25859.3032 | 26511.1756 | 27082.6299 | 27602.3732 | 28353.0674 | 29010.2198 | 29632.1511
Scenario 2: High TRC | PG&E | Com | WaterHeat | Com ¦ Com Hot Water Tank Insulation - Marine | Com - Health | Energy Efficiency | 51958.3516 | 54436.4448 | 57025.5623 | 59749.4479 | 62618.3582 | 64031.8149 | 67145.1205 | 70435.1615 | 0 | 77588.683 | 81474.5116 | 85588.8913 | 89952.0548
Scenario 2: High TRC | PG&E | Com | WaterHeat | Com ¦ Com Hot Water Tank Insulation - Hot-Dry | Com - Health | Energy Efficiency | 36611.9317 | 38358.0952 | 40182.4909 | 42101.8496 | 44123.3985 | 45119.3766 | 47313.1362 | 49631.4306 | 0 | 54672.0878 | 57410.198 | 60309.3544 | 63383.8138
Scenario 2: High TRC | PG&E | Com | WaterHeat | Com ¦ Com Hot Water Tank Insulation - Cold | Com - Health | Energy Efficiency | 74.7105 | 78.2737 | 81.9965 | 85.9132 | 90.0384 | 92.0708 | 96.5474 | 101.2781 | 0 | 111.5641 | 117.1515 | 123.0675 | 129.3413
Scenario 2: High TRC | PG&E | Com | WaterHeat | Com ¦ Faucet Aerators (Elec WH) - Cold | Com - Health | Energy Efficiency | 0 | 0 | 0 | 0 | 0 | 0 | 0 | 0 | 0 | 0 | 0 | 0 | 0
Scenario 2: High TRC | PG&E | Com | WaterHeat | Com ¦ Low-flow Pre-Rinse Spray Valve - Marine | Com - Health | Energy Efficiency | 9502.9187 | 9957.3964 | 10443.4056 | 10943.9334 | 11476.5992 | 11562.6978 | 12830.6845 | 12940.7148 | 13585.301 | 14263.8624 | 14978.2718 | 15748.1006 | 16564.2093
Scenario 2: High TRC | PG&E | Com | WaterHeat | Com ¦ Low-flow Pre-Rinse Spray Valve - Hot-Dry | Com - Health | Energy Efficiency | 6567.6311 | 6881.7285 | 7217.6178 | 7563.5412 | 7931.6758 | 7991.18 | 8867.5075 | 8943.5513 | 9389.036 | 9858.0015 | 10351.7421 | 10883.7841 | 11447.8109
Scenario 2: High TRC | PG&E | Com | WaterHeat | Com ¦ Low-flow Pre-Rinse Spray Valve - Cold | Com - Health | Energy Efficiency | 14.2493 | 14.9308 | 15.6596 | 16.4101 | 17.2088 | 17.3379 | 19.2392 | 19.4042 | 20.3708 | 21.3882 | 22.4595 | 23.6138 | 24.8375
Scenario 2: High TRC | PG&E | Com | WaterHeat | Com ¦ Com Hot Water Pipe Insulation - Marine | Com - Health | Energy Efficiency | 10011034.5806 | 10488567.9453 | 10988956.2983 | 11515653.4691 | 12070797.7031 | 12345987.6158 | 12949296.0135 | 13586953.3768 | 14260854.927 | 14973568.4952 | 15727852.9473 | 16526959.5629 | 17374242.2467
Scenario 2: High TRC | PG&E | Com | WaterHeat | Com ¦ Com Hot Water Pipe Insulation - Hot-Dry | Com - Health | Energy Efficiency | 5983684.524 | 6269110.4689 | 6568197.0438 | 6883008.6334 | 7214823.286 | 7379306.7476 | 7739909.5498 | 8121043.0346 | 0 | 8949835.2396 | 9400677.7741 | 9878310.9148 | 10384739.3206
Scenario 2: High TRC | PG&E | Com | WaterHeat | Com ¦ Com Hot Water Pipe Insulation - Cold | Com - Health | Energy Efficiency | 12578.3631 | 13178.3599 | 13807.0728 | 14468.8414 | 15166.3523 | 15512.1146 | 16270.1413 | 17071.3259 | 17918.0494 | 18813.5383 | 19761.2589 | 20765.2963 | 21829.8645
Scenario 2: High TRC | PG&E | Com | WaterHeat | Com ¦ Com Efficient Tankless Gas Water Heater (0.87 UEF - High Draw) - ZEAS 2030 - Marine | Com - Health | Energy Efficiency | 139047.8584 | 145577.2216 | 162810.3925 | 168148.3747 | 179560.2079 | 0 | 0 | 0 | 0 | 0 | 0 | 0 | 0
Scenario 2: High TRC | PG&E | Com | WaterHeat | Com ¦ Com Efficient Tankless Gas Water Heater (0.87 UEF - High Draw) - ZEAS 2030 - Hot-Dry | Com - Health | Energy Efficiency | 103865.97 | 108743.2318 | 121616.0046 | 125603.3023 | 134127.6438 | 0 | 0 | 0 | 0 | 0 | 0 | 0 | 0
Scenario 2: High TRC | PG&E | Com | WaterHeat | Com ¦ Com Efficient Tankless Gas Water Heater (0.87 UEF - High Draw) - ZEAS 2030 - Cold | Com - Health | Energy Efficiency | 614.089 | 646.5094 | 722.205 | 749.6122 | 800.5385 | 0 | 0 | 0 | 0 | 0 | 0 | 0 | 0
Scenario 2: High TRC | PG&E | Com | WaterHeat | Com ¦ Com Heat Pump Water Heater (3.75 UEF - 50 Gal) - Fuel Sub - ZEAS 2030 - Marine | Com - Health | Fuel Substitution | 31061017.9017 | 32737835.6767 | 34574748.4723 | 36577404.0725 | 38611516.2937 | 25380770.7937 | 26167883.9217 | 26823346.1097 | 27402682.4849 | 27937779.2996 | 28714158.9361 | 29373850.0827 | 29996671.1963
Scenario 2: High TRC | PG&E | Com | WaterHeat | Com ¦ Com Heat Pump Water Heater (3.75 UEF - 50 Gal) - Fuel Sub - ZEAS 2030 - Hot-Dry | Com - Health | Fuel Substitution | 23008312.0087 | 24253248.588 | 25618017.4838 | 27106774.9097 | 28617832.3789 | 18714709.0762 | 19295382.8703 | 19778873.1672 | 20206165.6802 | 20600797.1145 | 21173525.3729 | 21660114.2733 | 22119481.6144
Scenario 2: High TRC | PG&E | Com | WaterHeat | Com ¦ Com Heat Pump Water Heater (3.75 UEF - 50 Gal) - Fuel Sub - ZEAS 2030 - Cold | Com - Health | Fuel Substitution | 137058.2806 | 144511.0884 | 152710.8459 | 161681.1603 | 170750.7221 | 109364.0696 | 112742.0126 | 115557.8548 | 118048.7821 | 120351.0045 | 123684.1657 | 126519.1576 | 129196.9379
Scenario 2: High TRC | PG&E | Com | WaterHeat | Com ¦ Com Efficient Tankless Gas Water Heater (0.87 UEF - High Draw) - Panel Upgrade - ZEAS 2030 - Marine | Com - Health | Energy Efficiency | 115363.8825 | 120781.1014 | 135078.9521 | 139507.7175 | 148975.7769 | 0 | 0 | 0 | 0 | 0 | 0 | 0 | 0
Scenario 2: High TRC | PG&E | Com | WaterHeat | Com ¦ Com Efficient Tankless Gas Water Heater (0.87 UEF - High Draw) - Panel Upgrade - ZEAS 2030 - Hot-Dry | Com - Health | Energy Efficiency | 86174.5135 | 90221.033 | 100901.1907 | 104209.3332 | 111281.7265 | 0 | 0 | 0 | 0 | 0 | 0 | 0 | 0
Scenario 2: High TRC | PG&E | Com | WaterHeat | Com ¦ Com Efficient Tankless Gas Water Heater (0.87 UEF - High Draw) - Panel Upgrade - ZEAS 2030 - Cold | Com - Health | Energy Efficiency | 509.4914 | 536.3897 | 599.1921 | 621.931 | 664.183 | 0 | 0 | 0 | 0 | 0 | 0 | 0 | 0
Scenario 2: High TRC | PG&E | Com | WaterHeat | Com ¦ Com Heat Pump Water Heater (3.75 UEF - 50 Gal) - Fuel Sub - Panel Upgrade - ZEAS 2030 - Marine | Com - Health | Fuel Substitution | 25770404.9624 | 27161610.9186 | 28685642.9633 | 30347186.8954 | 32034829.4525 | 21057672.4717 | 21710716.8801 | 22254534.4097 | 22735192.6111 | 23179146.5618 | 23823285.7108 | 24370611.8818 | 24887348.0804
Scenario 2: High TRC | PG&E | Com | WaterHeat | Com ¦ Com Heat Pump Water Heater (3.75 UEF - 50 Gal) - Fuel Sub - Panel Upgrade - ZEAS 2030 - Hot-Dry | Com - Health | Fuel Substitution | 19089313.8094 | 20122200.7516 | 21254509.0113 | 22489686.8756 | 23743366.4243 | 15527038.8489 | 16008806.6671 | 16409944.2211 | 16764456.1413 | 17091870.1335 | 17567045.7764 | 17970754.1498 | 18351877.6031
Scenario 2: High TRC | PG&E | Com | WaterHeat | Com ¦ Com Heat Pump Water Heater (3.75 UEF - 50 Gal) - Fuel Sub - Panel Upgrade - ZEAS 2030 - Cold | Com - Health | Fuel Substitution | 113713.1889 | 119896.5624 | 126699.6578 | 134142.0615 | 141666.8079 | 90736.1237 | 93538.7028 | 95874.9235 | 97941.572 | 99851.6575 | 102617.0825 | 104969.1912 | 107190.8661
Scenario 2: High TRC | PG&E | Com | WaterHeat | Com ¦ Com Heat Pump Water Heater (100+ Gal, 200+ kBtuh - 4.3 COP) - Fuel Sub - ZEAS 2030 - Marine | Com - Health | Fuel Substitution | 11446702.6904 | 12060782.7359 | 12728230.8404 | 13451350.0007 | 14192198.0784 | 0 | 0 | 0 | 0 | 0 | 0 | 0 | 0
Scenario 2: High TRC | PG&E | Com | WaterHeat | Com ¦ Com Heat Pump Water Heater (100+ Gal, 200+ kBtuh - 4.3 COP) - Fuel Sub - ZEAS 2030 - Hot-Dry | Com - Health | Fuel Substitution | 8459042.7029 | 8914113.2247 | 9409029.7161 | 9945488.7748 | 10494781.1781 | 0 | 0 | 0 | 0 | 0 | 0 | 0 | 0
Scenario 2: High TRC | PG&E | Com | WaterHeat | Com ¦ Com Heat Pump Water Heater (100+ Gal, 200+ kBtuh - 4.3 COP) - Fuel Sub - ZEAS 2030 - Cold | Com - Health | Fuel Substitution | 25435.3843 | 26809.978 | 28308.7783 | 29936.7488 | 31599.0923 | 0 | 0 | 0 | 0 | 0 | 0 | 0 | 0
Scenario 2: High TRC | PG&E | Com | WaterHeat | Com ¦ Com Heat Pump Water Heater (100+ Gal, 200+ kBtuh - 4.3 COP) - Fuel Sub - Panel Upgrade - ZEAS 2030 - Marine | Com - Health | Fuel Substitution | 9496989.5948 | 10006473.5885 | 10560235.4775 | 11160185.9896 | 11774845.6584 | 0 | 0 | 0 | 0 | 0 | 0 | 0 | 0
Scenario 2: High TRC | PG&E | Com | WaterHeat | Com ¦ Com Heat Pump Water Heater (100+ Gal, 200+ kBtuh - 4.3 COP) - Fuel Sub - Panel Upgrade - ZEAS 2030 - Hot-Dry | Com - Health | Fuel Substitution | 7018216.748 | 7395775.2579 | 7806392.7864 | 8251476.9505 | 8707208.5599 | 0 | 0 | 0 | 0 | 0 | 0 | 0 | 0
Scenario 2: High TRC | PG&E | Com | WaterHeat | Com ¦ Com Heat Pump Water Heater (100+ Gal, 200+ kBtuh - 4.3 COP) - Fuel Sub - Panel Upgrade - ZEAS 2030 - Cold | Com - Health | Fuel Substitution | 21102.9837 | 22243.4433 | 23486.9534 | 24837.6323 | 26216.8293 | 0 | 0 | 0 | 0 | 0 | 0 | 0 | 0
Scenario 2: High TRC | PG&E | Com | WaterHeat | Com ¦ Efficient Gas Water Heating Boiler (0.92 UEF) - ZEAS 2030 - Marine | Com - Health | Energy Efficiency | 11395084.715 | 11966065.7994 | 12580299.2164 | 13216314.6211 | 13895524.5786 | 0 | 0 | 0 | 0 | 0 | 0 | 0 | 0
Scenario 2: High TRC | PG&E | Com | WaterHeat | Com ¦ Efficient Gas Water Heating Boiler (0.92 UEF) - ZEAS 2030 - Hot-Dry | Com - Health | Energy Efficiency | 8059673.8298 | 8463525.0656 | 8897968.3496 | 9347817.8442 | 9828218.6008 | 0 | 0 | 0 | 0 | 0 | 0 | 0 | 0
Scenario 2: High TRC | PG&E | Com | WaterHeat | Com ¦ Efficient Gas Water Heating Boiler (0.92 UEF) - ZEAS 2030 - Cold | Com - Health | Energy Efficiency | 16635.0486 | 17468.5925 | 18365.2782 | 19293.7623 | 20285.3038 | 0 | 0 | 0 | 0 | 0 | 0 | 0 | 0
Scenario 2: High TRC | PG&E | Com | ComRefrig | Com ¦ ENERGY STAR ULT Freezer - Hot-Dry | Com - Health | Energy Efficiency | 0 | 0 | 0 | 0 | 0 | 0 | 0 | 0 | 0 | 0 | 0 | 0 | 0
Scenario 2: High TRC | PG&E | Com | FoodServ | Com ¦ ENERGY STAR Dishwasher - Tier 1 | Com - Health | Energy Efficiency | 0 | 0 | 0 | 0 | 0 | 0 | 0 | 0 | 0 | 0 | 0 | 0 | 0
Scenario 2: High TRC | PG&E | Com | FoodServ | Com ¦ ENERGY STAR Dishwasher - Tier 2 | Com - Health | Energy Efficiency | 629910.9874 | 659043.3567 | 689781.8476 | 720836.4961 | 754540.8217 | 790742.8098 | 827439.2388 | 865521.255 | 905146.568 | 946500.117 | 991105.1874 | 1038175.2634 | 1087781.9979
Scenario 2: High TRC | PG&E | Com | FoodServ | Com ¦ ENERGY STAR Combination Oven - Electric | Com - Health | Energy Efficiency | 326937.2373 | 338808.4714 | 349995.0136 | 360412.1541 | 373629.6019 | 389749.0948 | 402185.9199 | 412712.3182 | 421541.9858 | 429489.0506 | 440755.118 | 450073.6244 | 458956.1561
Scenario 2: High TRC | PG&E | Com | FoodServ | Com ¦ ENERGY STAR Steamer - Electric | Com - Health | Energy Efficiency | 0 | 0 | 0 | 0 | 0 | 0 | 0 | 0 | 0 | 0 | 0 | 0 | 0
Scenario 2: High TRC | PG&E | Com | FoodServ | Com ¦ ENERGY STAR Conveyor Broiler - Gas | Com - Health | Energy Efficiency | 147923.6446 | 154810.6721 | 162100.8884 | 169527.6194 | 177622.1441 | 186351.8687 | 195223.97 | 204407.8196 | 213922.4799 | 223841.7284 | 234522.1453 | 245806.8479 | 257713.7133
Scenario 2: High TRC | PG&E | Com | FoodServ | Com ¦ ENERGY STAR Conveyor Oven - Gas | Com - Health | Energy Efficiency | 562972.7406 | 590418.9606 | 619890.3028 | 650335.3532 | 682800.5846 | 688770.5459 | 765272.8554 | 772844.9351 | 812422.4891 | 854143.5999 | 898126.1162 | 945548.7782 | 995871.4761
Scenario 2: High TRC | PG&E | Com | FoodServ | Com ¦ ENERGY STAR Convection Oven - Electric | Com - Health | Energy Efficiency | 1703637.2905 | 1786550.4078 | 1875798.0428 | 1967767.3323 | 2066006.4384 | 2169953.499 | 2279829.8343 | 2396086.0234 | 2518757.5022 | 2647995.3128 | 2784243.1849 | 2930973.7303 | 3086813.1684
Scenario 2: High TRC | PG&E | Com | FoodServ | Com ¦ High Performance Conveyor Toaster | Com - Health | Energy Efficiency | 377843.9931 | 391563.6737 | 404492.0504 | 416531.2235 | 431806.7342 | 450436.1616 | 464809.5004 | 476974.9435 | 487179.4614 | 496363.948 | 509384.2327 | 520153.7054 | 530419.3187
Scenario 2: High TRC | PG&E | Com | FoodServ | Com ¦ ENERGY STAR Rack Oven - Gas | Com - Health | Energy Efficiency | 239975.1051 | 251674.4452 | 264237.0222 | 277214.6562 | 291053.4209 | 293598.2015 | 326208.3946 | 329436.1008 | 346306.5938 | 364090.8082 | 382838.9788 | 403053.5602 | 424504.323
Scenario 2: High TRC | PG&E | Com | FoodServ | Com ¦ Electric Deck Oven (60% cooking efficiency) | Com - Health | Energy Efficiency | 28990.966 | 30043.6407 | 31035.6007 | 31959.3344 | 33131.3838 | 34560.7703 | 35663.5984 | 36597.0205 | 37379.9861 | 38084.6873 | 39083.6992 | 39910.0122 | 40697.6655
Scenario 2: High TRC | PG&E | Com | FoodServ | Com ¦ Demand Controlled Ventilation (DCV) Exhaust Hood | Com - Health | Energy Efficiency | 164840.3586 | 170692.3132 | 188376.7101 | 191687.9952 | 202181.474 | 214284.9155 | 225450.3954 | 236304.4864 | 244641.1672 | 248748.9671 | 249188.1126 | 262239.325 | 276622.9481
Scenario 2: High TRC | PG&E | Com | FoodServ | Com ¦ ENERGY STAR Ice Machine | Com - Health | Energy Efficiency | 43865.3519 | 45483.6593 | 46990.8752 | 48354.1941 | 50161.4961 | 52489.2524 | 54308.972 | 55913.2722 | 57317.2548 | 58540.3331 | 60169.7671 | 61448.0143 | 62652.4954
Scenario 2: High TRC | PG&E | Com | FoodServ | Com ¦ ENERGY STAR Griddle - Electric | Com - Health | Energy Efficiency | 56656.6307 | 58713.8577 | 60652.431 | 62457.6707 | 64748.19 | 67541.6196 | 69696.8608 | 71521.0344 | 73051.1728 | 74428.3604 | 76380.715 | 77995.5668 | 79534.8662
Scenario 2: High TRC | PG&E | Com | FoodServ | Com ¦ ENERGY STAR Fryer - Tier 1 Gas | Com - Health | Energy Efficiency | 14184.3695 | 14827.7401 | 16556.1675 | 17070.486 | 18198.4578 | 19419.2406 | 20640.2989 | 21883.1047 | 22930.0823 | 23606.5654 | 23891.9855 | 25458.5704 | 27194.8575
Scenario 2: High TRC | PG&E | Com | FoodServ | Com ¦ ENERGY STAR Fryer - Fuel Sub | Com - Health | Fuel Substitution | 5502137.2888 | 5810374.6952 | 6151951.4726 | 6522344.9109 | 6893797.4515 | 7265435.5233 | 7704402.3743 | 8195282.3097 | 8737481.18 | 9324857.3814 | 9918185.9739 | 10577196.0418 | 11286675.0756
Scenario 2: High TRC | PG&E | Com | FoodServ | Com ¦ ENERGY STAR Steamer - Gas | Com - Health | Energy Efficiency | 14935.446 | 15615.2236 | 17438.3707 | 17983.2558 | 19174.9733 | 20464.9572 | 21755.7241 | 23069.9377 | 24178.1966 | 24896.1524 | 25201.9141 | 26859.4831 | 28696.7606
Scenario 2: High TRC | PG&E | Com | FoodServ | Com ¦ ENERGY STAR Steamer - Fuel Sub | Com - Health | Fuel Substitution | 1707268.4608 | 1796860.3346 | 1893964.7855 | 1998065.3044 | 2104897.2593 | 2214494.3377 | 2337772.2859 | 2472472.0567 | 2618704.5881 | 2775714.6233 | 2937472.6645 | 3113785.5592 | 3302507.7022
Scenario 2: High TRC | PG&E | Com | FoodServ | Com ¦ ENERGY STAR Convection Oven - Gas | Com - Health | Energy Efficiency | 10494.8635 | 10972.5307 | 12253.6227 | 12636.5034 | 13473.9014 | 14380.3494 | 15287.3475 | 16210.8213 | 16989.5745 | 17494.0689 | 17708.922 | 18873.6652 | 20164.6863
Scenario 2: High TRC | PG&E | Com | FoodServ | Com ¦ ENERGY STAR Convection Oven - Fuel Sub | Com - Health | Fuel Substitution | 1617077.4207 | 1708709.5196 | 1810627.3499 | 1921349.109 | 2031968.7461 | 2142177.0881 | 2273413.9188 | 2420714.27 | 2583852.7165 | 2760826.3149 | 2939050.2114 | 3137580.1489 | 3351502.2052
Scenario 2: High TRC | PG&E | Com | FoodServ | Com ¦ ENERGY STAR Griddle - Gas | Com - Health | Energy Efficiency | 9892.3097 | 10342.552 | 11550.0912 | 11910.9891 | 12700.3086 | 13554.7137 | 14409.6373 | 15280.0906 | 16014.1323 | 16489.6615 | 16692.1791 | 17790.0495 | 19006.9478
Scenario 2: High TRC | PG&E | Com | FoodServ | Com ¦ ENERGY STAR Griddle - Fuel Sub | Com - Health | Fuel Substitution | 1796000.3422 | 1900332.2727 | 2017286.6836 | 2144842.4947 | 2271267.9995 | 2396090.8436 | 2547320.5152 | 2718374.3824 | 2908877.1059 | 3116117.2528 | 3323518.3015 | 3555937.5974 | 3806827.875
Scenario 2: High TRC | PG&E | Com | FoodServ | Com ¦ ENERGY STAR Combination Oven - Gas | Com - Health | Energy Efficiency | 14571.5989 | 15280.7737 | 248.2444 | 256.0011 | 272.9658 | 291.3294 | 309.7042 | 328.4127 | 344.1894 | 354.4098 | 358.7625 | 382.3589 | 408.5135
Scenario 2: High TRC | PG&E | Com | FoodServ | Com ¦ ENERGY STAR Combination Oven - Fuel Sub | Com - Health | Fuel Substitution | 0 | 0 | 29933.6876 | 32067.4544 | 34126.0682 | 36095.1747 | 38627.1649 | 41564.0024 | 44892.9856 | 48546.3204 | 52131.2811 | 56224.9996 | 60668.7291
Scenario 2: High TRC | PG&E | Com | FoodServ | Com ¦ ENERGY STAR Fryer - Tier 1 Gas - Panel Upgrade | Com - Health | Energy Efficiency | 23340.4176 | 24399.0856 | 27243.2173 | 28089.5299 | 29945.6105 | 31954.4118 | 33963.6665 | 36008.7067 | 37731.5111 | 38844.6658 | 39314.3254 | 41892.145 | 44749.21
Scenario 2: High TRC | PG&E | Com | FoodServ | Com ¦ ENERGY STAR Fryer - Fuel Sub - Panel Upgrade | Com - Health | Fuel Substitution | 9053781.4646 | 9560986.9323 | 10123052.4232 | 10732535.8058 | 11343761.944 | 11955293.3742 | 12677614.4889 | 13485358.7213 | 14377548.3967 | 15344077.49 | 16320401.2586 | 17404804.0687 | 18572253.6958
Scenario 2: High TRC | PG&E | Com | FoodServ | Com ¦ ENERGY STAR Steamer - Gas - Panel Upgrade | Com - Health | Energy Efficiency | 24576.3159 | 25694.8918 | 28694.8852 | 29591.4949 | 31552.4693 | 33675.1412 | 35799.1015 | 37961.6435 | 39785.2864 | 40966.6847 | 41469.8164 | 44197.3504 | 47220.5954
Scenario 2: High TRC | PG&E | Com | FoodServ | Com ¦ ENERGY STAR Steamer - Fuel Sub - Panel Upgrade | Com - Health | Fuel Substitution | 2809314.7688 | 2956738.4342 | 3116524.065 | 3287821.7443 | 3463614.0088 | 3643956.2912 | 3846810.481 | 4068459.3103 | 4309085.3275 | 4567445.7559 | 4833619.0405 | 5123742.3752 | 5434285.1608
Scenario 2: High TRC | PG&E | Com | FoodServ | Com ¦ ENERGY STAR Convection Oven - Gas - Panel Upgrade | Com - Health | Energy Efficiency | 17269.3256 | 18055.3283 | 20163.3685 | 20793.3997 | 22171.3404 | 23662.903 | 25155.3708 | 26674.9493 | 27956.3897 | 28786.5366 | 29140.078 | 31056.666 | 33181.0447
Scenario 2: High TRC | PG&E | Com | FoodServ | Com ¦ ENERGY STAR Convection Oven - Fuel Sub - Panel Upgrade | Com - Health | Fuel Substitution | 2660905.1738 | 2811686.0349 | 2979392.0943 | 3161585.0418 | 3343609.9474 | 3524958.0656 | 3740908.6178 | 3983291.7353 | 4251736.4806 | 4542947.005 | 4836214.898 | 5162896.4356 | 5514905.7451
Scenario 2: High TRC | PG&E | Com | FoodServ | Com ¦ ENERGY STAR Griddle - Gas - Panel Upgrade | Com - Health | Energy Efficiency | 16277.8217 | 17018.6967 | 19005.7056 | 19599.5641 | 20898.3915 | 22304.3172 | 23711.0963 | 25143.4295 | 26351.297 | 27133.7817 | 27467.0248 | 29273.5735 | 31275.9828
Scenario 2: High TRC | PG&E | Com | FoodServ | Com ¦ ENERGY STAR Griddle - Fuel Sub - Panel Upgrade | Com - Health | Fuel Substitution | 2955323.3145 | 3127001.782 | 3319450.5745 | 3529343.9993 | 3737377.5019 | 3942773.822 | 4191622.6467 | 4473092.2378 | 4786564.9732 | 5127579.1831 | 5468858.1576 | 5851304.7237 | 6264145.3393
Scenario 2: High TRC | PG&E | Com | FoodServ | Com ¦ ENERGY STAR Combination Oven - Gas - Panel Upgrade | Com - Health | Energy Efficiency | 23977.6046 | 25144.5536 | 408.4868 | 421.2505 | 449.166 | 479.3834 | 509.6191 | 540.404 | 566.3645 | 583.1823 | 590.3447 | 629.1726 | 672.21
Scenario 2: High TRC | PG&E | Com | FoodServ | Com ¦ ENERGY STAR Combination Oven - Fuel Sub - Panel Upgrade | Com - Health | Fuel Substitution | 0 | 0 | 49255.9622 | 52767.0811 | 56154.5354 | 59394.7054 | 63561.102 | 68393.6759 | 73871.5266 | 79883.0986 | 85782.161 | 92518.3855 | 99830.5542
Scenario 2: High TRC | PG&E | Com | Lighting | Com ¦ LED Fixtures and Retrofit Kits - 140 lpw | Com - Health | Energy Efficiency | 2796920.4724 | 2899818.8962 | 2992950.7693 | 3070634.1413 | 3166629.1326 | 3273700.8006 | 3332535.7706 | 3370156.1991 | 3392364.5491 | 3401296.7368 | 3444837.4886 | 3465841.2276 | 3474403.6933
Scenario 2: High TRC | SCE | Com | BldgEnv | Com ¦ Com Wall Insulation (R14) - Marine | Com - Health | Energy Efficiency | 46.0797 | 48.1324 | 50.9345 | 51.8906 | 54.5073 | 56.8065 | 59.5262 | 60.2217 | 0 | 0 | 0 | 0 | 0
Scenario 2: High TRC | SCE | Com | BldgEnv | Com ¦ Com Wall Insulation (R14) - Cold | Com - Health | Energy Efficiency | 5.6932 | 5.9468 | 6.293 | 6.4112 | 6.7345 | 7.0186 | 7.3546 | 7.4405 | 0 | 0 | 0 | 0 | 0
Scenario 2: High TRC | SCE | Com | HVAC | Com ¦ Small Unitary AC (SEER 16) - Marine | Com - Health | Energy Efficiency | 0 | 0 | 0 | 0 | 0 | 0 | 0 | 0 | 0 | 0 | 0 | 0 | 0
Scenario 2: High TRC | SCE | Com | HVAC | Com ¦ Small Unitary AC (SEER 16) - Hot-Dry | Com - Health | Energy Efficiency | 0 | 0 | 0 | 0 | 0 | 0 | 0 | 0 | 0 | 0 | 0 | 0 | 0
Scenario 2: High TRC | SCE | Com | HVAC | Com ¦ Small Unitary AC (SEER 16) - Cold | Com - Health | Energy Efficiency | 0 | 0 | 0 | 213926.7616 | 221609.9009 | 230557.0267 | 236429.3064 | 239184.6094 | 0 | 0 | 0 | 0 | 0
Scenario 2: High TRC | SCE | Com | HVAC | Com ¦ Small Unitary AC (SEER 17) - Hot-Dry | Com - Health | Energy Efficiency | 0 | 0 | 0 | 0 | 0 | 0 | 0 | 0 | 0 | 0 | 0 | 0 | 0
Scenario 2: High TRC | SCE | Com | HVAC | Com ¦ Small Unitary AC (SEER 17) - Cold | Com - Health | Energy Efficiency | 0 | 0 | 0 | 0 | 0 | 0 | 0 | 0 | 0 | 0 | 0 | 0 | 0
Scenario 2: High TRC | SCE | Com | HVAC | Com ¦ Ductless Mini Split Heat Pump (SEER 18) - Hot-Dry | Com - Health | Energy Efficiency | 1411804.5505 | 1470469.1809 | 1525086.1807 | 1575192.4648 | 1636673.0467 | 1704136.764 | 1748510.4963 | 1770466.8372 | 1792127.4768 | 1811951.4739 | 1836297.7266 | 1851746.0935 | 1868232.6456
Scenario 2: High TRC | SCE | Com | HVAC | Com ¦ Ductless Mini Split Heat Pump (SEER 18) - Marine | Com - Health | Energy Efficiency | 336129.9032 | 350097.089 | 363100.5935 | 375030.163 | 389667.7855 | 405729.9045 | 416294.6377 | 421522.1196 | 426679.1993 | 431399.0015 | 437195.4863 | 440873.5153 | 444798.7209
Scenario 2: High TRC | SCE | Com | HVAC | Com ¦ Ductless Mini Split Heat Pump (SEER 18) - Cold | Com - Health | Energy Efficiency | 19622.1928 | 20437.5526 | 21196.6558 | 21893.066 | 22747.5638 | 23685.2191 | 24301.9546 | 24607.1183 | 24908.1722 | 25183.6992 | 25522.0796 | 25736.7912 | 25965.9322
Scenario 2: High TRC | SCE | Com | HVAC | Com ¦ HVAC Fan Variable Frequency Drive (VFD) - Marine | Com - Health | Energy Efficiency | 0 | 0 | 0 | 0 | 0 | 0 | 0 | 0 | 0 | 0 | 0 | 0 | 0
Scenario 2: High TRC | SCE | Com | HVAC | Com ¦ HVAC Fan Variable Frequency Drive (VFD) - Hot-Dry | Com - Health | Energy Efficiency | 0 | 0 | 0 | 0 | 0 | 0 | 0 | 0 | 0 | 0 | 0 | 0 | 0
Scenario 2: High TRC | SCE | Com | HVAC | Com ¦ HVAC Fan Variable Frequency Drive (VFD) - Cold | Com - Health | Energy Efficiency | 0 | 0 | 0 | 0 | 0 | 0 | 0 | 0 | 0 | 0 | 0 | 0 | 0
Scenario 2: High TRC | SCE | Com | WaterHeat | Com ¦ Com Heat Pump Water Heater (3.3 UEF - 50 Gal) - Marine | Com - Health | Energy Efficiency | 3280880.2787 | 3461656.4161 | 3643644.5735 | 3823316.0195 | 4028917.4646 | 4228372.5574 | 4365906.3204 | 4448727.8028 | 4524460.8859 | 4586407.5615 | 4677726.8666 | 4753381.164 | 4825354.1313
Scenario 2: High TRC | SCE | Com | WaterHeat | Com ¦ Com Heat Pump Water Heater (3.3 UEF - 50 Gal) - Hot-Dry | Com - Health | Energy Efficiency | 12956074.8562 | 13670452.5488 | 14389614.2655 | 15099622.2209 | 15912120.9466 | 16700322.2248 | 17243744.5385 | 17570893.7212 | 17870019.2087 | 18114648.6974 | 18475383.3463 | 18774180.4327 | 19058418.0425
Scenario 2: High TRC | SCE | Com | WaterHeat | Com ¦ Com Heat Pump Water Heater (3.3 UEF - 50 Gal) - Cold | Com - Health | Energy Efficiency | 220643.0614 | 232784.5241 | 245007.5668 | 257074.9725 | 270883.1947 | 284278.8889 | 293518.4082 | 299085.3701 | 304176.6462 | 308342.494 | 314480.0543 | 319566.5838 | 324406.2431
Scenario 2: High TRC | SCE | Com | ComRefrig | Com ¦ ENERGY STAR ULT Freezer - Hot-Dry | Com - Health | Energy Efficiency | 0 | 0 | 0 | 0 | 0 | 0 | 0 | 0 | 0 | 0 | 0 | 0 | 0
Scenario 2: High TRC | SCE | Com | FoodServ | Com ¦ ENERGY STAR Combination Oven - Electric | Com - Health | Energy Efficiency | 0 | 0 | 0 | 0 | 0 | 0 | 0 | 0 | 0 | 0 | 0 | 0 | 0
Scenario 2: High TRC | SCE | Com | FoodServ | Com ¦ ENERGY STAR Conveyor Broiler - Gas | Com - Health | Energy Efficiency | 0 | 0 | 0 | 0 | 0 | 36924.4358 | 38173.9968 | 38897.3566 | 39522.5938 | 39999.6042 | 40695.7089 | 41216.5433 | 41718.1543
Scenario 2: High TRC | SCE | Com | FoodServ | Com ¦ High Performance Conveyor Toaster | Com - Health | Energy Efficiency | 0 | 0 | 0 | 0 | 0 | 552315.4105 | 571006.3346 | 581826.3446 | 591178.6366 | 598313.7551 | 608726.083 | 616516.7206 | 624019.8137
Scenario 2: High TRC | SCE | Com | FoodServ | Com ¦ Electric Deck Oven (60% cooking efficiency) | Com - Health | Energy Efficiency | 0 | 0 | 0 | 0 | 0 | 0 | 0 | 0 | 0 | 0 | 0 | 0 | 0
Scenario 2: High TRC | SCE | Com | FoodServ | Com ¦ Demand Controlled Ventilation (DCV) Exhaust Hood | Com - Health | Energy Efficiency | 93024.2177 | 98273.5888 | 104970.1643 | 107682.7054 | 113749.5721 | 119048.4222 | 124820.0782 | 126429.3223 | 127881.1117 | 126731.6671 | 125366.1864 | 128794.1007 | 133852.0279
Scenario 2: High TRC | SCE | Com | FoodServ | Com ¦ ENERGY STAR Ice Machine | Com - Health | Energy Efficiency | 0 | 52233.4546 | 55114.8491 | 57955.4462 | 61355.9192 | 64869.6099 | 67373.6132 | 68890.3699 | 70267.1177 | 71294.6477 | 72594.6433 | 73440.0205 | 74238.7693
Scenario 2: High TRC | SCE | Com | FoodServ | Com ¦ ENERGY STAR Griddle - Electric | Com - Health | Energy Efficiency | 0 | 0 | 0 | 0 | 0 | 0 | 0 | 0 | 0 | 0 | 0 | 0 | 0
Scenario 2: High TRC | SCE | Com | Lighting | Com ¦ LED High and Low Bay - 155 lpw | Com - Health | Energy Efficiency | 0 | 0 | 0 | 0 | 0 | 0 | 0 | 0 | 0 | 0 | 0 | 0 | 0
Scenario 2: High TRC | SCE | Com | Lighting | Com ¦ LED Fixtures and Retrofit Kits - 140 lpw - RET | Com - Health | Energy Efficiency | 0 | 0 | 0 | 0 | 0 | 0 | 0 | 0 | 0 | 0 | 0 | 0 | 0
Scenario 2: High TRC | SCE | Com | Lighting | Com ¦ LED Fixtures and Retrofit Kits - 140 lpw | Com - Health | Energy Efficiency | 3431665.8354 | 3609564.5863 | 3784557.2383 | 3953109.9118 | 4143078.9992 | 4325132.608 | 4451016.8366 | 4531983.8313 | 4610477.7226 | 4676312.1806 | 4769498.8486 | 4848747.0625 | 4924619.9693
Scenario 2: High TRC | SCG | Com | AppPlug | Com ¦ Ozone Laundry System Retrofit | Com - Health | Energy Efficiency | 102773676.2436 | 107892517.9717 | 113309949.0667 | 118850411.721 | 124808180.852 | 131042319.9545 | 137763200.3594 | 144728487.0635 | 152084756.8949 | 159730087.7591 | 167781013.2009 | 176678493.1245 | 186183488.2682
Scenario 2: High TRC | SCG | Com | AppPlug | Com ¦ Com Modulating Dryer Valve | Com - Health | Energy Efficiency | 49810512.4952 | 52244860.6595 | 54795504.3994 | 57481063.7931 | 60312085.4917 | 63299511.6794 | 66455249.1719 | 69792166.1149 | 73320140.777 | 77051792.3596 | 81001715.176 | 85187592.0089 | 89627638.0391
Scenario 2: High TRC | SCG | Com | BldgEnv | Com ¦ Com Wall Insulation (R14) - Marine | Com - Health | Energy Efficiency | 801066.38 | 840459.8278 | 881919.163 | 925546.9986 | 971680.1994 | 1020376.168 | 1071941.3775 | 1126416.211 | 1184080.1637 | 1245070.9048 | 1309662.4724 | 1378364.9818 | 1451279.433
Scenario 2: High TRC | SCG | Com | BldgEnv | Com ¦ Com Wall Insulation (R14) - Hot-Dry | Com - Health | Energy Efficiency | 2604.7255 | 2802.6351 | 3048.2086 | 3193.8751 | 3429.3377 | 3641.608 | 3960.9496 | 4200.4191 | 4448.5889 | 4616.3141 | 4764.7085 | 5179.4291 | 5667.4564
Scenario 2: High TRC | SCG | Com | BldgEnv | Com ¦ Com Wall Insulation (R14) - Cold | Com - Health | Energy Efficiency | 12690.9269 | 13315.0192 | 13971.8405 | 14663.0162 | 15393.8834 | 16165.3512 | 16982.2752 | 17845.295 | 18758.8385 | 19725.0868 | 20748.3814 | 21836.8037 | 22991.9539
Scenario 2: High TRC | SCG | Com | HVAC | Com ¦ HVAC Energy Management System (Elec SC and Gas SH) - Marine | Com - Health | Energy Efficiency | 2891756.9895 | 3036002.2941 | 3188918.7004 | 3345617.8154 | 3514167.7082 | 3690718.6186 | 3881009.1844 | 4078333.7134 | 4286878.2747 | 4503952.6119 | 4732743.138 | 4985326.8083 | 5255075.4221
Scenario 2: High TRC | SCG | Com | HVAC | Com ¦ HVAC Energy Management System (Elec SC and Gas SH) - Hot-Dry | Com - Health | Energy Efficiency | 17032040.3386 | 17881624.8143 | 18782280.8549 | 19705216.516 | 20697951.584 | 21737811.5167 | 22858596.0793 | 24020809.6922 | 25249107.7105 | 26527644.9045 | 27875188.7975 | 29362870.9493 | 30951652.1945
Scenario 2: High TRC | SCG | Com | HVAC | Com ¦ HVAC Energy Management System (Elec SC and Gas SH) - Cold | Com - Health | Energy Efficiency | 50875.7768 | 53413.5391 | 56103.8554 | 58860.7224 | 61826.0845 | 64932.2116 | 68280.0657 | 71751.6709 | 75420.6744 | 79239.7455 | 83264.944 | 87708.7442 | 92454.5338
Scenario 2: High TRC | SCG | Com | HVAC | Com ¦ Efficient Hot Water Boilers (94% eff.) - ZEAS 2030 - Marine | Com - Health | Energy Efficiency | 443467.2533 | 466265.8558 | 490448.2751 | 515784.2819 | 542803.8339 | 0 | 0 | 0 | 0 | 0 | 0 | 0 | 0
Scenario 2: High TRC | SCG | Com | HVAC | Com ¦ Efficient Hot Water Boilers (94% eff.) - ZEAS 2030 - Hot-Dry | Com - Health | Energy Efficiency | 2281068.5081 | 2398337.9884 | 2522725.4257 | 2653046.5865 | 2792027.4215 | 0 | 0 | 0 | 0 | 0 | 0 | 0 | 0
Scenario 2: High TRC | SCG | Com | HVAC | Com ¦ Efficient Hot Water Boilers (94% eff.) - ZEAS 2030 - Cold | Com - Health | Energy Efficiency | 6466.8085 | 6799.2664 | 7151.9036 | 7521.3629 | 7915.3723 | 0 | 0 | 0 | 0 | 0 | 0 | 0 | 0
Scenario 2: High TRC | SCG | Com | WaterHeat | Com ¦ Com Hot Water Tank Insulation - Marine | Com - Health | Energy Efficiency | 14445.219 | 15151.5583 | 15889.8311 | 16666.8684 | 17485.6284 | 18348.8947 | 19260.5103 | 20224.274 | 21243.3452 | 22321.0423 | 23460.664 | 24667.7614 | 25948.3143
Scenario 2: High TRC | SCG | Com | WaterHeat | Com ¦ Com Hot Water Tank Insulation - Hot-Dry | Com - Health | Energy Efficiency | 78352.976 | 82184.2631 | 86188.763 | 90403.5265 | 94844.6004 | 99527.0823 | 104471.8186 | 109699.4137 | 115227.0047 | 121072.5908 | 127254.0652 | 133801.5378 | 140747.4433
Scenario 2: High TRC | SCG | Com | WaterHeat | Com ¦ Com Hot Water Tank Insulation - Cold | Com - Health | Energy Efficiency | 196.1385 | 205.7293 | 215.7536 | 226.3043 | 237.4215 | 249.143 | 261.521 | 274.6071 | 288.4441 | 303.0772 | 318.5511 | 334.9412 | 352.3287
Scenario 2: High TRC | SCG | Com | WaterHeat | Com ¦ Faucet Aerators (Gas WH) - Cold | Com - Health | Energy Efficiency | 0 | 0 | 0 | 0 | 0 | 1900.5182 | 1994.9047 | 2094.6865 | 0 | 0 | 0 | 0 | 0
Scenario 2: High TRC | SCG | Com | WaterHeat | Com ¦ Com Water Heating Controls (Gas WH) - Cold | Com - Health | Energy Efficiency | 0 | 0 | 0 | 230732.3099 | 242153.9476 | 254215.5704 | 266961.2463 | 280437.2661 | 0 | 0 | 0 | 0 | 0
Scenario 2: High TRC | SCG | Com | WaterHeat | Com ¦ Low-flow Pre-Rinse Spray Valve - Marine | Com - Health | Energy Efficiency | 2600.654 | 2728.82 | 2863.8633 | 3004.6786 | 3154.3319 | 3311.8767 | 3479.5997 | 3655.6247 | 3841.7687 | 4037.6064 | 4244.665 | 4467.4847 | 4704.4045
Scenario 2: High TRC | SCG | Com | WaterHeat | Com ¦ Low-flow Pre-Rinse Spray Valve - Hot-Dry | Com - Health | Energy Efficiency | 14031.7974 | 14723.3152 | 15451.9398 | 16211.7072 | 17019.1598 | 17869.1909 | 18774.1382 | 19723.8789 | 20728.2167 | 21784.8564 | 22902.0385 | 24104.2597 | 25382.5577
Scenario 2: High TRC | SCG | Com | WaterHeat | Com ¦ Low-flow Pre-Rinse Spray Valve - Cold | Com - Health | Energy Efficiency | 37.3502 | 39.1909 | 41.1304 | 43.1528 | 45.3021 | 47.5647 | 49.9735 | 52.5016 | 55.1749 | 57.9875 | 60.9613 | 64.1614 | 67.564
Scenario 2: High TRC | SCG | Com | WaterHeat | Com ¦ Com Hot Water Pipe Insulation - Marine | Com - Health | Energy Efficiency | 2661265.4708 | 2791352.68 | 2927720.6191 | 3071319.8161 | 3222739.2078 | 3382542.9421 | 3551377.3809 | 3729896.642 | 3918637.0557 | 4118324.1258 | 4329737.0607 | 4553794.3394 | 4791444.0378
Scenario 2: High TRC | SCG | Com | WaterHeat | Com ¦ Com Hot Water Pipe Insulation - Hot-Dry | Com - Health | Energy Efficiency | 12007532.5871 | 12594481.3231 | 13209768.4826 | 13857682.8141 | 14540881.5778 | 15261910.1891 | 16023685.0094 | 16829157.3941 | 17680747.2461 | 18581728.0118 | 19535615.4512 | 20546553.7077 | 21618820.4655
Scenario 2: High TRC | SCG | Com | WaterHeat | Com ¦ Com Hot Water Pipe Insulation - Cold | Com - Health | Energy Efficiency | 33015.9836 | 34629.8613 | 36321.6586 | 38103.1677 | 39981.6951 | 41964.2397 | 44058.8203 | 46273.552 | 48615.0886 | 51092.4307 | 53715.2453 | 56494.9272 | 59443.2383
Scenario 2: High TRC | SCG | Com | WaterHeat | Com ¦ Com Efficient Tankless Gas Water Heater (0.87 UEF - High Draw) - ZEAS 2030 - Marine | Com - Health | Energy Efficiency | 112577.6912 | 121131.4572 | 131745.2822 | 138041.0689 | 148217.8957 | 0 | 0 | 0 | 0 | 0 | 0 | 0 | 0
Scenario 2: High TRC | SCG | Com | WaterHeat | Com ¦ Com Efficient Tankless Gas Water Heater (0.87 UEF - High Draw) - ZEAS 2030 - Hot-Dry | Com - Health | Energy Efficiency | 307279.4081 | 330626.8061 | 359597.1095 | 376781.3809 | 404558.9031 | 0 | 0 | 0 | 0 | 0 | 0 | 0 | 0
Scenario 2: High TRC | SCG | Com | WaterHeat | Com ¦ Com Efficient Tankless Gas Water Heater (0.87 UEF - High Draw) - ZEAS 2030 - Cold | Com - Health | Energy Efficiency | 1518.7116 | 1634.1048 | 1777.2889 | 1862.2212 | 1999.5101 | 0 | 0 | 0 | 0 | 0 | 0 | 0 | 0
Scenario 2: High TRC | SCG | Com | WaterHeat | Com ¦ Com Efficient Tankless Gas Water Heater (0.87 UEF - High Draw) - Panel Upgrade - ZEAS 2030 - Marine | Com - Health | Energy Efficiency | 93402.3702 | 100499.176 | 109305.1518 | 114528.5792 | 122971.9904 | 0 | 0 | 0 | 0 | 0 | 0 | 0 | 0
Scenario 2: High TRC | SCG | Com | WaterHeat | Com ¦ Com Efficient Tankless Gas Water Heater (0.87 UEF - High Draw) - Panel Upgrade - ZEAS 2030 - Hot-Dry | Com - Health | Energy Efficiency | 254940.6078 | 274311.2512 | 298347.0524 | 312604.3325 | 335650.5185 | 0 | 0 | 0 | 0 | 0 | 0 | 0 | 0
Scenario 2: High TRC | SCG | Com | WaterHeat | Com ¦ Com Efficient Tankless Gas Water Heater (0.87 UEF - High Draw) - Panel Upgrade - ZEAS 2030 - Cold | Com - Health | Energy Efficiency | 1260.0299 | 1355.7683 | 1474.5639 | 1545.0297 | 1658.9342 | 0 | 0 | 0 | 0 | 0 | 0 | 0 | 0
Scenario 2: High TRC | SCG | Com | WaterHeat | Com ¦ Efficient Gas Water Heating Boiler (0.92 UEF) - ZEAS 2030 - Marine | Com - Health | Energy Efficiency | 3140020.2871 | 3301448.3836 | 3472674.752 | 3652069.2275 | 3843384.2361 | 0 | 0 | 0 | 0 | 0 | 0 | 0 | 0
Scenario 2: High TRC | SCG | Com | WaterHeat | Com ¦ Efficient Gas Water Heating Boiler (0.92 UEF) - ZEAS 2030 - Hot-Dry | Com - Health | Energy Efficiency | 17085986.1371 | 17964374.7992 | 18896079.4026 | 19872229.6316 | 20913243.7926 | 0 | 0 | 0 | 0 | 0 | 0 | 0 | 0
Scenario 2: High TRC | SCG | Com | WaterHeat | Com ¦ Efficient Gas Water Heating Boiler (0.92 UEF) - ZEAS 2030 - Cold | Com - Health | Energy Efficiency | 43348.0791 | 45576.5991 | 47940.3845 | 50416.9309 | 53058.0406 | 0 | 0 | 0 | 0 | 0 | 0 | 0 | 0
Scenario 2: High TRC | SCG | Com | WholeBlg | Com ¦ Com Title 24 2022 Code | Com - Health | Energy Efficiency | 0 | 0 | 0 | 0 | 0 | 0 | 0 | 0 | 0 | 0 | 0 | 0 | 0
Scenario 2: High TRC | SCG | Com | FoodServ | Com ¦ ENERGY STAR Dishwasher - Tier 1 | Com - Health | Energy Efficiency | 0 | 0 | 0 | 0 | 0 | 0 | 0 | 0 | 0 | 0 | 0 | 0 | 0
Scenario 2: High TRC | SCG | Com | FoodServ | Com ¦ ENERGY STAR Dishwasher - Tier 2 | Com - Health | Energy Efficiency | 812548.827 | 853663.5996 | 897217.763 | 942792.6092 | 991352.5165 | 1042604.8215 | 1097285.3187 | 1154823.4064 | 1215800.0999 | 1280078.099 | 1348154.7664 | 1421482.8557 | 1499524.6757
Scenario 2: High TRC | SCG | Com | FoodServ | Com ¦ ENERGY STAR Conveyor Broiler - Gas | Com - Health | Energy Efficiency | 213484.7833 | 224185.6961 | 235510.5728 | 247351.9154 | 259962.0732 | 273262.8339 | 287445.985 | 302361.1478 | 318158.9904 | 334802.0696 | 352419.2193 | 371389.4119 | 391577.7688
Scenario 2: High TRC | SCG | Com | FoodServ | Com ¦ ENERGY STAR Conveyor Oven - Gas | Com - Health | Energy Efficiency | 635293.9389 | 667138.012 | 700838.8944 | 736076.69 | 773602.3472 | 813183.1197 | 855389.7342 | 899774.6893 | 946786.3476 | 996313.284 | 1048738.8869 | 1105190.9119 | 1165267.9846
Scenario 2: High TRC | SCG | Com | FoodServ | Com ¦ ENERGY STAR Rack Oven - Gas | Com - Health | Energy Efficiency | 270803.0403 | 284377.0275 | 298742.506 | 313763.1155 | 329758.9584 | 346630.8234 | 364621.9906 | 383541.7064 | 403581.0917 | 424692.6499 | 447039.8058 | 471103.2811 | 496711.9842
Scenario 2: High TRC | SCG | Com | FoodServ | Com ¦ Demand Controlled Ventilation (DCV) Exhaust Hood | Com - Health | Energy Efficiency | 66485.3656 | 71481.8697 | 77682.9189 | 81328.3931 | 87251.2509 | 92573.5238 | 100605.457 | 106597.3979 | 112800.1407 | 116955.219 | 120615.2196 | 131009.1003 | 143243.3032
Scenario 2: High TRC | SCG | Com | FoodServ | Com ¦ ENERGY STAR Fryer - Tier 1 Gas | Com - Health | Energy Efficiency | 22683.8758 | 24374.1997 | 26471.7725 | 27695.824 | 29692.9355 | 31482.785 | 34190.7855 | 36201.9737 | 38281.6265 | 39663.6909 | 0 | 0 | 0
Scenario 2: High TRC | SCG | Com | FoodServ | Com ¦ ENERGY STAR Fryer - Tier 2 Gas | Com - Health | Energy Efficiency | 0 | 0 | 0 | 0 | 0 | 0 | 0 | 0 | 0 | 0 | 62022.2053 | 67318.8233 | 73554.2373
Scenario 2: High TRC | SCG | Com | FoodServ | Com ¦ ENERGY STAR Steamer - Gas | Com - Health | Energy Efficiency | 23877.1464 | 25659.9581 | 27872.5681 | 29166.2238 | 31274.649 | 33165.4992 | 36024.4302 | 38150.1205 | 40348.7951 | 41812.8891 | 43098.3704 | 46787.3297 | 51130.2176
Scenario 2: High TRC | SCG | Com | FoodServ | Com ¦ ENERGY STAR Convection Oven - Gas | Com - Health | Energy Efficiency | 16778.032 | 18030.7811 | 19585.5414 | 20494.5695 | 21976.1212 | 23304.7868 | 25313.7051 | 26807.3887 | 28352.3569 | 29381.1489 | 30284.4329 | 32876.5969 | 35928.2644
Scenario 2: High TRC | SCG | Com | FoodServ | Com ¦ ENERGY STAR Griddle - Gas | Com - Health | Energy Efficiency | 15814.7354 | 16995.5589 | 18461.054 | 19317.891 | 20714.3806 | 21966.762 | 23860.34 | 25268.2649 | 26724.5301 | 27694.2548 | 28545.6776 | 30989.0146 | 33865.4732
Scenario 2: High TRC | SCG | Com | FoodServ | Com ¦ ENERGY STAR Combination Oven - Gas | Com - Health | Energy Efficiency | 25360.5975 | 26631.796 | 27977.1174 | 29383.7915 | 30881.7958 | 472.1283 | 512.8267 | 543.0871 | 574.3863 | 595.2285 | 613.528 | 666.0423 | 727.8656
Scenario 2: High TRC | SCG | Com | FoodServ | Com ¦ ENERGY STAR Fryer - Tier 1 Gas - Panel Upgrade | Com - Health | Energy Efficiency | 37326.3776 | 40107.8101 | 43559.3717 | 45573.5516 | 48859.8039 | 51805.006 | 56261.028 | 59570.4435 | 62992.5176 | 65266.7083 | 0 | 0 | 0
Scenario 2: High TRC | SCG | Com | FoodServ | Com ¦ ENERGY STAR Fryer - Tier 2 Gas - Panel Upgrade | Com - Health | Energy Efficiency | 0 | 0 | 0 | 0 | 0 | 0 | 0 | 0 | 0 | 0 | 102057.7029 | 110773.3019 | 121033.6921
Scenario 2: High TRC | SCG | Com | FoodServ | Com ¦ ENERGY STAR Steamer - Gas - Panel Upgrade | Com - Health | Energy Efficiency | 39289.9075 | 42223.529 | 45864.3845 | 47993.0984 | 51462.5176 | 54573.9166 | 59278.2952 | 62776.1243 | 66394.0491 | 68803.2196 | 70918.4824 | 76988.6749 | 84134.9084
Scenario 2: High TRC | SCG | Com | FoodServ | Com ¦ ENERGY STAR Convection Oven - Gas - Panel Upgrade | Com - Health | Energy Efficiency | 27608.2961 | 29669.6979 | 32228.0602 | 33723.8683 | 36161.7655 | 38348.0884 | 41653.7688 | 44111.629 | 46653.8783 | 48346.7582 | 49833.1145 | 54098.5272 | 59120.0541
Scenario 2: High TRC | SCG | Com | FoodServ | Com ¦ ENERGY STAR Griddle - Gas - Panel Upgrade | Com - Health | Energy Efficiency | 26023.1889 | 27966.2371 | 30377.7132 | 31787.6407 | 34085.568 | 36146.365 | 39262.2525 | 41578.9968 | 43975.2849 | 45570.9696 | 46971.9879 | 50992.5055 | 55725.7258
Scenario 2: High TRC | SCG | Com | FoodServ | Com ¦ ENERGY STAR Combination Oven - Gas - Panel Upgrade | Com - Health | Energy Efficiency | 41730.9302 | 43822.6908 | 46036.4206 | 48351.1066 | 50816.0768 | 776.8884 | 843.8577 | 893.6512 | 945.1543 | 979.4501 | 1009.5619 | 1095.9743 | 1197.7047
Scenario 2: High TRC | SDG&E | Com | AppPlug | Com ¦ Ozone Laundry System Retrofit | Com - Health | Energy Efficiency | 1595714.4207 | 1631220.2439 | 1673535.4679 | 1774106.0886 | 1808369.6974 | 1821145.9723 | 34443714.1797 | 36114152.2531 | 37952067.4882 | 40012834.679 | 42275792.0734 | 44160565.1806 | 46273992.3695
Scenario 2: High TRC | SDG&E | Com | AppPlug | Com ¦ Com Modulating Dryer Valve | Com - Health | Energy Efficiency | 0 | 0 | 13420722.3901 | 14066516.3619 | 14747059.4979 | 15464958.8665 | 16223051.2856 | 17024402.4653 | 17871369.0322 | 18766958.8953 | 19714649.2302 | 20718651.4456 | 21783304.4863
Scenario 2: High TRC | SDG&E | Com | BldgEnv | Com ¦ Com Wall Insulation (R14) - Marine | Com - Health | Energy Efficiency | 156716.244 | 164140.7296 | 171931.4481 | 180178.9955 | 188862.3653 | 198084.863 | 207677.7365 | 217992.2078 | 228960.9088 | 240662.7737 | 253112.9894 | 265864.825 | 279478.1685
Scenario 2: High TRC | SDG&E | Com | BldgEnv | Com ¦ Com Wall Insulation (R14) - Hot-Dry | Com - Health | Energy Efficiency | 873.4965 | 891.6781 | 913.4542 | 966.8951 | 984.5742 | 991.63 | 896.5513 | 924.0569 | 992.6357 | 1129.1886 | 1318.6081 | 1239.4241 | 1218.1362
Scenario 2: High TRC | SDG&E | Com | HVAC | Com ¦ Small Unitary AC (SEER 16) - Marine | Com - Health | Energy Efficiency | 942496.1538 | 961172.7236 | 975205.9237 | 985636.5491 | 999891.3667 | 1027719.5978 | 1048590.1392 | 1068068.6315 | 1088765.8357 | 1110615.0799 | 1136729.2149 | 1152289.871 | 1170281.0243
Scenario 2: High TRC | SDG&E | Com | HVAC | Com ¦ Small Unitary AC (SEER 16) - Hot-Dry | Com - Health | Energy Efficiency | 4611697.5102 | 4699350.7924 | 4763293.4797 | 4808636.1646 | 4872933.4614 | 5005110.5726 | 5102180.1872 | 5191346.6172 | 0 | 0 | 0 | 0 | 0
Scenario 2: High TRC | SDG&E | Com | HVAC | Com ¦ Ductless Mini Split Heat Pump (SEER 18) - Marine | Com - Health | Energy Efficiency | 107552.2854 | 109113.8346 | 109968.8576 | 110262.3897 | 111081.1573 | 113564.3336 | 114950.4771 | 115955.9152 | 116981.0631 | 117965.9947 | 119443.2982 | 119430.7866 | 119572.6621
Scenario 2: High TRC | SDG&E | Com | HVAC | Com ¦ HVAC Energy Management System (Elec SC and Gas SH) - Marine | Com - Health | Energy Efficiency | 51410.7182 | 52324.1125 | 53403.9701 | 56284.4379 | 57091.2738 | 57344.5372 | 51658.0402 | 1185530.3043 | 56722.7031 | 64255.7629 | 74755.0775 | 69983.7233 | 68513.9391
Scenario 2: High TRC | SDG&E | Com | HVAC | Com ¦ HVAC Energy Management System (Elec SC and Gas SH) - Hot-Dry | Com - Health | Energy Efficiency | 298687.659 | 304123.2002 | 310553.8199 | 327486.1699 | 332341.0324 | 6340173.5394 | 6595632.2871 | 6895382.474 | 330690.803 | 374764.288 | 436165.2688 | 408505.5576 | 400094.7315
Scenario 2: High TRC | SDG&E | Com | HVAC | Com ¦ HVAC Fan Variable Frequency Drive (VFD) - Marine | Com - Health | Energy Efficiency | 115290.3685 | 115163.8021 | 114495.0247 | 112411.0801 | 112423.4945 | 117088.2814 | 121649.9317 | 124402.2094 | 0 | 0 | 0 | 0 | 0
Scenario 2: High TRC | SDG&E | Com | HVAC | Com ¦ HVAC Fan Variable Frequency Drive (VFD) - Hot-Dry | Com - Health | Energy Efficiency | 605592.6421 | 605384.8507 | 602394.8482 | 592110.6666 | 592696.0404 | 617372.7888 | 641547.1219 | 656396.3759 | 0 | 0 | 0 | 0 | 0
Scenario 2: High TRC | SDG&E | Com | HVAC | Com ¦ Large Packaged Heat Pump (IEER 14.0) - Fuel Sub - ZEAS 2030 - Marine | Com - Health | Fuel Substitution | 0 | 0 | 165646.7266 | 178396.6275 | 191540.2896 | 0 | 0 | 0 | 0 | 0 | 0 | 0 | 0
Scenario 2: High TRC | SDG&E | Com | HVAC | Com ¦ Large Packaged Heat Pump (IEER 14.0) - Fuel Sub - Panel Upgrade - ZEAS 2030 - Marine | Com - Health | Fuel Substitution | 0 | 0 | 37850.4805 | 40763.8485 | 43767.1915 | 0 | 0 | 0 | 0 | 0 | 0 | 0 | 0
Scenario 2: High TRC | SDG&E | Com | HVAC | Com ¦ Small Packaged Heat Pump (SEER 16) - Fuel Sub - ZEAS 2030 - Marine | Com - Health | Fuel Substitution | 100271.7871 | 104099.752 | 107849.5078 | 111564.8983 | 115720.6803 | 0 | 0 | 0 | 0 | 0 | 0 | 0 | 0
Scenario 2: High TRC | SDG&E | Com | HVAC | Com ¦ Small Packaged Heat Pump (SEER 16) - Fuel Sub - ZEAS 2030 - Hot-Dry | Com - Health | Fuel Substitution | 440758.7535 | 456779.6218 | 472196.082 | 487215.9275 | 504265.5268 | 0 | 0 | 0 | 0 | 0 | 0 | 0 | 0
Scenario 2: High TRC | SDG&E | Com | HVAC | Com ¦ Small Packaged Heat Pump (SEER 16) - Fuel Sub - Panel Upgrade - ZEAS 2030 - Marine | Com - Health | Fuel Substitution | 22912.2265 | 23786.9212 | 24643.745 | 25492.7163 | 26442.3176 | 0 | 0 | 0 | 0 | 0 | 0 | 0 | 0
Scenario 2: High TRC | SDG&E | Com | HVAC | Com ¦ Small Packaged Heat Pump (SEER 16) - Fuel Sub - Panel Upgrade - ZEAS 2030 - Hot-Dry | Com - Health | Fuel Substitution | 100713.9166 | 104374.7047 | 107897.3848 | 111329.438 | 115225.2924 | 0 | 0 | 0 | 0 | 0 | 0 | 0 | 0
Scenario 2: High TRC | SDG&E | Com | WaterHeat | Com ¦ Com Heat Pump Water Heater (3.3 UEF - 50 Gal) - Marine | Com - Health | Energy Efficiency | 861204.0314 | 893537.7717 | 924337.4025 | 953886.158 | 987547.8502 | 1025665.5553 | 1050215.1147 | 1069521.4133 | 1087439.5016 | 1102825.6157 | 1127655.1467 | 1142325.0687 | 1156559.0892
Scenario 2: High TRC | SDG&E | Com | WaterHeat | Com ¦ Com Heat Pump Water Heater (3.3 UEF - 50 Gal) - Hot-Dry | Com - Health | Energy Efficiency | 4559142.6697 | 4730324.5541 | 4893384.0273 | 5049820.3595 | 5228032.6771 | 5429837.0931 | 5559806.6074 | 5662014.6266 | 5756872.3496 | 5838323.9831 | 5969772.7281 | 6047434.1744 | 6122787.1097
Scenario 2: High TRC | SDG&E | Com | WaterHeat | Com ¦ Com Hot Water Tank Insulation - Hot-Dry | Com - Health | Energy Efficiency | 23151.9739 | 24261.8515 | 25421.6067 | 26641.8433 | 27927.164 | 29281.9014 | 30712.0314 | 32223.4627 | 0 | 0 | 0 | 0 | 0
Scenario 2: High TRC | SDG&E | Com | WaterHeat | Com ¦ Low-flow Pre-Rinse Spray Valve - Hot-Dry | Com - Health | Energy Efficiency | 4085.5127 | 4279.2842 | 4482.9357 | 4700.7407 | 4926.3153 | 5163.0974 | 5402.3656 | 5668.8336 | 5954.8116 | 6264.2432 | 6596.6081 | 6919.337 | 7268.1109
Scenario 2: High TRC | SDG&E | Com | WaterHeat | Com ¦ Com Hot Water Pipe Insulation - Hot-Dry | Com - Health | Energy Efficiency | 3700950.8657 | 3878382.0726 | 4064325.7428 | 4260063.7235 | 4466391.2964 | 4684070.541 | 4913974.3741 | 5156986.388 | 0 | 0 | 0 | 0 | 0
Scenario 2: High TRC | SDG&E | Com | WaterHeat | Com ¦ Com Efficient Tankless Gas Water Heater (0.87 UEF - High Draw) - ZEAS 2030 - Marine | Com - Health | Energy Efficiency | 43062.652 | 44093.3944 | 45316.7671 | 48127.4354 | 49146.9999 | 0 | 0 | 0 | 0 | 0 | 0 | 0 | 0
Scenario 2: High TRC | SDG&E | Com | WaterHeat | Com ¦ Com Efficient Tankless Gas Water Heater (0.87 UEF - High Draw) - ZEAS 2030 - Hot-Dry | Com - Health | Energy Efficiency | 114158.5698 | 116891.026 | 120134.1371 | 127585.1409 | 130287.9568 | 0 | 0 | 0 | 0 | 0 | 0 | 0 | 0
Scenario 2: High TRC | SDG&E | Com | WaterHeat | Com ¦ Com Heat Pump Water Heater (3.75 UEF - 50 Gal) - Fuel Sub - ZEAS 2030 - Marine | Com - Health | Fuel Substitution | 6393273.3009 | 6746794.9563 | 7132484.2467 | 7553932.7555 | 7987280.8271 | 4657413.6564 | 4781874.9266 | 4871291.9255 | 4951046.2118 | 5014117.5278 | 5116086.853 | 5194387.7099 | 5265875.7383
Scenario 2: High TRC | SDG&E | Com | WaterHeat | Com ¦ Com Heat Pump Water Heater (3.75 UEF - 50 Gal) - Fuel Sub - ZEAS 2030 - Hot-Dry | Com - Health | Fuel Substitution | 16826885.3197 | 17761719.3112 | 18781773.4173 | 19896566.1838 | 21042838.8988 | 12205854.2507 | 12533325.2171 | 12767962.1911 | 12976976.2662 | 13141776.8498 | 13409544.6367 | 13614599.766 | 13801576.2209
Scenario 2: High TRC | SDG&E | Com | WaterHeat | Com ¦ Com Efficient Tankless Gas Water Heater (0.87 UEF - High Draw) - Panel Upgrade - ZEAS 2030 - Marine | Com - Health | Energy Efficiency | 35727.8047 | 36582.9811 | 37597.9771 | 39929.9052 | 40775.8076 | 0 | 0 | 0 | 0 | 0 | 0 | 0 | 0
Scenario 2: High TRC | SDG&E | Com | WaterHeat | Com ¦ Com Efficient Tankless Gas Water Heater (0.87 UEF - High Draw) - Panel Upgrade - ZEAS 2030 - Hot-Dry | Com - Health | Energy Efficiency | 94713.9782 | 96981.0161 | 99671.7292 | 105853.6059 | 108096.052 | 0 | 0 | 0 | 0 | 0 | 0 | 0 | 0
Scenario 2: High TRC | SDG&E | Com | WaterHeat | Com ¦ Com Heat Pump Water Heater (3.75 UEF - 50 Gal) - Fuel Sub - Panel Upgrade - ZEAS 2030 - Marine | Com - Health | Fuel Substitution | 5304309.1673 | 5597615.5956 | 5917610.5563 | 6267273.8795 | 6626809.917 | 3864117.9237 | 3967379.7468 | 4041566.3778 | 4107736.1428 | 4160064.5423 | 4244665.466 | 4309629.3637 | 4368940.8598
Scenario 2: High TRC | SDG&E | Com | WaterHeat | Com ¦ Com Heat Pump Water Heater (3.75 UEF - 50 Gal) - Fuel Sub - Panel Upgrade - ZEAS 2030 - Hot-Dry | Com - Health | Fuel Substitution | 13960767.4905 | 14736371.5165 | 15582680.143 | 16507590.6251 | 17458619.0864 | 10126835.1201 | 10398528.0647 | 10593199.4003 | 10766612.1769 | 10903342.3314 | 11125501.3194 | 11295629.4762 | 11450758.2932
Scenario 2: High TRC | SDG&E | Com | WaterHeat | Com ¦ Com Heat Pump Water Heater (100+ Gal, 200+ kBtuh - 4.3 COP) - Fuel Sub - ZEAS 2030 - Marine | Com - Health | Fuel Substitution | 1155631.6772 | 1219233.5323 | 1288173.4856 | 1363033.1695 | 1440454.7726 | 0 | 0 | 0 | 0 | 0 | 0 | 0 | 0
Scenario 2: High TRC | SDG&E | Com | WaterHeat | Com ¦ Com Heat Pump Water Heater (100+ Gal, 200+ kBtuh - 4.3 COP) - Fuel Sub - ZEAS 2030 - Hot-Dry | Com - Health | Fuel Substitution | 6128797.1087 | 6466083.1169 | 6831665.6826 | 7228627.5572 | 7639186.089 | 0 | 0 | 0 | 0 | 0 | 0 | 0 | 0
Scenario 2: High TRC | SDG&E | Com | WaterHeat | Com ¦ Com Heat Pump Water Heater (100+ Gal, 200+ kBtuh - 4.3 COP) - Fuel Sub - Panel Upgrade - ZEAS 2030 - Marine | Com - Health | Fuel Substitution | 958793.3146 | 1011561.8867 | 1068759.3205 | 1130868.1791 | 1195102.5861 | 0 | 0 | 0 | 0 | 0 | 0 | 0 | 0
Scenario 2: High TRC | SDG&E | Com | WaterHeat | Com ¦ Com Heat Pump Water Heater (100+ Gal, 200+ kBtuh - 4.3 COP) - Fuel Sub - Panel Upgrade - ZEAS 2030 - Hot-Dry | Com - Health | Fuel Substitution | 5084881.1177 | 5364717.3113 | 5668030.3191 | 5997377.8085 | 6338006.0409 | 0 | 0 | 0 | 0 | 0 | 0 | 0 | 0
Scenario 2: High TRC | SDG&E | Com | WaterHeat | Com ¦ Efficient Gas Water Heating Boiler (0.92 UEF) - ZEAS 2030 - Hot-Dry | Com - Health | Energy Efficiency | 5058765.1433 | 5309955.4651 | 5575737.1002 | 5860991.012 | 6157843.8627 | 0 | 0 | 0 | 0 | 0 | 0 | 0 | 0
Scenario 2: High TRC | SDG&E | Com | FoodServ | Com ¦ ENERGY STAR Dishwasher - Tier 1 | Com - Health | Energy Efficiency | 0 | 0 | 0 | 0 | 0 | 0 | 0 | 0 | 0 | 0 | 0 | 0 | 0
Scenario 2: High TRC | SDG&E | Com | FoodServ | Com ¦ ENERGY STAR Dishwasher - Tier 2 | Com - Health | Energy Efficiency | 221717.2159 | 231639.5084 | 241859.1644 | 252578.5661 | 263832.5309 | 275918.0603 | 287595.718 | 300352.3533 | 313999.8324 | 328619.4112 | 344675.7965 | 359805.7308 | 376118.5697
Scenario 2: High TRC | SDG&E | Com | FoodServ | Com ¦ ENERGY STAR Combination Oven - Electric | Com - Health | Energy Efficiency | 0 | 0 | 0 | 0 | 130270.8122 | 135116.9586 | 138351.7589 | 140870.2135 | 143035.0745 | 144723.7658 | 147513.109 | 148758.7373 | 150001.3245
Scenario 2: High TRC | SDG&E | Com | FoodServ | Com ¦ ENERGY STAR Conveyor Broiler - Gas | Com - Health | Energy Efficiency | 55855.4128 | 58401.5625 | 61042.1025 | 63841.0878 | 66792.7669 | 69965.7951 | 73052.0719 | 76406.8624 | 79969.9037 | 83777.1893 | 87945.3685 | 91892.3176 | 96151.431
Scenario 2: High TRC | SDG&E | Com | FoodServ | Com ¦ ENERGY STAR Conveyor Oven - Gas | Com - Health | Energy Efficiency | 156647.1919 | 164218.5759 | 172211.7107 | 180779.2254 | 189675.8402 | 199033.3058 | 208516.9829 | 219083.5307 | 230437.7393 | 242731.6235 | 255947.858 | 268823.186 | 282743.0606
Scenario 2: High TRC | SDG&E | Com | FoodServ | Com ¦ ENERGY STAR Convection Oven - Electric | Com - Health | Energy Efficiency | 650679.7911 | 682129.7423 | 715331.5585 | 750919.2291 | 787873.9131 | 826742.8748 | 866136.0933 | 910027.3309 | 957190.3472 | 1008256.5804 | 1063154.0642 | 1116635.4936 | 1174455.7519
Scenario 2: High TRC | SDG&E | Com | FoodServ | Com ¦ High Performance Conveyor Toaster | Com - Health | Energy Efficiency | 134710.5744 | 138924.6453 | 142663.8681 | 146203.5787 | 150555.0248 | 156155.7552 | 159894.2398 | 162804.8381 | 165306.7853 | 167258.4195 | 170482.0858 | 171921.6685 | 173357.7365
Scenario 2: High TRC | SDG&E | Com | FoodServ | Com ¦ ENERGY STAR Rack Oven - Gas | Com - Health | Energy Efficiency | 66773.0844 | 70000.4941 | 73407.681 | 77059.7055 | 80852.0136 | 84840.7659 | 88883.3176 | 93387.4582 | 98227.3505 | 103467.7928 | 109101.3999 | 114589.6909 | 120523.2346
Scenario 2: High TRC | SDG&E | Com | FoodServ | Com ¦ Demand Controlled Ventilation (DCV) Exhaust Hood | Com - Health | Energy Efficiency | 58424.9237 | 58470.5442 | 58481.2827 | 60225.6647 | 59863.1832 | 59346.067 | 52548.1998 | 52861.2752 | 55408.0511 | 61457.2952 | 70129.3446 | 64154.9189 | 61394.661
Scenario 2: High TRC | SDG&E | Com | FoodServ | Com ¦ ENERGY STAR Ice Machine | Com - Health | Energy Efficiency | 15700.9402 | 16211.2204 | 16659.4816 | 17068.2981 | 17596.7205 | 18331.7547 | 18851.7933 | 19278.7394 | 19669.1671 | 19964.8605 | 20371.7667 | 20516.704 | 20656.9867
Scenario 2: High TRC | SDG&E | Com | FoodServ | Com ¦ ENERGY STAR Fryer - Tier 1 Gas | Com - Health | Energy Efficiency | 0 | 8593.9939 | 8818.3112 | 9349.8336 | 9532.0963 | 9601.167 | 8680.6511 | 8947.9192 | 9612.2877 | 10934.0405 | 12767.4132 | 12004.6309 | 11801.3305
Scenario 2: High TRC | SDG&E | Com | FoodServ | Com ¦ ENERGY STAR Fryer - Fuel Sub | Com - Health | Fuel Substitution | 2166324.7728 | 2291950.7035 | 2430505.5442 | 2581253.7182 | 2734301.1547 | 2887311.8172 | 3065263.9814 | 3266253.8992 | 3485178.3495 | 3724700.4838 | 3969627.1142 | 4239875.0093 | 4529083.9542
Scenario 2: High TRC | SDG&E | Com | FoodServ | Com ¦ ENERGY STAR Steamer - Gas | Com - Health | Energy Efficiency | 8843.7514 | 9043.0803 | 9280.6453 | 9841.7316 | 10035.3464 | 10109.8559 | 9142.2017 | 9425.3846 | 10127.0557 | 11521.7082 | 13456.1115 | 12654.5423 | 12442.5579
Scenario 2: High TRC | SDG&E | Com | FoodServ | Com ¦ ENERGY STAR Steamer - Fuel Sub | Com - Health | Fuel Substitution | 659850.9047 | 695273.3521 | 733594.1968 | 774774.4605 | 817298.2467 | 860858.4226 | 909517.5701 | 963049.2209 | 1020716.5917 | 1083031.2726 | 1147656.3872 | 1217874.7086 | 1292778.7041
Scenario 2: High TRC | SDG&E | Com | FoodServ | Com ¦ ENERGY STAR Convection Oven - Gas | Com - Health | Energy Efficiency | 6214.3416 | 6354.4063 | 6521.3389 | 6915.604 | 7051.6535 | 7104.0099 | 6424.0572 | 6623.0446 | 7116.096 | 8096.0927 | 9455.3623 | 8892.1144 | 8743.1568
Scenario 2: High TRC | SDG&E | Com | FoodServ | Com ¦ ENERGY STAR Convection Oven - Fuel Sub | Com - Health | Fuel Substitution | 638805.9601 | 676339.5869 | 717864.5636 | 763132.142 | 808967.0709 | 854610.9225 | 908039.3083 | 968630.0495 | 1034737.6383 | 1107198.9284 | 1181139.6148 | 1262911.6902 | 1350462.4891
Scenario 2: High TRC | SDG&E | Com | FoodServ | Com ¦ ENERGY STAR Griddle - Gas | Com - Health | Energy Efficiency | 5857.5504 | 5989.5734 | 6146.9217 | 6518.5503 | 6646.7887 | 6696.1392 | 6055.2253 | 6242.788 | 6707.5313 | 7631.2623 | 8912.4906 | 8381.5811 | 8241.1758
Scenario 2: High TRC | SDG&E | Com | FoodServ | Com ¦ ENERGY STAR Griddle - Fuel Sub | Com - Health | Fuel Substitution | 714710.4457 | 757902.894 | 805999.4917 | 858643.8692 | 911651.7175 | 964003.9096 | 1026119.3038 | 1097152.7264 | 1174918.2695 | 1260478.5915 | 1347413.9128 | 1444005.1807 | 1547521.4757
Scenario 2: High TRC | SDG&E | Com | FoodServ | Com ¦ ENERGY STAR Combination Oven - Gas | Com - Health | Energy Efficiency | 5565.4129 | 5834.4115 | 132.1149 | 140.1022 | 142.8584 | 143.9191 | 130.1441 | 134.1753 | 144.164 | 164.0176 | 191.5548 | 180.1441 | 177.1264
Scenario 2: High TRC | SDG&E | Com | FoodServ | Com ¦ ENERGY STAR Combination Oven - Fuel Sub | Com - Health | Fuel Substitution | 0 | 0 | 12315.9777 | 13224.0756 | 14122.1387 | 14985.0438 | 16055.431 | 17312.0306 | 18702.1572 | 20249.0618 | 21800.6762 | 23549.0233 | 25428.0821
Scenario 2: High TRC | SDG&E | Com | FoodServ | Com ¦ ENERGY STAR Fryer - Tier 1 Gas - Panel Upgrade | Com - Health | Energy Efficiency | 0 | 14141.4396 | 14510.5545 | 15385.1759 | 15685.0898 | 15798.7457 | 14284.0343 | 14723.8248 | 15817.0448 | 17991.9926 | 21008.8122 | 19753.6519 | 19419.1205
Scenario 2: High TRC | SDG&E | Com | FoodServ | Com ¦ ENERGY STAR Fryer - Fuel Sub - Panel Upgrade | Com - Health | Fuel Substitution | 3564693.1446 | 3771410.9459 | 3999403.3029 | 4247459.822 | 4499299.7837 | 4751079.2335 | 5043899.9906 | 5374629.432 | 5734870.1941 | 6129004.4997 | 6532031.9181 | 6976725.5445 | 7452619.6283
Scenario 2: High TRC | SDG&E | Com | FoodServ | Com ¦ ENERGY STAR Steamer - Gas - Panel Upgrade | Com - Health | Energy Efficiency | 14552.4163 | 14880.4125 | 15271.3264 | 16194.5954 | 16513.189 | 16635.7946 | 15043.5171 | 15509.4954 | 16664.0969 | 18959.0014 | 22142.067 | 20823.0829 | 20474.2619
Scenario 2: High TRC | SDG&E | Com | FoodServ | Com ¦ ENERGY STAR Steamer - Fuel Sub - Panel Upgrade | Com - Health | Fuel Substitution | 1085786.4093 | 1144074.1402 | 1207131.1915 | 1274893.4244 | 1344866.4271 | 1416544.8119 | 1496613.5677 | 1584700.0407 | 1679591.8519 | 1782130.8242 | 1888471.6213 | 2004016.0548 | 2127270.7777
Scenario 2: High TRC | SDG&E | Com | FoodServ | Com ¦ ENERGY STAR Convection Oven - Gas - Panel Upgrade | Com - Health | Energy Efficiency | 10225.7155 | 10456.1924 | 10730.8805 | 11379.6446 | 11603.5145 | 11689.6672 | 10570.8031 | 10898.2374 | 11709.5547 | 13322.1419 | 15558.8236 | 14631.9977 | 14386.8876
Scenario 2: High TRC | SDG&E | Com | FoodServ | Com ¦ ENERGY STAR Convection Oven - Fuel Sub - Panel Upgrade | Com - Health | Fuel Substitution | 1051156.8973 | 1112918.5795 | 1181248.0385 | 1255735.9586 | 1331157.4553 | 1406264.5338 | 1494181.084 | 1593883.309 | 1702663.5213 | 1821898.7658 | 1943568.3609 | 2078124.5272 | 2222189.5985
Scenario 2: High TRC | SDG&E | Com | FoodServ | Com ¦ ENERGY STAR Griddle - Gas - Panel Upgrade | Com - Health | Energy Efficiency | 9638.6146 | 9855.8589 | 10114.7759 | 10726.2918 | 10937.3084 | 11018.5147 | 9963.8893 | 10272.5242 | 11037.2604 | 12557.2623 | 14665.5268 | 13791.9138 | 13560.8765
Scenario 2: High TRC | SDG&E | Com | FoodServ | Com ¦ ENERGY STAR Griddle - Fuel Sub - Panel Upgrade | Com - Health | Fuel Substitution | 1176057.9291 | 1247131.2172 | 1326274.2959 | 1412900.7583 | 1500125.3129 | 1586270.9836 | 1688482.0289 | 1805367.7138 | 1933331.1206 | 2074120.8569 | 2217173.1581 | 2376114.3449 | 2546450.6823
Scenario 2: High TRC | SDG&E | Com | FoodServ | Com ¦ ENERGY STAR Combination Oven - Gas - Panel Upgrade | Com - Health | Energy Efficiency | 9157.9016 | 9600.5396 | 217.3954 | 230.5386 | 235.0739 | 236.8193 | 214.1524 | 220.7858 | 237.2222 | 269.8914 | 315.204 | 296.4276 | 291.4619
Scenario 2: High TRC | SDG&E | Com | FoodServ | Com ¦ ENERGY STAR Combination Oven - Fuel Sub - Panel Upgrade | Com - Health | Fuel Substitution | 0 | 0 | 20265.974 | 21760.2514 | 23238.0166 | 24657.9293 | 26419.2542 | 28486.9922 | 30774.4492 | 33319.8847 | 35873.0704 | 38749.9801 | 41841.9764
Scenario 2: High TRC | SDG&E | Com | Lighting | Com ¦ LED Fixtures and Retrofit Kits - 140 lpw | Com - Health | Energy Efficiency | 1623507.0299 | 1679418.792 | 1729013.1859 | 1772692.3437 | 1821928.3612 | 1877650.4812 | 1906783.8156 | 1927852.4561 | 1947500.1664 | 1960932.1643 | 1991462.1768 | 2001854.1665 | 2009738.0787
Scenario 2: High TRC | PG&E | Com | AppPlug | Com ¦ Ozone Laundry System Retrofit | Com - Lodging | Energy Efficiency | 92427276.2429 | 96497242.9615 | 100764882.7342 | 105165591.9145 | 109881327.9447 | 114755381.0907 | 119887226.7253 | 125277626.9265 | 130945830.9719 | 136945231.7504 | 143253992.6498 | 126727450.6445 | 193173616.321
Scenario 2: High TRC | PG&E | Com | AppPlug | Com ¦ Com Modulating Dryer Valve | Com - Lodging | Energy Efficiency | 0 | 20455990.7668 | 21328681.9252 | 22243212.8126 | 23202852.3929 | 24210948.6722 | 25271133.4204 | 26387314.2775 | 27562217.4189 | 28799509.4458 | 30103498.3294 | 28479356.0786 | 29794281.2433
Scenario 2: High TRC | PG&E | Com | AppPlug | Com ¦ Pool Cover | Com - Lodging | Energy Efficiency | 38834.0395 | 41416.7361 | 44293.4151 | 46761.9506 | 50087.3068 | 52972.7865 | 56047.2611 | 59184.6964 | 62439.0401 | 66089.5642 | 69827.4461 | 0 | 454129.048
Scenario 2: High TRC | PG&E | Com | BldgEnv | Com ¦ Com Wall Insulation (R13) - Marine | Com - Lodging | Energy Efficiency | 1996684.0754 | 2080130.4372 | 2166939.2847 | 2257815.9701 | 2354392.6117 | 2457819.9348 | 2566246.2781 | 2680223.145 | 2800194.9983 | 2926697.4572 | 3060048.9526 | 3199893.4838 | 3347599.0312
Scenario 2: High TRC | PG&E | Com | BldgEnv | Com ¦ Com Wall Insulation (R14) - Marine | Com - Lodging | Energy Efficiency | 6377.9704 | 6755.9324 | 7188.2807 | 7597.3981 | 8177.9488 | 8673.3183 | 9212.4806 | 9773.9518 | 10331.2461 | 10985.9123 | 11657.7712 | 12393.1204 | 13170.9857
Scenario 2: High TRC | PG&E | Com | BldgEnv | Com ¦ Com Wall Insulation (R14) - Hot-Dry | Com - Lodging | Energy Efficiency | 1943316.9228 | 2018104.5499 | 2094439.8465 | 2173513.1564 | 2260820.4153 | 2359625.1735 | 2461989.4213 | 2568847.6024 | 2680809.6965 | 2798864.9392 | 2923010.2897 | 3050614.0203 | 3185414.291
Scenario 2: High TRC | PG&E | Com | BldgEnv | Com ¦ Com Wall Insulation (R14) - Cold | Com - Lodging | Energy Efficiency | 8570.5502 | 8927.3716 | 9298.2347 | 9685.8401 | 10099.2719 | 10543.2999 | 11008.4362 | 11497.0855 | 12011.255 | 12553.5573 | 13125.0574 | 12428.709 | 13001.6366
Scenario 2: High TRC | PG&E | Com | HVAC | Com ¦ Small Unitary Heat Pump (SEER 16) - Marine | Com - Lodging | Energy Efficiency | 0 | 0 | 0 | 0 | 0 | 0 | 0 | 0 | 772623.3236 | 782364.7671 | 795653.7427 | 804171.5481 | 812461.2958
Scenario 2: High TRC | PG&E | Com | HVAC | Com ¦ Small Unitary Heat Pump (SEER 17) - Hot-Dry | Com - Lodging | Energy Efficiency | 0 | 0 | 0 | 0 | 0 | 0 | 0 | 0 | 853124.7078 | 863881.1345 | 878554.7186 | 887960.0136 | 897113.489
Scenario 2: High TRC | PG&E | Com | HVAC | Com ¦ Small Unitary Heat Pump (SEER 18) - Marine | Com - Lodging | Energy Efficiency | 786429.288 | 797785.5454 | 804198.8379 | 806454.7824 | 813922.7465 | 834210.061 | 848816.3128 | 861159.7036 | 0 | 0 | 0 | 0 | 0
Scenario 2: High TRC | PG&E | Com | HVAC | Com ¦ Small Unitary Heat Pump (SEER 18) - Hot-Dry | Com - Lodging | Energy Efficiency | 802666.754 | 814257.4849 | 820803.1932 | 823105.7164 | 830727.8721 | 851434.0603 | 866341.8885 | 878940.1343 | 0 | 0 | 0 | 0 | 0
Scenario 2: High TRC | PG&E | Com | HVAC | Com ¦ Small Unitary Heat Pump (SEER 18) - Cold | Com - Lodging | Energy Efficiency | 2469.6897 | 2505.3527 | 2525.4929 | 2532.5774 | 2556.0297 | 2619.7397 | 2665.6089 | 2704.3719 | 2739.2298 | 2773.7668 | 2820.881 | 2851.0797 | 2880.4699
Scenario 2: High TRC | PG&E | Com | HVAC | Com ¦ Small Unitary AC (SEER 18) - Marine | Com - Lodging | Energy Efficiency | 5148523.6362 | 5288314.4868 | 5414603.8696 | 5530208.4921 | 5672346.4803 | 5868227.7428 | 6049266.9063 | 6228645.6449 | 6410441.8789 | 6600183.4476 | 6813284.3949 | 7015117.5182 | 7225416.5427
Scenario 2: High TRC | PG&E | Com | HVAC | Com ¦ Small Unitary AC (SEER 18) - Hot-Dry | Com - Lodging | Energy Efficiency | 5634730.6172 | 5790074.1429 | 5931318.7459 | 6061463.5443 | 6220374.7821 | 6437020.2236 | 6638224.9522 | 6838085.056 | 7040970.3008 | 7252860.7181 | 7490213.7176 | 7716096.9428 | 7951610.288
Scenario 2: High TRC | PG&E | Com | HVAC | Com ¦ Small Unitary AC (SEER 18) - Cold | Com - Lodging | Energy Efficiency | 18497.2616 | 19094.6784 | 19671.0169 | 20233.0131 | 20879.2999 | 21674.7748 | 22449.4332 | 23237.2577 | 24049.124 | 24902.0651 | 25834.77 | 26761.8931 | 27734.1967
Scenario 2: High TRC | PG&E | Com | HVAC | Com ¦ Ductless Mini Split Heat Pump (SEER 18) - Hot-Dry | Com - Lodging | Energy Efficiency | 310713.3259 | 317321.0619 | 322442.9766 | 326419.1203 | 332432.2039 | 341577.7362 | 348182.0864 | 353793.0832 | 358849.992 | 363610.4245 | 370387.7936 | 375067.3624 | 379556.4502
Scenario 2: High TRC | PG&E | Com | HVAC | Com ¦ Ductless Mini Split Heat Pump (SEER 18) - Marine | Com - Lodging | Energy Efficiency | 369155.8771 | 377006.4724 | 383091.776 | 387815.7988 | 394959.8925 | 405825.6222 | 413672.1949 | 420338.5728 | 426346.6434 | 432002.473 | 440054.6079 | 445614.3641 | 450947.8114
Scenario 2: High TRC | PG&E | Com | HVAC | Com ¦ Ductless Mini Split Heat Pump (SEER 18) - Cold | Com - Lodging | Energy Efficiency | 820.0475 | 837.4869 | 851.0048 | 861.4988 | 877.3688 | 901.5061 | 918.9366 | 933.7453 | 947.0917 | 959.6557 | 977.5428 | 989.8933 | 1001.7411
Scenario 2: High TRC | PG&E | Com | HVAC | Com ¦ HVAC Energy Management System (Elec SC and Gas SH) - Marine | Com - Lodging | Energy Efficiency | 5924696.4482 | 6117519.1959 | 6304005.9877 | 6484031.4057 | 6709320.5924 | 6994075.8276 | 7283031.5745 | 7574137.2749 | 497384.7673 | 524932.031 | 553397.4559 | 583866.1321 | 615876.44
Scenario 2: High TRC | PG&E | Com | HVAC | Com ¦ HVAC Energy Management System (Elec SC and Gas SH) - Hot-Dry | Com - Lodging | Energy Efficiency | 4328014.4176 | 4465893.7818 | 4598249.3549 | 4725097.7172 | 4886048.3584 | 5092690.4743 | 5301808.5234 | 5511820.2625 | 361071.2452 | 380884.6414 | 401370.5054 | 423256.359 | 446237.4227
Scenario 2: High TRC | PG&E | Com | HVAC | Com ¦ HVAC Energy Management System (Elec SC and Gas SH) - Cold | Com - Lodging | Energy Efficiency | 13310.7834 | 13762.5731 | 14203.3495 | 14628.7874 | 15147.6244 | 15792.7453 | 16448.7535 | 17111.6254 | 1072.5691 | 1130.2192 | 1189.8847 | 18470.8969 | 19227.6087
Scenario 2: High TRC | PG&E | Com | HVAC | Com ¦ HVAC Pump Variable Frequency Drive (VFD) - Marine | Com - Lodging | Energy Efficiency | 0 | 0 | 0 | 0 | 0 | 0 | 0 | 0 | 0 | 0 | 0 | 0 | 0
Scenario 2: High TRC | PG&E | Com | HVAC | Com ¦ HVAC Fan Variable Frequency Drive (VFD) - Marine | Com - Lodging | Energy Efficiency | 182041.1819 | 180423.5089 | 176340.101 | 0 | 0 | 0 | 177308.9822 | 179765.0263 | 0 | 0 | 0 | 0 | 0
Scenario 2: High TRC | PG&E | Com | HVAC | Com ¦ HVAC Fan Variable Frequency Drive (VFD) - Hot-Dry | Com - Lodging | Energy Efficiency | 150743.7894 | 149458.2618 | 146147.0801 | 141113.2587 | 139284.9743 | 143753.0094 | 147155.438 | 149235.0751 | 0 | 0 | 0 | 0 | 0
Scenario 2: High TRC | PG&E | Com | HVAC | Com ¦ HVAC Fan Variable Frequency Drive (VFD) - Cold | Com - Lodging | Energy Efficiency | 0 | 0 | 0 | 0 | 0 | 0 | 0 | 0 | 0 | 0 | 0 | 0 | 0
Scenario 2: High TRC | PG&E | Com | HVAC | Com ¦ Large Packaged Heat Pump (IEER 14.0) - Fuel Sub - ZEAS 2030 - Marine | Com - Lodging | Fuel Substitution | 3725619.5504 | 3932584.2136 | 4159736.8601 | 4405985.0358 | 4656736.9116 | 0 | 0 | 0 | 0 | 0 | 0 | 0 | 0
Scenario 2: High TRC | PG&E | Com | HVAC | Com ¦ Large Packaged Heat Pump (IEER 14.0) - Fuel Sub - ZEAS 2030 - Hot-Dry | Com - Lodging | Fuel Substitution | 2242472.4407 | 2370715.5962 | 2512023.6782 | 2665605.571 | 2821547.8794 | 0 | 0 | 0 | 0 | 0 | 0 | 0 | 0
Scenario 2: High TRC | PG&E | Com | HVAC | Com ¦ Large Packaged Heat Pump (IEER 14.0) - Fuel Sub - ZEAS 2030 - Cold | Com - Lodging | Fuel Substitution | 15311.4311 | 16199.1579 | 17183.6623 | 18258.0493 | 19343.1441 | 0 | 0 | 0 | 0 | 0 | 0 | 0 | 0
Scenario 2: High TRC | PG&E | Com | HVAC | Com ¦ Large Packaged Heat Pump (IEER 14.0) - Fuel Sub - Panel Upgrade - ZEAS 2030 - Marine | Com - Lodging | Fuel Substitution | 851308.6442 | 898600.324 | 950504.9828 | 1006772.9934 | 1064070.1051 | 0 | 0 | 0 | 0 | 0 | 0 | 0 | 0
Scenario 2: High TRC | PG&E | Com | HVAC | Com ¦ Large Packaged Heat Pump (IEER 14.0) - Fuel Sub - Panel Upgrade - ZEAS 2030 - Hot-Dry | Com - Lodging | Fuel Substitution | 512407.7076 | 541711.4262 | 574000.4965 | 609094.1477 | 644727.1567 | 0 | 0 | 0 | 0 | 0 | 0 | 0 | 0
Scenario 2: High TRC | PG&E | Com | HVAC | Com ¦ Large Packaged Heat Pump (IEER 14.0) - Fuel Sub - Panel Upgrade - ZEAS 2030 - Cold | Com - Lodging | Fuel Substitution | 3498.6808 | 3701.5275 | 3926.488 | 4171.9867 | 4419.9322 | 0 | 0 | 0 | 0 | 0 | 0 | 0 | 0
Scenario 2: High TRC | PG&E | Com | HVAC | Com ¦ Small Packaged Heat Pump (SEER 16) - Fuel Sub - ZEAS 2030 - Hot-Dry | Com - Lodging | Fuel Substitution | 0 | 0 | 0 | 0 | 0 | 216375.5799 | 220646.4239 | 224223.6661 | 0 | 0 | 0 | 0 | 0
Scenario 2: High TRC | PG&E | Com | HVAC | Com ¦ Small Packaged Heat Pump (SEER 16) - Fuel Sub - ZEAS 2030 - Cold | Com - Lodging | Fuel Substitution | 0 | 0 | 0 | 0 | 0 | 615.1338 | 627.2403 | 637.3896 | 646.4979 | 654.9068 | 667.3223 | 611.1671 | 618.2663
Scenario 2: High TRC | PG&E | Com | HVAC | Com ¦ Small Packaged Heat Pump (SEER 18) - Fuel Sub - ZEAS 2030 - Marine | Com - Lodging | Fuel Substitution | 1214646.2115 | 1269845.7731 | 1328022.756 | 1389394.3319 | 1453917.5932 | 0 | 0 | 0 | 0 | 0 | 0 | 0 | 0
Scenario 2: High TRC | PG&E | Com | HVAC | Com ¦ Small Packaged Heat Pump (SEER 18) - Fuel Sub - ZEAS 2030 - Hot-Dry | Com - Lodging | Fuel Substitution | 932513.8107 | 973689.6566 | 1016778.5563 | 1062007.9589 | 1109840.3176 | 0 | 0 | 0 | 0 | 0 | 0 | 0 | 0
Scenario 2: High TRC | PG&E | Com | HVAC | Com ¦ Small Packaged Heat Pump (SEER 18) - Fuel Sub - ZEAS 2030 - Cold | Com - Lodging | Fuel Substitution | 4482.366 | 4702.9751 | 4940.1165 | 5193.6677 | 5455.9896 | 0 | 0 | 0 | 0 | 0 | 0 | 0 | 0
Scenario 2: High TRC | PG&E | Com | HVAC | Com ¦ Small Packaged Heat Pump (SEER 16) - Fuel Sub - Panel Upgrade - ZEAS 2030 - Hot-Dry | Com - Lodging | Fuel Substitution | 0 | 0 | 0 | 0 | 0 | 49442.0858 | 50417.9789 | 51235.3832 | 0 | 0 | 0 | 0 | 0
Scenario 2: High TRC | PG&E | Com | HVAC | Com ¦ Small Packaged Heat Pump (SEER 16) - Fuel Sub - Panel Upgrade - ZEAS 2030 - Cold | Com - Lodging | Fuel Substitution | 0 | 0 | 0 | 0 | 0 | 140.5588 | 143.3252 | 145.6443 | 147.7256 | 149.647 | 152.484 | 139.6524 | 141.2746
Scenario 2: High TRC | PG&E | Com | HVAC | Com ¦ Small Packaged Heat Pump (SEER 18) - Fuel Sub - Panel Upgrade - ZEAS 2030 - Marine | Com - Lodging | Fuel Substitution | 277548.1515 | 290161.3192 | 303454.8312 | 317478.3117 | 332221.9562 | 0 | 0 | 0 | 0 | 0 | 0 | 0 | 0
Scenario 2: High TRC | PG&E | Com | HVAC | Com ¦ Small Packaged Heat Pump (SEER 18) - Fuel Sub - Panel Upgrade - ZEAS 2030 - Hot-Dry | Com - Lodging | Fuel Substitution | 213080.5513 | 222489.2827 | 232335.1492 | 242670.1233 | 253599.876 | 0 | 0 | 0 | 0 | 0 | 0 | 0 | 0
Scenario 2: High TRC | PG&E | Com | HVAC | Com ¦ Small Packaged Heat Pump (SEER 18) - Fuel Sub - Panel Upgrade - ZEAS 2030 - Cold | Com - Lodging | Fuel Substitution | 1024.2261 | 1074.6356 | 1128.8227 | 1186.7594 | 1246.7003 | 0 | 0 | 0 | 0 | 0 | 0 | 0 | 0
Scenario 2: High TRC | PG&E | Com | HVAC | Com ¦ Efficient Hot Water Boilers (94% eff.) - ZEAS 2030 - Marine | Com - Lodging | Energy Efficiency | 542042.5198 | 566733.5311 | 592767.8723 | 620046.672 | 649025.6192 | 0 | 0 | 0 | 0 | 0 | 0 | 0 | 0
Scenario 2: High TRC | PG&E | Com | HVAC | Com ¦ Efficient Hot Water Boilers (94% eff.) - ZEAS 2030 - Hot-Dry | Com - Lodging | Energy Efficiency | 364743.5207 | 381358.2438 | 398876.9014 | 417232.9621 | 436733.0619 | 0 | 0 | 0 | 0 | 0 | 0 | 0 | 0
Scenario 2: High TRC | PG&E | Com | HVAC | Com ¦ Efficient Hot Water Boilers (94% eff.) - ZEAS 2030 - Cold | Com - Lodging | Energy Efficiency | 868.9853 | 908.5692 | 950.3066 | 994.0391 | 1040.4972 | 0 | 0 | 0 | 0 | 0 | 0 | 0 | 0
Scenario 2: High TRC | PG&E | Com | WaterHeat | Com ¦ Com Heat Pump Water Heater (3.3 UEF - 50 Gal) - Marine | Com - Lodging | Energy Efficiency | 1616767.5378 | 1675754.105 | 1731756.8568 | 1784954.5699 | 1849425.3987 | 1920766.2891 | 1971518.478 | 2011862.1014 | 2045934.8242 | 2076666.2789 | 2124792.1146 | 2163957.7505 | 2200007.756
Scenario 2: High TRC | PG&E | Com | WaterHeat | Com ¦ Com Heat Pump Water Heater (3.3 UEF - 50 Gal) - Hot-Dry | Com - Lodging | Energy Efficiency | 1190032.6633 | 1233482.4775 | 1274733.2666 | 1313917.1046 | 1361407.0502 | 1413959.6551 | 1451340.7109 | 1481051.7947 | 1506141.9423 | 1528769.5795 | 1564214.576 | 1593056.746 | 1619602.8873
Scenario 2: High TRC | PG&E | Com | WaterHeat | Com ¦ Com Heat Pump Water Heater (3.3 UEF - 50 Gal) - Cold | Com - Lodging | Energy Efficiency | 3609.1806 | 3740.854 | 3865.867 | 3984.6186 | 4128.5343 | 4287.7855 | 4401.0781 | 4491.1366 | 4567.1971 | 4635.7991 | 4743.2293 | 4830.6584 | 4911.1327
Scenario 2: High TRC | PG&E | Com | WaterHeat | Com ¦ Com Hot Water Tank Insulation - Marine | Com - Lodging | Energy Efficiency | 71504.6046 | 74556.7654 | 77729.4402 | 81052.8927 | 84538.5818 | 88196.9073 | 92042.9779 | 96091.3682 | 0 | 104840.8566 | 109565.1923 | 103630.8481 | 108393.0405
Scenario 2: High TRC | PG&E | Com | WaterHeat | Com ¦ Com Hot Water Tank Insulation - Hot-Dry | Com - Lodging | Energy Efficiency | 50385.003 | 52535.6775 | 54771.271 | 57113.1085 | 59569.2643 | 62147.0667 | 64857.1618 | 67709.8195 | 0 | 73875.0588 | 77204.0146 | 73022.4385 | 76378.0696
Scenario 2: High TRC | PG&E | Com | WaterHeat | Com ¦ Com Hot Water Tank Insulation - Cold | Com - Lodging | Energy Efficiency | 102.8158 | 107.2045 | 111.7665 | 116.5452 | 121.5573 | 126.8175 | 132.3478 | 138.1689 | 0 | 150.7497 | 157.5428 | 149.0099 | 155.8574
Scenario 2: High TRC | PG&E | Com | WaterHeat | Com ¦ Faucet Aerators (Gas WH) - Marine | Com - Lodging | Energy Efficiency | 586551.4455 | 611590.5373 | 637608.8015 | 664862.357 | 693445.4761 | 723440.2299 | 754973.488 | 788164.0673 | 0 | 0 | 0 | 0 | 0
Scenario 2: High TRC | PG&E | Com | WaterHeat | Com ¦ Faucet Aerators (Gas WH) - Hot-Dry | Com - Lodging | Energy Efficiency | 395411.9243 | 412291.5271 | 429831.2195 | 448203.6588 | 467472.3968 | 487692.7601 | 508950.2753 | 531325.0404 | 0 | 0 | 0 | 0 | 0
Scenario 2: High TRC | PG&E | Com | WaterHeat | Com ¦ Faucet Aerators (Gas WH) - Cold | Com - Lodging | Energy Efficiency | 909.4495 | 948.2727 | 988.6141 | 1030.8708 | 1075.189 | 1121.6959 | 1170.5883 | 1222.0504 | 0 | 0 | 0 | 0 | 0
Scenario 2: High TRC | PG&E | Com | WaterHeat | Com ¦ Faucet Aerators (Elec WH) - Marine | Com - Lodging | Energy Efficiency | 0 | 0 | 0 | 0 | 0 | 0 | 0 | 0 | 0 | 0 | 0 | 0 | 0
Scenario 2: High TRC | PG&E | Com | WaterHeat | Com ¦ Faucet Aerators (Elec WH) - Hot-Dry | Com - Lodging | Energy Efficiency | 0 | 0 | 0 | 0 | 0 | 0 | 0 | 0 | 0 | 0 | 0 | 0 | 0
Scenario 2: High TRC | PG&E | Com | WaterHeat | Com ¦ Faucet Aerators (Elec WH) - Cold | Com - Lodging | Energy Efficiency | 0 | 0 | 0 | 0 | 0 | 176.5963 | 185.9462 | 192.0177 | 0 | 0 | 0 | 0 | 0
Scenario 2: High TRC | PG&E | Com | WaterHeat | Com ¦ Com Water Heating Controls (Gas WH) - Marine | Com - Lodging | Energy Efficiency | 9062000.0878 | 9449657.1756 | 9854605.6466 | 10279453.7744 | 10725695.0437 | 11194845.0873 | 11688416.3304 | 12207982.5428 | 0 | 0 | 0 | 0 | 0
Scenario 2: High TRC | PG&E | Com | WaterHeat | Com ¦ Com Water Heating Controls (Gas WH) - Hot-Dry | Com - Lodging | Energy Efficiency | 6411377.1294 | 6685645.0352 | 6972146.6177 | 7272727.2338 | 7588443.5261 | 7920367.8067 | 8269570.1185 | 8637163.9056 | 0 | 0 | 0 | 0 | 0
Scenario 2: High TRC | PG&E | Com | WaterHeat | Com ¦ Com Water Heating Controls (Gas WH) - Cold | Com - Lodging | Energy Efficiency | 13194.2808 | 13758.7099 | 14348.3153 | 14966.8945 | 15616.6223 | 16299.7052 | 17018.3454 | 17774.8343 | 0 | 0 | 0 | 0 | 0
Scenario 2: High TRC | PG&E | Com | WaterHeat | Com ¦ Low Flow Showerheads (Gas WH) - Marine | Com - Lodging | Energy Efficiency | 1479167.9496 | 1542292.0967 | 1608083.4312 | 1677028.0679 | 1749371.1246 | 1825366.1496 | 1905286.4381 | 1989428.3924 | 0 | 0 | 0 | 2147098.2355 | 2246217.2257
Scenario 2: High TRC | PG&E | Com | WaterHeat | Com ¦ Low Flow Showerheads (Gas WH) - Hot-Dry | Com - Lodging | Energy Efficiency | 1018621.4713 | 1062091.5935 | 1107398.4608 | 1154876.8335 | 1204695.5109 | 1257029.0976 | 1312065.7971 | 1370009.7252 | 0 | 0 | 0 | 1478588.2592 | 1546846.0467
Scenario 2: High TRC | PG&E | Com | WaterHeat | Com ¦ Low Flow Showerheads (Gas WH) - Cold | Com - Lodging | Energy Efficiency | 2230.7109 | 2325.9074 | 2425.1264 | 2529.1007 | 2638.2002 | 2752.8071 | 2873.3337 | 3000.2269 | 0 | 3274.454 | 3422.6907 | 3238.0064 | 3387.4863
Scenario 2: High TRC | PG&E | Com | WaterHeat | Com ¦ Low Flow Showerheads (Elec WH) - Marine | Com - Lodging | Energy Efficiency | 6423.3016 | 6606.3517 | 6691.247 | 6899.6168 | 7321.8911 | 7908.4173 | 8224.9656 | 8315.7543 | 0 | 0 | 0 | 0 | 0
Scenario 2: High TRC | PG&E | Com | WaterHeat | Com ¦ Low Flow Showerheads (Elec WH) - Hot-Dry | Com - Lodging | Energy Efficiency | 4686.9103 | 4820.4769 | 4882.4228 | 5034.4646 | 5342.5868 | 5770.5592 | 6001.536 | 6067.782 | 0 | 0 | 0 | 0 | 0
Scenario 2: High TRC | PG&E | Com | WaterHeat | Com ¦ Low Flow Showerheads (Elec WH) - Cold | Com - Lodging | Energy Efficiency | 15.9758 | 16.4311 | 16.6422 | 17.1605 | 18.2108 | 19.6695 | 20.4569 | 20.6827 | 0 | 0 | 0 | 0 | 0
Scenario 2: High TRC | PG&E | Com | WaterHeat | Com ¦ Low-flow Pre-Rinse Spray Valve - Marine | Com - Lodging | Energy Efficiency | 6910.3542 | 7209.3296 | 7522.2932 | 7848.6311 | 8194.0745 | 8555.024 | 8934.904 | 9334.4302 | 9755.0783 | 10199.3507 | 10667.5222 | 9854.3472 | 11969.6785
Scenario 2: High TRC | PG&E | Com | WaterHeat | Com ¦ Low-flow Pre-Rinse Spray Valve - Hot-Dry | Com - Lodging | Energy Efficiency | 4775.865 | 4982.4921 | 5198.7866 | 5424.3244 | 5663.0663 | 5912.5247 | 6175.0664 | 6451.1858 | 6741.9029 | 7048.9473 | 7372.5086 | 6810.5094 | 8272.4514
Scenario 2: High TRC | PG&E | Com | WaterHeat | Com ¦ Low-flow Pre-Rinse Spray Valve - Cold | Com - Lodging | Energy Efficiency | 10.3619 | 10.8102 | 11.2795 | 11.7688 | 12.2868 | 12.828 | 13.3976 | 13.9967 | 14.6274 | 15.2936 | 15.9956 | 14.7763 | 17.9482
Scenario 2: High TRC | PG&E | Com | WaterHeat | Com ¦ Com Hot Water Pipe Insulation - Marine | Com - Lodging | Energy Efficiency | 8497878.9844 | 8860667.4123 | 9239008.0345 | 9635541.9169 | 10051761.7905 | 10489053.8943 | 10949021.2224 | 11433254.819 | 11942961.1258 | 12479880.5717 | 13045875.0494 | 12342909.687 | 12913653.1748
Scenario 2: High TRC | PG&E | Com | WaterHeat | Com ¦ Com Hot Water Pipe Insulation - Hot-Dry | Com - Lodging | Energy Efficiency | 5079257.9485 | 5296099.8227 | 5522237.382 | 5759249.2149 | 6008027.5401 | 6269400.9249 | 6544327.4933 | 6833758.2264 | 0 | 7459335.7597 | 7797635.6996 | 7377467.0421 | 7718605.5077
Scenario 2: High TRC | PG&E | Com | WaterHeat | Com ¦ Com Hot Water Pipe Insulation - Cold | Com - Lodging | Energy Efficiency | 10677.159 | 11132.9845 | 11608.3505 | 12106.5754 | 12629.5348 | 13178.9704 | 13756.8963 | 14365.3116 | 15005.732 | 15680.3444 | 16391.4881 | 15508.2473 | 16225.3579
Scenario 2: High TRC | PG&E | Com | WaterHeat | Com ¦ Com Efficient Tankless Gas Water Heater (0.87 UEF - High Draw) - ZEAS 2030 - Marine | Com - Lodging | Energy Efficiency | 194934.1535 | 206648.0231 | 220062.4082 | 232794.4657 | 250767.848 | 0 | 0 | 0 | 0 | 0 | 0 | 0 | 0
Scenario 2: High TRC | PG&E | Com | WaterHeat | Com ¦ Com Efficient Tankless Gas Water Heater (0.87 UEF - High Draw) - ZEAS 2030 - Hot-Dry | Com - Lodging | Energy Efficiency | 146261.8735 | 155050.9889 | 165116.0365 | 174669.1336 | 188154.8722 | 0 | 0 | 0 | 0 | 0 | 0 | 0 | 0
Scenario 2: High TRC | PG&E | Com | WaterHeat | Com ¦ Com Efficient Tankless Gas Water Heater (0.87 UEF - High Draw) - ZEAS 2030 - Cold | Com - Lodging | Energy Efficiency | 801.0026 | 856.2126 | 917.9847 | 971.6945 | 1043.5993 | 0 | 0 | 0 | 0 | 0 | 0 | 0 | 0
Scenario 2: High TRC | PG&E | Com | WaterHeat | Com ¦ Com Heat Pump Water Heater (3.75 UEF - 50 Gal) - Fuel Sub - ZEAS 2030 - Marine | Com - Lodging | Fuel Substitution | 29278807.0691 | 30715188.7906 | 32289225.3966 | 34004003.5165 | 35728208.1659 | 23474887.2651 | 24086197.0117 | 24570891.7481 | 24981218.244 | 25347055.1004 | 25926087.0634 | 26394461.4082 | 26824904.1198
Scenario 2: High TRC | PG&E | Com | WaterHeat | Com ¦ Com Heat Pump Water Heater (3.75 UEF - 50 Gal) - Fuel Sub - ZEAS 2030 - Hot-Dry | Com - Lodging | Fuel Substitution | 21645396.9635 | 22709773.6441 | 23876988.4036 | 25149283.2041 | 26427622.2013 | 17298494.7949 | 17749188.0327 | 18106493.3775 | 18408945.7625 | 18678582.326 | 19105460.1667 | 19450719.495 | 19767999.8259
Scenario 2: High TRC | PG&E | Com | WaterHeat | Com ¦ Com Heat Pump Water Heater (3.75 UEF - 50 Gal) - Fuel Sub - ZEAS 2030 - Cold | Com - Lodging | Fuel Substitution | 123507.1455 | 129618.4367 | 136346.2508 | 143701.9574 | 151061.7619 | 99000.1614 | 101568.0454 | 103605.8893 | 105332.4517 | 106872.8356 | 109305.9695 | 100670.7252 | 102309.3047
Scenario 2: High TRC | PG&E | Com | WaterHeat | Com ¦ Com Efficient Tankless Gas Water Heater (0.87 UEF - High Draw) - Panel Upgrade - ZEAS 2030 - Marine | Com - Lodging | Energy Efficiency | 161731.0834 | 171449.7334 | 182579.2507 | 193142.6611 | 208054.6431 | 0 | 0 | 0 | 0 | 0 | 0 | 0 | 0
Scenario 2: High TRC | PG&E | Com | WaterHeat | Com ¦ Com Efficient Tankless Gas Water Heater (0.87 UEF - High Draw) - Panel Upgrade - ZEAS 2030 - Hot-Dry | Com - Lodging | Energy Efficiency | 121349.1368 | 128641.2051 | 136991.8764 | 144917.7977 | 156106.5149 | 0 | 0 | 0 | 0 | 0 | 0 | 0 | 0
Scenario 2: High TRC | PG&E | Com | WaterHeat | Com ¦ Com Efficient Tankless Gas Water Heater (0.87 UEF - High Draw) - Panel Upgrade - ZEAS 2030 - Cold | Com - Lodging | Energy Efficiency | 664.5681 | 710.3742 | 761.6246 | 806.1861 | 865.8433 | 0 | 0 | 0 | 0 | 0 | 0 | 0 | 0
Scenario 2: High TRC | PG&E | Com | WaterHeat | Com ¦ Com Heat Pump Water Heater (3.75 UEF - 50 Gal) - Fuel Sub - Panel Upgrade - ZEAS 2030 - Marine | Com - Lodging | Fuel Substitution | 24291757.5134 | 25483480.8098 | 26789412.2796 | 28212112.8076 | 29642634.2475 | 19476417.4562 | 19983603.0152 | 20385739.8569 | 20726175.5761 | 21029699.5613 | 21510105.2009 | 21898701.498 | 22255827.0444
Scenario 2: High TRC | PG&E | Com | WaterHeat | Com ¦ Com Heat Pump Water Heater (3.75 UEF - 50 Gal) - Fuel Sub - Panel Upgrade - ZEAS 2030 - Hot-Dry | Com - Lodging | Fuel Substitution | 17958543.6346 | 18841625.3861 | 19810028.8404 | 20865614.0869 | 21926214.0241 | 14352047.8793 | 14725974.6864 | 15022420.3297 | 15273356.0997 | 15497065.5562 | 15851233.435 | 16137684.8558 | 16400922.9325
Scenario 2: High TRC | PG&E | Com | WaterHeat | Com ¦ Com Heat Pump Water Heater (3.75 UEF - 50 Gal) - Fuel Sub - Panel Upgrade - ZEAS 2030 - Cold | Com - Lodging | Fuel Substitution | 102470.2141 | 107540.5711 | 113122.4389 | 119225.2504 | 125331.4618 | 82137.4966 | 84267.9937 | 85958.7323 | 87391.2099 | 88669.2207 | 90687.9198 | 83523.5138 | 84882.9945
Scenario 2: High TRC | PG&E | Com | WaterHeat | Com ¦ Com Heat Pump Water Heater (100+ Gal, 200+ kBtuh - 4.3 COP) - Fuel Sub - ZEAS 2030 - Marine | Com - Lodging | Fuel Substitution | 12589498.1124 | 13200229.885 | 13863416.9854 | 14580726.4627 | 15309236.3433 | 0 | 0 | 0 | 0 | 0 | 0 | 0 | 0
Scenario 2: High TRC | PG&E | Com | WaterHeat | Com ¦ Com Heat Pump Water Heater (100+ Gal, 200+ kBtuh - 4.3 COP) - Fuel Sub - ZEAS 2030 - Hot-Dry | Com - Lodging | Fuel Substitution | 9321448.4061 | 9774836.37 | 10267449.8512 | 10800511.7911 | 11341578.7828 | 0 | 0 | 0 | 0 | 0 | 0 | 0 | 0
Scenario 2: High TRC | PG&E | Com | WaterHeat | Com ¦ Com Heat Pump Water Heater (100+ Gal, 200+ kBtuh - 4.3 COP) - Fuel Sub - ZEAS 2030 - Cold | Com - Lodging | Fuel Substitution | 26774.0733 | 28083.5162 | 29510.2414 | 31057.554 | 32623.3389 | 0 | 0 | 0 | 0 | 0 | 0 | 0 | 0
Scenario 2: High TRC | PG&E | Com | WaterHeat | Com ¦ Com Heat Pump Water Heater (100+ Gal, 200+ kBtuh - 4.3 COP) - Fuel Sub - Panel Upgrade - ZEAS 2030 - Marine | Com - Lodging | Fuel Substitution | 10445133.0493 | 10951839.0804 | 11502065.7407 | 12097196.1312 | 12701619.1639 | 0 | 0 | 0 | 0 | 0 | 0 | 0 | 0
Scenario 2: High TRC | PG&E | Com | WaterHeat | Com ¦ Com Heat Pump Water Heater (100+ Gal, 200+ kBtuh - 4.3 COP) - Fuel Sub - Panel Upgrade - ZEAS 2030 - Hot-Dry | Com - Lodging | Fuel Substitution | 7733729.1721 | 8109891.7136 | 8518598.5029 | 8960864.1783 | 9409771.4077 | 0 | 0 | 0 | 0 | 0 | 0 | 0 | 0
Scenario 2: High TRC | PG&E | Com | WaterHeat | Com ¦ Com Heat Pump Water Heater (100+ Gal, 200+ kBtuh - 4.3 COP) - Fuel Sub - Panel Upgrade - ZEAS 2030 - Cold | Com - Lodging | Fuel Substitution | 22213.6542 | 23300.0601 | 24483.7717 | 25767.5311 | 27066.6163 | 0 | 0 | 0 | 0 | 0 | 0 | 0 | 0
Scenario 2: High TRC | PG&E | Com | WaterHeat | Com ¦ Efficient Gas Water Heating Boiler (0.92 UEF) - ZEAS 2030 - Marine | Com - Lodging | Energy Efficiency | 68614487.4729 | 71739019.9247 | 75033299.6279 | 78484844.5672 | 82151706.7489 | 0 | 0 | 0 | 0 | 0 | 0 | 0 | 0
Scenario 2: High TRC | PG&E | Com | WaterHeat | Com ¦ Efficient Gas Water Heating Boiler (0.92 UEF) - ZEAS 2030 - Hot-Dry | Com - Lodging | Energy Efficiency | 48563857.3481 | 50775338.1482 | 53106963.6109 | 55549899.0976 | 58145231.0716 | 0 | 0 | 0 | 0 | 0 | 0 | 0 | 0
Scenario 2: High TRC | PG&E | Com | WaterHeat | Com ¦ Efficient Gas Water Heating Boiler (0.92 UEF) - ZEAS 2030 - Cold | Com - Lodging | Energy Efficiency | 99997.9206 | 104551.5836 | 109352.6363 | 114382.8874 | 119726.9385 | 0 | 0 | 0 | 0 | 0 | 0 | 0 | 0
Scenario 2: High TRC | PG&E | Com | FoodServ | Com ¦ ENERGY STAR Dishwasher - Tier 1 | Com - Lodging | Energy Efficiency | 0 | 0 | 0 | 0 | 0 | 0 | 0 | 0 | 0 | 0 | 0 | 0 | 0
Scenario 2: High TRC | PG&E | Com | FoodServ | Com ¦ ENERGY STAR Dishwasher - Tier 2 | Com - Lodging | Energy Efficiency | 881319.8907 | 917997.9082 | 955715.0865 | 994488.7991 | 1036460.0788 | 1081070.3204 | 1126018.7999 | 1172420.7078 | 1220570.5593 | 1271123.6222 | 1325858.8582 | 1382412.6624 | 1441710.3332
Scenario 2: High TRC | PG&E | Com | FoodServ | Com ¦ ENERGY STAR Combination Oven - Electric | Com - Lodging | Energy Efficiency | 286606.4037 | 295698.4708 | 303840.4918 | 311551.3735 | 321572.0014 | 333865.0214 | 342928.4406 | 350283.9896 | 356165.5674 | 361398.4844 | 369438.3894 | 375506.7102 | 381131.1598
Scenario 2: High TRC | PG&E | Com | FoodServ | Com ¦ ENERGY STAR Steamer - Electric | Com - Lodging | Energy Efficiency | 0 | 0 | 0 | 0 | 0 | 0 | 0 | 0 | 0 | 0 | 0 | 0 | 0
Scenario 2: High TRC | PG&E | Com | FoodServ | Com ¦ ENERGY STAR Conveyor Broiler - Gas | Com - Lodging | Energy Efficiency | 277182.1271 | 288803.0913 | 300798.2546 | 313239.7213 | 326768.4989 | 341213.0882 | 355808.1616 | 370831.3866 | 386343.5287 | 402607.077 | 420179.2872 | 438363.3532 | 457453.4517
Scenario 2: High TRC | PG&E | Com | FoodServ | Com ¦ ENERGY STAR Conveyor Oven - Gas | Com - Lodging | Energy Efficiency | 149336.0543 | 155934.9238 | 162875.9513 | 170134.289 | 177833.9132 | 185896.2527 | 194397.3707 | 203355.4996 | 212802.8494 | 222792.3558 | 233331.3982 | 215832.8898 | 262511.9511
Scenario 2: High TRC | PG&E | Com | FoodServ | Com ¦ ENERGY STAR Convection Oven - Electric | Com - Lodging | Energy Efficiency | 1022199.1543 | 1067202.8364 | 1114568.4627 | 1164235.5785 | 1217041.8165 | 1272251.9101 | 1330503.2921 | 1391913.1582 | 1456579.9578 | 1525064.8839 | 1597308.1297 | 1673720.5322 | 1754488.3134
Scenario 2: High TRC | PG&E | Com | FoodServ | Com ¦ High Performance Conveyor Toaster | Com - Lodging | Energy Efficiency | 1057296.7716 | 1090837.5898 | 1120873.6684 | 1149319.2658 | 1186285.5629 | 1231634.7605 | 1265069.8957 | 1292204.6632 | 1313901.922 | 1333206.2577 | 1362865.6285 | 1385251.7855 | 1406000.4931
Scenario 2: High TRC | PG&E | Com | FoodServ | Com ¦ ENERGY STAR Rack Oven - Gas | Com - Lodging | Energy Efficiency | 63656.6085 | 66469.4701 | 69428.1814 | 72522.1506 | 75804.2245 | 79240.9109 | 82864.6329 | 86683.1622 | 90710.2289 | 94968.3975 | 99460.8136 | 92001.8265 | 111899.4376
Scenario 2: High TRC | PG&E | Com | FoodServ | Com ¦ Electric Deck Oven (60% cooking efficiency) | Com - Lodging | Energy Efficiency | 12071.9603 | 12454.9213 | 12797.866 | 13122.651 | 13544.7233 | 14062.5095 | 14444.2638 | 14754.0821 | 15001.8162 | 15222.2284 | 15560.872 | 15816.4717 | 16053.3755
Scenario 2: High TRC | PG&E | Com | FoodServ | Com ¦ Demand Controlled Ventilation (DCV) Exhaust Hood | Com - Lodging | Energy Efficiency | 143578.9276 | 150540.9317 | 158195.051 | 164883 | 175429.771 | 184568.1619 | 193818.1053 | 203044.6932 | 211792.429 | 222159.7402 | 233054.4462 | 244417.4116 | 256236.077
Scenario 2: High TRC | PG&E | Com | FoodServ | Com ¦ ENERGY STAR Ice Machine | Com - Lodging | Energy Efficiency | 338441.2354 | 349373.8285 | 359035.5729 | 367878.6168 | 379968.4925 | 395727.6047 | 407557.0197 | 417664.8417 | 426222.7527 | 433540.3988 | 443877.5111 | 451213.5633 | 457911.7458
Scenario 2: High TRC | PG&E | Com | FoodServ | Com ¦ ENERGY STAR Griddle - Electric | Com - Lodging | Energy Efficiency | 23592.0595 | 24340.4747 | 25010.6867 | 25645.4093 | 26470.2592 | 27482.1614 | 28228.2185 | 28833.6918 | 29317.835 | 29748.5836 | 30410.3898 | 30909.9048 | 31372.8824
Scenario 2: High TRC | PG&E | Com | FoodServ | Com ¦ ENERGY STAR Fryer - Tier 1 Gas | Com - Lodging | Energy Efficiency | 21630.9803 | 22895.7361 | 24342.4623 | 25707.8562 | 27646.2057 | 29284.4074 | 31066.9298 | 32920.5911 | 34755.658 | 36912.7063 | 39122.0249 | 41543.9078 | 44103.9888
Scenario 2: High TRC | PG&E | Com | FoodServ | Com ¦ ENERGY STAR Fryer - Fuel Sub | Com - Lodging | Fuel Substitution | 5577781.9459 | 5862095.7565 | 6177038.7893 | 6517632.1811 | 6855880.902 | 7190929.9379 | 7588938.2623 | 8033867.0598 | 8524435.6089 | 9053994.7528 | 9584047.2597 | 10171989.7051 | 10802394.6542
Scenario 2: High TRC | PG&E | Com | FoodServ | Com ¦ ENERGY STAR Steamer - Gas | Com - Lodging | Energy Efficiency | 11182.0659 | 11837.6513 | 12587.7552 | 13296.1524 | 14301.2304 | 15151.3987 | 16076.5769 | 17038.9487 | 17992.085 | 19112.3023 | 20260.04 | 21518.3353 | 22848.7078
Scenario 2: High TRC | PG&E | Com | FoodServ | Com ¦ ENERGY STAR Steamer - Fuel Sub | Com - Lodging | Fuel Substitution | 849707.819 | 890022.0739 | 933634.7654 | 980242.3295 | 1027716.5154 | 1076057.9642 | 1130529.6496 | 1189952.9827 | 1254306.226 | 1323154.4485 | 1393568.1778 | 1470150.3307 | 1551799.2723
Scenario 2: High TRC | PG&E | Com | FoodServ | Com ¦ ENERGY STAR Convection Oven - Gas | Com - Lodging | Energy Efficiency | 9403.4507 | 9954.7589 | 10585.5516 | 11181.2714 | 12026.4821 | 12741.4229 | 13519.4426 | 14328.7399 | 15130.2707 | 16072.3066 | 17037.4856 | 18095.6369 | 19214.4009
Scenario 2: High TRC | PG&E | Com | FoodServ | Com ¦ ENERGY STAR Convection Oven - Fuel Sub | Com - Lodging | Fuel Substitution | 963175.0364 | 1012887.7129 | 1068171.0393 | 1128071.5985 | 1187315.3007 | 1245727.5512 | 1315724.232 | 1394275.3456 | 1481124.0407 | 1575003.1306 | 1668660.5563 | 1772860.1661 | 1884680.8681
Scenario 2: High TRC | PG&E | Com | FoodServ | Com ¦ ENERGY STAR Griddle - Gas | Com - Lodging | Energy Efficiency | 18278.0638 | 19349.6753 | 20575.7858 | 21733.7229 | 23376.6107 | 24766.285 | 26278.5697 | 27851.6505 | 29409.635 | 31240.728 | 33116.8056 | 35173.5992 | 37348.2093
Scenario 2: High TRC | PG&E | Com | FoodServ | Com ¦ ENERGY STAR Griddle - Fuel Sub | Com - Lodging | Fuel Substitution | 2205986.4782 | 2322975.5237 | 2454151.5081 | 2596855.6738 | 2736777.2364 | 2873379.6081 | 3040128.7609 | 3228764.076 | 3438516.2115 | 3665879.2231 | 3891177.9765 | 4143389.9713 | 4414520.9199
Scenario 2: High TRC | PG&E | Com | FoodServ | Com ¦ ENERGY STAR Combination Oven - Gas | Com - Lodging | Energy Efficiency | 4045.1167 | 4223.2084 | 99.2188 | 104.8025 | 112.7247 | 119.4259 | 126.7183 | 134.3038 | 141.8166 | 150.6464 | 159.693 | 169.6111 | 180.0973
Scenario 2: High TRC | PG&E | Com | FoodServ | Com ¦ ENERGY STAR Combination Oven - Fuel Sub | Com - Lodging | Fuel Substitution | 0 | 0 | 8170.289 | 8710.8461 | 9225.7306 | 9711.4107 | 10342.9557 | 11076.1251 | 11906.0482 | 12813.3924 | 13693.8279 | 14698.5531 | 15784.4219
Scenario 2: High TRC | PG&E | Com | FoodServ | Com ¦ ENERGY STAR Fryer - Tier 1 Gas - Panel Upgrade | Com - Lodging | Energy Efficiency | 35593.8353 | 37674.9944 | 40055.586 | 42302.3454 | 45491.9045 | 48187.5699 | 51120.7151 | 54170.9197 | 57190.5271 | 60739.9559 | 64375.3955 | 68360.6101 | 72573.2302
Scenario 2: High TRC | PG&E | Com | FoodServ | Com ¦ ENERGY STAR Fryer - Fuel Sub - Panel Upgrade | Com - Lodging | Fuel Substitution | 9178254.948 | 9646094.0756 | 10164333.6692 | 10724780.9964 | 11281370.1614 | 11832694.2364 | 12487617.9871 | 13219749.5005 | 14026981.3459 | 14898372.3181 | 15770575.1204 | 16738035.9697 | 17775368.9813
Scenario 2: High TRC | PG&E | Com | FoodServ | Com ¦ ENERGY STAR Steamer - Gas - Panel Upgrade | Com - Lodging | Energy Efficiency | 18400.1191 | 19478.8865 | 20713.1845 | 21878.8539 | 23532.7125 | 24931.6666 | 26454.0498 | 28037.6352 | 29606.0234 | 31449.3439 | 33337.9493 | 35408.4776 | 37597.6091
Scenario 2: High TRC | PG&E | Com | FoodServ | Com ¦ ENERGY STAR Steamer - Fuel Sub - Panel Upgrade | Com - Lodging | Fuel Substitution | 1398196.4641 | 1464533.6772 | 1536298.4764 | 1612991.3465 | 1691110.2449 | 1770656.2268 | 1860289.5292 | 1958070.781 | 2063964.2132 | 2177254.1454 | 2293120.1233 | 2419136.2585 | 2553489.8079
Scenario 2: High TRC | PG&E | Com | FoodServ | Com ¦ ENERGY STAR Convection Oven - Gas - Panel Upgrade | Com - Lodging | Energy Efficiency | 15473.403 | 16380.5821 | 17418.5532 | 18398.8117 | 19789.6081 | 20966.0451 | 22246.2786 | 23577.9794 | 24896.9004 | 26447.0231 | 28035.2277 | 29776.4185 | 31617.3475
Scenario 2: High TRC | PG&E | Com | FoodServ | Com ¦ ENERGY STAR Convection Oven - Fuel Sub - Panel Upgrade | Com - Lodging | Fuel Substitution | 1584907.0705 | 1666709.4112 | 1757678.2711 | 1856244.7996 | 1953730.4683 | 2049847.9811 | 2165027.7046 | 2294283.7697 | 2437193.5272 | 2591671.818 | 2745785.3598 | 2917246.0935 | 3101247.3543
Scenario 2: High TRC | PG&E | Com | FoodServ | Com ¦ ENERGY STAR Griddle - Gas - Panel Upgrade | Com - Lodging | Energy Efficiency | 30076.6024 | 31839.9419 | 33857.5099 | 35762.8985 | 38466.2748 | 40752.9875 | 43241.4559 | 45829.9645 | 48393.6322 | 51406.7006 | 54493.7912 | 57878.2505 | 61456.5772
Scenario 2: High TRC | PG&E | Com | FoodServ | Com ¦ ENERGY STAR Griddle - Fuel Sub - Panel Upgrade | Com - Lodging | Fuel Substitution | 3629956.5858 | 3822462.3696 | 4038312.7991 | 4273132.8812 | 4503374.1827 | 4728153.7467 | 5002539.9187 | 5312939.8288 | 5658087.5226 | 6032213.9597 | 6402943.6545 | 6817959.1592 | 7264105.8522
Scenario 2: High TRC | PG&E | Com | FoodServ | Com ¦ ENERGY STAR Combination Oven - Gas - Panel Upgrade | Com - Lodging | Energy Efficiency | 6656.2503 | 6949.3006 | 163.2648 | 172.4528 | 185.4888 | 196.5156 | 208.5152 | 220.9973 | 233.3596 | 247.889 | 262.7753 | 279.0955 | 296.3506
Scenario 2: High TRC | PG&E | Com | FoodServ | Com ¦ ENERGY STAR Combination Oven - Fuel Sub - Panel Upgrade | Com - Lodging | Fuel Substitution | 0 | 0 | 13444.2321 | 14333.7203 | 15180.964 | 15980.152 | 17019.3609 | 18225.7931 | 19591.4339 | 21084.471 | 22533.23 | 24186.5081 | 25973.3081
Scenario 2: High TRC | PG&E | Com | Lighting | Com ¦ LED Fixtures and Retrofit Kits - 140 lpw | Com - Lodging | Energy Efficiency | 0 | 0 | 0 | 0 | 0 | 0 | 0 | 0 | 0 | 0 | 0 | 0 | 0
Scenario 2: High TRC | SCE | Com | BldgEnv | Com ¦ Com Wall Insulation (R14) - Marine | Com - Lodging | Energy Efficiency | 19466.2599 | 20538.3363 | 21495.8836 | 22430.6022 | 23911.9554 | 25694.175 | 26839.3105 | 27179.297 | 0 | 0 | 0 | 0 | 0
Scenario 2: High TRC | SCE | Com | BldgEnv | Com ¦ Com Wall Insulation (R14) - Hot-Dry | Com - Lodging | Energy Efficiency | 335.8545 | 349.2949 | 363.9302 | 376.2547 | 395.654 | 417.044 | 433.7979 | 444.7963 | 0 | 0 | 0 | 0 | 0
Scenario 2: High TRC | SCE | Com | BldgEnv | Com ¦ Com Wall Insulation (R14) - Cold | Com - Lodging | Energy Efficiency | 2393.3479 | 2525.1581 | 2642.8871 | 2757.8094 | 2939.9396 | 3159.0609 | 3299.8536 | 3341.6544 | 0 | 0 | 0 | 0 | 0
Scenario 2: High TRC | SCE | Com | HVAC | Com ¦ Small Unitary Heat Pump (SEER 16) - Marine | Com - Lodging | Energy Efficiency | 0 | 0 | 0 | 0 | 0 | 0 | 0 | 0 | 0 | 0 | 0 | 0 | 0
Scenario 2: High TRC | SCE | Com | HVAC | Com ¦ Small Unitary Heat Pump (SEER 16) - Hot-Dry | Com - Lodging | Energy Efficiency | 0 | 0 | 0 | 1505701.273 | 1552770.7201 | 1608464.0019 | 1641773.4353 | 1653755.8192 | 0 | 0 | 0 | 0 | 0
Scenario 2: High TRC | SCE | Com | HVAC | Com ¦ Small Unitary Heat Pump (SEER 16) - Cold | Com - Lodging | Energy Efficiency | 24974.3576 | 25830.6035 | 26590.0669 | 27259.3378 | 28111.4869 | 29119.7626 | 0 | 0 | 0 | 0 | 0 | 0 | 0
Scenario 2: High TRC | SCE | Com | HVAC | Com ¦ Small Unitary Heat Pump (SEER 17) - Marine | Com - Lodging | Energy Efficiency | 0 | 0 | 0 | 0 | 0 | 0 | 0 | 0 | 0 | 0 | 0 | 0 | 0
Scenario 2: High TRC | SCE | Com | HVAC | Com ¦ Small Unitary Heat Pump (SEER 17) - Hot-Dry | Com - Lodging | Energy Efficiency | 0 | 0 | 0 | 0 | 0 | 0 | 0 | 0 | 0 | 0 | 0 | 0 | 0
Scenario 2: High TRC | SCE | Com | HVAC | Com ¦ Small Unitary Heat Pump (SEER 17) - Cold | Com - Lodging | Energy Efficiency | 0 | 0 | 0 | 0 | 0 | 0 | 33416.093 | 33659.9783 | 0 | 0 | 0 | 0 | 0
Scenario 2: High TRC | SCE | Com | HVAC | Com ¦ Small Unitary Heat Pump (SEER 18) - Hot-Dry | Com - Lodging | Energy Efficiency | 0 | 0 | 0 | 0 | 0 | 0 | 0 | 0 | 0 | 0 | 0 | 0 | 0
Scenario 2: High TRC | SCE | Com | HVAC | Com ¦ Small Unitary Heat Pump (SEER 18) - Cold | Com - Lodging | Energy Efficiency | 0 | 0 | 0 | 0 | 0 | 0 | 0 | 0 | 0 | 0 | 0 | 0 | 0
Scenario 2: High TRC | SCE | Com | HVAC | Com ¦ Small Unitary AC (SEER 16) - Marine | Com - Lodging | Energy Efficiency | 0 | 0 | 0 | 0 | 1345691.1215 | 1393957.0721 | 1422824.3146 | 1433208.7116 | 0 | 0 | 0 | 0 | 0
Scenario 2: High TRC | SCE | Com | HVAC | Com ¦ Small Unitary AC (SEER 16) - Hot-Dry | Com - Lodging | Energy Efficiency | 5902848.0566 | 6105227.2015 | 6284731.2058 | 6442917.6365 | 6644328.485 | 6882640.8474 | 7025172.3972 | 7076445.1921 | 0 | 0 | 0 | 0 | 0
Scenario 2: High TRC | SCE | Com | HVAC | Com ¦ Small Unitary AC (SEER 17) - Marine | Com - Lodging | Energy Efficiency | 0 | 0 | 0 | 0 | 0 | 0 | 0 | 0 | 0 | 0 | 0 | 0 | 0
Scenario 2: High TRC | SCE | Com | HVAC | Com ¦ Small Unitary AC (SEER 17) - Hot-Dry | Com - Lodging | Energy Efficiency | 0 | 0 | 0 | 0 | 0 | 0 | 0 | 0 | 0 | 0 | 0 | 0 | 0
Scenario 2: High TRC | SCE | Com | HVAC | Com ¦ Small Unitary AC (SEER 18) - Hot-Dry | Com - Lodging | Energy Efficiency | 0 | 0 | 0 | 0 | 0 | 0 | 0 | 0 | 0 | 0 | 0 | 0 | 0
Scenario 2: High TRC | SCE | Com | HVAC | Com ¦ Small Unitary AC (SEER 18) - Cold | Com - Lodging | Energy Efficiency | 88662.345 | 91702.1334 | 94398.3312 | 96774.3334 | 99799.5778 | 103379.0928 | 105519.9545 | 106290.0855 | 0 | 0 | 0 | 0 | 0
Scenario 2: High TRC | SCE | Com | HVAC | Com ¦ Ductless Mini Split Heat Pump (SEER 18) - Hot-Dry | Com - Lodging | Energy Efficiency | 585874.2813 | 607378.6821 | 626919.0869 | 644686.6874 | 666839.7498 | 691319.4959 | 706027.3675 | 711815.3133 | 717330.22 | 722217.8305 | 728929.0845 | 731530.3205 | 734350.3969
Scenario 2: High TRC | SCE | Com | HVAC | Com ¦ Ductless Mini Split Heat Pump (SEER 18) - Marine | Com - Lodging | Energy Efficiency | 139206.1756 | 144315.711 | 148958.5927 | 153180.2488 | 158443.9089 | 164260.3988 | 167755.0505 | 169130.2906 | 170440.6555 | 171601.9722 | 173196.5941 | 173814.6587 | 174484.7206
Scenario 2: High TRC | SCE | Com | HVAC | Com ¦ Ductless Mini Split Heat Pump (SEER 18) - Cold | Com - Lodging | Energy Efficiency | 7842.0728 | 8129.9146 | 8391.4677 | 8629.2915 | 8925.8157 | 9253.4832 | 9450.3517 | 9527.8248 | 9601.6432 | 9667.0651 | 9756.8969 | 9791.7151 | 9829.4625
Scenario 2: High TRC | SCE | Com | HVAC | Com ¦ HVAC Pump Variable Frequency Drive (VFD) - Marine | Com - Lodging | Energy Efficiency | 0 | 0 | 0 | 0 | 0 | 0 | 0 | 0 | 0 | 0 | 0 | 0 | 0
Scenario 2: High TRC | SCE | Com | HVAC | Com ¦ HVAC Pump Variable Frequency Drive (VFD) - Hot-Dry | Com - Lodging | Energy Efficiency | 0 | 0 | 0 | 0 | 0 | 0 | 0 | 0 | 0 | 0 | 0 | 0 | 0
Scenario 2: High TRC | SCE | Com | HVAC | Com ¦ HVAC Fan Variable Frequency Drive (VFD) - Marine | Com - Lodging | Energy Efficiency | 0 | 0 | 0 | 0 | 0 | 0 | 0 | 125607.203 | 0 | 0 | 0 | 0 | 0
Scenario 2: High TRC | SCE | Com | HVAC | Com ¦ HVAC Fan Variable Frequency Drive (VFD) - Hot-Dry | Com - Lodging | Energy Efficiency | 0 | 0 | 0 | 0 | 0 | 0 | 0 | 545663.9221 | 0 | 0 | 0 | 0 | 0
Scenario 2: High TRC | SCE | Com | HVAC | Com ¦ HVAC Fan Variable Frequency Drive (VFD) - Cold | Com - Lodging | Energy Efficiency | 0 | 0 | 0 | 0 | 0 | 0 | 0 | 0 | 0 | 0 | 0 | 0 | 0
Scenario 2: High TRC | SCE | Com | WaterHeat | Com ¦ Com Heat Pump Water Heater (3.3 UEF - 50 Gal) - Marine | Com - Lodging | Energy Efficiency | 523056.8574 | 549230.1404 | 575260.3646 | 600920.3532 | 630312.118 | 658580.5261 | 676810.7949 | 686675.6035 | 695268.7064 | 701832.468 | 712871.1326 | 720922.3766 | 728180.8095
Scenario 2: High TRC | SCE | Com | WaterHeat | Com ¦ Com Heat Pump Water Heater (3.3 UEF - 50 Gal) - Hot-Dry | Com - Lodging | Energy Efficiency | 2064052.0607 | 2167401.8649 | 2270186.2106 | 2371508.3299 | 2487568.3141 | 2599191.3841 | 2671168.7843 | 2710106.6837 | 2744022.0027 | 2769922.3644 | 2813495.9001 | 2845270.4385 | 2873913.5194
Scenario 2: High TRC | SCE | Com | WaterHeat | Com ¦ Com Heat Pump Water Heater (3.3 UEF - 50 Gal) - Cold | Com - Lodging | Energy Efficiency | 35138.2424 | 36894.4638 | 38641.1035 | 40362.9093 | 42335.0454 | 44231.84 | 45455.3356 | 46117.7282 | 46694.8215 | 47135.8006 | 47876.9445 | 48417.715 | 48905.3161
Scenario 2: High TRC | SCE | Com | WaterHeat | Com ¦ Low Flow Showerheads (Elec WH) - Cold | Com - Lodging | Energy Efficiency | 0 | 0 | 0 | 0 | 0 | 0 | 0 | 0 | 0 | 0 | 0 | 0 | 0
Scenario 2: High TRC | SCE | Com | FoodServ | Com ¦ ENERGY STAR Combination Oven - Electric | Com - Lodging | Energy Efficiency | 0 | 0 | 0 | 0 | 0 | 0 | 0 | 0 | 0 | 0 | 0 | 0 | 0
Scenario 2: High TRC | SCE | Com | FoodServ | Com ¦ ENERGY STAR Conveyor Broiler - Gas | Com - Lodging | Energy Efficiency | 0 | 0 | 0 | 0 | 0 | 61529.5286 | 63316.4105 | 64238.4391 | 64981.6939 | 65489.6544 | 66356.9111 | 66883.3198 | 67358.5647
Scenario 2: High TRC | SCE | Com | FoodServ | Com ¦ High Performance Conveyor Toaster | Com - Lodging | Energy Efficiency | 0 | 0 | 0 | 0 | 0 | 1374401.5616 | 1414315.6219 | 1434911.2229 | 1451513.5041 | 1462859.9538 | 1482232.0977 | 1493990.6317 | 1504606.3033
Scenario 2: High TRC | SCE | Com | FoodServ | Com ¦ Electric Deck Oven (60% cooking efficiency) | Com - Lodging | Energy Efficiency | 0 | 0 | 0 | 0 | 0 | 0 | 0 | 0 | 0 | 0 | 0 | 0 | 0
Scenario 2: High TRC | SCE | Com | FoodServ | Com ¦ Demand Controlled Ventilation (DCV) Exhaust Hood | Com - Lodging | Energy Efficiency | 75445.1325 | 79356.9921 | 83457.5893 | 86882.6432 | 91876.5761 | 97252.5384 | 101217.9125 | 103908.2193 | 106022.1427 | 107722.3478 | 109919.967 | 111406.6105 | 112892.3554
Scenario 2: High TRC | SCE | Com | FoodServ | Com ¦ ENERGY STAR Ice Machine | Com - Lodging | Energy Efficiency | 0 | 364906.6337 | 383190.8411 | 401179.4893 | 422810.1524 | 445087.1289 | 460121.4943 | 468454.5244 | 475698.4749 | 480626.7759 | 487389.4775 | 490696.6287 | 493551.5629
Scenario 2: High TRC | SCE | Com | FoodServ | Com ¦ ENERGY STAR Griddle - Electric | Com - Lodging | Energy Efficiency | 0 | 0 | 0 | 0 | 0 | 0 | 0 | 0 | 0 | 0 | 0 | 0 | 0
Scenario 2: High TRC | SCE | Com | Lighting | Com ¦ LED High and Low Bay - 155 lpw | Com - Lodging | Energy Efficiency | 0 | 0 | 0 | 0 | 0 | 0 | 0 | 0 | 0 | 0 | 0 | 0 | 0
Scenario 2: High TRC | SCE | Com | Lighting | Com ¦ LED Fixtures and Retrofit Kits - 140 lpw - RET | Com - Lodging | Energy Efficiency | 0 | 0 | 0 | 0 | 0 | 0 | 0 | 0 | 0 | 0 | 0 | 0 | 0
Scenario 2: High TRC | SCE | Com | Lighting | Com ¦ LED Fixtures and Retrofit Kits - 140 lpw | Com - Lodging | Energy Efficiency | 0 | 0 | 0 | 0 | 0 | 0 | 0 | 0 | 0 | 0 | 0 | 0 | 0
Scenario 2: High TRC | SCG | Com | AppPlug | Com ¦ Ozone Laundry System Retrofit | Com - Lodging | Energy Efficiency | 90390779.7942 | 94421170.2856 | 98654966.8384 | 103060812.6726 | 107741576.2225 | 112680234.2382 | 117879926.6759 | 123349783.8778 | 129067094.604 | 135069350.1306 | 141421282.222 | 148116840.6038 | 155192770.1669
Scenario 2: High TRC | SCG | Com | AppPlug | Com ¦ Com Modulating Dryer Valve | Com - Lodging | Energy Efficiency | 21225453.1832 | 22156348.9094 | 23126941.8487 | 24144417.6701 | 25212443.8025 | 26334775.2284 | 27515487.1316 | 28758964.9659 | 30068275.6712 | 31447537.0683 | 32901580.9 | 34436384.8146 | 36058015.4575
Scenario 2: High TRC | SCG | Com | AppPlug | Com ¦ Pool Cover | Com - Lodging | Energy Efficiency | 34262.0554 | 36183.3325 | 38388.8341 | 661846.5875 | 691772.6634 | 723305.4065 | 756472.96 | 791351.5869 | 827793.4949 | 866047.4522 | 906474.7311 | 949031.6483 | 994010.5859
Scenario 2: High TRC | SCG | Com | BldgEnv | Com ¦ Com Wall Insulation (R14) - Marine | Com - Lodging | Energy Efficiency | 421044.1442 | 439628.7064 | 459093.9572 | 479528.1351 | 501030.5981 | 523656.0071 | 547478.9127 | 572584.0259 | 599040.449 | 626943.6703 | 656395.9308 | 687488.7621 | 720337.2315
Scenario 2: High TRC | SCG | Com | BldgEnv | Com ¦ Com Wall Insulation (R14) - Hot-Dry | Com - Lodging | Energy Efficiency | 2091.283 | 2213.0321 | 2353.2403 | 2487.4349 | 2651.455 | 2832.3441 | 3024.775 | 3225.2899 | 3419.5854 | 3616.2154 | 3833.8275 | 4060.0536 | 4299.9358
Scenario 2: High TRC | SCG | Com | BldgEnv | Com ¦ Com Wall Insulation (R14) - Cold | Com - Lodging | Energy Efficiency | 21285.7697 | 22225.3071 | 23209.3674 | 24242.4116 | 25329.4626 | 26473.2839 | 27677.6443 | 28946.8263 | 30284.3234 | 31694.963 | 33183.9138 | 34755.8033 | 36416.4485
Scenario 2: High TRC | SCG | Com | HVAC | Com ¦ HVAC Energy Management System (Elec SC and Gas SH) - Marine | Com - Lodging | Energy Efficiency | 1456454.8384 | 1521532.5637 | 1590029.2387 | 1661408.9823 | 1737289.6598 | 1817407.5508 | 1901794.1805 | 1990565.0117 | 131436.5511 | 138878.138 | 147113.8889 | 155670.6248 | 164741.666
Scenario 2: High TRC | SCG | Com | HVAC | Com ¦ HVAC Energy Management System (Elec SC and Gas SH) - Hot-Dry | Com - Lodging | Energy Efficiency | 9400386.5562 | 9820417.2758 | 10262514.8994 | 10723220.6927 | 11212976.8332 | 11730081.1924 | 12274737.2426 | 12847690.2144 | 848330.0377 | 896360.2214 | 949516.1724 | 1004743.8548 | 1063291.0144
Scenario 2: High TRC | SCG | Com | HVAC | Com ¦ HVAC Energy Management System (Elec SC and Gas SH) - Cold | Com - Lodging | Energy Efficiency | 28848.926 | 30137.9618 | 31494.719 | 32908.5829 | 34411.5997 | 35998.5456 | 37670.0452 | 39428.3854 | 2603.4472 | 43201.5747 | 45249.1708 | 47408.0965 | 49689.2689
Scenario 2: High TRC | SCG | Com | HVAC | Com ¦ Efficient Hot Water Boilers (94% eff.) - ZEAS 2030 - Marine | Com - Lodging | Energy Efficiency | 149416.1526 | 156335.4353 | 163637.0726 | 171313.5346 | 179444.9228 | 0 | 0 | 0 | 0 | 0 | 0 | 0 | 0
Scenario 2: High TRC | SCG | Com | HVAC | Com ¦ Efficient Hot Water Boilers (94% eff.) - ZEAS 2030 - Hot-Dry | Com - Lodging | Energy Efficiency | 768553.8847 | 804144.693 | 841702.2235 | 881187.745 | 923013.2765 | 0 | 0 | 0 | 0 | 0 | 0 | 0 | 0
Scenario 2: High TRC | SCG | Com | HVAC | Com ¦ Efficient Hot Water Boilers (94% eff.) - ZEAS 2030 - Cold | Com - Lodging | Energy Efficiency | 2178.8433 | 2279.7429 | 2386.2181 | 2498.1592 | 2616.7342 | 0 | 0 | 0 | 0 | 0 | 0 | 0 | 0
Scenario 2: High TRC | SCG | Com | WaterHeat | Com ¦ Com Hot Water Tank Insulation - Marine | Com - Lodging | Energy Efficiency | 18992.5631 | 19826.0139 | 20692.6469 | 21600.7798 | 22553.5717 | 23553.8904 | 24605.8963 | 25713.6069 | 26880.1462 | 28108.7704 | 29402.6407 | 30767.6577 | 32210.1319
Scenario 2: High TRC | SCG | Com | WaterHeat | Com ¦ Com Hot Water Tank Insulation - Hot-Dry | Com - Lodging | Energy Efficiency | 103018.4339 | 107539.1926 | 112239.9365 | 117165.7821 | 122333.8642 | 127759.7386 | 133465.9726 | 139474.3565 | 145801.8355 | 152466.0727 | 159484.2138 | 166888.2653 | 174712.4562
Scenario 2: High TRC | SCG | Com | WaterHeat | Com ¦ Com Hot Water Tank Insulation - Cold | Com - Lodging | Energy Efficiency | 257.8828 | 269.1995 | 280.9667 | 293.2974 | 306.2345 | 319.8169 | 334.1012 | 349.1418 | 364.9812 | 381.6635 | 399.2318 | 417.7662 | 437.3522
Scenario 2: High TRC | SCG | Com | WaterHeat | Com ¦ Faucet Aerators (Gas WH) - Marine | Com - Lodging | Energy Efficiency | 143263.3149 | 149550.9863 | 156086.5999 | 162934.8812 | 170119.7303 | 177661.9659 | 185593.7107 | 193945.0842 | 0 | 0 | 0 | 0 | 0
Scenario 2: High TRC | SCG | Com | WaterHeat | Com ¦ Faucet Aerators (Gas WH) - Hot-Dry | Com - Lodging | Energy Efficiency | 763974.7004 | 797504.7211 | 832356.9331 | 868876.4961 | 907190.8612 | 947411.0469 | 989708.354 | 1034243.3982 | 0 | 0 | 0 | 0 | 0
Scenario 2: High TRC | SCG | Com | WaterHeat | Com ¦ Faucet Aerators (Gas WH) - Cold | Com - Lodging | Energy Efficiency | 2281.1512 | 2381.2685 | 2485.3336 | 2594.3774 | 2708.7802 | 2828.8736 | 2955.1691 | 3088.1462 | 0 | 0 | 0 | 0 | 0
Scenario 2: High TRC | SCG | Com | WaterHeat | Com ¦ Com Water Heating Controls (Gas WH) - Marine | Com - Lodging | Energy Efficiency | 2635001.1255 | 2750767.3877 | 2871736.293 | 2998692.6673 | 3132086.5611 | 3272374.5687 | 3420012.8822 | 3575476.3052 | 0 | 0 | 0 | 0 | 0
Scenario 2: High TRC | SCG | Com | WaterHeat | Com ¦ Com Water Heating Controls (Gas WH) - Hot-Dry | Com - Lodging | Energy Efficiency | 14253321.6099 | 14879527.7056 | 15533876.0836 | 16220612.0457 | 16942170.0179 | 17701019.8228 | 18499629.1079 | 19340566.193 | 0 | 0 | 0 | 0 | 0
Scenario 2: High TRC | SCG | Com | WaterHeat | Com ¦ Com Water Heating Controls (Gas WH) - Cold | Com - Lodging | Energy Efficiency | 35635.0185 | 37200.6091 | 38836.5588 | 40553.4813 | 42357.463 | 44254.6788 | 46251.2981 | 48353.7419 | 0 | 0 | 0 | 0 | 0
Scenario 2: High TRC | SCG | Com | WaterHeat | Com ¦ Low Flow Showerheads (Gas WH) - Marine | Com - Lodging | Energy Efficiency | 373018.8637 | 389378.1886 | 406434.2182 | 424313.8652 | 443081.233 | 462802.6042 | 483549.4618 | 505399.3403 | 528406.0229 | 552641.1845 | 578189.7581 | 605157.1604 | 633650.3496
Scenario 2: High TRC | SCG | Com | WaterHeat | Com ¦ Low Flow Showerheads (Gas WH) - Hot-Dry | Com - Lodging | Energy Efficiency | 1992912.7641 | 2080315.0667 | 2171439.6244 | 2266964.4899 | 2367232.145 | 2472596.7156 | 2583440.1107 | 2700176.5713 | 2823093.4421 | 2952573.6573 | 3089070.9862 | 3233148.6334 | 3385378.0406
Scenario 2: High TRC | SCG | Com | WaterHeat | Com ¦ Low Flow Showerheads (Gas WH) - Cold | Com - Lodging | Energy Efficiency | 5593.5664 | 5838.881 | 6094.6429 | 6362.7554 | 6644.1795 | 6939.9093 | 7251.0167 | 7578.6643 | 7923.6587 | 8287.0746 | 8670.1856 | 9074.5726 | 9501.8393
Scenario 2: High TRC | SCG | Com | WaterHeat | Com ¦ Low-flow Pre-Rinse Spray Valve - Marine | Com - Lodging | Energy Efficiency | 1809.5338 | 1889.4997 | 1973.2809 | 2060.9608 | 2153.4946 | 2250.9508 | 2353.5372 | 2461.5096 | 2574.9566 | 2694.436 | 2820.6619 | 2953.8476 | 3094.5449
Scenario 2: High TRC | SCG | Com | WaterHeat | Com ¦ Low-flow Pre-Rinse Spray Valve - Hot-Dry | Com - Lodging | Energy Efficiency | 9763.3179 | 10194.7729 | 10646.8131 | 11119.8891 | 11619.1542 | 12144.9778 | 12698.4816 | 13281.0455 | 13893.1472 | 14537.7968 | 15218.847 | 15937.4491 | 16696.5796
Scenario 2: High TRC | SCG | Com | WaterHeat | Com ¦ Low-flow Pre-Rinse Spray Valve - Cold | Com - Lodging | Energy Efficiency | 25.9883 | 27.1367 | 28.34 | 29.5992 | 30.9282 | 32.3278 | 33.8012 | 35.3519 | 36.9812 | 38.6971 | 40.51 | 42.4227 | 44.4434
Scenario 2: High TRC | SCG | Com | WaterHeat | Com ¦ Com Hot Water Pipe Insulation - Marine | Com - Lodging | Energy Efficiency | 2158244.1947 | 2252919.9103 | 2351685.988 | 2455236.8912 | 2563965.5218 | 2678236.9401 | 2798473.2525 | 2925093.7667 | 3058416.9712 | 3198901.2745 | 3347036.858 | 3503410.6331 | 3668619.8359
Scenario 2: High TRC | SCG | Com | WaterHeat | Com ¦ Com Hot Water Pipe Insulation - Hot-Dry | Com - Lodging | Energy Efficiency | 9737918.9651 | 10165092.3354 | 10610721.27 | 11077939.1626 | 11568518.7719 | 12084107.2367 | 12626609.0861 | 13197916.2206 | 13799465.6491 | 14433325.6938 | 15101708.0351 | 15807260.7957 | 16552678.6837
Scenario 2: High TRC | SCG | Com | WaterHeat | Com ¦ Com Hot Water Pipe Insulation - Cold | Com - Lodging | Energy Efficiency | 26775.4403 | 27949.9988 | 29175.3028 | 30459.9679 | 31808.8685 | 33226.5337 | 34718.2 | 36289.0695 | 37943.0935 | 39685.9588 | 41523.7469 | 43463.739 | 45513.3445
Scenario 2: High TRC | SCG | Com | WaterHeat | Com ¦ Com Efficient Tankless Gas Water Heater (0.87 UEF - High Draw) - ZEAS 2030 - Marine | Com - Lodging | Energy Efficiency | 154119.1048 | 163091.5209 | 173424.2965 | 183313.896 | 195401.5153 | 0 | 0 | 0 | 0 | 0 | 0 | 0 | 0
Scenario 2: High TRC | SCG | Com | WaterHeat | Com ¦ Com Efficient Tankless Gas Water Heater (0.87 UEF - High Draw) - ZEAS 2030 - Hot-Dry | Com - Lodging | Energy Efficiency | 418665.0058 | 443038.6008 | 471107.6162 | 497972.7427 | 530808.7964 | 0 | 0 | 0 | 0 | 0 | 0 | 0 | 0
Scenario 2: High TRC | SCG | Com | WaterHeat | Com ¦ Com Efficient Tankless Gas Water Heater (0.87 UEF - High Draw) - ZEAS 2030 - Cold | Com - Lodging | Energy Efficiency | 2076.8556 | 2197.7648 | 2337.0057 | 2470.2745 | 2633.163 | 0 | 0 | 0 | 0 | 0 | 0 | 0 | 0
Scenario 2: High TRC | SCG | Com | WaterHeat | Com ¦ Com Efficient Tankless Gas Water Heater (0.87 UEF - High Draw) - Panel Upgrade - ZEAS 2030 - Marine | Com - Lodging | Energy Efficiency | 127868.0485 | 135312.1959 | 143884.9932 | 152090.1005 | 162118.8396 | 0 | 0 | 0 | 0 | 0 | 0 | 0 | 0
Scenario 2: High TRC | SCG | Com | WaterHeat | Com ¦ Com Efficient Tankless Gas Water Heater (0.87 UEF - High Draw) - Panel Upgrade - ZEAS 2030 - Hot-Dry | Com - Lodging | Energy Efficiency | 347353.9334 | 367575.9819 | 390864.0113 | 413153.2096 | 440396.3091 | 0 | 0 | 0 | 0 | 0 | 0 | 0 | 0
Scenario 2: High TRC | SCG | Com | WaterHeat | Com ¦ Com Efficient Tankless Gas Water Heater (0.87 UEF - High Draw) - Panel Upgrade - ZEAS 2030 - Cold | Com - Lodging | Energy Efficiency | 1723.1055 | 1823.4202 | 1938.9443 | 2049.5134 | 2184.6573 | 0 | 0 | 0 | 0 | 0 | 0 | 0 | 0
Scenario 2: High TRC | SCG | Com | WaterHeat | Com ¦ Efficient Gas Water Heating Boiler (0.92 UEF) - ZEAS 2030 - Marine | Com - Lodging | Energy Efficiency | 18070648.9048 | 18907478.9755 | 19790551.6668 | 20718956.31 | 21702380.5175 | 0 | 0 | 0 | 0 | 0 | 0 | 0 | 0
Scenario 2: High TRC | SCG | Com | WaterHeat | Com ¦ Efficient Gas Water Heating Boiler (0.92 UEF) - ZEAS 2030 - Hot-Dry | Com - Lodging | Energy Efficiency | 98450412.6597 | 103009533.1551 | 107820587.3304 | 112878613.7867 | 118236391.449 | 0 | 0 | 0 | 0 | 0 | 0 | 0 | 0
Scenario 2: High TRC | SCG | Com | WaterHeat | Com ¦ Efficient Gas Water Heating Boiler (0.92 UEF) - ZEAS 2030 - Cold | Com - Lodging | Energy Efficiency | 249332.318 | 260878.5985 | 273062.918 | 285872.7116 | 299441.6453 | 0 | 0 | 0 | 0 | 0 | 0 | 0 | 0
Scenario 2: High TRC | SCG | Com | FoodServ | Com ¦ ENERGY STAR Dishwasher - Tier 1 | Com - Lodging | Energy Efficiency | 0 | 0 | 0 | 0 | 0 | 0 | 0 | 0 | 0 | 0 | 0 | 0 | 0
Scenario 2: High TRC | SCG | Com | FoodServ | Com ¦ ENERGY STAR Dishwasher - Tier 2 | Com - Lodging | Energy Efficiency | 1039436.9262 | 1086734.0062 | 1136577.445 | 1188919.423 | 1244311.3487 | 1302795.0889 | 1364507.4178 | 1429618.1823 | 1498184.9154 | 1570525.1918 | 1647069.4398 | 1727950.0563 | 1813469.663
Scenario 2: High TRC | SCG | Com | FoodServ | Com ¦ ENERGY STAR Conveyor Broiler - Gas | Com - Lodging | Energy Efficiency | 365753.7898 | 382223.7154 | 399562.5862 | 417757.9918 | 437002.757 | 457309.4628 | 478724.678 | 501306.9284 | 525074.2027 | 550135.6765 | 576640.2841 | 604633.6507 | 634231.6955
Scenario 2: High TRC | SCG | Com | FoodServ | Com ¦ ENERGY STAR Conveyor Oven - Gas | Com - Lodging | Energy Efficiency | 161247.4476 | 168508.4345 | 176152.5075 | 184174.1953 | 192658.5073 | 201610.99 | 211052.1739 | 221007.8609 | 231485.9815 | 242534.6672 | 254219.5778 | 266560.8277 | 279609.5214
Scenario 2: High TRC | SCG | Com | FoodServ | Com ¦ ENERGY STAR Rack Oven - Gas | Com - Lodging | Energy Efficiency | 68734.0086 | 71829.1071 | 75087.5015 | 78506.8595 | 82123.4177 | 85939.5403 | 89963.9786 | 94207.7312 | 98674.1786 | 103383.8374 | 108364.696 | 113625.3286 | 119187.5191
Scenario 2: High TRC | SCG | Com | FoodServ | Com ¦ Demand Controlled Ventilation (DCV) Exhaust Hood | Com - Lodging | Energy Efficiency | 56077.107 | 59296.0472 | 63002.2129 | 66540.2862 | 70868.6802 | 75639.4411 | 80709.3753 | 85986.7274 | 91089.7495 | 96247.0082 | 101954.6479 | 107884.7406 | 114171.2634
Scenario 2: High TRC | SCG | Com | FoodServ | Com ¦ ENERGY STAR Fryer - Tier 1 Gas | Com - Lodging | Energy Efficiency | 33497.7633 | 35399.6702 | 37588.2668 | 39673.0668 | 42225.5027 | 45037.4371 | 48023.1382 | 51127.6788 | 54123.9218 | 57147.833 | 0 | 0 | 0
Scenario 2: High TRC | SCG | Com | FoodServ | Com ¦ ENERGY STAR Fryer - Tier 2 Gas | Com - Lodging | Energy Efficiency | 0 | 0 | 0 | 0 | 0 | 0 | 0 | 0 | 0 | 0 | 91789.1043 | 97058.6137 | 102642.9645
Scenario 2: High TRC | SCG | Com | FoodServ | Com ¦ ENERGY STAR Steamer - Gas | Com - Lodging | Energy Efficiency | 17310.8606 | 18296.2666 | 19430.4989 | 20511.5922 | 21834.931 | 23292.9638 | 24841.4113 | 26451.9339 | 28007.035 | 29577.0262 | 31314.2824 | 33117.9553 | 35029.7323
Scenario 2: High TRC | SCG | Com | FoodServ | Com ¦ ENERGY STAR Convection Oven - Gas | Com - Lodging | Energy Efficiency | 14557.4016 | 15386.0693 | 16339.891 | 17249.0261 | 18361.8751 | 19587.9937 | 20890.1458 | 22244.4993 | 23552.2466 | 24872.5155 | 26333.4444 | 27850.2257 | 29457.9163
Scenario 2: High TRC | SCG | Com | FoodServ | Com ¦ ENERGY STAR Griddle - Gas | Com - Lodging | Energy Efficiency | 28296.1142 | 29906.8465 | 31760.8482 | 33527.9898 | 35691.1027 | 38074.3846 | 40605.4574 | 43237.9973 | 45779.9459 | 48346.2337 | 51185.9307 | 54134.1916 | 57259.1583
Scenario 2: High TRC | SCG | Com | FoodServ | Com ¦ ENERGY STAR Combination Oven - Gas | Com - Lodging | Energy Efficiency | 6436.9127 | 6726.7674 | 7031.9148 | 7352.1363 | 7690.8255 | 183.599 | 195.8041 | 208.4986 | 220.7561 | 233.1311 | 246.8244 | 261.0412 | 276.1102
Scenario 2: High TRC | SCG | Com | FoodServ | Com ¦ ENERGY STAR Fryer - Tier 1 Gas - Panel Upgrade | Com - Lodging | Energy Efficiency | 55120.6581 | 58250.2509 | 61851.5925 | 65282.1364 | 69482.1764 | 74109.222 | 79022.201 | 84130.7307 | 89061.0565 | 94036.9105 | 0 | 0 | 0
Scenario 2: High TRC | SCG | Com | FoodServ | Com ¦ ENERGY STAR Fryer - Tier 2 Gas - Panel Upgrade | Com - Lodging | Energy Efficiency | 0 | 0 | 0 | 0 | 0 | 0 | 0 | 0 | 0 | 0 | 151039.2139 | 159710.2056 | 168899.2696
Scenario 2: High TRC | SCG | Com | FoodServ | Com ¦ ENERGY STAR Steamer - Gas - Panel Upgrade | Com - Lodging | Energy Efficiency | 28485.0669 | 30106.5552 | 31972.9373 | 33751.8793 | 35929.4368 | 38328.6335 | 40876.608 | 43526.7272 | 46085.6502 | 48669.0749 | 51527.7345 | 54495.683 | 57641.5172
Scenario 2: High TRC | SCG | Com | FoodServ | Com ¦ ENERGY STAR Convection Oven - Gas - Panel Upgrade | Com - Lodging | Energy Efficiency | 23954.2429 | 25317.8178 | 26887.3339 | 28383.3181 | 30214.5141 | 32232.0955 | 34374.7901 | 36603.3824 | 38755.284 | 40927.7901 | 43331.7524 | 45827.6201 | 48473.0792
Scenario 2: High TRC | SCG | Com | FoodServ | Com ¦ ENERGY STAR Griddle - Gas - Panel Upgrade | Com - Lodging | Energy Efficiency | 46561.3308 | 49211.795 | 52262.5597 | 55170.3959 | 58729.8039 | 62651.5006 | 66816.3875 | 71148.2389 | 75331.0221 | 79553.8555 | 84226.5845 | 89077.9555 | 94220.0965
Scenario 2: High TRC | SCG | Com | FoodServ | Com ¦ ENERGY STAR Combination Oven - Gas - Panel Upgrade | Com - Lodging | Energy Efficiency | 10591.9568 | 11068.9136 | 11571.0344 | 12097.9597 | 12655.2738 | 302.1127 | 322.1962 | 343.0849 | 363.2548 | 383.6178 | 406.1502 | 429.5441 | 454.34
Scenario 2: High TRC | SDG&E | Com | AppPlug | Com ¦ Ozone Laundry System Retrofit | Com - Lodging | Energy Efficiency | 1628447.6376 | 1619728.6622 | 1621043.1871 | 1684797.4583 | 1671593.0976 | 1723386.0742 | 39298344.8395 | 40999593.3228 | 42816098.7161 | 44720477.3461 | 46703394.1307 | 48800846.9816 | 51040829.3021
Scenario 2: High TRC | SDG&E | Com | AppPlug | Com ¦ Com Modulating Dryer Valve | Com - Lodging | Energy Efficiency | 0 | 0 | 0 | 0 | 0 | 8806232.8167 | 9193747.964 | 9601754.3184 | 10031253.2205 | 10483587.6958 | 10960332.843 | 11463436.5585 | 11994876.1635
Scenario 2: High TRC | SDG&E | Com | AppPlug | Com ¦ Pool Cover | Com - Lodging | Energy Efficiency | 9806.9724 | 9748.7908 | 9749.7508 | 10125.4249 | 10037.8743 | 10340.0634 | 10510.6519 | 10710.8663 | 11074.9354 | 11406.0975 | 11610.3251 | 11855.3591 | 12259.8444
Scenario 2: High TRC | SDG&E | Com | BldgEnv | Com ¦ Com Wall Insulation (R14) - Marine | Com - Lodging | Energy Efficiency | 83759.0342 | 87079.2022 | 90504.6385 | 94083.6916 | 97932.7772 | 102198.6666 | 106669.0409 | 111330.1499 | 352.6773 | 363.8118 | 370.9284 | 379.2626 | 392.7409
Scenario 2: High TRC | SDG&E | Com | BldgEnv | Com ¦ Com Wall Insulation (R14) - Hot-Dry | Com - Lodging | Energy Efficiency | 737.8004 | 731.4754 | 729.5587 | 755.5962 | 747.6245 | 770.0584 | 782.7993 | 797.6441 | 824.8043 | 849.6364 | 865.0364 | 882.9295 | 912.8191
Scenario 2: High TRC | SDG&E | Com | HVAC | Com ¦ Small Unitary Heat Pump (SEER 16) - Marine | Com - Lodging | Energy Efficiency | 88562.2146 | 89185.5387 | 89197.5087 | 88699.9056 | 88603.2729 | 90087.3471 | 90895.6406 | 91157.4808 | 0 | 0 | 0 | 0 | 0
Scenario 2: High TRC | SDG&E | Com | HVAC | Com ¦ Small Unitary Heat Pump (SEER 16) - Hot-Dry | Com - Lodging | Energy Efficiency | 0 | 0 | 0 | 0 | 0 | 0 | 0 | 0 | 0 | 0 | 0 | 0 | 0
Scenario 2: High TRC | SDG&E | Com | HVAC | Com ¦ Small Unitary Heat Pump (SEER 17) - Marine | Com - Lodging | Energy Efficiency | 0 | 0 | 0 | 0 | 0 | 0 | 0 | 0 | 0 | 0 | 0 | 0 | 0
Scenario 2: High TRC | SDG&E | Com | HVAC | Com ¦ Small Unitary AC (SEER 16) - Marine | Com - Lodging | Energy Efficiency | 0 | 0 | 0 | 0 | 0 | 0 | 0 | 0 | 0 | 610447.77 | 622568.8054 | 632125.7822 | 642577.1173
Scenario 2: High TRC | SDG&E | Com | HVAC | Com ¦ Small Unitary AC (SEER 16) - Hot-Dry | Com - Lodging | Energy Efficiency | 2531961.4958 | 0 | 0 | 0 | 0 | 0 | 0 | 0 | 0 | 0 | 0 | 0 | 0
Scenario 2: High TRC | SDG&E | Com | HVAC | Com ¦ Small Unitary AC (SEER 17) - Marine | Com - Lodging | Energy Efficiency | 567930.1377 | 577319.0132 | 584155.9595 | 589046.4862 | 596081.767 | 611133.765 | 623376.52 | 633499.9757 | 0 | 0 | 0 | 0 | 0
Scenario 2: High TRC | SDG&E | Com | HVAC | Com ¦ Small Unitary AC (SEER 17) - Hot-Dry | Com - Lodging | Energy Efficiency | 0 | 2775741.4645 | 2804801.1662 | 2823739.9083 | 2853244.8537 | 2922543.6095 | 2977452.7902 | 3021372.6675 | 0 | 0 | 0 | 0 | 0
Scenario 2: High TRC | SDG&E | Com | HVAC | Com ¦ Small Unitary AC (SEER 18) - Marine | Com - Lodging | Energy Efficiency | 0 | 0 | 0 | 0 | 0 | 0 | 0 | 0 | 0 | 0 | 0 | 0 | 0
Scenario 2: High TRC | SDG&E | Com | HVAC | Com ¦ Ductless Mini Split Heat Pump (SEER 18) - Marine | Com - Lodging | Energy Efficiency | 47618.2584 | 48061.669 | 48192.6716 | 48075.4749 | 48187.9043 | 49060.9147 | 49540.6503 | 49731.758 | 49904.3041 | 50000.235 | 50258.3432 | 50107.1287 | 49980.4542
Scenario 2: High TRC | SDG&E | Com | HVAC | Com ¦ HVAC Energy Management System (Elec SC and Gas SH) - Marine | Com - Lodging | Energy Efficiency | 681267.1246 | 699571.7206 | 718062.5442 | 736548.7619 | 757994.1411 | 789371.2925 | 821281.7433 | 851689.769 | 35619.0946 | 36422.186 | 36840.4482 | 37331.604 | 38324.958
Scenario 2: High TRC | SDG&E | Com | HVAC | Com ¦ HVAC Energy Management System (Elec SC and Gas SH) - Hot-Dry | Com - Lodging | Energy Efficiency | 4589676.2837 | 4726133.2347 | 4865638.9686 | 5009028.992 | 5168018.1726 | 5384226.5624 | 5605086.0655 | 5820723.964 | 246244.4073 | 252320.0573 | 255702.5981 | 259686.582 | 267168.5661
Scenario 2: High TRC | SDG&E | Com | HVAC | Com ¦ HVAC Pump Variable Frequency Drive (VFD) - Marine | Com - Lodging | Energy Efficiency | 0 | 0 | 0 | 0 | 0 | 0 | 0 | 0 | 0 | 0 | 0 | 0 | 0
Scenario 2: High TRC | SDG&E | Com | HVAC | Com ¦ HVAC Pump Variable Frequency Drive (VFD) - Hot-Dry | Com - Lodging | Energy Efficiency | 0 | 0 | 0 | 0 | 0 | 0 | 0 | 0 | 0 | 0 | 0 | 0 | 0
Scenario 2: High TRC | SDG&E | Com | HVAC | Com ¦ HVAC Fan Variable Frequency Drive (VFD) - Marine | Com - Lodging | Energy Efficiency | 30422.1613 | 30146.5304 | 29717.2188 | 28893.9497 | 28650.2604 | 29678.9015 | 30662.462 | 31137.3258 | 0 | 0 | 0 | 0 | 0
Scenario 2: High TRC | SDG&E | Com | HVAC | Com ¦ HVAC Fan Variable Frequency Drive (VFD) - Hot-Dry | Com - Lodging | Energy Efficiency | 156528.5273 | 155288.2169 | 153281.0074 | 149298.5871 | 148241.2764 | 153596.2229 | 158733.5508 | 161320.5069 | 0 | 0 | 0 | 0 | 0
Scenario 2: High TRC | SDG&E | Com | HVAC | Com ¦ Large Packaged Heat Pump (IEER 14.0) - Fuel Sub - ZEAS 2030 - Marine | Com - Lodging | Fuel Substitution | 208514.6134 | 221391.3834 | 235541.8061 | 250962.918 | 266734.1101 | 0 | 0 | 0 | 0 | 0 | 0 | 0 | 0
Scenario 2: High TRC | SDG&E | Com | HVAC | Com ¦ Large Packaged Heat Pump (IEER 14.0) - Fuel Sub - ZEAS 2030 - Hot-Dry | Com - Lodging | Fuel Substitution | 843816.4142 | 897905.9385 | 957482.9395 | 1022523.3617 | 1088960.4411 | 0 | 0 | 0 | 0 | 0 | 0 | 0 | 0
Scenario 2: High TRC | SDG&E | Com | HVAC | Com ¦ Large Packaged Heat Pump (IEER 14.0) - Fuel Sub - Panel Upgrade - ZEAS 2030 - Marine | Com - Lodging | Fuel Substitution | 47645.8453 | 50588.2031 | 53821.5921 | 57345.3351 | 60949.0718 | 0 | 0 | 0 | 0 | 0 | 0 | 0 | 0
Scenario 2: High TRC | SDG&E | Com | HVAC | Com ¦ Large Packaged Heat Pump (IEER 14.0) - Fuel Sub - Panel Upgrade - ZEAS 2030 - Hot-Dry | Com - Lodging | Fuel Substitution | 192813.0873 | 205172.61 | 218786.0279 | 233647.8443 | 248828.7986 | 0 | 0 | 0 | 0 | 0 | 0 | 0 | 0
Scenario 2: High TRC | SDG&E | Com | HVAC | Com ¦ Small Packaged Heat Pump (SEER 16) - Fuel Sub - ZEAS 2030 - Hot-Dry | Com - Lodging | Fuel Substitution | 0 | 0 | 0 | 0 | 0 | 0 | 0 | 0 | 0 | 0 | 0 | 0 | 0
Scenario 2: High TRC | SDG&E | Com | HVAC | Com ¦ Small Packaged Heat Pump (SEER 17) - Fuel Sub - ZEAS 2030 - Marine | Com - Lodging | Fuel Substitution | 0 | 0 | 0 | 0 | 0 | 0 | 0 | 0 | 0 | 0 | 0 | 0 | 0
Scenario 2: High TRC | SDG&E | Com | HVAC | Com ¦ Small Packaged Heat Pump (SEER 17) - Fuel Sub - ZEAS 2030 - Hot-Dry | Com - Lodging | Fuel Substitution | 0 | 0 | 0 | 0 | 0 | 0 | 0 | 0 | 0 | 0 | 0 | 0 | 0
Scenario 2: High TRC | SDG&E | Com | HVAC | Com ¦ Small Packaged Heat Pump (SEER 18) - Fuel Sub - ZEAS 2030 - Marine | Com - Lodging | Fuel Substitution | 91903.8995 | 95516.4118 | 99186.5293 | 102943.9648 | 107007.1289 | 0 | 0 | 0 | 0 | 0 | 0 | 0 | 0
Scenario 2: High TRC | SDG&E | Com | HVAC | Com ¦ Small Packaged Heat Pump (SEER 18) - Fuel Sub - ZEAS 2030 - Hot-Dry | Com - Lodging | Fuel Substitution | 409247.0113 | 424880.6255 | 440628.5573 | 456633.653 | 474059.7642 | 0 | 0 | 0 | 0 | 0 | 0 | 0 | 0
Scenario 2: High TRC | SDG&E | Com | HVAC | Com ¦ Small Packaged Heat Pump (SEER 16) - Fuel Sub - Panel Upgrade - ZEAS 2030 - Hot-Dry | Com - Lodging | Fuel Substitution | 0 | 0 | 0 | 0 | 0 | 0 | 0 | 0 | 0 | 0 | 0 | 0 | 0
Scenario 2: High TRC | SDG&E | Com | HVAC | Com ¦ Small Packaged Heat Pump (SEER 17) - Fuel Sub - Panel Upgrade - ZEAS 2030 - Marine | Com - Lodging | Fuel Substitution | 0 | 0 | 0 | 0 | 0 | 0 | 0 | 0 | 0 | 0 | 0 | 0 | 0
Scenario 2: High TRC | SDG&E | Com | HVAC | Com ¦ Small Packaged Heat Pump (SEER 17) - Fuel Sub - Panel Upgrade - ZEAS 2030 - Hot-Dry | Com - Lodging | Fuel Substitution | 0 | 0 | 0 | 0 | 0 | 0 | 0 | 0 | 0 | 0 | 0 | 0 | 0
Scenario 2: High TRC | SDG&E | Com | HVAC | Com ¦ Small Packaged Heat Pump (SEER 18) - Fuel Sub - Panel Upgrade - ZEAS 2030 - Marine | Com - Lodging | Fuel Substitution | 21000.1539 | 21825.6174 | 22664.2438 | 23522.8224 | 24451.2604 | 0 | 0 | 0 | 0 | 0 | 0 | 0 | 0
Scenario 2: High TRC | SDG&E | Com | HVAC | Com ¦ Small Packaged Heat Pump (SEER 18) - Fuel Sub - Panel Upgrade - ZEAS 2030 - Hot-Dry | Com - Lodging | Fuel Substitution | 93513.4448 | 97085.7449 | 100684.1667 | 104341.3507 | 108323.2385 | 0 | 0 | 0 | 0 | 0 | 0 | 0 | 0
Scenario 2: High TRC | SDG&E | Com | HVAC | Com ¦ Efficient Hot Water Boilers (94% eff.) - ZEAS 2030 - Hot-Dry | Com - Lodging | Energy Efficiency | 403155.3095 | 421008.7665 | 439848.4191 | 460008.332 | 480875.3267 | 0 | 0 | 0 | 0 | 0 | 0 | 0 | 0
Scenario 2: High TRC | SDG&E | Com | WaterHeat | Com ¦ Com Heat Pump Water Heater (3.3 UEF - 50 Gal) - Marine | Com - Lodging | Energy Efficiency | 186865.7803 | 192869.6859 | 198491.6036 | 203782.6973 | 209893.0664 | 217072.2908 | 221726.4724 | 224706.3199 | 227254.6495 | 228988.4465 | 232438.5039 | 234779.6188 | 236825.3545
Scenario 2: High TRC | SDG&E | Com | WaterHeat | Com ¦ Com Heat Pump Water Heater (3.3 UEF - 50 Gal) - Hot-Dry | Com - Lodging | Energy Efficiency | 989959.2905 | 1021767.6314 | 1051552.1589 | 1079583.9034 | 1111956.2687 | 1149991.4397 | 1174648.7833 | 1190435.3883 | 1203935.758 | 1213120.6782 | 1231398.4569 | 1243800.9761 | 1254638.5334
Scenario 2: High TRC | SDG&E | Com | WaterHeat | Com ¦ Com Hot Water Tank Insulation - Hot-Dry | Com - Lodging | Energy Efficiency | 41663.8702 | 43452.4416 | 45311.8609 | 47259.7947 | 49302.9671 | 51447.4855 | 53702.2005 | 56075.6614 | 0 | 0 | 0 | 0 | 0
Scenario 2: High TRC | SDG&E | Com | WaterHeat | Com ¦ Faucet Aerators (Gas WH) - Hot-Dry | Com - Lodging | Energy Efficiency | 313753.982 | 327224.2946 | 341223.1204 | 355887.6935 | 371268.7988 | 387410.7014 | 404381.6159 | 422245.5302 | 0 | 0 | 0 | 0 | 0
Scenario 2: High TRC | SDG&E | Com | WaterHeat | Com ¦ Com Water Heating Controls (Gas WH) - Hot-Dry | Com - Lodging | Energy Efficiency | 5750207.9254 | 5997552.1931 | 6255951.206 | 6527066.2818 | 6811851.4376 | 7111274.6266 | 7426303.28 | 7757944.377 | 0 | 0 | 0 | 0 | 0
Scenario 2: High TRC | SDG&E | Com | WaterHeat | Com ¦ Low Flow Showerheads (Gas WH) - Hot-Dry | Com - Lodging | Energy Efficiency | 815491.3019 | 850489.4642 | 886970.0936 | 925202.06 | 965321.3862 | 1007468.7193 | 1051795.7453 | 1098466.9828 | 0 | 0 | 0 | 0 | 0
Scenario 2: High TRC | SDG&E | Com | WaterHeat | Com ¦ Low Flow Showerheads (Elec WH) - Marine | Com - Lodging | Energy Efficiency | 0 | 0 | 0 | 0 | 814.6921 | 876.9092 | 913.3959 | 922.4568 | 0 | 0 | 0 | 0 | 0
Scenario 2: High TRC | SDG&E | Com | WaterHeat | Com ¦ Low Flow Showerheads (Elec WH) - Hot-Dry | Com - Lodging | Energy Efficiency | 0 | 0 | 0 | 0 | 4324.5501 | 4654.8111 | 4848.4897 | 4896.5867 | 0 | 0 | 0 | 0 | 0
Scenario 2: High TRC | SDG&E | Com | WaterHeat | Com ¦ Low-flow Pre-Rinse Spray Valve - Hot-Dry | Com - Lodging | Energy Efficiency | 3848.4118 | 4010.2484 | 4179.7942 | 4360.5733 | 4546.7487 | 4745.5343 | 4953.5437 | 5172.6813 | 5404.6998 | 5648.9135 | 5905.3844 | 6176.3062 | 6463.5476
Scenario 2: High TRC | SDG&E | Com | WaterHeat | Com ¦ Com Hot Water Pipe Insulation - Hot-Dry | Com - Lodging | Energy Efficiency | 4108070.038 | 4284437.0819 | 4468382.5359 | 4661187.7048 | 4863578.4359 | 5076229.4163 | 5299920.571 | 5535426.871 | 0 | 0 | 0 | 0 | 0
Scenario 2: High TRC | SDG&E | Com | WaterHeat | Com ¦ Com Efficient Tankless Gas Water Heater (0.87 UEF - High Draw) - ZEAS 2030 - Marine | Com - Lodging | Energy Efficiency | 43839.0196 | 43676.2604 | 43788.6708 | 45593.7198 | 45319.533 | 0 | 0 | 0 | 0 | 0 | 0 | 0 | 0
Scenario 2: High TRC | SDG&E | Com | WaterHeat | Com ¦ Com Efficient Tankless Gas Water Heater (0.87 UEF - High Draw) - ZEAS 2030 - Hot-Dry | Com - Lodging | Energy Efficiency | 115413.4228 | 114984.9419 | 115280.8914 | 120032.9927 | 119311.1609 | 0 | 0 | 0 | 0 | 0 | 0 | 0 | 0
Scenario 2: High TRC | SDG&E | Com | WaterHeat | Com ¦ Com Heat Pump Water Heater (3.75 UEF - 50 Gal) - Fuel Sub - ZEAS 2030 - Marine | Com - Lodging | Fuel Substitution | 7528606.0181 | 7908334.3154 | 8322408.6335 | 8774564.1769 | 9235572.885 | 5380382.7647 | 5497658.8187 | 5573664.6211 | 5637836.3455 | 5682395.741 | 5770198.8486 | 5830513.7755 | 5882525.2456
Scenario 2: High TRC | SDG&E | Com | WaterHeat | Com ¦ Com Heat Pump Water Heater (3.75 UEF - 50 Gal) - Fuel Sub - ZEAS 2030 - Hot-Dry | Com - Lodging | Fuel Substitution | 19824351.8748 | 20828379.5335 | 21923291.897 | 23118973.7541 | 24338104.2406 | 14135131.6771 | 14444461.7348 | 14644417.8122 | 14812999.2277 | 14929595.0952 | 15160760.1725 | 15319069.9895 | 15455359.7231
Scenario 2: High TRC | SDG&E | Com | WaterHeat | Com ¦ Com Efficient Tankless Gas Water Heater (0.87 UEF - High Draw) - Panel Upgrade - ZEAS 2030 - Marine | Com - Lodging | Energy Efficiency | 36371.9338 | 36236.8974 | 36330.1609 | 37827.7566 | 37600.2719 | 0 | 0 | 0 | 0 | 0 | 0 | 0 | 0
Scenario 2: High TRC | SDG&E | Com | WaterHeat | Com ¦ Com Efficient Tankless Gas Water Heater (0.87 UEF - High Draw) - Panel Upgrade - ZEAS 2030 - Hot-Dry | Com - Lodging | Energy Efficiency | 95755.0926 | 95399.5946 | 95645.1352 | 99587.8126 | 98988.9302 | 0 | 0 | 0 | 0 | 0 | 0 | 0 | 0
Scenario 2: High TRC | SDG&E | Com | WaterHeat | Com ¦ Com Heat Pump Water Heater (3.75 UEF - 50 Gal) - Fuel Sub - Panel Upgrade - ZEAS 2030 - Marine | Com - Lodging | Fuel Substitution | 6246261.037 | 6561310.3386 | 6904855.5146 | 7279995.5534 | 7662480.8002 | 4463943.9422 | 4561244.4046 | 4624304.1637 | 4677545.5394 | 4714515.1477 | 4787362.7809 | 4837404.2863 | 4880556.6599
Scenario 2: High TRC | SDG&E | Com | WaterHeat | Com ¦ Com Heat Pump Water Heater (3.75 UEF - 50 Gal) - Fuel Sub - Panel Upgrade - ZEAS 2030 - Hot-Dry | Com - Lodging | Fuel Substitution | 16447676.5554 | 17280688.5141 | 18189104.8156 | 19181126.5762 | 20192602.9688 | 11727499.3584 | 11984141.3294 | 12150038.9541 | 12289905.9527 | 12386642.0845 | 12578432.8904 | 12709777.8484 | 12822853.3967
Scenario 2: High TRC | SDG&E | Com | WaterHeat | Com ¦ Com Heat Pump Water Heater (100+ Gal, 200+ kBtuh - 4.3 COP) - Fuel Sub - ZEAS 2030 - Marine | Com - Lodging | Fuel Substitution | 1590202.4833 | 1669569.2242 | 1755470.8088 | 1848605.0802 | 1944194.3478 | 0 | 0 | 0 | 0 | 0 | 0 | 0 | 0
Scenario 2: High TRC | SDG&E | Com | WaterHeat | Com ¦ Com Heat Pump Water Heater (100+ Gal, 200+ kBtuh - 4.3 COP) - Fuel Sub - ZEAS 2030 - Hot-Dry | Com - Lodging | Fuel Substitution | 8424220.1105 | 8844724.2678 | 9299858.3097 | 9793320.4335 | 10299784.61 | 0 | 0 | 0 | 0 | 0 | 0 | 0 | 0
Scenario 2: High TRC | SDG&E | Com | WaterHeat | Com ¦ Com Heat Pump Water Heater (100+ Gal, 200+ kBtuh - 4.3 COP) - Fuel Sub - Panel Upgrade - ZEAS 2030 - Marine | Com - Lodging | Fuel Substitution | 1319343.8186 | 1385192.0487 | 1456462.0447 | 1533732.7863 | 1613040.3655 | 0 | 0 | 0 | 0 | 0 | 0 | 0 | 0
Scenario 2: High TRC | SDG&E | Com | WaterHeat | Com ¦ Com Heat Pump Water Heater (100+ Gal, 200+ kBtuh - 4.3 COP) - Fuel Sub - Panel Upgrade - ZEAS 2030 - Hot-Dry | Com - Lodging | Fuel Substitution | 6989325.4763 | 7338205.2991 | 7715816.5097 | 8125227.3927 | 8545425.6929 | 0 | 0 | 0 | 0 | 0 | 0 | 0 | 0
Scenario 2: High TRC | SDG&E | Com | WaterHeat | Com ¦ Efficient Gas Water Heating Boiler (0.92 UEF) - ZEAS 2030 - Hot-Dry | Com - Lodging | Energy Efficiency | 39404811.6994 | 41149142.7762 | 42989705.6537 | 44959155.3671 | 46997767.8582 | 0 | 0 | 0 | 0 | 0 | 0 | 0 | 0
Scenario 2: High TRC | SDG&E | Com | FoodServ | Com ¦ ENERGY STAR Dishwasher - Tier 1 | Com - Lodging | Energy Efficiency | 0 | 0 | 0 | 0 | 0 | 0 | 0 | 0 | 0 | 0 | 0 | 0 | 0
Scenario 2: High TRC | SDG&E | Com | FoodServ | Com ¦ ENERGY STAR Dishwasher - Tier 2 | Com - Lodging | Energy Efficiency | 383971.4525 | 399095.9496 | 414590.6397 | 430762.9392 | 447684.0717 | 466250.6696 | 484818.2912 | 503868.953 | 523959.2503 | 544821.3028 | 567286.991 | 590468.8023 | 614948.4801
Scenario 2: High TRC | SDG&E | Com | FoodServ | Com ¦ ENERGY STAR Combination Oven - Electric | Com - Lodging | Energy Efficiency | 0 | 0 | 0 | 0 | 138502.4746 | 143059.372 | 146133.0264 | 148071.9671 | 149547.0172 | 150337.6769 | 152121.2081 | 152960.2119 | 153665.4257
Scenario 2: High TRC | SDG&E | Com | FoodServ | Com ¦ ENERGY STAR Conveyor Broiler - Gas | Com - Lodging | Energy Efficiency | 129550.1805 | 134760.4301 | 140139.21 | 145819.4155 | 151790.9819 | 158342.8111 | 164931.024 | 171669.1126 | 178717.8393 | 186020.1069 | 193855.553 | 201967.4217 | 210544.0367
Scenario 2: High TRC | SDG&E | Com | FoodServ | Com ¦ ENERGY STAR Conveyor Oven - Gas | Com - Lodging | Energy Efficiency | 53825.9369 | 56137.9347 | 58571.8699 | 61173.0062 | 63859.392 | 66732.0644 | 69744.1004 | 72923.2062 | 76294.1371 | 79846.6485 | 83582.0463 | 87531.6404 | 91722.3926
Scenario 2: High TRC | SDG&E | Com | FoodServ | Com ¦ ENERGY STAR Convection Oven - Electric | Com - Lodging | Energy Efficiency | 483248.8512 | 504005.9497 | 525857.8017 | 549210.783 | 573329.1344 | 599119.9653 | 626162.0017 | 654703.9894 | 684968.181 | 716862.6013 | 750398.9745 | 785858.4003 | 823482.9417
Scenario 2: High TRC | SDG&E | Com | FoodServ | Com ¦ High Performance Conveyor Toaster | Com - Lodging | Energy Efficiency | 466585.4632 | 478711.6292 | 489103.6857 | 498689.0555 | 510938.4068 | 527748.8927 | 539087.6655 | 546240.4566 | 551681.9461 | 554598.7053 | 561178.1879 | 564273.2895 | 566874.8376
Scenario 2: High TRC | SDG&E | Com | FoodServ | Com ¦ ENERGY STAR Rack Oven - Gas | Com - Lodging | Energy Efficiency | 22944.068 | 23929.5898 | 24967.0892 | 26075.8604 | 27220.9704 | 28445.4877 | 29729.4107 | 31084.5496 | 32521.4566 | 34035.7649 | 35628.0312 | 37311.6016 | 39097.9691
Scenario 2: High TRC | SDG&E | Com | FoodServ | Com ¦ Demand Controlled Ventilation (DCV) Exhaust Hood | Com - Lodging | Energy Efficiency | 36648.3116 | 35686.5028 | 34818.7955 | 35154.9839 | 34012.6401 | 34519.6953 | 34401.351 | 34249.9947 | 34593.7622 | 34780.2534 | 34636.7186 | 34449.4114 | 34718.2352
Scenario 2: High TRC | SDG&E | Com | FoodServ | Com ¦ ENERGY STAR Ice Machine | Com - Lodging | Energy Efficiency | 149945.1581 | 154023.7386 | 157480.1043 | 160523.7601 | 164657.7973 | 170824.691 | 175249.3906 | 178349.7314 | 180992.8133 | 182530.0674 | 184896.2044 | 185670.8558 | 186246.5313
Scenario 2: High TRC | SDG&E | Com | FoodServ | Com ¦ ENERGY STAR Fryer - Tier 1 Gas | Com - Lodging | Energy Efficiency | 0 | 9183.3451 | 9192.2386 | 9555.3851 | 9482.1751 | 9777.7301 | 9949.6766 | 10150.4183 | 10507.2893 | 10833.7545 | 11040.2494 | 11285.9902 | 11684.1472
Scenario 2: High TRC | SDG&E | Com | FoodServ | Com ¦ ENERGY STAR Fryer - Fuel Sub | Com - Lodging | Fuel Substitution | 2746624.1466 | 2892008.7261 | 3052176.2013 | 3225984.9664 | 3400921.8269 | 3574066.6811 | 3776204.4832 | 4004573.0621 | 4252555.0747 | 4523087.1289 | 4797466.7195 | 5099574.8446 | 5421381.212
Scenario 2: High TRC | SDG&E | Com | FoodServ | Com ¦ ENERGY STAR Steamer - Gas | Com - Lodging | Energy Efficiency | 4768.36 | 4744.1667 | 4749.5419 | 4938.0276 | 4901.0553 | 5054.715 | 5144.5235 | 5249.2669 | 5434.8156 | 5604.7064 | 5712.5924 | 5840.8357 | 6048.0226
Scenario 2: High TRC | SDG&E | Com | FoodServ | Com ¦ ENERGY STAR Steamer - Fuel Sub | Com - Lodging | Fuel Substitution | 410732.5976 | 430712.6218 | 452279.1428 | 475384.0743 | 499078.1521 | 523164.6402 | 550093.3594 | 579685.5201 | 611459.647 | 645687.3575 | 680944.6671 | 719152.8659 | 759733.8069
Scenario 2: High TRC | SDG&E | Com | FoodServ | Com ¦ ENERGY STAR Convection Oven - Gas | Com - Lodging | Energy Efficiency | 4009.9065 | 3989.5613 | 3994.0816 | 4152.5868 | 4121.4953 | 4250.7139 | 4326.2375 | 4414.3205 | 4570.3559 | 4713.2239 | 4803.9496 | 4911.7945 | 5086.0264
Scenario 2: High TRC | SDG&E | Com | FoodServ | Com ¦ ENERGY STAR Convection Oven - Fuel Sub | Com - Lodging | Fuel Substitution | 475870.6529 | 501422.0521 | 529663.1957 | 560371.0437 | 591187.7723 | 621558.052 | 657259.0367 | 697763.9272 | 741821.6114 | 789975.3691 | 838702.212 | 892479.3883 | 949787.3831
Scenario 2: High TRC | SDG&E | Com | FoodServ | Com ¦ ENERGY STAR Griddle - Gas | Com - Lodging | Energy Efficiency | 7794.3011 | 7754.7549 | 7763.5413 | 8071.6376 | 8011.2031 | 8262.3733 | 8409.1731 | 8580.3854 | 8883.6811 | 9161.3824 | 9337.7314 | 9547.3562 | 9886.0213
Scenario 2: High TRC | SDG&E | Com | FoodServ | Com ¦ ENERGY STAR Griddle - Fuel Sub | Com - Lodging | Fuel Substitution | 1097923.5954 | 1158708.555 | 1226348.9822 | 1300202.6275 | 1373869.8074 | 1445819.5043 | 1531622.7223 | 1629820.1713 | 1736996.3975 | 1854579.2381 | 1973011.4522 | 2104340.3806 | 2244411.9961
Scenario 2: High TRC | SDG&E | Com | FoodServ | Com ¦ ENERGY STAR Combination Oven - Gas | Com - Lodging | Energy Efficiency | 1912.3456 | 1994.487 | 37.4367 | 38.9224 | 38.6309 | 39.8421 | 40.55 | 41.3756 | 42.8381 | 44.1772 | 45.0276 | 46.0384 | 47.6715
Scenario 2: High TRC | SDG&E | Com | FoodServ | Com ¦ ENERGY STAR Combination Oven - Fuel Sub | Com - Lodging | Fuel Substitution | 0 | 0 | 4204.2802 | 4492.6929 | 4774.8589 | 5042.3937 | 5376.744 | 5769.8438 | 6203.3518 | 6684.336 | 7162.1265 | 7699.5188 | 8274.1416
Scenario 2: High TRC | SDG&E | Com | FoodServ | Com ¦ ENERGY STAR Fryer - Tier 1 Gas - Panel Upgrade | Com - Lodging | Energy Efficiency | 0 | 15111.2186 | 15125.8529 | 15723.4114 | 15602.9442 | 16089.2807 | 16372.2192 | 16702.5401 | 17289.7723 | 17826.9717 | 18166.7596 | 18571.1267 | 19226.2951
Scenario 2: High TRC | SDG&E | Com | FoodServ | Com ¦ ENERGY STAR Fryer - Fuel Sub - Panel Upgrade | Com - Lodging | Fuel Substitution | 4519577.2994 | 4758808.0095 | 5022364.0138 | 5308366.7966 | 5596225.8634 | 5881136.179 | 6213754.4671 | 6589535.5678 | 6997590.6256 | 7442751.8364 | 7894244.1786 | 8391363.8978 | 8920897.1266
Scenario 2: High TRC | SDG&E | Com | FoodServ | Com ¦ ENERGY STAR Steamer - Gas - Panel Upgrade | Com - Lodging | Energy Efficiency | 7846.3491 | 7806.5388 | 7815.3838 | 8125.5375 | 8064.6994 | 8317.5469 | 8465.327 | 8637.6825 | 8943.0035 | 9222.5593 | 9400.0858 | 9611.1105 | 9952.0371
Scenario 2: High TRC | SDG&E | Com | FoodServ | Com ¦ ENERGY STAR Steamer - Fuel Sub - Panel Upgrade | Com - Lodging | Fuel Substitution | 675861.5759 | 708738.7586 | 744226.5259 | 782245.7519 | 821234.4196 | 860868.7995 | 905180.0782 | 953874.0568 | 1006158.4668 | 1062480.255 | 1120496.2511 | 1183367.9434 | 1250143.9892
Scenario 2: High TRC | SDG&E | Com | FoodServ | Com ¦ ENERGY STAR Convection Oven - Gas - Panel Upgrade | Com - Lodging | Energy Efficiency | 6598.3117 | 6564.8337 | 6572.2718 | 6833.0926 | 6781.9314 | 6994.561 | 7118.8353 | 7263.776 | 7520.5327 | 7755.6225 | 7904.9117 | 8082.3709 | 8369.0698
Scenario 2: High TRC | SDG&E | Com | FoodServ | Com ¦ ENERGY STAR Convection Oven - Fuel Sub - Panel Upgrade | Com - Lodging | Fuel Substitution | 783046.4182 | 825091.3132 | 871562.1897 | 922092.0349 | 972801.0433 | 1022775.4189 | 1081521.4837 | 1148172.3881 | 1220669.4241 | 1299906.5597 | 1380086.7086 | 1468577.1945 | 1562877.6516
Scenario 2: High TRC | SDG&E | Com | FoodServ | Com ¦ ENERGY STAR Griddle - Gas - Panel Upgrade | Com - Lodging | Energy Efficiency | 12825.5432 | 12760.4698 | 12774.9277 | 13281.9011 | 13182.4559 | 13595.7571 | 13837.3167 | 14119.0468 | 14618.1207 | 15075.079 | 15365.2617 | 15710.1999 | 16267.4743
Scenario 2: High TRC | SDG&E | Com | FoodServ | Com ¦ ENERGY STAR Griddle - Fuel Sub - Panel Upgrade | Com - Lodging | Fuel Substitution | 1806636.1808 | 1906657.9926 | 2017960.4944 | 2139486.8633 | 2260706.4027 | 2379099.8193 | 2520289.2415 | 2681873.4035 | 2858232.1674 | 3051715.0426 | 3246595.5642 | 3462697.6633 | 3693185.8772
Scenario 2: High TRC | SDG&E | Com | FoodServ | Com ¦ ENERGY STAR Combination Oven - Gas - Panel Upgrade | Com - Lodging | Energy Efficiency | 3146.7697 | 3281.9336 | 61.6022 | 64.0468 | 63.5673 | 65.5603 | 66.7251 | 68.0837 | 70.4902 | 72.6937 | 74.093 | 75.7564 | 78.4436
Scenario 2: High TRC | SDG&E | Com | FoodServ | Com ¦ ENERGY STAR Combination Oven - Fuel Sub - Panel Upgrade | Com - Lodging | Fuel Substitution | 0 | 0 | 6918.1541 | 7392.7381 | 7857.043 | 8297.2721 | 8847.4465 | 9494.2933 | 10207.6318 | 10999.0925 | 11785.2982 | 12669.5785 | 13615.1219
Scenario 2: High TRC | PG&E | Com | BldgEnv | Com ¦ Com Wall Insulation (R14) - Marine | Com - Office (Large) | Energy Efficiency | 11236.0385 | 11596.9056 | 12114.0336 | 12558.4835 | 13127.7793 | 13683.905 | 14355.484 | 14915.4949 | 15372.7375 | 16006.3849 | 16632.8819 | 17306.8206 | 18045.0873
Scenario 2: High TRC | PG&E | Com | BldgEnv | Com ¦ Com Wall Insulation (R14) - Hot-Dry | Com - Office (Large) | Energy Efficiency | 12770.5572 | 13122.6566 | 13641.5105 | 14071.4796 | 14648.3639 | 15232.4351 | 15937.4826 | 16513.7101 | 16972.7132 | 17625.615 | 18267.8282 | 18946.0144 | 19692.429
Scenario 2: High TRC | PG&E | Com | BldgEnv | Com ¦ Com Wall Insulation (R14) - Cold | Com - Office (Large) | Energy Efficiency | 5975.8093 | 6065.5917 | 6155.0709 | 6245.9812 | 6348.588 | 6467.8809 | 6589.3661 | 6713.4581 | 6841.0937 | 6974.7072 | 7113.2126 | 7252.5533 | 7398.317
Scenario 2: High TRC | PG&E | Com | HVAC | Com ¦ Small Unitary Heat Pump (SEER 16) - Hot-Dry | Com - Office (Large) | Energy Efficiency | 0 | 0 | 0 | 0 | 0 | 0 | 0 | 0 | 0 | 0 | 0 | 0 | 0
Scenario 2: High TRC | PG&E | Com | HVAC | Com ¦ Small Unitary Heat Pump (SEER 16) - Cold | Com - Office (Large) | Energy Efficiency | 0 | 0 | 0 | 0 | 0 | 0 | 0 | 0 | 0 | 0 | 0 | 0 | 0
Scenario 2: High TRC | PG&E | Com | HVAC | Com ¦ Small Unitary AC (SEER 16) - Hot-Dry | Com - Office (Large) | Energy Efficiency | 0 | 5805461.8667 | 5746594.3542 | 5663467.7529 | 5613382.8646 | 5637412.7447 | 5630053.0141 | 5607556.7842 | 0 | 0 | 0 | 0 | 0
Scenario 2: High TRC | PG&E | Com | HVAC | Com ¦ Small Unitary AC (SEER 16) - Cold | Com - Office (Large) | Energy Efficiency | 19958.6478 | 20003.7261 | 0 | 0 | 0 | 0 | 0 | 0 | 20463.984 | 20564.2482 | 20718.845 | 20819.7376 | 20930.6989
Scenario 2: High TRC | PG&E | Com | HVAC | Com ¦ Small Unitary AC (SEER 17) - Cold | Com - Office (Large) | Energy Efficiency | 0 | 0 | 21632.0239 | 21532.0248 | 21528.628 | 21729.6159 | 21853.4619 | 21938.8454 | 0 | 0 | 0 | 0 | 0
Scenario 2: High TRC | PG&E | Com | HVAC | Com ¦ Ductless Mini Split Heat Pump (SEER 18) - Hot-Dry | Com - Office (Large) | Energy Efficiency | 102571.0864 | 102252.5122 | 101471.8006 | 100299.0201 | 99733.8881 | 100074.8617 | 99649.0382 | 98865.5558 | 97878.6794 | 96841.7232 | 96318.2611 | 95236.7562 | 94117.1397
Scenario 2: High TRC | PG&E | Com | HVAC | Com ¦ Ductless Mini Split Heat Pump (SEER 18) - Marine | Com - Office (Large) | Energy Efficiency | 114839.3926 | 114482.7145 | 113608.6237 | 112295.5694 | 111662.8432 | 112044.5999 | 111567.8446 | 110690.6516 | 109585.737 | 108424.7526 | 107838.6804 | 106627.819 | 105374.2876
Scenario 2: High TRC | PG&E | Com | HVAC | Com ¦ Ductless Mini Split Heat Pump (SEER 18) - Cold | Com - Office (Large) | Energy Efficiency | 264.8983 | 264.0755 | 262.0593 | 259.0305 | 257.571 | 258.4516 | 257.3518 | 255.3284 | 252.7797 | 250.1017 | 248.7498 | 245.9567 | 243.0652
Scenario 2: High TRC | PG&E | Com | HVAC | Com ¦ HVAC Energy Management System (Elec SC and Gas SH) - Marine | Com - Office (Large) | Energy Efficiency | 0 | 0 | 0 | 0 | 637024.4283 | 658239.0384 | 682438.8863 | 699936.5047 | 0 | 0 | 0 | 770453.5947 | 792280.2501
Scenario 2: High TRC | PG&E | Com | HVAC | Com ¦ HVAC Energy Management System (Elec SC and Gas SH) - Hot-Dry | Com - Office (Large) | Energy Efficiency | 0 | 0 | 0 | 0 | 0 | 0 | 0 | 510114.1186 | 0 | 0 | 0 | 0 | 0
Scenario 2: High TRC | PG&E | Com | HVAC | Com ¦ HVAC Energy Management System (Elec SC and Gas SH) - Cold | Com - Office (Large) | Energy Efficiency | 1684.5422 | 1727.4159 | 1784.8116 | 1830.9359 | 1892.583 | 1962.2581 | 2042.6506 | 2105.3101 | 2154.1814 | 2223.9389 | 2294.8724 | 2369.8394 | 2451.2498
Scenario 2: High TRC | PG&E | Com | HVAC | Com ¦ HVAC Fan Variable Frequency Drive (VFD) - Marine | Com - Office (Large) | Energy Efficiency | 2649992.6754 | 2593000.9776 | 2511823.4363 | 2412294.9898 | 2357216.8212 | 2381088.6373 | 2391165.0805 | 2385486.1442 | 0 | 0 | 0 | 0 | 0
Scenario 2: High TRC | PG&E | Com | HVAC | Com ¦ HVAC Fan Variable Frequency Drive (VFD) - Hot-Dry | Com - Office (Large) | Energy Efficiency | 2105983.2624 | 2059784.4714 | 1994144.1044 | 1913745.8628 | 1869047.4384 | 1887767.1873 | 1895385.5683 | 1890326.7763 | 0 | 0 | 0 | 0 | 0
Scenario 2: High TRC | PG&E | Com | HVAC | Com ¦ HVAC Fan Variable Frequency Drive (VFD) - Cold | Com - Office (Large) | Energy Efficiency | 0 | 0 | 0 | 0 | 0 | 0 | 0 | 0 | 0 | 0 | 0 | 0 | 0
Scenario 2: High TRC | PG&E | Com | HVAC | Com ¦ Large Packaged Heat Pump (IEER 14.0) - Fuel Sub - ZEAS 2030 - Cold | Com - Office (Large) | Fuel Substitution | 0 | 4154.5059 | 4354.3899 | 4570.4718 | 4775.8961 | 0 | 0 | 0 | 0 | 0 | 0 | 0 | 0
Scenario 2: High TRC | PG&E | Com | HVAC | Com ¦ Large Packaged Heat Pump (IEER 14.0) - Fuel Sub - Panel Upgrade - ZEAS 2030 - Cold | Com - Office (Large) | Fuel Substitution | 0 | 949.3097 | 994.9834 | 1044.3584 | 1091.2981 | 0 | 0 | 0 | 0 | 0 | 0 | 0 | 0
Scenario 2: High TRC | PG&E | Com | HVAC | Com ¦ Small Packaged Heat Pump (SEER 15) - Fuel Sub - ZEAS 2030 - Cold | Com - Office (Large) | Fuel Substitution | 0 | 0 | 0 | 0 | 0 | 0 | 0 | 0 | 0 | 0 | 0 | 0 | 0
Scenario 2: High TRC | PG&E | Com | HVAC | Com ¦ Small Packaged Heat Pump (SEER 16) - Fuel Sub - ZEAS 2030 - Cold | Com - Office (Large) | Fuel Substitution | 2191.3972 | 2236.8875 | 2283.2383 | 2330.8407 | 2380.812 | 0 | 0 | 0 | 0 | 0 | 0 | 0 | 0
Scenario 2: High TRC | PG&E | Com | HVAC | Com ¦ Small Packaged Heat Pump (SEER 15) - Fuel Sub - Panel Upgrade - ZEAS 2030 - Cold | Com - Office (Large) | Fuel Substitution | 0 | 0 | 0 | 0 | 0 | 0 | 0 | 0 | 0 | 0 | 0 | 0 | 0
Scenario 2: High TRC | PG&E | Com | HVAC | Com ¦ Small Packaged Heat Pump (SEER 16) - Fuel Sub - Panel Upgrade - ZEAS 2030 - Cold | Com - Office (Large) | Fuel Substitution | 500.7369 | 511.1315 | 521.7228 | 532.6 | 544.0185 | 0 | 0 | 0 | 0 | 0 | 0 | 0 | 0
Scenario 2: High TRC | PG&E | Com | HVAC | Com ¦ Efficient Hot Water Boilers (94% eff.) - ZEAS 2030 - Marine | Com - Office (Large) | Energy Efficiency | 6191705.2972 | 6318724.3995 | 6453121.7586 | 6590967.412 | 6736043.356 | 0 | 0 | 0 | 0 | 0 | 0 | 0 | 0
Scenario 2: High TRC | PG&E | Com | HVAC | Com ¦ Efficient Hot Water Boilers (94% eff.) - ZEAS 2030 - Hot-Dry | Com - Office (Large) | Energy Efficiency | 4166434.0096 | 4251905.8922 | 4342342.646 | 4435099.7768 | 4532722.2116 | 0 | 0 | 0 | 0 | 0 | 0 | 0 | 0
Scenario 2: High TRC | PG&E | Com | HVAC | Com ¦ Efficient Hot Water Boilers (94% eff.) - ZEAS 2030 - Cold | Com - Office (Large) | Energy Efficiency | 9926.345 | 10129.978 | 10345.4395 | 10566.4293 | 10799.0104 | 0 | 0 | 0 | 0 | 0 | 0 | 0 | 0
Scenario 2: High TRC | PG&E | Com | WaterHeat | Com ¦ Com Heat Pump Water Heater (3.3 UEF - 50 Gal) - Marine | Com - Office (Large) | Energy Efficiency | 3298076.1906 | 3339035.9679 | 3371787.4898 | 3395008.7386 | 3436614.2983 | 3487782.6532 | 3498315.1938 | 3486371.7592 | 3460978.5411 | 3430483.9265 | 3428038.6718 | 3409466.8893 | 3385367.1774
Scenario 2: High TRC | PG&E | Com | WaterHeat | Com ¦ Com Heat Pump Water Heater (3.3 UEF - 50 Gal) - Hot-Dry | Com - Office (Large) | Energy Efficiency | 2415590.6442 | 2445774.0947 | 2469921.6997 | 2487069.0815 | 2517719.4342 | 2555395.7544 | 2563213.9064 | 2554521.6649 | 2535950.0021 | 2513625.7465 | 2511908.9527 | 2498342.639 | 2480713.3613
Scenario 2: High TRC | PG&E | Com | WaterHeat | Com ¦ Com Heat Pump Water Heater (3.3 UEF - 50 Gal) - Cold | Com - Office (Large) | Energy Efficiency | 7036.7267 | 7124.4434 | 7194.6047 | 7244.3967 | 7333.4805 | 7443.0062 | 7465.6625 | 7440.2784 | 7386.1476 | 7321.1038 | 7316.0182 | 7276.4578 | 7225.0779
Scenario 2: High TRC | PG&E | Com | WaterHeat | Com ¦ Com Hot Water Tank Insulation - Marine | Com - Office (Large) | Energy Efficiency | 26905.914 | 27375.6319 | 27850.0506 | 28338.204 | 28841.7837 | 29361.8806 | 29900.9184 | 30460.8206 | 0 | 31645.6842 | 32271.5548 | 32922.8587 | 33602.6276
Scenario 2: High TRC | PG&E | Com | WaterHeat | Com ¦ Com Hot Water Tank Insulation - Hot-Dry | Com - Office (Large) | Energy Efficiency | 18958.9826 | 19289.9646 | 19624.259 | 19968.2314 | 20323.0738 | 20689.5549 | 21069.3825 | 21463.9119 | 0 | 22298.8142 | 22739.8277 | 23198.7624 | 23677.7548
Scenario 2: High TRC | PG&E | Com | WaterHeat | Com ¦ Com Hot Water Tank Insulation - Cold | Com - Office (Large) | Energy Efficiency | 38.6878 | 39.3632 | 40.0453 | 40.7473 | 41.4713 | 42.2192 | 42.9943 | 43.7993 | 0 | 45.503 | 46.403 | 47.3395 | 48.3169
Scenario 2: High TRC | PG&E | Com | WaterHeat | Com ¦ Faucet Aerators (Gas WH) - Cold | Com - Office (Large) | Energy Efficiency | 0 | 0 | 0 | 0 | 0 | 314.4337 | 320.2001 | 326.1893 | 0 | 0 | 0 | 0 | 0
Scenario 2: High TRC | PG&E | Com | WaterHeat | Com ¦ Faucet Aerators (Elec WH) - Marine | Com - Office (Large) | Energy Efficiency | 0 | 0 | 0 | 0 | 0 | 0 | 0 | 0 | 0 | 0 | 0 | 0 | 0
Scenario 2: High TRC | PG&E | Com | WaterHeat | Com ¦ Faucet Aerators (Elec WH) - Hot-Dry | Com - Office (Large) | Energy Efficiency | 0 | 0 | 0 | 0 | 0 | 0 | 0 | 0 | 0 | 0 | 0 | 0 | 0
Scenario 2: High TRC | PG&E | Com | WaterHeat | Com ¦ Faucet Aerators (Elec WH) - Cold | Com - Office (Large) | Energy Efficiency | 0 | 0 | 0 | 0 | 0 | 0 | 0 | 0 | 0 | 0 | 0 | 0 | 0
Scenario 2: High TRC | PG&E | Com | WaterHeat | Com ¦ Com Hot Water Pipe Insulation - Marine | Com - Office (Large) | Energy Efficiency | 23162805.6594 | 23567331.526 | 23979088.7391 | 24403202.8269 | 24841409.0957 | 25294943.3023 | 25765349.9435 | 26253909.5832 | 26760823.6062 | 27287342.4021 | 27834753.5378 | 28404877.3369 | 28999321.688
Scenario 2: High TRC | PG&E | Com | WaterHeat | Com ¦ Com Hot Water Pipe Insulation - Hot-Dry | Com - Office (Large) | Energy Efficiency | 13844615.2235 | 14086403.9366 | 14332514.8898 | 14586011.6571 | 14847931.4465 | 15119012.8808 | 15400179.1196 | 15692195.5672 | 0 | 16309887.5665 | 16637080.0774 | 16977848.1494 | 17333152.832
Scenario 2: High TRC | PG&E | Com | WaterHeat | Com ¦ Com Hot Water Pipe Insulation - Cold | Com - Office (Large) | Energy Efficiency | 29102.9043 | 29611.1707 | 30128.523 | 30661.4011 | 31211.9853 | 31781.8283 | 32372.8707 | 32986.7214 | 33623.6335 | 34285.1779 | 34972.9726 | 35689.3046 | 36436.1941
Scenario 2: High TRC | PG&E | Com | WaterHeat | Com ¦ Com Efficient Tankless Gas Water Heater (0.87 UEF - High Draw) - ZEAS 2030 - Marine | Com - Office (Large) | Energy Efficiency | 104084.7901 | 107641.1178 | 112685.6904 | 117081.0549 | 122614.4659 | 0 | 0 | 0 | 0 | 0 | 0 | 0 | 0
Scenario 2: High TRC | PG&E | Com | WaterHeat | Com ¦ Com Efficient Tankless Gas Water Heater (0.87 UEF - High Draw) - ZEAS 2030 - Hot-Dry | Com - Office (Large) | Energy Efficiency | 77928.5345 | 80591.1351 | 84367.979 | 87658.7518 | 91801.5854 | 0 | 0 | 0 | 0 | 0 | 0 | 0 | 0
Scenario 2: High TRC | PG&E | Com | WaterHeat | Com ¦ Com Efficient Tankless Gas Water Heater (0.87 UEF - High Draw) - ZEAS 2030 - Cold | Com - Office (Large) | Energy Efficiency | 441.934 | 457.9501 | 479.0939 | 498.334 | 521.2289 | 0 | 0 | 0 | 0 | 0 | 0 | 0 | 0
Scenario 2: High TRC | PG&E | Com | WaterHeat | Com ¦ Com Heat Pump Water Heater (3.75 UEF - 50 Gal) - Fuel Sub - ZEAS 2030 - Marine | Com - Office (Large) | Fuel Substitution | 6347196.832 | 6499989.3342 | 6669990.3232 | 6856244.4964 | 7031906.1071 | 4311300.8929 | 4317925.0067 | 4299043.4583 | 4265554.3333 | 4223578.867 | 4216559.4288 | 4189448.1465 | 4155165.3545
Scenario 2: High TRC | PG&E | Com | WaterHeat | Com ¦ Com Heat Pump Water Heater (3.75 UEF - 50 Gal) - Fuel Sub - ZEAS 2030 - Hot-Dry | Com - Office (Large) | Fuel Substitution | 4710043.5549 | 4824126.9184 | 4951201.1615 | 5090531.78 | 5221751.3163 | 3170284.4646 | 3175263.93 | 3161441.8697 | 3136851.3066 | 3106004.235 | 3100922.1545 | 3081029.1496 | 3055848.8475
Scenario 2: High TRC | PG&E | Com | WaterHeat | Com ¦ Com Heat Pump Water Heater (3.75 UEF - 50 Gal) - Fuel Sub - ZEAS 2030 - Cold | Com - Office (Large) | Fuel Substitution | 26636.4655 | 27293.9465 | 28035.6194 | 28855.9772 | 29617.4977 | 17818.0348 | 17840.8955 | 17760.2647 | 17620.3836 | 17446.1015 | 17413.7766 | 17299.9356 | 17157.0293
Scenario 2: High TRC | PG&E | Com | WaterHeat | Com ¦ Com Efficient Tankless Gas Water Heater (0.87 UEF - High Draw) - Panel Upgrade - ZEAS 2030 - Marine | Com - Office (Large) | Energy Efficiency | 86356.0621 | 89306.6417 | 93491.9739 | 97138.6774 | 101729.5843 | 0 | 0 | 0 | 0 | 0 | 0 | 0 | 0
Scenario 2: High TRC | PG&E | Com | WaterHeat | Com ¦ Com Efficient Tankless Gas Water Heater (0.87 UEF - High Draw) - Panel Upgrade - ZEAS 2030 - Hot-Dry | Com - Office (Large) | Energy Efficiency | 64654.9929 | 66864.0737 | 69997.609 | 72727.8655 | 76165.0516 | 0 | 0 | 0 | 0 | 0 | 0 | 0 | 0
Scenario 2: High TRC | PG&E | Com | WaterHeat | Com ¦ Com Efficient Tankless Gas Water Heater (0.87 UEF - High Draw) - Panel Upgrade - ZEAS 2030 - Cold | Com - Office (Large) | Energy Efficiency | 366.6595 | 379.9476 | 397.49 | 413.4529 | 432.4482 | 0 | 0 | 0 | 0 | 0 | 0 | 0 | 0
Scenario 2: High TRC | PG&E | Com | WaterHeat | Com ¦ Com Heat Pump Water Heater (3.75 UEF - 50 Gal) - Fuel Sub - Panel Upgrade - ZEAS 2030 - Marine | Com - Office (Large) | Fuel Substitution | 5266080.8881 | 5392848.2938 | 5533893.0704 | 5688422.6317 | 5834163.8581 | 3576958.4331 | 3582454.2638 | 3566788.8033 | 3539003.87 | 3504178.071 | 3498354.2514 | 3475860.8249 | 3447417.4095
Scenario 2: High TRC | PG&E | Com | WaterHeat | Com ¦ Com Heat Pump Water Heater (3.75 UEF - 50 Gal) - Fuel Sub - Panel Upgrade - ZEAS 2030 - Hot-Dry | Com - Office (Large) | Fuel Substitution | 3907783.3889 | 4002434.9708 | 4107864.6999 | 4223463.1801 | 4332332.136 | 2630290.9569 | 2634422.2716 | 2622954.5182 | 2602552.4577 | 2576959.5576 | 2572743.1062 | 2556238.4703 | 2535347.1207
Scenario 2: High TRC | PG&E | Com | WaterHeat | Com ¦ Com Heat Pump Water Heater (3.75 UEF - 50 Gal) - Fuel Sub - Panel Upgrade - ZEAS 2030 - Cold | Com - Office (Large) | Fuel Substitution | 22099.4851 | 22644.9776 | 23260.3216 | 23940.9481 | 24572.7591 | 14783.0948 | 14802.0616 | 14735.1646 | 14619.1095 | 14474.5128 | 14447.6938 | 14353.2432 | 14234.6781
Scenario 2: High TRC | PG&E | Com | WaterHeat | Com ¦ Com Heat Pump Water Heater (100+ Gal, 200+ kBtuh - 4.3 COP) - Fuel Sub - ZEAS 2030 - Marine | Com - Office (Large) | Fuel Substitution | 574435.5787 | 588583.7923 | 604053.6557 | 620791.4757 | 636877.5157 | 0 | 0 | 0 | 0 | 0 | 0 | 0 | 0
Scenario 2: High TRC | PG&E | Com | WaterHeat | Com ¦ Com Heat Pump Water Heater (100+ Gal, 200+ kBtuh - 4.3 COP) - Fuel Sub - ZEAS 2030 - Hot-Dry | Com - Office (Large) | Fuel Substitution | 422909.915 | 433445.0842 | 444978.8704 | 457468.9719 | 469451.5898 | 0 | 0 | 0 | 0 | 0 | 0 | 0 | 0
Scenario 2: High TRC | PG&E | Com | WaterHeat | Com ¦ Com Heat Pump Water Heater (100+ Gal, 200+ kBtuh - 4.3 COP) - Fuel Sub - ZEAS 2030 - Cold | Com - Office (Large) | Fuel Substitution | 1193.1869 | 1223.7581 | 1257.5905 | 1294.5103 | 1329.4745 | 0 | 0 | 0 | 0 | 0 | 0 | 0 | 0
Scenario 2: High TRC | PG&E | Com | WaterHeat | Com ¦ Com Heat Pump Water Heater (100+ Gal, 200+ kBtuh - 4.3 COP) - Fuel Sub - Panel Upgrade - ZEAS 2030 - Marine | Com - Office (Large) | Fuel Substitution | 476592.156 | 488330.509 | 501165.3957 | 515052.2683 | 528398.3784 | 0 | 0 | 0 | 0 | 0 | 0 | 0 | 0
Scenario 2: High TRC | PG&E | Com | WaterHeat | Com ¦ Com Heat Pump Water Heater (100+ Gal, 200+ kBtuh - 4.3 COP) - Fuel Sub - Panel Upgrade - ZEAS 2030 - Hot-Dry | Com - Office (Large) | Fuel Substitution | 350875.8086 | 359616.5259 | 369185.7661 | 379548.4327 | 389490.0552 | 0 | 0 | 0 | 0 | 0 | 0 | 0 | 0
Scenario 2: High TRC | PG&E | Com | WaterHeat | Com ¦ Com Heat Pump Water Heater (100+ Gal, 200+ kBtuh - 4.3 COP) - Fuel Sub - Panel Upgrade - ZEAS 2030 - Cold | Com - Office (Large) | Fuel Substitution | 989.9517 | 1015.3158 | 1043.3855 | 1074.0168 | 1103.0255 | 0 | 0 | 0 | 0 | 0 | 0 | 0 | 0
Scenario 2: High TRC | PG&E | Com | WaterHeat | Com ¦ Efficient Gas Water Heating Boiler (0.92 UEF) - ZEAS 2030 - Marine | Com - Office (Large) | Energy Efficiency | 6954138.6042 | 7096702.192 | 7247528.51 | 7402208.6793 | 7565025.692 | 0 | 0 | 0 | 0 | 0 | 0 | 0 | 0
Scenario 2: High TRC | PG&E | Com | WaterHeat | Com ¦ Efficient Gas Water Heating Boiler (0.92 UEF) - ZEAS 2030 - Hot-Dry | Com - Office (Large) | Energy Efficiency | 4890386.3456 | 4990641.5051 | 5096707.1984 | 5205482.9727 | 5319980.9179 | 0 | 0 | 0 | 0 | 0 | 0 | 0 | 0
Scenario 2: High TRC | PG&E | Com | WaterHeat | Com ¦ Efficient Gas Water Heating Boiler (0.92 UEF) - ZEAS 2030 - Cold | Com - Office (Large) | Energy Efficiency | 10098.1293 | 10305.1456 | 10524.1601 | 10748.7706 | 10985.1968 | 0 | 0 | 0 | 0 | 0 | 0 | 0 | 0
Scenario 2: High TRC | PG&E | Com | WholeBlg | Com ¦ Com Title 24 2022 Code | Com - Office (Large) | Energy Efficiency | 0 | 0 | 0 | 0 | 0 | 0 | 0 | 0 | 0 | 0 | 0 | 0 | 0
Scenario 2: High TRC | PG&E | Com | FoodServ | Com ¦ ENERGY STAR Ice Machine | Com - Office (Large) | Energy Efficiency | 55446.6916 | 55871.8108 | 56073.442 | 56098.7178 | 56573.694 | 57538.572 | 57887.175 | 57922.9781 | 57695.1198 | 57303.7503 | 57285.1955 | 56859.7252 | 56350.9727
Scenario 2: High TRC | PG&E | Com | Lighting | Com ¦ LED Fixtures and Retrofit Kits - 140 lpw | Com - Office (Large) | Energy Efficiency | 0 | 0 | 0 | 0 | 0 | 0 | 0 | 0 | 0 | 0 | 0 | 0 | 0
Scenario 2: High TRC | SCE | Com | BldgEnv | Com ¦ Com Wall Insulation (R14) - Marine | Com - Office (Large) | Energy Efficiency | 230.8691 | 233.2486 | 234.6651 | 236.9988 | 243.6309 | 251.4501 | 254.9099 | 255.6869 | 0 | 0 | 0 | 0 | 0
Scenario 2: High TRC | SCE | Com | BldgEnv | Com ¦ Com Wall Insulation (R14) - Hot-Dry | Com - Office (Large) | Energy Efficiency | 952.2897 | 962.105 | 967.9475 | 977.5738 | 1004.9298 | 1037.1824 | 1051.4533 | 1054.6585 | 0 | 0 | 0 | 0 | 0
Scenario 2: High TRC | SCE | Com | BldgEnv | Com ¦ Com Wall Insulation (R14) - Cold | Com - Office (Large) | Energy Efficiency | 28.7378 | 29.034 | 29.2103 | 29.5008 | 30.3263 | 31.2996 | 31.7303 | 31.827 | 0 | 0 | 0 | 0 | 0
Scenario 2: High TRC | SCE | Com | HVAC | Com ¦ Ductless Mini Split Heat Pump (SEER 18) - Hot-Dry | Com - Office (Large) | Energy Efficiency | 289299.5645 | 292687.472 | 294768.4218 | 295871.6953 | 298786.468 | 302432.8076 | 301493.9943 | 296757.5375 | 291891.9738 | 286824.7663 | 282605.6761 | 276826.1538 | 271290.8503
Scenario 2: High TRC | SCE | Com | HVAC | Com ¦ Ductless Mini Split Heat Pump (SEER 18) - Marine | Com - Office (Large) | Energy Efficiency | 67332.3234 | 68120.8337 | 68605.1593 | 68861.938 | 69540.3297 | 70388.9881 | 70170.4863 | 69068.1112 | 67935.6874 | 66756.3325 | 65774.3706 | 64429.2298 | 63140.929
Scenario 2: High TRC | SCE | Com | HVAC | Com ¦ Ductless Mini Split Heat Pump (SEER 18) - Cold | Com - Office (Large) | Energy Efficiency | 4078.1368 | 4125.8947 | 4155.229 | 4170.7814 | 4211.8697 | 4263.2707 | 4250.0366 | 4183.2687 | 4114.6809 | 4043.2506 | 3983.7758 | 3902.3042 | 3824.2753
Scenario 2: High TRC | SCE | Com | HVAC | Com ¦ HVAC Fan Variable Frequency Drive (VFD) - Marine | Com - Office (Large) | Energy Efficiency | 0 | 0 | 0 | 0 | 0 | 0 | 0 | 0 | 0 | 0 | 0 | 0 | 0
Scenario 2: High TRC | SCE | Com | HVAC | Com ¦ HVAC Fan Variable Frequency Drive (VFD) - Hot-Dry | Com - Office (Large) | Energy Efficiency | 0 | 0 | 0 | 0 | 0 | 0 | 0 | 0 | 0 | 0 | 0 | 0 | 0
Scenario 2: High TRC | SCE | Com | HVAC | Com ¦ HVAC Fan Variable Frequency Drive (VFD) - Cold | Com - Office (Large) | Energy Efficiency | 0 | 0 | 0 | 0 | 0 | 0 | 0 | 0 | 0 | 0 | 0 | 0 | 0
Scenario 2: High TRC | SCE | Com | WaterHeat | Com ¦ Com Heat Pump Water Heater (3.3 UEF - 50 Gal) - Marine | Com - Office (Large) | Energy Efficiency | 1203671.5206 | 1234816.9738 | 1263206.4412 | 1289149.3484 | 1321449.7219 | 1349210.1475 | 1353990.2155 | 1341229.9099 | 1325494.4011 | 1305798.597 | 1294916.0431 | 1278175.6721 | 1260309.3922
Scenario 2: High TRC | SCE | Com | WaterHeat | Com ¦ Com Heat Pump Water Heater (3.3 UEF - 50 Gal) - Hot-Dry | Com - Office (Large) | Energy Efficiency | 4697367.5164 | 4819407.7384 | 4930661.9105 | 5032337.3478 | 5158883.5006 | 5267661.4038 | 5286512.4863 | 5236719.744 | 5175287.1884 | 5098356.7669 | 5055909.9481 | 4990540.2684 | 4920761.0003
Scenario 2: High TRC | SCE | Com | WaterHeat | Com ¦ Com Heat Pump Water Heater (3.3 UEF - 50 Gal) - Cold | Com - Office (Large) | Energy Efficiency | 77522.1349 | 79521.8969 | 81344.5429 | 83010.0044 | 85084.1634 | 86866.5629 | 87171.9723 | 86350.089 | 85336.9494 | 84069.2796 | 83368.109 | 82290.446 | 81140.4646
Scenario 2: High TRC | SCE | Com | FoodServ | Com ¦ ENERGY STAR Ice Machine | Com - Office (Large) | Energy Efficiency | 0 | 66046.5938 | 67671.9454 | 69154.0336 | 71155.5745 | 73133.9802 | 73799.5526 | 73354.3625 | 72704.0933 | 71693.6154 | 70973.4354 | 69744.817 | 68483.8901
Scenario 2: High TRC | SCE | Com | Lighting | Com ¦ LED High and Low Bay - 155 lpw | Com - Office (Large) | Energy Efficiency | 0 | 0 | 0 | 0 | 0 | 0 | 0 | 0 | 0 | 0 | 0 | 0 | 0
Scenario 2: High TRC | SCE | Com | Lighting | Com ¦ LED Fixtures and Retrofit Kits - 140 lpw - RET | Com - Office (Large) | Energy Efficiency | 0 | 0 | 0 | 0 | 0 | 0 | 0 | 0 | 0 | 0 | 0 | 0 | 0
Scenario 2: High TRC | SCE | Com | Lighting | Com ¦ LED Fixtures and Retrofit Kits - 140 lpw | Com - Office (Large) | Energy Efficiency | 0 | 0 | 0 | 0 | 0 | 0 | 0 | 3832111.9755 | 0 | 0 | 0 | 0 | 0
Scenario 2: High TRC | SCG | Com | BldgEnv | Com ¦ Com Wall Insulation (R14) - Marine | Com - Office (Large) | Energy Efficiency | 1134228.967 | 1155707.1111 | 1177693.4748 | 1200453.5448 | 1224095.1134 | 1248607.6602 | 1273967.9155 | 1300325.2599 | 1327604.944 | 1355937.7911 | 1385461.8279 | 1416122.1819 | 1448074.105
Scenario 2: High TRC | SCG | Com | BldgEnv | Com ¦ Com Wall Insulation (R14) - Hot-Dry | Com - Office (Large) | Energy Efficiency | 13068.6229 | 13474.2873 | 13856.6559 | 14321.9198 | 14922.9182 | 15594.3542 | 16227.3838 | 16913.1902 | 17502.5558 | 18088.7285 | 18790.6441 | 19467.0789 | 20224.7176
Scenario 2: High TRC | SCG | Com | BldgEnv | Com ¦ Com Wall Insulation (R14) - Cold | Com - Office (Large) | Energy Efficiency | 14448.0328 | 14721.6256 | 15001.6923 | 15291.6146 | 15592.7655 | 15905.0112 | 16228.0551 | 16563.8002 | 16911.2942 | 17272.2036 | 17648.2866 | 18038.8443 | 18445.8542
Scenario 2: High TRC | SCG | Com | HVAC | Com ¦ HVAC Energy Management System (Elec SC and Gas SH) - Cold | Com - Office (Large) | Energy Efficiency | 3369.9013 | 3471.8295 | 3567.488 | 3684.247 | 3835.645 | 4004.8315 | 4163.8395 | 4336.1346 | 4483.4474 | 4629.7287 | 4805.4126 | 4974.4332 | 5164.0668
Scenario 2: High TRC | SCG | Com | HVAC | Com ¦ Efficient Hot Water Boilers (94% eff.) - ZEAS 2030 - Marine | Com - Office (Large) | Energy Efficiency | 1934158.2287 | 1975092.7947 | 2017218.7561 | 2061336.9767 | 2107859.6718 | 0 | 0 | 0 | 0 | 0 | 0 | 0 | 0
Scenario 2: High TRC | SCG | Com | HVAC | Com ¦ Efficient Hot Water Boilers (94% eff.) - ZEAS 2030 - Hot-Dry | Com - Office (Large) | Energy Efficiency | 9948755.8389 | 10159311.5195 | 10375995.3968 | 10602926.8845 | 10842226.3007 | 0 | 0 | 0 | 0 | 0 | 0 | 0 | 0
Scenario 2: High TRC | SCG | Com | HVAC | Com ¦ Efficient Hot Water Boilers (94% eff.) - ZEAS 2030 - Cold | Com - Office (Large) | Energy Efficiency | 28204.6322 | 28801.5557 | 29415.8525 | 30059.2012 | 30737.6128 | 0 | 0 | 0 | 0 | 0 | 0 | 0 | 0
Scenario 2: High TRC | SCG | Com | WaterHeat | Com ¦ Com Hot Water Tank Insulation - Marine | Com - Office (Large) | Energy Efficiency | 8850.2997 | 9015.1542 | 9181.5743 | 9352.633 | 9528.9082 | 9710.7734 | 9899.0545 | 10094.4086 | 10297.0509 | 10507.1864 | 10724.9254 | 10951.3014 | 11187.3482
Scenario 2: High TRC | SCG | Com | WaterHeat | Com ¦ Com Hot Water Tank Insulation - Hot-Dry | Com - Office (Large) | Energy Efficiency | 48005.317 | 48899.5119 | 49802.199 | 50730.0461 | 51686.1889 | 52672.652 | 53693.9162 | 54753.5454 | 55852.7068 | 56992.5123 | 58173.5604 | 59401.457 | 60681.8092
Scenario 2: High TRC | SCG | Com | WaterHeat | Com ¦ Com Hot Water Tank Insulation - Cold | Com - Office (Large) | Energy Efficiency | 120.1702 | 122.4086 | 124.6683 | 126.9909 | 129.3844 | 131.8538 | 134.4103 | 137.0628 | 139.8143 | 142.6676 | 145.624 | 148.6978 | 151.9029
Scenario 2: High TRC | SCG | Com | WaterHeat | Com ¦ Faucet Aerators (Gas WH) - Marine | Com - Office (Large) | Energy Efficiency | 0 | 57259.8761 | 58316.3182 | 59402.1138 | 60520.9688 | 61674.978 | 62869.6655 | 64109.151 | 0 | 0 | 0 | 0 | 0
Scenario 2: High TRC | SCG | Com | WaterHeat | Com ¦ Faucet Aerators (Gas WH) - Hot-Dry | Com - Office (Large) | Energy Efficiency | 0 | 0 | 0 | 0 | 0 | 0 | 0 | 341872.3728 | 0 | 0 | 0 | 0 | 0
Scenario 2: High TRC | SCG | Com | WaterHeat | Com ¦ Faucet Aerators (Gas WH) - Cold | Com - Office (Large) | Energy Efficiency | 895.0594 | 911.7368 | 928.5583 | 945.8472 | 963.6625 | 982.0375 | 1001.0603 | 1020.7963 | 0 | 0 | 0 | 0 | 0
Scenario 2: High TRC | SCG | Com | WaterHeat | Com ¦ Com Hot Water Pipe Insulation - Marine | Com - Office (Large) | Energy Efficiency | 7285206.4081 | 7420794.1927 | 7558703.6742 | 7700603.1707 | 7847058.2796 | 7998472.3445 | 8155349.2908 | 8318107.9638 | 8486816.4583 | 8661882.864 | 8843726.8175 | 9032942.0083 | 9230054.0174
Scenario 2: High TRC | SCG | Com | WaterHeat | Com ¦ Com Hot Water Pipe Insulation - Hot-Dry | Com - Office (Large) | Energy Efficiency | 32870585.1821 | 33482352.3134 | 34104594.8559 | 34744840.2005 | 35405640.3017 | 36088815.0315 | 36796638.0822 | 37530999.2693 | 38292205.8335 | 39082099.0608 | 39902572.3362 | 40756304.3648 | 41645666.5492
Scenario 2: High TRC | SCG | Com | WaterHeat | Com ¦ Com Hot Water Pipe Insulation - Cold | Com - Office (Large) | Energy Efficiency | 90381.158 | 92063.2766 | 93774.1984 | 95534.6208 | 97351.5608 | 99230.0221 | 101176.2566 | 103195.4605 | 105288.4787 | 107460.3738 | 109716.352 | 112063.7787 | 114509.1743
Scenario 2: High TRC | SCG | Com | WaterHeat | Com ¦ Com Efficient Tankless Gas Water Heater (0.87 UEF - High Draw) - ZEAS 2030 - Marine | Com - Office (Large) | Energy Efficiency | 94135.8432 | 97057.923 | 99812.1991 | 103163.5856 | 107492.6945 | 0 | 0 | 0 | 0 | 0 | 0 | 0 | 0
Scenario 2: High TRC | SCG | Com | WaterHeat | Com ¦ Com Efficient Tankless Gas Water Heater (0.87 UEF - High Draw) - ZEAS 2030 - Hot-Dry | Com - Office (Large) | Energy Efficiency | 256802.3462 | 264773.7728 | 272287.4311 | 281430.0051 | 293239.8035 | 0 | 0 | 0 | 0 | 0 | 0 | 0 | 0
Scenario 2: High TRC | SCG | Com | WaterHeat | Com ¦ Com Efficient Tankless Gas Water Heater (0.87 UEF - High Draw) - ZEAS 2030 - Cold | Com - Office (Large) | Energy Efficiency | 1246.7498 | 1285.4503 | 1321.9284 | 1366.3147 | 1423.6501 | 0 | 0 | 0 | 0 | 0 | 0 | 0 | 0
Scenario 2: High TRC | SCG | Com | WaterHeat | Com ¦ Com Efficient Tankless Gas Water Heater (0.87 UEF - High Draw) - Panel Upgrade - ZEAS 2030 - Marine | Com - Office (Large) | Energy Efficiency | 78101.716 | 80526.079 | 82811.2202 | 85591.7661 | 89183.4993 | 0 | 0 | 0 | 0 | 0 | 0 | 0 | 0
Scenario 2: High TRC | SCG | Com | WaterHeat | Com ¦ Com Efficient Tankless Gas Water Heater (0.87 UEF - High Draw) - Panel Upgrade - ZEAS 2030 - Hot-Dry | Com - Office (Large) | Energy Efficiency | 213061.2872 | 219674.9433 | 225908.8028 | 233494.1251 | 243292.3644 | 0 | 0 | 0 | 0 | 0 | 0 | 0 | 0
Scenario 2: High TRC | SCG | Com | WaterHeat | Com ¦ Com Efficient Tankless Gas Water Heater (0.87 UEF - High Draw) - Panel Upgrade - ZEAS 2030 - Cold | Com - Office (Large) | Energy Efficiency | 1034.3913 | 1066.5 | 1096.7647 | 1133.5907 | 1181.1602 | 0 | 0 | 0 | 0 | 0 | 0 | 0 | 0
Scenario 2: High TRC | SCG | Com | WaterHeat | Com ¦ Efficient Gas Water Heating Boiler (0.92 UEF) - ZEAS 2030 - Marine | Com - Office (Large) | Energy Efficiency | 2258924.328 | 2306732.2506 | 2355931.6168 | 2407457.7641 | 2461792.1233 | 0 | 0 | 0 | 0 | 0 | 0 | 0 | 0
Scenario 2: High TRC | SCG | Com | WaterHeat | Com ¦ Efficient Gas Water Heating Boiler (0.92 UEF) - ZEAS 2030 - Hot-Dry | Com - Office (Large) | Energy Efficiency | 12258341.7578 | 12517777.564 | 12784764.2168 | 13064377.4446 | 13359229.7933 | 0 | 0 | 0 | 0 | 0 | 0 | 0 | 0
Scenario 2: High TRC | SCG | Com | WaterHeat | Com ¦ Efficient Gas Water Heating Boiler (0.92 UEF) - ZEAS 2030 - Cold | Com - Office (Large) | Energy Efficiency | 31032.3762 | 31689.1461 | 32365.0312 | 33072.8808 | 33819.3088 | 0 | 0 | 0 | 0 | 0 | 0 | 0 | 0
Scenario 2: High TRC | SCG | Com | WholeBlg | Com ¦ Com Title 24 2022 Code | Com - Office (Large) | Energy Efficiency | 0 | 0 | 0 | 0 | 0 | 0 | 0 | 0 | 0 | 0 | 0 | 0 | 0
Scenario 2: High TRC | SDG&E | Com | BldgEnv | Com ¦ Com Wall Insulation (R14) - Marine | Com - Office (Large) | Energy Efficiency | 1230.6833 | 1265.5792 | 100332.8622 | 101973.0718 | 103727.7085 | 105693.0595 | 107734.8049 | 109818.882 | 1596.0065 | 1646.857 | 1696.5361 | 1753.2645 | 1816.6931
Scenario 2: High TRC | SDG&E | Com | BldgEnv | Com ¦ Com Wall Insulation (R14) - Hot-Dry | Com - Office (Large) | Energy Efficiency | 1540.1049 | 1577.7017 | 1614.1991 | 1655.7135 | 1687.478 | 1755.7225 | 1838.5189 | 1908.6883 | 1949.1203 | 2007.1086 | 2063.4616 | 2127.1062 | 2198.8986
Scenario 2: High TRC | SDG&E | Com | HVAC | Com ¦ Ductless Mini Split Heat Pump (SEER 18) - Marine | Com - Office (Large) | Energy Efficiency | 12270.9839 | 12101.6023 | 11854.3137 | 11545.5757 | 11304.1707 | 11243.6713 | 11097.6028 | 10884.5501 | 10660.5914 | 10429.6688 | 10237.6477 | 9968.39 | 9710.1803
Scenario 2: High TRC | SDG&E | Com | HVAC | Com ¦ HVAC Fan Variable Frequency Drive (VFD) - Marine | Com - Office (Large) | Energy Efficiency | 0 | 0 | 0 | 0 | 0 | 0 | 0 | 0 | 0 | 0 | 0 | 0 | 0
Scenario 2: High TRC | SDG&E | Com | HVAC | Com ¦ HVAC Fan Variable Frequency Drive (VFD) - Hot-Dry | Com - Office (Large) | Energy Efficiency | 0 | 0 | 0 | 0 | 0 | 0 | 0 | 0 | 0 | 0 | 0 | 0 | 0
Scenario 2: High TRC | SDG&E | Com | HVAC | Com ¦ Efficient Hot Water Boilers (94% eff.) - ZEAS 2030 - Hot-Dry | Com - Office (Large) | Energy Efficiency | 0 | 0 | 0 | 2167468.6376 | 2213238.8145 | 0 | 0 | 0 | 0 | 0 | 0 | 0 | 0
Scenario 2: High TRC | SDG&E | Com | WaterHeat | Com ¦ Com Heat Pump Water Heater (3.3 UEF - 50 Gal) - Marine | Com - Office (Large) | Energy Efficiency | 274587.0299 | 277109.4202 | 278760.4746 | 279547.8722 | 281416.9703 | 284526.7243 | 284159.2832 | 281381.826 | 277752.2133 | 273252.4044 | 270894.5996 | 267220.5111 | 263210.2925
Scenario 2: High TRC | SDG&E | Com | WaterHeat | Com ¦ Com Heat Pump Water Heater (3.3 UEF - 50 Gal) - Hot-Dry | Com - Office (Large) | Energy Efficiency | 1446465.1757 | 1459767.2084 | 1468477.0072 | 1472634.9437 | 1482493.8278 | 1498890.6604 | 1496961.5123 | 1482331.1162 | 1463210.0376 | 1439502.4789 | 1427083.7908 | 1407727.7728 | 1386600.1068
Scenario 2: High TRC | SDG&E | Com | WaterHeat | Com ¦ Com Hot Water Tank Insulation - Hot-Dry | Com - Office (Large) | Energy Efficiency | 11155.782 | 11353.1911 | 11552.5809 | 11757.6981 | 11969.2485 | 12187.6882 | 12414.0251 | 12649.0613 | 0 | 0 | 0 | 0 | 0
Scenario 2: High TRC | SDG&E | Com | WaterHeat | Com ¦ Com Hot Water Pipe Insulation - Hot-Dry | Com - Office (Large) | Energy Efficiency | 7967923.0379 | 8108946.1299 | 8252477.4443 | 8400283.5701 | 8552963.7886 | 8710945.669 | 8874763.3036 | 9044860.8537 | 0 | 0 | 0 | 0 | 0
Scenario 2: High TRC | SDG&E | Com | WaterHeat | Com ¦ Com Efficient Tankless Gas Water Heater (0.87 UEF - High Draw) - ZEAS 2030 - Marine | Com - Office (Large) | Energy Efficiency | 17314.2151 | 17827.5758 | 18339.0591 | 18915.5081 | 19370.607 | 0 | 0 | 0 | 0 | 0 | 0 | 0 | 0
Scenario 2: High TRC | SDG&E | Com | WaterHeat | Com ¦ Com Efficient Tankless Gas Water Heater (0.87 UEF - High Draw) - ZEAS 2030 - Hot-Dry | Com - Office (Large) | Energy Efficiency | 45907.8477 | 47269.0004 | 48625.1753 | 50153.604 | 51360.2784 | 0 | 0 | 0 | 0 | 0 | 0 | 0 | 0
Scenario 2: High TRC | SDG&E | Com | WaterHeat | Com ¦ Com Heat Pump Water Heater (3.75 UEF - 50 Gal) - Fuel Sub - ZEAS 2030 - Marine | Com - Office (Large) | Fuel Substitution | 1204774.9205 | 1234957.1403 | 1268126.6622 | 1304541.7918 | 1339816.1582 | 724800.3941 | 722776.5677 | 715060.0331 | 705791.3471 | 694123.6417 | 687829.5443 | 678192.525 | 667662.9736
Scenario 2: High TRC | SDG&E | Com | WaterHeat | Com ¦ Com Heat Pump Water Heater (3.75 UEF - 50 Gal) - Fuel Sub - ZEAS 2030 - Hot-Dry | Com - Office (Large) | Fuel Substitution | 3145534.1414 | 3226026.2204 | 3314435.5186 | 3411446.8701 | 3505415.8432 | 1868451.8971 | 1863661.7369 | 1843853.0049 | 1819944.3831 | 1789702.78 | 1773624.5985 | 1748724.5494 | 1721464.3632
Scenario 2: High TRC | SDG&E | Com | WaterHeat | Com ¦ Com Efficient Tankless Gas Water Heater (0.87 UEF - High Draw) - Panel Upgrade - ZEAS 2030 - Marine | Com - Office (Large) | Energy Efficiency | 14365.0906 | 14791.0107 | 15215.3732 | 15693.6358 | 16071.2179 | 0 | 0 | 0 | 0 | 0 | 0 | 0 | 0
Scenario 2: High TRC | SDG&E | Com | WaterHeat | Com ¦ Com Efficient Tankless Gas Water Heater (0.87 UEF - High Draw) - Panel Upgrade - ZEAS 2030 - Hot-Dry | Com - Office (Large) | Energy Efficiency | 38088.3791 | 39217.6871 | 40342.8652 | 41610.9572 | 42612.0991 | 0 | 0 | 0 | 0 | 0 | 0 | 0 | 0
Scenario 2: High TRC | SDG&E | Com | WaterHeat | Com ¦ Com Heat Pump Water Heater (3.75 UEF - 50 Gal) - Fuel Sub - Panel Upgrade - ZEAS 2030 - Marine | Com - Office (Large) | Fuel Substitution | 999566.0055 | 1024607.2977 | 1052127.0659 | 1082339.6185 | 1111605.7137 | 601345.3819 | 599666.2732 | 593264.0934 | 585574.1397 | 575893.7906 | 570671.7648 | 562676.2158 | 553940.1594
Scenario 2: High TRC | SDG&E | Com | WaterHeat | Com ¦ Com Heat Pump Water Heater (3.75 UEF - 50 Gal) - Fuel Sub - Panel Upgrade - ZEAS 2030 - Hot-Dry | Com - Office (Large) | Fuel Substitution | 2609756.3481 | 2676538.2378 | 2749888.8094 | 2830376.2493 | 2908339.5183 | 1550199.1014 | 1546224.8477 | 1529790.1304 | 1509953.8563 | 1484863.2955 | 1471523.7053 | 1450864.8734 | 1428247.9057
Scenario 2: High TRC | SDG&E | Com | WaterHeat | Com ¦ Com Heat Pump Water Heater (100+ Gal, 200+ kBtuh - 4.3 COP) - Fuel Sub - ZEAS 2030 - Marine | Com - Office (Large) | Fuel Substitution | 52396.9244 | 53767.9458 | 55253.5879 | 56864.4151 | 58443.3134 | 0 | 0 | 0 | 0 | 0 | 0 | 0 | 0
Scenario 2: High TRC | SDG&E | Com | WaterHeat | Com ¦ Com Heat Pump Water Heater (100+ Gal, 200+ kBtuh - 4.3 COP) - Fuel Sub - ZEAS 2030 - Hot-Dry | Com - Office (Large) | Fuel Substitution | 278525.7383 | 285813.6615 | 293710.8722 | 302273.5284 | 310666.4601 | 0 | 0 | 0 | 0 | 0 | 0 | 0 | 0
Scenario 2: High TRC | SDG&E | Com | WaterHeat | Com ¦ Com Heat Pump Water Heater (100+ Gal, 200+ kBtuh - 4.3 COP) - Fuel Sub - Panel Upgrade - ZEAS 2030 - Marine | Com - Office (Large) | Fuel Substitution | 43472.1735 | 44609.6693 | 45842.2625 | 47178.718 | 48488.6831 | 0 | 0 | 0 | 0 | 0 | 0 | 0 | 0
Scenario 2: High TRC | SDG&E | Com | WaterHeat | Com ¦ Com Heat Pump Water Heater (100+ Gal, 200+ kBtuh - 4.3 COP) - Fuel Sub - Panel Upgrade - ZEAS 2030 - Hot-Dry | Com - Office (Large) | Fuel Substitution | 231084.5411 | 237131.1147 | 243683.1962 | 250787.3779 | 257750.7443 | 0 | 0 | 0 | 0 | 0 | 0 | 0 | 0
Scenario 2: High TRC | SDG&E | Com | WaterHeat | Com ¦ Efficient Gas Water Heating Boiler (0.92 UEF) - ZEAS 2030 - Hot-Dry | Com - Office (Large) | Energy Efficiency | 2836287.9475 | 2894009.8785 | 2953623.1142 | 3015819.5351 | 3079449.6109 | 0 | 0 | 0 | 0 | 0 | 0 | 0 | 0
Scenario 2: High TRC | SDG&E | Com | FoodServ | Com ¦ ENERGY STAR Ice Machine | Com - Office (Large) | Energy Efficiency | 17795.9085 | 17861.3191 | 17840.3326 | 17754.6932 | 17789.5437 | 18030.3843 | 18080.3083 | 17977.5691 | 17806.8239 | 17535.3615 | 17346.1001 | 17011.8319 | 16664.6857
Scenario 2: High TRC | PG&E | Com | BldgEnv | Com ¦ Com Wall Insulation (R14) - Marine | Com - Office (Small) | Energy Efficiency | 1888.4553 | 1997.2338 | 2124.5829 | 0 | 25886.0627 | 2305.858 | 2455.9081 | 2612.7292 | 2769.6504 | 2941.3667 | 3126.0242 | 3322.677 | 3534.8459
Scenario 2: High TRC | PG&E | Com | BldgEnv | Com ¦ Com Wall Insulation (R14) - Hot-Dry | Com - Office (Small) | Energy Efficiency | 2146.3638 | 2260.0006 | 2392.4747 | 0 | 28884.4335 | 2566.7989 | 2726.5533 | 2892.6866 | 3057.9123 | 3238.9198 | 3433.3 | 3637.3802 | 3857.5431
Scenario 2: High TRC | PG&E | Com | BldgEnv | Com ¦ Com Wall Insulation (R14) - Cold | Com - Office (Small) | Energy Efficiency | 10.2751 | 2332.12 | 2419.4647 | 2030.5771 | 2231.7445 | 2210.1915 | 2301.989 | 2397.948 | 2498.5328 | 2604.3898 | 2715.6691 | 2830.8839 | 2952.4036
Scenario 2: High TRC | PG&E | Com | HVAC | Com ¦ Small Unitary AC (SEER 16) - Cold | Com - Office (Small) | Energy Efficiency | 10348.2921 | 10616.0546 | 10858.695 | 8825.5249 | 11584.7972 | 0 | 0 | 0 | 10406.868 | 10703.8642 | 0 | 0 | 0
Scenario 2: High TRC | PG&E | Com | HVAC | Com ¦ Small Unitary AC (SEER 17) - Cold | Com - Office (Small) | Energy Efficiency | 0 | 0 | 0 | 0 | 0 | 10145.1845 | 10437.8333 | 10726.655 | 0 | 0 | 11664.7769 | 11986.8081 | 12322.4078
Scenario 2: High TRC | PG&E | Com | HVAC | Com ¦ Ductless Mini Split Heat Pump (SEER 18) - Hot-Dry | Com - Office (Small) | Energy Efficiency | 231082.3753 | 235478.2778 | 238758.1397 | 192078.3503 | 250046.8241 | 204729.7297 | 208257.2095 | 211177.4021 | 213756.1517 | 216125.4168 | 219695.6288 | 222000.4314 | 224189.2243
Scenario 2: High TRC | PG&E | Com | HVAC | Com ¦ Ductless Mini Split Heat Pump (SEER 18) - Marine | Com - Office (Small) | Energy Efficiency | 257226.2596 | 262119.4998 | 265770.4342 | 213809.4501 | 278336.2825 | 227892.1641 | 231818.7312 | 235069.3046 | 237939.8053 | 240577.121 | 244551.2548 | 247116.8151 | 249553.2406
Scenario 2: High TRC | PG&E | Com | HVAC | Com ¦ Ductless Mini Split Heat Pump (SEER 18) - Cold | Com - Office (Small) | Energy Efficiency | 565.4315 | 576.1878 | 584.2132 | 469.9932 | 611.8353 | 500.9497 | 509.581 | 516.7264 | 523.0363 | 528.8336 | 537.5695 | 543.209 | 548.5648
Scenario 2: High TRC | PG&E | Com | HVAC | Com ¦ Demand Controlled Ventilation (HVAC) - Marine | Com - Office (Small) | Energy Efficiency | 81988.8723 | 86284.7737 | 91239.046 | 0 | 1097704.0497 | 97426.2101 | 103264.8965 | 109282.477 | 115218.0102 | 121694.2611 | 128730.2895 | 136105.3803 | 144035.4259
Scenario 2: High TRC | PG&E | Com | HVAC | Com ¦ Demand Controlled Ventilation (HVAC) - Hot-Dry | Com - Office (Small) | Energy Efficiency | 75967.3881 | 79553.5577 | 83618.7331 | 0 | 993502.8648 | 87893.8431 | 92752.6177 | 97683.5421 | 102469.4798 | 107679.1579 | 113402.0012 | 119264.069 | 125544.1259
Scenario 2: High TRC | PG&E | Com | HVAC | Com ¦ Demand Controlled Ventilation (HVAC) - Cold | Com - Office (Small) | Energy Efficiency | 572.3686 | 602.4773 | 637.1124 | 0 | 6609.2063 | 691.8859 | 732.6171 | 12657.5708 | 818.3068 | 864.2405 | 914.1581 | 966.8269 | 1022.7969
Scenario 2: High TRC | PG&E | Com | HVAC | Com ¦ Large Packaged Heat Pump (IEER 14.0) - Fuel Sub - ZEAS 2030 - Marine | Com - Office (Small) | Fuel Substitution | 0 | 0 | 0 | 0 | 931451.9755 | 0 | 0 | 0 | 0 | 0 | 0 | 0 | 0
Scenario 2: High TRC | PG&E | Com | HVAC | Com ¦ Large Packaged Heat Pump (IEER 14.0) - Fuel Sub - ZEAS 2030 - Cold | Com - Office (Small) | Fuel Substitution | 5935.0759 | 6288.9271 | 6682.2061 | 5781.0695 | 6131.7795 | 0 | 0 | 0 | 0 | 0 | 0 | 0 | 0
Scenario 2: High TRC | PG&E | Com | HVAC | Com ¦ Large Packaged Heat Pump (IEER 14.0) - Fuel Sub - Panel Upgrade - ZEAS 2030 - Marine | Com - Office (Small) | Fuel Substitution | 0 | 0 | 0 | 0 | 212837.9207 | 0 | 0 | 0 | 0 | 0 | 0 | 0 | 0
Scenario 2: High TRC | PG&E | Com | HVAC | Com ¦ Large Packaged Heat Pump (IEER 14.0) - Fuel Sub - Panel Upgrade - ZEAS 2030 - Cold | Com - Office (Small) | Fuel Substitution | 1356.1721 | 1437.0276 | 1526.8923 | 1320.9815 | 1401.1192 | 0 | 0 | 0 | 0 | 0 | 0 | 0 | 0
Scenario 2: High TRC | PG&E | Com | HVAC | Com ¦ Small Packaged Heat Pump (SEER 15) - Fuel Sub - ZEAS 2030 - Marine | Com - Office (Small) | Fuel Substitution | 310345.1722 | 325307.2884 | 341124.654 | 290890.0887 | 0 | 0 | 0 | 0 | 0 | 0 | 0 | 0 | 0
Scenario 2: High TRC | PG&E | Com | HVAC | Com ¦ Small Packaged Heat Pump (SEER 15) - Fuel Sub - ZEAS 2030 - Hot-Dry | Com - Office (Small) | Fuel Substitution | 245514.089 | 257207.7729 | 0 | 0 | 0 | 0 | 0 | 0 | 0 | 0 | 0 | 0 | 0
Scenario 2: High TRC | PG&E | Com | HVAC | Com ¦ Small Packaged Heat Pump (SEER 15) - Fuel Sub - ZEAS 2030 - Cold | Com - Office (Small) | Fuel Substitution | 0 | 0 | 0 | 0 | 0 | 0 | 0 | 0 | 0 | 0 | 0 | 0 | 0
Scenario 2: High TRC | PG&E | Com | HVAC | Com ¦ Small Packaged Heat Pump (SEER 16) - Fuel Sub - ZEAS 2030 - Marine | Com - Office (Small) | Fuel Substitution | 0 | 0 | 0 | 0 | 368967.6513 | 0 | 0 | 0 | 0 | 0 | 0 | 0 | 0
Scenario 2: High TRC | PG&E | Com | HVAC | Com ¦ Small Packaged Heat Pump (SEER 16) - Fuel Sub - ZEAS 2030 - Hot-Dry | Com - Office (Small) | Fuel Substitution | 0 | 0 | 353819.721 | 298869.2574 | 311035.3164 | 0 | 0 | 0 | 0 | 0 | 0 | 0 | 0
Scenario 2: High TRC | PG&E | Com | HVAC | Com ¦ Small Packaged Heat Pump (SEER 16) - Fuel Sub - ZEAS 2030 - Cold | Com - Office (Small) | Fuel Substitution | 0 | 0 | 0 | 0 | 0 | 0 | 0 | 0 | 0 | 0 | 0 | 0 | 0
Scenario 2: High TRC | PG&E | Com | HVAC | Com ¦ Small Packaged Heat Pump (SEER 17) - Fuel Sub - ZEAS 2030 - Cold | Com - Office (Small) | Fuel Substitution | 2010.6387 | 2104.3112 | 2204.1186 | 0 | 0 | 0 | 0 | 0 | 0 | 0 | 0 | 0 | 0
Scenario 2: High TRC | PG&E | Com | HVAC | Com ¦ Small Packaged Heat Pump (SEER 18) - Fuel Sub - ZEAS 2030 - Cold | Com - Office (Small) | Fuel Substitution | 0 | 0 | 0 | 1919.0387 | 2009.1976 | 0 | 0 | 0 | 0 | 0 | 0 | 0 | 0
Scenario 2: High TRC | PG&E | Com | HVAC | Com ¦ Small Packaged Heat Pump (SEER 15) - Fuel Sub - Panel Upgrade - ZEAS 2030 - Marine | Com - Office (Small) | Fuel Substitution | 70914.2531 | 74333.1151 | 77947.4025 | 66468.7426 | 0 | 0 | 0 | 0 | 0 | 0 | 0 | 0 | 0
Scenario 2: High TRC | PG&E | Com | HVAC | Com ¦ Small Packaged Heat Pump (SEER 15) - Fuel Sub - Panel Upgrade - ZEAS 2030 - Hot-Dry | Com - Office (Small) | Fuel Substitution | 56100.271 | 58772.2921 | 0 | 0 | 0 | 0 | 0 | 0 | 0 | 0 | 0 | 0 | 0
Scenario 2: High TRC | PG&E | Com | HVAC | Com ¦ Small Packaged Heat Pump (SEER 15) - Fuel Sub - Panel Upgrade - ZEAS 2030 - Cold | Com - Office (Small) | Fuel Substitution | 0 | 0 | 0 | 0 | 0 | 0 | 0 | 0 | 0 | 0 | 0 | 0 | 0
Scenario 2: High TRC | PG&E | Com | HVAC | Com ¦ Small Packaged Heat Pump (SEER 16) - Fuel Sub - Panel Upgrade - ZEAS 2030 - Marine | Com - Office (Small) | Fuel Substitution | 0 | 0 | 0 | 0 | 84309.5616 | 0 | 0 | 0 | 0 | 0 | 0 | 0 | 0
Scenario 2: High TRC | PG&E | Com | HVAC | Com ¦ Small Packaged Heat Pump (SEER 16) - Fuel Sub - Panel Upgrade - ZEAS 2030 - Hot-Dry | Com - Office (Small) | Fuel Substitution | 0 | 0 | 80848.2409 | 68291.9925 | 71071.9519 | 0 | 0 | 0 | 0 | 0 | 0 | 0 | 0
Scenario 2: High TRC | PG&E | Com | HVAC | Com ¦ Small Packaged Heat Pump (SEER 16) - Fuel Sub - Panel Upgrade - ZEAS 2030 - Cold | Com - Office (Small) | Fuel Substitution | 0 | 0 | 0 | 0 | 0 | 0 | 0 | 0 | 0 | 0 | 0 | 0 | 0
Scenario 2: High TRC | PG&E | Com | HVAC | Com ¦ Small Packaged Heat Pump (SEER 17) - Fuel Sub - Panel Upgrade - ZEAS 2030 - Cold | Com - Office (Small) | Fuel Substitution | 459.4334 | 480.8377 | 503.6438 | 0 | 0 | 0 | 0 | 0 | 0 | 0 | 0 | 0 | 0
Scenario 2: High TRC | PG&E | Com | HVAC | Com ¦ Small Packaged Heat Pump (SEER 18) - Fuel Sub - Panel Upgrade - ZEAS 2030 - Cold | Com - Office (Small) | Fuel Substitution | 0 | 0 | 0 | 438.5027 | 459.1041 | 0 | 0 | 0 | 0 | 0 | 0 | 0 | 0
Scenario 2: High TRC | PG&E | Com | HVAC | Com ¦ Efficient Hot Water Boilers (94% eff.) - ZEAS 2030 - Marine | Com - Office (Small) | Energy Efficiency | 0 | 0 | 0 | 4740657.7069 | 6016332.008 | 0 | 0 | 0 | 0 | 0 | 0 | 0 | 0
Scenario 2: High TRC | PG&E | Com | HVAC | Com ¦ Efficient Hot Water Boilers (94% eff.) - ZEAS 2030 - Hot-Dry | Com - Office (Small) | Energy Efficiency | 0 | 0 | 0 | 0 | 4048424.3174 | 0 | 0 | 0 | 0 | 0 | 0 | 0 | 0
Scenario 2: High TRC | PG&E | Com | HVAC | Com ¦ Efficient Hot Water Boilers (94% eff.) - ZEAS 2030 - Cold | Com - Office (Small) | Energy Efficiency | 0 | 8320.7152 | 8682.8076 | 7600.0716 | 9645.1921 | 0 | 0 | 0 | 0 | 0 | 0 | 0 | 0
Scenario 2: High TRC | PG&E | Com | WaterHeat | Com ¦ Com Heat Pump Water Heater (3.3 UEF - 50 Gal) - Marine | Com - Office (Small) | Energy Efficiency | 1198838.2522 | 1240813.9583 | 1280338.671 | 1049329.1192 | 1390735.32 | 1151835.6308 | 1180314.452 | 1202274.1122 | 1220298.1312 | 1236062.9838 | 1262468.3765 | 1283243.6569 | 1302067.2985
Scenario 2: High TRC | PG&E | Com | WaterHeat | Com ¦ Com Heat Pump Water Heater (3.3 UEF - 50 Gal) - Hot-Dry | Com - Office (Small) | Energy Efficiency | 879856.795 | 910737.2653 | 939812.2997 | 770289.0721 | 1020982.4728 | 845666.0927 | 866611.7286 | 882756.7602 | 896003.7392 | 907586.8153 | 927004.8253 | 942276.7929 | 956111.349
Scenario 2: High TRC | PG&E | Com | WaterHeat | Com ¦ Com Heat Pump Water Heater (3.3 UEF - 50 Gal) - Cold | Com - Office (Small) | Energy Efficiency | 2545.7772 | 2635.0631 | 2719.1309 | 2228.6148 | 2953.8609 | 2446.5851 | 2507.1507 | 2553.8403 | 2592.1529 | 2625.6562 | 2681.8069 | 2725.9736 | 2765.9857
Scenario 2: High TRC | PG&E | Com | WaterHeat | Com ¦ Com Hot Water Tank Insulation - Marine | Com - Office (Small) | Energy Efficiency | 46117.5073 | 47980.3989 | 49912.2694 | 44391.8623 | 46199.2349 | 48092.5896 | 50079.5535 | 52167.3943 | 0 | 56667.6613 | 59091.1327 | 61642.6909 | 64333.7573
Scenario 2: High TRC | PG&E | Com | WaterHeat | Com ¦ Com Hot Water Tank Insulation - Hot-Dry | Com - Office (Small) | Energy Efficiency | 32496.2393 | 33808.9072 | 35170.1804 | 31280.2808 | 32553.8279 | 33887.9613 | 35288.0554 | 36759.2315 | 0 | 39930.2996 | 41637.9744 | 43435.9044 | 45332.1373
Scenario 2: High TRC | PG&E | Com | WaterHeat | Com ¦ Com Hot Water Tank Insulation - Cold | Com - Office (Small) | Energy Efficiency | 66.312 | 68.9906 | 71.7684 | 63.8307 | 66.4295 | 69.1519 | 72.0089 | 75.011 | 0 | 81.4819 | 84.9666 | 88.6355 | 92.5049
Scenario 2: High TRC | PG&E | Com | WaterHeat | Com ¦ Com Hot Water Pipe Insulation - Marine | Com - Office (Small) | Energy Efficiency | 10398067.5284 | 10818162.6684 | 11255308.3476 | 10012009.8075 | 10421549.3615 | 10851040.8725 | 11302001.4993 | 11775922.1669 | 12273884.8014 | 12797508.7163 | 13348522.5624 | 13929013.65 | 14541088.2953
Scenario 2: High TRC | PG&E | Com | WaterHeat | Com ¦ Com Hot Water Pipe Insulation - Hot-Dry | Com - Office (Small) | Energy Efficiency | 6215017.5638 | 6466112.1702 | 6727398.0357 | 5984267.4258 | 6229052.8645 | 6485763.7656 | 6755306.9483 | 7038573.5519 | 0 | 7649184.9304 | 7978530.8134 | 8325495.5061 | 8691337.9726
Scenario 2: High TRC | PG&E | Com | WaterHeat | Com ¦ Com Hot Water Pipe Insulation - Cold | Com - Office (Small) | Energy Efficiency | 13064.6506 | 13592.4791 | 14141.7308 | 12579.5885 | 13094.1544 | 13633.7889 | 14200.3984 | 14795.8559 | 15421.521 | 16079.4282 | 16771.7495 | 17501.1075 | 18270.1486
Scenario 2: High TRC | PG&E | Com | WaterHeat | Com ¦ Com Efficient Tankless Gas Water Heater (0.87 UEF - High Draw) - ZEAS 2030 - Marine | Com - Office (Small) | Energy Efficiency | 16349.8963 | 17326.0139 | 18470.8396 | 0 | 225968.5415 | 0 | 0 | 0 | 0 | 0 | 0 | 0 | 0
Scenario 2: High TRC | PG&E | Com | WaterHeat | Com ¦ Com Efficient Tankless Gas Water Heater (0.87 UEF - High Draw) - ZEAS 2030 - Hot-Dry | Com - Office (Small) | Energy Efficiency | 12262.6828 | 12994.7803 | 13853.4092 | 0 | 169479.6229 | 0 | 0 | 0 | 0 | 0 | 0 | 0 | 0
Scenario 2: High TRC | PG&E | Com | WaterHeat | Com ¦ Com Efficient Tankless Gas Water Heater (0.87 UEF - High Draw) - ZEAS 2030 - Cold | Com - Office (Small) | Energy Efficiency | 72.1085 | 76.4782 | 81.6007 | 0 | 862.1618 | 0 | 0 | 0 | 0 | 0 | 0 | 0 | 0
Scenario 2: High TRC | PG&E | Com | WaterHeat | Com ¦ Com Heat Pump Water Heater (3.75 UEF - 50 Gal) - Fuel Sub - ZEAS 2030 - Marine | Com - Office (Small) | Fuel Substitution | 2424036.9113 | 2538641.4713 | 2664110.0043 | 2276641.1652 | 2387878.4232 | 1466539.5649 | 1501987.6472 | 1529180.6668 | 1551502.0898 | 1570883.5105 | 1603693.9442 | 1629341.2818 | 1652466.3686
Scenario 2: High TRC | PG&E | Com | WaterHeat | Com ¦ Com Heat Pump Water Heater (3.75 UEF - 50 Gal) - Fuel Sub - ZEAS 2030 - Hot-Dry | Com - Office (Small) | Fuel Substitution | 1787306.6955 | 1872155.9839 | 1965145.9298 | 1679790.899 | 1762210.8386 | 1080243.8123 | 1106395.3804 | 1126450.4485 | 1142907.6573 | 1157193.46 | 1181396.146 | 1200308.7246 | 1217358.3935
Scenario 2: High TRC | PG&E | Com | WaterHeat | Com ¦ Com Heat Pump Water Heater (3.75 UEF - 50 Gal) - Fuel Sub - ZEAS 2030 - Cold | Com - Office (Small) | Fuel Substitution | 10637.7998 | 11147.5997 | 11710.6278 | 10020.9836 | 10518.7832 | 6452.8979 | 6607.007 | 6725.52 | 6823.0314 | 6907.873 | 7050.6513 | 7162.544 | 7263.5693
Scenario 2: High TRC | PG&E | Com | WaterHeat | Com ¦ Com Efficient Tankless Gas Water Heater (0.87 UEF - High Draw) - Panel Upgrade - ZEAS 2030 - Marine | Com - Office (Small) | Energy Efficiency | 13565.0238 | 14374.8797 | 15324.7075 | 0 | 187479.3943 | 0 | 0 | 0 | 0 | 0 | 0 | 0 | 0
Scenario 2: High TRC | PG&E | Com | WaterHeat | Com ¦ Com Efficient Tankless Gas Water Heater (0.87 UEF - High Draw) - Panel Upgrade - ZEAS 2030 - Hot-Dry | Com - Office (Small) | Energy Efficiency | 10173.9841 | 10781.3837 | 11493.7626 | 0 | 140612.2146 | 0 | 0 | 0 | 0 | 0 | 0 | 0 | 0
Scenario 2: High TRC | PG&E | Com | WaterHeat | Com ¦ Com Efficient Tankless Gas Water Heater (0.87 UEF - High Draw) - Panel Upgrade - ZEAS 2030 - Cold | Com - Office (Small) | Energy Efficiency | 59.8263 | 63.4517 | 67.7017 | 0 | 715.3101 | 0 | 0 | 0 | 0 | 0 | 0 | 0 | 0
Scenario 2: High TRC | PG&E | Com | WaterHeat | Com ¦ Com Heat Pump Water Heater (3.75 UEF - 50 Gal) - Fuel Sub - Panel Upgrade - ZEAS 2030 - Marine | Com - Office (Small) | Fuel Substitution | 2011151.5034 | 2106235.5064 | 2210333.0256 | 1888861.6261 | 1981151.8786 | 1216744.3643 | 1246154.5864 | 1268715.8279 | 1287235.2503 | 1303315.44 | 1330537.2834 | 1351816.1184 | 1371002.3168
Scenario 2: High TRC | PG&E | Com | WaterHeat | Com ¦ Com Heat Pump Water Heater (3.75 UEF - 50 Gal) - Fuel Sub - Panel Upgrade - ZEAS 2030 - Hot-Dry | Com - Office (Small) | Fuel Substitution | 1482875.3353 | 1553272.2724 | 1630423.2714 | 1393672.669 | 1462054.0474 | 896246.2399 | 917943.42 | 934582.5149 | 948236.5728 | 960089.0795 | 980169.3299 | 995860.5352 | 1010006.1397
Scenario 2: High TRC | PG&E | Com | WaterHeat | Com ¦ Com Heat Pump Water Heater (3.75 UEF - 50 Gal) - Fuel Sub - Panel Upgrade - ZEAS 2030 - Cold | Com - Office (Small) | Fuel Substitution | 8825.8669 | 9248.8328 | 9715.9604 | 8314.1128 | 8727.1223 | 5353.778 | 5481.6377 | 5579.9644 | 5660.8667 | 5731.2572 | 5849.7162 | 5942.5503 | 6026.3679
Scenario 2: High TRC | PG&E | Com | WaterHeat | Com ¦ Com Heat Pump Water Heater (100+ Gal, 200+ kBtuh - 4.3 COP) - Fuel Sub - ZEAS 2030 - Marine | Com - Office (Small) | Fuel Substitution | 215517.8874 | 225887.5175 | 237147.8254 | 202674.9301 | 212690.3986 | 0 | 0 | 0 | 0 | 0 | 0 | 0 | 0
Scenario 2: High TRC | PG&E | Com | WaterHeat | Com ¦ Com Heat Pump Water Heater (100+ Gal, 200+ kBtuh - 4.3 COP) - Fuel Sub - ZEAS 2030 - Hot-Dry | Com - Office (Small) | Fuel Substitution | 159644.7055 | 167362.4432 | 175747.396 | 150238.212 | 157695.6191 | 0 | 0 | 0 | 0 | 0 | 0 | 0 | 0
Scenario 2: High TRC | PG&E | Com | WaterHeat | Com ¦ Com Heat Pump Water Heater (100+ Gal, 200+ kBtuh - 4.3 COP) - Fuel Sub - ZEAS 2030 - Cold | Com - Office (Small) | Fuel Substitution | 470.1357 | 493.2797 | 518.6195 | 444.0034 | 466.488 | 0 | 0 | 0 | 0 | 0 | 0 | 0 | 0
Scenario 2: High TRC | PG&E | Com | WaterHeat | Com ¦ Com Heat Pump Water Heater (100+ Gal, 200+ kBtuh - 4.3 COP) - Fuel Sub - Panel Upgrade - ZEAS 2030 - Marine | Com - Office (Small) | Fuel Substitution | 178808.7967 | 187412.1711 | 196754.5145 | 168153.3761 | 176462.9131 | 0 | 0 | 0 | 0 | 0 | 0 | 0 | 0
Scenario 2: High TRC | PG&E | Com | WaterHeat | Com ¦ Com Heat Pump Water Heater (100+ Gal, 200+ kBtuh - 4.3 COP) - Fuel Sub - Panel Upgrade - ZEAS 2030 - Hot-Dry | Com - Office (Small) | Fuel Substitution | 132452.4754 | 138855.6534 | 145812.4 | 124648.1868 | 130835.3763 | 0 | 0 | 0 | 0 | 0 | 0 | 0 | 0
Scenario 2: High TRC | PG&E | Com | WaterHeat | Com ¦ Com Heat Pump Water Heater (100+ Gal, 200+ kBtuh - 4.3 COP) - Fuel Sub - Panel Upgrade - ZEAS 2030 - Cold | Com - Office (Small) | Fuel Substitution | 390.0577 | 409.2596 | 430.2833 | 368.3764 | 387.0313 | 0 | 0 | 0 | 0 | 0 | 0 | 0 | 0
Scenario 2: High TRC | PG&E | Com | FoodServ | Com ¦ ENERGY STAR Ice Machine | Com - Office (Small) | Energy Efficiency | 22364.9027 | 23036.6391 | 23622.1565 | 19234.6448 | 25394.6738 | 21074.8505 | 21660.0172 | 22151.4838 | 22558.9618 | 22896.8579 | 23394.011 | 23730.3142 | 24032.3887
Scenario 2: High TRC | PG&E | Com | Lighting | Com ¦ LED Fixtures and Retrofit Kits - 140 lpw | Com - Office (Small) | Energy Efficiency | 0 | 0 | 0 | 0 | 0 | 0 | 0 | 0 | 0 | 0 | 0 | 0 | 0
Scenario 2: High TRC | SCE | Com | BldgEnv | Com ¦ Com Wall Insulation (R14) - Marine | Com - Office (Small) | Energy Efficiency | 39.7281 | 41.112 | 42.4405 | 0 | 0 | 0 | 0 | 0 | 0 | 0 | 0 | 0 | 0
Scenario 2: High TRC | SCE | Com | BldgEnv | Com ¦ Com Wall Insulation (R14) - Cold | Com - Office (Small) | Energy Efficiency | 4.9452 | 5.1175 | 5.2828 | 5.4489 | 0 | 67.7999 | 5.5209 | 5.6267 | 0 | 0 | 0 | 0 | 0
Scenario 2: High TRC | SCE | Com | HVAC | Com ¦ Ductless Mini Split Heat Pump (SEER 18) - Hot-Dry | Com - Office (Small) | Energy Efficiency | 234520.3187 | 242565.8905 | 249764.4092 | 256263.2298 | 208593.8285 | 278986.1577 | 224815.6453 | 226128.2039 | 227373.2447 | 228420.5743 | 230033.189 | 230343.8789 | 230726.0661
Scenario 2: High TRC | SCE | Com | HVAC | Com ¦ Ductless Mini Split Heat Pump (SEER 18) - Marine | Com - Office (Small) | Energy Efficiency | 54271.7339 | 56133.6073 | 57799.4591 | 59303.3896 | 48271.9315 | 64561.8367 | 52025.9181 | 52329.665 | 52617.7873 | 52860.156 | 53233.3407 | 53305.2393 | 53393.6835
Scenario 2: High TRC | SCE | Com | HVAC | Com ¦ Ductless Mini Split Heat Pump (SEER 18) - Cold | Com - Office (Small) | Energy Efficiency | 2989.7957 | 3092.3651 | 3184.1358 | 3266.9864 | 2659.2703 | 3556.6709 | 2866.0751 | 2882.8083 | 2898.6808 | 2912.0327 | 2932.5912 | 2936.5521 | 2941.4244
Scenario 2: High TRC | SCE | Com | HVAC | Com ¦ Demand Controlled Ventilation (HVAC) - Marine | Com - Office (Small) | Energy Efficiency | 7600.4302 | 7936.087 | 8247.1993 | 8538.9712 | 0 | 106890.6211 | 8704.2896 | 8873.6802 | 9030.8235 | 9161.7484 | 9327.2841 | 9431.0686 | 9543.1777
Scenario 2: High TRC | SCE | Com | HVAC | Com ¦ Demand Controlled Ventilation (HVAC) - Hot-Dry | Com - Office (Small) | Energy Efficiency | 33216.376 | 34683.3064 | 36042.9697 | 37318.1085 | 0 | 467147.1198 | 38040.6041 | 38780.897 | 39467.6645 | 40039.8495 | 40763.2948 | 41216.8674 | 41706.8209
Scenario 2: High TRC | SCE | Com | HVAC | Com ¦ Demand Controlled Ventilation (HVAC) - Cold | Com - Office (Small) | Energy Efficiency | 1653.0189 | 1726.0209 | 1793.6848 | 1857.1423 | 0 | 23247.6599 | 1893.0975 | 1929.9383 | 1964.1154 | 1992.5903 | 2028.5927 | 2051.1648 | 2075.5474
Scenario 2: High TRC | SCE | Com | WaterHeat | Com ¦ Com Heat Pump Water Heater (3.3 UEF - 50 Gal) - Marine | Com - Office (Small) | Energy Efficiency | 410470.9447 | 430581.7514 | 450430.694 | 469957.6258 | 388363.1073 | 524015.3094 | 425112.4288 | 430329.5475 | 434751.3518 | 437860.4656 | 443812.2681 | 447823.445 | 451317.0286
Scenario 2: High TRC | SCE | Com | WaterHeat | Com ¦ Com Heat Pump Water Heater (3.3 UEF - 50 Gal) - Hot-Dry | Com - Office (Small) | Energy Efficiency | 1608747.7546 | 1687744.2358 | 1765711.0832 | 1842411.8829 | 1522668.4259 | 2054684.7244 | 1666943.2331 | 1687409.8806 | 1704750.497 | 1716931.7708 | 1740284.9804 | 1756010.7898 | 1769701.9035
Scenario 2: High TRC | SCE | Com | WaterHeat | Com ¦ Com Heat Pump Water Heater (3.3 UEF - 50 Gal) - Cold | Com - Office (Small) | Energy Efficiency | 26308.6802 | 27595.5473 | 28865.6701 | 30115.2019 | 24884.9209 | 33575.1155 | 27237.4089 | 27571.5632 | 27854.85 | 28054.1753 | 28435.3331 | 28692.3663 | 28916.298
Scenario 2: High TRC | SCE | Com | FoodServ | Com ¦ ENERGY STAR Ice Machine | Com - Office (Small) | Energy Efficiency | 0 | 25550.1092 | 26765.4775 | 27958.7101 | 23188.1552 | 31491.2357 | 25687.2926 | 26091.2965 | 26435.8213 | 26651.14 | 26966.3512 | 27089.3282 | 27187.3373
Scenario 2: High TRC | SCE | Com | Lighting | Com ¦ LED High and Low Bay - 155 lpw | Com - Office (Small) | Energy Efficiency | 0 | 0 | 0 | 0 | 0 | 0 | 0 | 0 | 0 | 0 | 0 | 0 | 0
Scenario 2: High TRC | SCE | Com | Lighting | Com ¦ LED Fixtures and Retrofit Kits - 140 lpw - RET | Com - Office (Small) | Energy Efficiency | 0 | 0 | 0 | 0 | 0 | 0 | 0 | 0 | 0 | 0 | 0 | 0 | 0
Scenario 2: High TRC | SCE | Com | Lighting | Com ¦ LED Fixtures and Retrofit Kits - 140 lpw | Com - Office (Small) | Energy Efficiency | 0 | 0 | 0 | 0 | 0 | 0 | 0 | 0 | 0 | 0 | 0 | 0 | 0
Scenario 2: High TRC | SCG | Com | BldgEnv | Com ¦ Com Wall Insulation (R14) - Marine | Com - Office (Small) | Energy Efficiency | 482503.184 | 502688.1875 | 523773.4658 | 545882.2305 | 486540.7749 | 526047.8047 | 531161.704 | 554279.4557 | 578609.8195 | 604228.9586 | 631218.463 | 659661.4017 | 689659.8454
Scenario 2: High TRC | SCG | Com | BldgEnv | Com ¦ Com Wall Insulation (R14) - Hot-Dry | Com - Office (Small) | Energy Efficiency | 1843.7772 | 1947.7233 | 2054.6376 | 2171.8215 | 0 | 22789.8685 | 2376.9523 | 2517.3814 | 2663.7506 | 2814.986 | 2979.2912 | 3150.2654 | 3334.8582
Scenario 2: High TRC | SCG | Com | BldgEnv | Com ¦ Com Wall Insulation (R14) - Cold | Com - Office (Small) | Energy Efficiency | 6146.2209 | 6403.3415 | 6671.9299 | 6953.5558 | 6197.6526 | 6700.9009 | 6766.0428 | 7060.5213 | 7370.4463 | 7696.7879 | 8040.5856 | 8402.8973 | 8785.0234
Scenario 2: High TRC | SCG | Com | HVAC | Com ¦ Demand Controlled Ventilation (HVAC) - Marine | Com - Office (Small) | Energy Efficiency | 8990.9853 | 9490.5493 | 10003.4735 | 10565.332 | 0 | 110680.261 | 11533.9332 | 12204.9989 | 12903.7419 | 13624.9605 | 14408.3241 | 15223.0425 | 16102.6837
Scenario 2: High TRC | SCG | Com | HVAC | Com ¦ Demand Controlled Ventilation (HVAC) - Hot-Dry | Com - Office (Small) | Energy Efficiency | 47486.6055 | 50125.0921 | 52834.1424 | 55801.6427 | 0 | 584566.6179 | 60917.3873 | 64461.6742 | 68152.1413 | 71961.3145 | 76098.712 | 80401.7123 | 85047.6071
Scenario 2: High TRC | SCG | Com | HVAC | Com ¦ Demand Controlled Ventilation (HVAC) - Cold | Com - Office (Small) | Energy Efficiency | 1088.9058 | 1149.4085 | 1211.5291 | 26223.8029 | 22299.7349 | 36651.9557 | 25639.7328 | 26767.3402 | 1562.7831 | 1650.1305 | 1745.0043 | 1843.6756 | 33359.8836
Scenario 2: High TRC | SCG | Com | HVAC | Com ¦ Efficient Hot Water Boilers (94% eff.) - ZEAS 2030 - Marine | Com - Office (Small) | Energy Efficiency | 1270916.4285 | 1326809.319 | 1385504.2866 | 1447322.5325 | 1273119.8137 | 0 | 0 | 0 | 0 | 0 | 0 | 0 | 0
Scenario 2: High TRC | SCG | Com | HVAC | Com ¦ Efficient Hot Water Boilers (94% eff.) - ZEAS 2030 - Hot-Dry | Com - Office (Small) | Energy Efficiency | 6537230.0212 | 6824727.0379 | 7126637.1368 | 7444612.4842 | 6548563.6034 | 0 | 0 | 0 | 0 | 0 | 0 | 0 | 0
Scenario 2: High TRC | SCG | Com | HVAC | Com ¦ Efficient Hot Water Boilers (94% eff.) - ZEAS 2030 - Cold | Com - Office (Small) | Energy Efficiency | 18532.9876 | 19348.039 | 20203.9514 | 21105.4086 | 18565.1182 | 0 | 0 | 0 | 0 | 0 | 0 | 0 | 0
Scenario 2: High TRC | SCG | Com | WaterHeat | Com ¦ Com Hot Water Tank Insulation - Marine | Com - Office (Small) | Energy Efficiency | 11199.7536 | 11665.5516 | 12148.7305 | 12654.0417 | 11308.4483 | 11784.0702 | 12283.3504 | 12808.1272 | 13359.7779 | 13939.7325 | 14549.3607 | 15191.3717 | 15868.6521
Scenario 2: High TRC | SCG | Com | WaterHeat | Com ¦ Com Hot Water Tank Insulation - Hot-Dry | Com - Office (Small) | Energy Efficiency | 60749.0981 | 63275.654 | 65896.4873 | 68637.3691 | 61338.6741 | 63918.5163 | 66626.6852 | 69473.1512 | 72465.385 | 75611.1436 | 78917.8555 | 82400.2168 | 86073.8847
Scenario 2: High TRC | SCG | Com | WaterHeat | Com ¦ Com Hot Water Tank Insulation - Cold | Com - Office (Small) | Energy Efficiency | 152.0713 | 158.396 | 164.9566 | 171.8178 | 153.5472 | 160.0052 | 166.7845 | 173.91 | 181.4003 | 189.275 | 197.5526 | 206.2699 | 215.4661
Scenario 2: High TRC | SCG | Com | WaterHeat | Com ¦ Com Hot Water Pipe Insulation - Marine | Com - Office (Small) | Energy Efficiency | 2414547.4714 | 2514929.9948 | 2619415.901 | 2728748.4974 | 2438990.7145 | 2542095.9719 | 2650385.7479 | 2764220.6061 | 2883862.7224 | 3009703.4483 | 3142160.3519 | 3281737.7574 | 3428945.0109
Scenario 2: High TRC | SCG | Com | WaterHeat | Com ¦ Com Hot Water Pipe Insulation - Hot-Dry | Com - Office (Small) | Energy Efficiency | 10894349.9868 | 11347272.2651 | 11818708.8573 | 12312013.5379 | 11004637.0067 | 11469844.1615 | 11958443.6752 | 12472062.3968 | 13011883.2548 | 13579672.0131 | 14177312.7236 | 14807080.8782 | 15471274.6287
Scenario 2: High TRC | SCG | Com | WaterHeat | Com ¦ Com Hot Water Pipe Insulation - Cold | Com - Office (Small) | Energy Efficiency | 29955.17 | 31200.5278 | 32496.7927 | 33853.1862 | 30258.4159 | 31537.5522 | 32881.0084 | 34293.2575 | 35777.5522 | 37338.7476 | 38982.024 | 40713.6383 | 42539.9094
Scenario 2: High TRC | SCG | Com | WaterHeat | Com ¦ Com Efficient Tankless Gas Water Heater (0.87 UEF - High Draw) - ZEAS 2030 - Marine | Com - Office (Small) | Energy Efficiency | 12419.0934 | 13119.2411 | 13839.3818 | 14628.6954 | 0 | 0 | 0 | 0 | 0 | 0 | 0 | 0 | 0
Scenario 2: High TRC | SCG | Com | WaterHeat | Com ¦ Com Efficient Tankless Gas Water Heater (0.87 UEF - High Draw) - ZEAS 2030 - Hot-Dry | Com - Office (Small) | Energy Efficiency | 34010.7495 | 35928.1639 | 37900.3307 | 40061.9336 | 0 | 0 | 0 | 0 | 0 | 0 | 0 | 0 | 0
Scenario 2: High TRC | SCG | Com | WaterHeat | Com ¦ Com Efficient Tankless Gas Water Heater (0.87 UEF - High Draw) - ZEAS 2030 - Cold | Com - Office (Small) | Energy Efficiency | 164.0942 | 173.3453 | 182.8605 | 193.2898 | 0 | 0 | 0 | 0 | 0 | 0 | 0 | 0 | 0
Scenario 2: High TRC | SCG | Com | WaterHeat | Com ¦ Com Efficient Tankless Gas Water Heater (0.87 UEF - High Draw) - Panel Upgrade - ZEAS 2030 - Marine | Com - Office (Small) | Energy Efficiency | 10303.7533 | 10884.6451 | 11482.1244 | 12136.9945 | 0 | 0 | 0 | 0 | 0 | 0 | 0 | 0 | 0
Scenario 2: High TRC | SCG | Com | WaterHeat | Com ¦ Com Efficient Tankless Gas Water Heater (0.87 UEF - High Draw) - Panel Upgrade - ZEAS 2030 - Hot-Dry | Com - Office (Small) | Energy Efficiency | 28217.7098 | 29808.5316 | 31444.7799 | 33238.1977 | 0 | 0 | 0 | 0 | 0 | 0 | 0 | 0 | 0
Scenario 2: High TRC | SCG | Com | WaterHeat | Com ¦ Com Efficient Tankless Gas Water Heater (0.87 UEF - High Draw) - Panel Upgrade - ZEAS 2030 - Cold | Com - Office (Small) | Energy Efficiency | 136.1441 | 143.8194 | 151.714 | 160.3668 | 0 | 0 | 0 | 0 | 0 | 0 | 0 | 0 | 0
Scenario 2: High TRC | SCG | Com | WholeBlg | Com ¦ Com Title 24 2022 Code | Com - Office (Small) | Energy Efficiency | 0 | 0 | 0 | 0 | 0 | 0 | 0 | 0 | 0 | 0 | 0 | 0 | 0
Scenario 2: High TRC | SDG&E | Com | BldgEnv | Com ¦ Com Wall Insulation (R14) - Marine | Com - Office (Small) | Energy Efficiency | 268.9944 | 282.3208 | 296.3518 | 311.3107 | 326.7197 | 344.1584 | 362.8952 | 382.0739 | 402.436 | 423.6256 | 446.2681 | 470.4334 | 496.3212
Scenario 2: High TRC | SDG&E | Com | BldgEnv | Com ¦ Com Wall Insulation (R14) - Hot-Dry | Com - Office (Small) | Energy Efficiency | 336.6256 | 351.9479 | 367.9348 | 384.8924 | 402.4921 | 423.051 | 445.1416 | 467.6147 | 491.4743 | 516.2941 | 542.7866 | 570.7421 | 600.7398
Scenario 2: High TRC | SDG&E | Com | HVAC | Com ¦ Ductless Mini Split Heat Pump (SEER 18) - Marine | Com - Office (Small) | Energy Efficiency | 43518.2989 | 43872.5303 | 43934.4347 | 43740.2569 | 43789.8635 | 44501.7843 | 44865.3155 | 44963.2489 | 45033.5567 | 45036.6923 | 45193.967 | 44981.1823 | 44782.9814
Scenario 2: High TRC | SDG&E | Com | HVAC | Com ¦ Demand Controlled Ventilation (HVAC) - Marine | Com - Office (Small) | Energy Efficiency | 4786.633 | 4948.9241 | 5103.6173 | 5254.9715 | 5418.5299 | 5644.3121 | 5868.8037 | 6080.4496 | 6302.8309 | 6528.4108 | 6776.4881 | 7022.747 | 7287.9274
Scenario 2: High TRC | SDG&E | Com | HVAC | Com ¦ Demand Controlled Ventilation (HVAC) - Hot-Dry | Com - Office (Small) | Energy Efficiency | 15111.9051 | 15775.952 | 16456.5595 | 17166.3861 | 17904.6419 | 18782.7491 | 19704.3623 | 20626.6506 | 21602.6212 | 22610.7501 | 23696.2205 | 24835.4991 | 26057.1649
Scenario 2: High TRC | SDG&E | Com | WaterHeat | Com ¦ Com Heat Pump Water Heater (3.3 UEF - 50 Gal) - Marine | Com - Office (Small) | Energy Efficiency | 150864.3077 | 155656.6583 | 160092.3169 | 164122.5825 | 168957.0589 | 174556.1986 | 178077.5856 | 180183.0334 | 181879.0445 | 182903.2657 | 185374.7618 | 186914.3905 | 188169.5329
Scenario 2: High TRC | SDG&E | Com | WaterHeat | Com ¦ Com Heat Pump Water Heater (3.3 UEF - 50 Gal) - Hot-Dry | Com - Office (Small) | Energy Efficiency | 801947.6943 | 827422.3385 | 851000.9188 | 872424.5559 | 898123.1277 | 927886.411 | 946605.0079 | 957796.9134 | 966812.3803 | 972256.821 | 985394.5252 | 993578.7117 | 1000250.658
Scenario 2: High TRC | SDG&E | Com | WaterHeat | Com ¦ Com Hot Water Tank Insulation - Hot-Dry | Com - Office (Small) | Energy Efficiency | 0 | 0 | 0 | 0 | 0 | 32631.6918 | 33986.9741 | 35411.1315 | 0 | 0 | 0 | 0 | 0
Scenario 2: High TRC | SDG&E | Com | WaterHeat | Com ¦ Com Hot Water Pipe Insulation - Hot-Dry | Com - Office (Small) | Energy Efficiency | 0 | 0 | 0 | 0 | 5865386.7972 | 6108392.7789 | 6363558.7081 | 6631729.329 | 0 | 0 | 0 | 0 | 0
Scenario 2: High TRC | SDG&E | Com | WaterHeat | Com ¦ Com Efficient Tankless Gas Water Heater (0.87 UEF - High Draw) - ZEAS 2030 - Marine | Com - Office (Small) | Energy Efficiency | 3539.0595 | 3719.0616 | 3909.1074 | 4112.0484 | 4320.6371 | 0 | 0 | 0 | 0 | 0 | 0 | 0 | 0
Scenario 2: High TRC | SDG&E | Com | WaterHeat | Com ¦ Com Efficient Tankless Gas Water Heater (0.87 UEF - High Draw) - ZEAS 2030 - Hot-Dry | Com - Office (Small) | Energy Efficiency | 9382.1758 | 9859.3661 | 10363.1823 | 10901.1834 | 11454.1572 | 0 | 0 | 0 | 0 | 0 | 0 | 0 | 0
Scenario 2: High TRC | SDG&E | Com | WaterHeat | Com ¦ Com Heat Pump Water Heater (3.75 UEF - 50 Gal) - Fuel Sub - ZEAS 2030 - Marine | Com - Office (Small) | Fuel Substitution | 692119.1371 | 725550.0803 | 761954.5676 | 801650.8512 | 842011.3952 | 459334.7132 | 468388.8177 | 473836.6701 | 478237.8197 | 480930.4425 | 487317.0148 | 491319.638 | 494592.2061
Scenario 2: High TRC | SDG&E | Com | WaterHeat | Com ¦ Com Heat Pump Water Heater (3.75 UEF - 50 Gal) - Fuel Sub - ZEAS 2030 - Hot-Dry | Com - Office (Small) | Fuel Substitution | 1807312.005 | 1895676.928 | 1991926.6704 | 2096905.435 | 2203638.3596 | 1191035.2615 | 1214816.6798 | 1229010.5544 | 1240419.7437 | 1247285.197 | 1263965.8288 | 1274307.5047 | 1282705.9911
Scenario 2: High TRC | SDG&E | Com | WaterHeat | Com ¦ Com Efficient Tankless Gas Water Heater (0.87 UEF - High Draw) - Panel Upgrade - ZEAS 2030 - Marine | Com - Office (Small) | Energy Efficiency | 2936.2526 | 3085.595 | 3243.2705 | 3411.6445 | 3584.7044 | 0 | 0 | 0 | 0 | 0 | 0 | 0 | 0
Scenario 2: High TRC | SDG&E | Com | WaterHeat | Com ¦ Com Efficient Tankless Gas Water Heater (0.87 UEF - High Draw) - Panel Upgrade - ZEAS 2030 - Hot-Dry | Com - Office (Small) | Energy Efficiency | 7784.1129 | 8180.0235 | 8598.0249 | 9044.3884 | 9503.1744 | 0 | 0 | 0 | 0 | 0 | 0 | 0 | 0
Scenario 2: High TRC | SDG&E | Com | WaterHeat | Com ¦ Com Heat Pump Water Heater (3.75 UEF - 50 Gal) - Fuel Sub - Panel Upgrade - ZEAS 2030 - Marine | Com - Office (Small) | Fuel Substitution | 574230.7127 | 601967.3743 | 632171.0973 | 665105.926 | 698591.8718 | 381096.383 | 388608.3048 | 393128.2263 | 396779.7295 | 399013.7188 | 404312.4684 | 407633.3261 | 410348.4787
Scenario 2: High TRC | SDG&E | Com | WaterHeat | Com ¦ Com Heat Pump Water Heater (3.75 UEF - 50 Gal) - Fuel Sub - Panel Upgrade - ZEAS 2030 - Hot-Dry | Com - Office (Small) | Fuel Substitution | 1499473.147 | 1572786.9018 | 1652642.4573 | 1739740.2235 | 1828293.3643 | 988166.6181 | 1007897.3552 | 1019673.5918 | 1029139.4577 | 1034835.5206 | 1048674.9459 | 1057255.1275 | 1064223.1025
Scenario 2: High TRC | SDG&E | Com | WaterHeat | Com ¦ Com Heat Pump Water Heater (100+ Gal, 200+ kBtuh - 4.3 COP) - Fuel Sub - ZEAS 2030 - Marine | Com - Office (Small) | Fuel Substitution | 29874.676 | 31358.9455 | 32964.6071 | 34704.4916 | 36485.1592 | 0 | 0 | 0 | 0 | 0 | 0 | 0 | 0
Scenario 2: High TRC | SDG&E | Com | WaterHeat | Com ¦ Com Heat Pump Water Heater (100+ Gal, 200+ kBtuh - 4.3 COP) - Fuel Sub - ZEAS 2030 - Hot-Dry | Com - Office (Small) | Fuel Substitution | 158078.9482 | 165938.5469 | 174441.9658 | 183657.27 | 193087.657 | 0 | 0 | 0 | 0 | 0 | 0 | 0 | 0
Scenario 2: High TRC | SDG&E | Com | WaterHeat | Com ¦ Com Heat Pump Water Heater (100+ Gal, 200+ kBtuh - 4.3 COP) - Fuel Sub - Panel Upgrade - ZEAS 2030 - Marine | Com - Office (Small) | Fuel Substitution | 24786.1323 | 26017.5866 | 27349.7565 | 28793.287 | 30270.6541 | 0 | 0 | 0 | 0 | 0 | 0 | 0 | 0
Scenario 2: High TRC | SDG&E | Com | WaterHeat | Com ¦ Com Heat Pump Water Heater (100+ Gal, 200+ kBtuh - 4.3 COP) - Fuel Sub - Panel Upgrade - ZEAS 2030 - Hot-Dry | Com - Office (Small) | Fuel Substitution | 131153.413 | 137674.2889 | 144729.3233 | 152374.9878 | 160199.1 | 0 | 0 | 0 | 0 | 0 | 0 | 0 | 0
Scenario 2: High TRC | SDG&E | Com | FoodServ | Com ¦ ENERGY STAR Ice Machine | Com - Office (Small) | Energy Efficiency | 10853.3835 | 11135.6557 | 11370.6171 | 11567.2832 | 11850.9224 | 12272.3216 | 12570.132 | 12771.1684 | 12935.8174 | 13021.5642 | 13168.448 | 13201.0777 | 13217.0733
Scenario 2: High TRC | PG&E | Com | AppPlug | Com ¦ Pool Cover | Com - Other | Energy Efficiency | 48609.545 | 51845.1372 | 55668.8801 | 59468.8728 | 62919.0237 | 67714.2865 | 73016.1378 | 78083.6536 | 82467.6659 | 87673.4546 | 93337.1155 | 99342.5141 | 105897.3397
Scenario 2: High TRC | PG&E | Com | BldgEnv | Com ¦ Com Wall Insulation (R14) - Marine | Com - Other | Energy Efficiency | 1595.5839 | 1700.0194 | 1825.0706 | 1947.1733 | 2060.2415 | 2219.9574 | 2399.3836 | 2570.7769 | 2709.3198 | 2883.8148 | 3074.5337 | 3271.9532 | 3492.0608
Scenario 2: High TRC | PG&E | Com | BldgEnv | Com ¦ Com Wall Insulation (R14) - Hot-Dry | Com - Other | Energy Efficiency | 1811.1959 | 1921.3405 | 2052.8059 | 2179.3451 | 2296.439 | 2468.6209 | 2661.1225 | 2843.4651 | 2988.4786 | 3172.6403 | 3373.7549 | 3578.8049 | 3807.7401
Scenario 2: High TRC | PG&E | Com | BldgEnv | Com ¦ Com Wall Insulation (R14) - Cold | Com - Other | Energy Efficiency | 3118.9763 | 3248.1168 | 3381.4214 | 3520.4059 | 3670.7873 | 3836.7874 | 4009.9964 | 4191.5436 | 4382.2598 | 4583.6039 | 4795.8554 | 5016.4442 | 5249.7188
Scenario 2: High TRC | PG&E | Com | HVAC | Com ¦ Small Unitary Heat Pump (SEER 16) - Marine | Com - Other | Energy Efficiency | 1335884.8078 | 1356794.179 | 1369319.8416 | 0 | 0 | 1425154.8579 | 1452022.2773 | 1474977.235 | 0 | 0 | 0 | 0 | 0
Scenario 2: High TRC | PG&E | Com | HVAC | Com ¦ Small Unitary Heat Pump (SEER 16) - Hot-Dry | Com - Other | Energy Efficiency | 0 | 0 | 0 | 0 | 0 | 0 | 0 | 0 | 1614988.6907 | 1637177.0746 | 1666971.8169 | 1686717.9941 | 1706110.6433
Scenario 2: High TRC | PG&E | Com | HVAC | Com ¦ Small Unitary Heat Pump (SEER 16) - Cold | Com - Other | Energy Efficiency | 0 | 0 | 0 | 0 | 0 | 0 | 0 | 0 | 4918.2903 | 4985.8628 | 5076.5998 | 5136.7349 | 5195.7933
Scenario 2: High TRC | PG&E | Com | HVAC | Com ¦ Small Unitary Heat Pump (SEER 17) - Hot-Dry | Com - Other | Energy Efficiency | 1658264.925 | 1684220.2144 | 1699768.6111 | 1706700.3928 | 1723800.9423 | 1769077.9173 | 1802429.0708 | 1830923.5944 | 0 | 0 | 0 | 0 | 0
Scenario 2: High TRC | PG&E | Com | HVAC | Com ¦ Small Unitary Heat Pump (SEER 17) - Cold | Com - Other | Energy Efficiency | 5051.5447 | 5130.6119 | 5177.9767 | 5199.0929 | 5251.186 | 5389.1125 | 5490.7095 | 5577.5119 | 0 | 0 | 0 | 0 | 0
Scenario 2: High TRC | PG&E | Com | HVAC | Com ¦ Small Unitary Heat Pump (SEER 18) - Hot-Dry | Com - Other | Energy Efficiency | 0 | 0 | 0 | 0 | 0 | 0 | 0 | 0 | 0 | 0 | 0 | 0 | 0
Scenario 2: High TRC | PG&E | Com | HVAC | Com ¦ Small Unitary Heat Pump (SEER 18) - Cold | Com - Other | Energy Efficiency | 0 | 0 | 0 | 0 | 0 | 0 | 0 | 0 | 0 | 0 | 0 | 0 | 0
Scenario 2: High TRC | PG&E | Com | HVAC | Com ¦ Small Unitary AC (SEER 18) - Marine | Com - Other | Energy Efficiency | 11724792.1217 | 12096780.517 | 12450007.3323 | 12790670.8098 | 13181525.0557 | 13685397.8781 | 14170185.982 | 14659321.6059 | 15159883.8739 | 15684770.3995 | 16264134.65 | 16832336.7631 | 17428365.24
Scenario 2: High TRC | PG&E | Com | HVAC | Com ¦ Small Unitary AC (SEER 18) - Hot-Dry | Com - Other | Energy Efficiency | 12656856.9955 | 13029264.0575 | 13372938.4632 | 13695570.4074 | 14075740.7829 | 14591248.0722 | 15076062.6622 | 15559586.38 | 16050627.3784 | 16563948.1479 | 17137214.2653 | 17687523.3715 | 18263122.2411
Scenario 2: High TRC | PG&E | Com | HVAC | Com ¦ Small Unitary AC (SEER 18) - Cold | Com - Other | Energy Efficiency | 45771.0646 | 47451.1997 | 49124.404 | 50807.0602 | 52659.393 | 54848.6553 | 57042.325 | 59299.7612 | 61639.4789 | 64105.2623 | 66774.8244 | 69486.1086 | 72343.1552
Scenario 2: High TRC | PG&E | Com | HVAC | Com ¦ Ductless Mini Split Heat Pump (SEER 18) - Hot-Dry | Com - Other | Energy Efficiency | 72256.5105 | 73881.2917 | 75162.6622 | 76186.097 | 77647.9305 | 79888.444 | 81540.5728 | 82958.0869 | 84239.3874 | 85452.207 | 87148.7979 | 88349.4066 | 89512.0442
Scenario 2: High TRC | PG&E | Com | HVAC | Com ¦ Ductless Mini Split Heat Pump (SEER 18) - Marine | Com - Other | Energy Efficiency | 62686.7287 | 64096.321 | 65207.9845 | 66095.8738 | 67364.0994 | 69307.8753 | 70741.1932 | 71970.9692 | 73082.572 | 74134.7636 | 75606.6549 | 76648.2528 | 77656.9087
Scenario 2: High TRC | PG&E | Com | HVAC | Com ¦ Ductless Mini Split Heat Pump (SEER 18) - Cold | Com - Other | Energy Efficiency | 165.1954 | 168.91 | 171.8395 | 174.1794 | 177.5214 | 182.6438 | 186.4209 | 189.6617 | 192.5911 | 195.3639 | 199.2427 | 201.9875 | 204.6456
Scenario 2: High TRC | PG&E | Com | HVAC | Com ¦ Demand Controlled Ventilation (HVAC) - Marine | Com - Other | Energy Efficiency | 54712744.1305 | 56690772.1209 | 58654192.7131 | 60611351.9391 | 62861845.9084 | 65654375.2636 | 68524602.3012 | 71440353.0535 | 74419977.611 | 77567739.7708 | 81046244.2594 | 84490865.0104 | 88118397.0457
Scenario 2: High TRC | PG&E | Com | HVAC | Com ¦ Demand Controlled Ventilation (HVAC) - Hot-Dry | Com - Other | Energy Efficiency | 36611604.9117 | 37691363.5664 | 38687337.4787 | 39613387.0499 | 40823713.5369 | 42580456.1822 | 44340734.2958 | 46075542.8115 | 47813850.764 | 49637731.1657 | 51744018.0348 | 53697510.874 | 55740283.0089
Scenario 2: High TRC | PG&E | Com | HVAC | Com ¦ Demand Controlled Ventilation (HVAC) - Cold | Com - Other | Energy Efficiency | 265557.3977 | 274619.5286 | 283438.9844 | 292090.37 | 302356.7121 | 315667.0597 | 329233.7785 | 342898.9706 | 356832.6338 | 371486.4113 | 387881.4888 | 403837.3743 | 420589.9271
Scenario 2: High TRC | PG&E | Com | HVAC | Com ¦ HVAC Energy Management System (Elec SC and Gas SH) - Marine | Com - Other | Energy Efficiency | 175656.2702 | 186171.8655 | 198595.4651 | 210355.193 | 221186.2879 | 7536906.9669 | 7863267.9724 | 8193153.5055 | 285014.4618 | 301613.5557 | 319965.5421 | 338593.6057 | 359347.077
Scenario 2: High TRC | PG&E | Com | HVAC | Com ¦ HVAC Energy Management System (Elec SC and Gas SH) - Hot-Dry | Com - Other | Energy Efficiency | 125786.6489 | 133261.0174 | 142081.9492 | 150409.7058 | 158078.3202 | 169634.3619 | 182338.9901 | 194197.8658 | 203400.0601 | 215156.0028 | 228164.8359 | 241343.9708 | 256026.3457
Scenario 2: High TRC | PG&E | Com | HVAC | Com ¦ HVAC Energy Management System (Elec SC and Gas SH) - Cold | Com - Other | Energy Efficiency | 21813.0989 | 22664.9473 | 23529.4723 | 24409.1879 | 25382.7771 | 26525.4507 | 27710.5082 | 28928.3127 | 30185.6346 | 31513.8656 | 32958.2078 | 34423.9046 | 35969.5721
Scenario 2: High TRC | PG&E | Com | HVAC | Com ¦ Large Packaged Heat Pump (IEER 14.0) - Fuel Sub - ZEAS 2030 - Marine | Com - Other | Fuel Substitution | 20857470.917 | 22073170.832 | 23409726.9024 | 24861039.1043 | 26341174.4916 | 0 | 0 | 0 | 0 | 0 | 0 | 0 | 0
Scenario 2: High TRC | PG&E | Com | HVAC | Com ¦ Large Packaged Heat Pump (IEER 14.0) - Fuel Sub - ZEAS 2030 - Hot-Dry | Com - Other | Fuel Substitution | 14500360.036 | 15349258.8003 | 16282362.1878 | 17295468.6505 | 18328972.9776 | 0 | 0 | 0 | 0 | 0 | 0 | 0 | 0
Scenario 2: High TRC | PG&E | Com | HVAC | Com ¦ Large Packaged Heat Pump (IEER 14.0) - Fuel Sub - ZEAS 2030 - Cold | Com - Other | Fuel Substitution | 116720.5436 | 123515.5241 | 131023.1587 | 139200.873 | 147504.9055 | 0 | 0 | 0 | 0 | 0 | 0 | 0 | 0
Scenario 2: High TRC | PG&E | Com | HVAC | Com ¦ Large Packaged Heat Pump (IEER 14.0) - Fuel Sub - Panel Upgrade - ZEAS 2030 - Marine | Com - Other | Fuel Substitution | 4765957.728 | 5043746.652 | 5349151.3561 | 5680777.9772 | 6018990.7315 | 0 | 0 | 0 | 0 | 0 | 0 | 0 | 0
Scenario 2: High TRC | PG&E | Com | HVAC | Com ¦ Large Packaged Heat Pump (IEER 14.0) - Fuel Sub - Panel Upgrade - ZEAS 2030 - Hot-Dry | Com - Other | Fuel Substitution | 3313350.0819 | 3507324.4924 | 3720539.7628 | 3952035.8341 | 4188192.8425 | 0 | 0 | 0 | 0 | 0 | 0 | 0 | 0
Scenario 2: High TRC | PG&E | Com | HVAC | Com ¦ Large Packaged Heat Pump (IEER 14.0) - Fuel Sub - Panel Upgrade - ZEAS 2030 - Cold | Com - Other | Fuel Substitution | 26670.7876 | 28223.449 | 29938.9527 | 31807.5705 | 33705.0521 | 0 | 0 | 0 | 0 | 0 | 0 | 0 | 0
Scenario 2: High TRC | PG&E | Com | HVAC | Com ¦ Small Packaged Heat Pump (SEER 16) - Fuel Sub - ZEAS 2030 - Marine | Com - Other | Fuel Substitution | 0 | 0 | 0 | 0 | 0 | 0 | 0 | 0 | 0 | 0 | 0 | 0 | 0
Scenario 2: High TRC | PG&E | Com | HVAC | Com ¦ Small Packaged Heat Pump (SEER 17) - Fuel Sub - ZEAS 2030 - Marine | Com - Other | Fuel Substitution | 0 | 0 | 0 | 0 | 0 | 0 | 0 | 0 | 0 | 0 | 0 | 0 | 0
Scenario 2: High TRC | PG&E | Com | HVAC | Com ¦ Small Packaged Heat Pump (SEER 17) - Fuel Sub - ZEAS 2030 - Hot-Dry | Com - Other | Fuel Substitution | 0 | 0 | 0 | 0 | 0 | 0 | 0 | 0 | 0 | 0 | 0 | 0 | 0
Scenario 2: High TRC | PG&E | Com | HVAC | Com ¦ Small Packaged Heat Pump (SEER 18) - Fuel Sub - ZEAS 2030 - Marine | Com - Other | Fuel Substitution | 7333547.7407 | 7679259.7246 | 8043950.2948 | 8429043.7576 | 8834522.8853 | 0 | 0 | 0 | 0 | 0 | 0 | 0 | 0
Scenario 2: High TRC | PG&E | Com | HVAC | Com ¦ Small Packaged Heat Pump (SEER 18) - Fuel Sub - ZEAS 2030 - Hot-Dry | Com - Other | Fuel Substitution | 6097045.9763 | 6373923.3678 | 6663404.7652 | 6967166.8182 | 7289331.0251 | 0 | 0 | 0 | 0 | 0 | 0 | 0 | 0
Scenario 2: High TRC | PG&E | Com | HVAC | Com ¦ Small Packaged Heat Pump (SEER 18) - Fuel Sub - ZEAS 2030 - Cold | Com - Other | Fuel Substitution | 34186.198 | 35905.7521 | 37752.5408 | 39726.7383 | 41775.2585 | 0 | 0 | 0 | 0 | 0 | 0 | 0 | 0
Scenario 2: High TRC | PG&E | Com | HVAC | Com ¦ Small Packaged Heat Pump (SEER 16) - Fuel Sub - Panel Upgrade - ZEAS 2030 - Marine | Com - Other | Fuel Substitution | 0 | 0 | 0 | 0 | 0 | 0 | 0 | 0 | 0 | 0 | 0 | 0 | 0
Scenario 2: High TRC | PG&E | Com | HVAC | Com ¦ Small Packaged Heat Pump (SEER 17) - Fuel Sub - Panel Upgrade - ZEAS 2030 - Marine | Com - Other | Fuel Substitution | 0 | 0 | 0 | 0 | 0 | 0 | 0 | 0 | 0 | 0 | 0 | 0 | 0
Scenario 2: High TRC | PG&E | Com | HVAC | Com ¦ Small Packaged Heat Pump (SEER 17) - Fuel Sub - Panel Upgrade - ZEAS 2030 - Hot-Dry | Com - Other | Fuel Substitution | 0 | 0 | 0 | 0 | 0 | 0 | 0 | 0 | 0 | 0 | 0 | 0 | 0
Scenario 2: High TRC | PG&E | Com | HVAC | Com ¦ Small Packaged Heat Pump (SEER 18) - Fuel Sub - Panel Upgrade - ZEAS 2030 - Marine | Com - Other | Fuel Substitution | 1675724.668 | 1754720.2811 | 1838052.5244 | 1926046.8537 | 2018699.3325 | 0 | 0 | 0 | 0 | 0 | 0 | 0 | 0
Scenario 2: High TRC | PG&E | Com | HVAC | Com ¦ Small Packaged Heat Pump (SEER 18) - Fuel Sub - Panel Upgrade - ZEAS 2030 - Hot-Dry | Com - Other | Fuel Substitution | 1393182.4958 | 1456449.3199 | 1522596.1748 | 1592006.1771 | 1665621.0942 | 0 | 0 | 0 | 0 | 0 | 0 | 0 | 0
Scenario 2: High TRC | PG&E | Com | HVAC | Com ¦ Small Packaged Heat Pump (SEER 18) - Fuel Sub - Panel Upgrade - ZEAS 2030 - Cold | Com - Other | Fuel Substitution | 7811.5882 | 8204.5085 | 8626.502 | 9077.6085 | 9545.6979 | 0 | 0 | 0 | 0 | 0 | 0 | 0 | 0
Scenario 2: High TRC | PG&E | Com | WaterHeat | Com ¦ Com Heat Pump Water Heater (3.3 UEF - 50 Gal) - Marine | Com - Other | Energy Efficiency | 60325306.3827 | 62622419.7407 | 64810774.4868 | 66903402.8938 | 69393736.2057 | 72189419.2581 | 74208161.4594 | 75829288.7352 | 77205902.7123 | 78455966.7058 | 80380943.2922 | 81961302.4653 | 83429443.866
Scenario 2: High TRC | PG&E | Com | WaterHeat | Com ¦ Com Heat Pump Water Heater (3.3 UEF - 50 Gal) - Hot-Dry | Com - Other | Energy Efficiency | 44027151.8637 | 45706183.2981 | 47305628.7021 | 48835037.246 | 50655366.76 | 52699024.6786 | 54174311.8448 | 55358728.2282 | 56364282.8376 | 57277230.6006 | 58683867.4776 | 59838392.7748 | 60910804.099
Scenario 2: High TRC | PG&E | Com | WaterHeat | Com ¦ Com Heat Pump Water Heater (3.3 UEF - 50 Gal) - Cold | Com - Other | Energy Efficiency | 134236.7307 | 139348.3 | 144217.8582 | 148874.4047 | 154415.9299 | 160636.9236 | 165129.0575 | 168736.413 | 171799.674 | 174581.3342 | 178864.8195 | 182381.4572 | 185648.3864
Scenario 2: High TRC | PG&E | Com | WaterHeat | Com ¦ Com Hot Water Tank Insulation - Marine | Com - Other | Energy Efficiency | 645838.5379 | 674274.1321 | 703873.2716 | 734914.721 | 767507.9438 | 801753.3282 | 837794.6249 | 875771.443 | 0 | 957978.9147 | 1002437.925 | 1049376.3599 | 1099013.7257
Scenario 2: High TRC | PG&E | Com | WaterHeat | Com ¦ Com Hot Water Tank Insulation - Hot-Dry | Com - Other | Energy Efficiency | 455083.6527 | 475120.5092 | 495977.2461 | 517850.2924 | 540816.7801 | 564947.447 | 590343.5855 | 617103.5697 | 0 | 675030.2407 | 706357.8368 | 739432.5345 | 774409.0068
Scenario 2: High TRC | PG&E | Com | WaterHeat | Com ¦ Com Hot Water Tank Insulation - Cold | Com - Other | Energy Efficiency | 928.6455 | 969.5328 | 1012.0931 | 1056.7273 | 1103.5929 | 1152.834 | 1204.6574 | 1259.264 | 0 | 1377.4694 | 1441.3966 | 1508.8889 | 1580.2621
Scenario 2: High TRC | PG&E | Com | WaterHeat | Com ¦ Faucet Aerators (Gas WH) - Cold | Com - Other | Energy Efficiency | 0 | 0 | 0 | 0 | 801.881 | 837.6445 | 875.2826 | 914.9402 | 0 | 0 | 0 | 0 | 0
Scenario 2: High TRC | PG&E | Com | WaterHeat | Com ¦ Faucet Aerators (Elec WH) - Marine | Com - Other | Energy Efficiency | 0 | 0 | 0 | 0 | 0 | 0 | 0 | 0 | 0 | 0 | 0 | 0 | 0
Scenario 2: High TRC | PG&E | Com | WaterHeat | Com ¦ Faucet Aerators (Elec WH) - Hot-Dry | Com - Other | Energy Efficiency | 0 | 0 | 0 | 0 | 0 | 0 | 0 | 0 | 0 | 0 | 0 | 0 | 0
Scenario 2: High TRC | PG&E | Com | WaterHeat | Com ¦ Faucet Aerators (Elec WH) - Cold | Com - Other | Energy Efficiency | 0 | 0 | 0 | 0 | 0 | 0 | 0 | 0 | 0 | 0 | 0 | 0 | 0
Scenario 2: High TRC | PG&E | Com | WaterHeat | Com ¦ Low-flow Pre-Rinse Spray Valve - Marine | Com - Other | Energy Efficiency | 168057.6248 | 175513.5083 | 183328.0257 | 191527.6181 | 200129.0981 | 209225.3319 | 218814.6332 | 228900.2456 | 239499.0361 | 250706.1285 | 262544.9781 | 275053.4995 | 288284.2737
Scenario 2: High TRC | PG&E | Com | WaterHeat | Com ¦ Low-flow Pre-Rinse Spray Valve - Hot-Dry | Com - Other | Energy Efficiency | 116147.5244 | 121300.4142 | 126701.162 | 132368.0418 | 138312.6731 | 144599.2372 | 151226.5688 | 158196.9096 | 165521.9166 | 173267.3315 | 181449.3648 | 190094.2197 | 199238.2361
Scenario 2: High TRC | PG&E | Com | WaterHeat | Com ¦ Low-flow Pre-Rinse Spray Valve - Cold | Com - Other | Energy Efficiency | 251.9974 | 263.1772 | 274.8949 | 287.1899 | 300.0876 | 313.7271 | 328.106 | 343.229 | 359.1216 | 375.9263 | 393.6783 | 412.4345 | 432.2736
Scenario 2: High TRC | PG&E | Com | WaterHeat | Com ¦ Com Hot Water Pipe Insulation - Marine | Com - Other | Energy Efficiency | 35559429.144 | 37125316.7231 | 38760428.5691 | 40476119.018 | 42278970.2351 | 44175149.0422 | 46171767.2556 | 48275921.9908 | 50493119.93 | 52831155.6268 | 55298377.5739 | 57904733.4386 | 60660380.1111
Scenario 2: High TRC | PG&E | Com | WaterHeat | Com ¦ Com Hot Water Pipe Insulation - Hot-Dry | Com - Other | Energy Efficiency | 21254187.4808 | 22190132.4321 | 23167453.3443 | 24192936.805 | 25270517.0332 | 26403879.9929 | 27597276.4804 | 28854948.5045 | 0 | 31577652.2163 | 33052332.7464 | 34610174.8582 | 36257249.4153
Scenario 2: High TRC | PG&E | Com | WaterHeat | Com ¦ Com Hot Water Pipe Insulation - Cold | Com - Other | Energy Efficiency | 44678.6403 | 46646.0995 | 48700.5356 | 50856.2147 | 53121.4068 | 55503.8605 | 58012.5112 | 60656.2761 | 63442.0742 | 66379.6988 | 69479.6396 | 72754.3951 | 76216.727
Scenario 2: High TRC | PG&E | Com | WaterHeat | Com ¦ Com Efficient Tankless Gas Water Heater (0.87 UEF - High Draw) - ZEAS 2030 - Marine | Com - Other | Energy Efficiency | 478914.6149 | 511302.618 | 550140.8082 | 588295.1139 | 623637.394 | 0 | 0 | 0 | 0 | 0 | 0 | 0 | 0
Scenario 2: High TRC | PG&E | Com | WaterHeat | Com ¦ Com Efficient Tankless Gas Water Heater (0.87 UEF - High Draw) - ZEAS 2030 - Hot-Dry | Com - Other | Energy Efficiency | 358387.7365 | 382624.6698 | 411688.4607 | 440240.4487 | 466688.1126 | 0 | 0 | 0 | 0 | 0 | 0 | 0 | 0
Scenario 2: High TRC | PG&E | Com | WaterHeat | Com ¦ Com Efficient Tankless Gas Water Heater (0.87 UEF - High Draw) - ZEAS 2030 - Cold | Com - Other | Energy Efficiency | 2064.8378 | 2207.2648 | 2376.0011 | 2544.8464 | 2699.7292 | 0 | 0 | 0 | 0 | 0 | 0 | 0 | 0
Scenario 2: High TRC | PG&E | Com | WaterHeat | Com ¦ Com Heat Pump Water Heater (3.75 UEF - 50 Gal) - Fuel Sub - ZEAS 2030 - Marine | Com - Other | Fuel Substitution | 136531464.7685 | 143461287.3935 | 151060328.5835 | 159345585.3566 | 167693616.7238 | 107309543.5253 | 110264234.4817 | 112639005.6461 | 114674207.1546 | 116507433.1184 | 119337544.2557 | 121658741.7126 | 123808491.3383
Scenario 2: High TRC | PG&E | Com | WaterHeat | Com ¦ Com Heat Pump Water Heater (3.75 UEF - 50 Gal) - Fuel Sub - ZEAS 2030 - Hot-Dry | Com - Other | Fuel Substitution | 100604809.4705 | 105730439.4173 | 111357389.1998 | 117497915.7306 | 123677814.9401 | 78817688.835 | 80989857.5817 | 82735320.9781 | 84230918.9162 | 85577887.4357 | 87658300.8738 | 89364251.2418 | 90944032.3446
Scenario 2: High TRC | PG&E | Com | WaterHeat | Com ¦ Com Heat Pump Water Heater (3.75 UEF - 50 Gal) - Fuel Sub - ZEAS 2030 - Cold | Com - Other | Fuel Substitution | 567455.2626 | 596469.0684 | 628449.2313 | 663458.0324 | 698536.6396 | 447832.6277 | 460078.3594 | 469936.5745 | 478397.2136 | 486026.9972 | 497763.6744 | 507405.3397 | 516341.9242
Scenario 2: High TRC | PG&E | Com | WaterHeat | Com ¦ Com Efficient Tankless Gas Water Heater (0.87 UEF - High Draw) - Panel Upgrade - ZEAS 2030 - Marine | Com - Other | Energy Efficiency | 397341.2464 | 424212.6116 | 456435.5057 | 488091.0011 | 517413.4423 | 0 | 0 | 0 | 0 | 0 | 0 | 0 | 0
Scenario 2: High TRC | PG&E | Com | WaterHeat | Com ¦ Com Efficient Tankless Gas Water Heater (0.87 UEF - High Draw) - Panel Upgrade - ZEAS 2030 - Hot-Dry | Com - Other | Energy Efficiency | 297343.6715 | 317452.336 | 341565.7009 | 365254.4382 | 387197.2802 | 0 | 0 | 0 | 0 | 0 | 0 | 0 | 0
Scenario 2: High TRC | PG&E | Com | WaterHeat | Com ¦ Com Efficient Tankless Gas Water Heater (0.87 UEF - High Draw) - Panel Upgrade - ZEAS 2030 - Cold | Com - Other | Energy Efficiency | 1713.1346 | 1831.3021 | 1971.2976 | 2111.3836 | 2239.8852 | 0 | 0 | 0 | 0 | 0 | 0 | 0 | 0
Scenario 2: High TRC | PG&E | Com | WaterHeat | Com ¦ Com Heat Pump Water Heater (3.75 UEF - 50 Gal) - Fuel Sub - Panel Upgrade - ZEAS 2030 - Marine | Com - Other | Fuel Substitution | 113276105.3848 | 119025573.6067 | 125330272.616 | 132204304.3343 | 139130418.2709 | 89031544.3534 | 91482963.7733 | 93453240.9482 | 95141787.2547 | 96662760.4443 | 99010819.6847 | 100936648.344 | 102720231.8246
Scenario 2: High TRC | PG&E | Com | WaterHeat | Com ¦ Com Heat Pump Water Heater (3.75 UEF - 50 Gal) - Fuel Sub - Panel Upgrade - ZEAS 2030 - Hot-Dry | Com - Other | Fuel Substitution | 83468825.4398 | 87721408.5275 | 92389921.8086 | 97484534.4798 | 102611813.4942 | 65392697.8796 | 67194881.8398 | 68643041.0313 | 69883894.2657 | 71001434.0813 | 72727491.3843 | 74142867.7886 | 75453565.2969
Scenario 2: High TRC | PG&E | Com | WaterHeat | Com ¦ Com Heat Pump Water Heater (3.75 UEF - 50 Gal) - Fuel Sub - Panel Upgrade - ZEAS 2030 - Cold | Com - Other | Fuel Substitution | 470800.7948 | 494872.6886 | 521405.6809 | 550451.4445 | 579555.1241 | 371553.4438 | 381713.3641 | 389892.4327 | 396911.9739 | 403242.179 | 412979.7518 | 420979.1555 | 428393.5745
Scenario 2: High TRC | PG&E | Com | WaterHeat | Com ¦ Com Heat Pump Water Heater (100+ Gal, 200+ kBtuh - 4.3 COP) - Fuel Sub - ZEAS 2030 - Marine | Com - Other | Fuel Substitution | 43737656.2547 | 45961919.0493 | 48381588.1326 | 51003237.6624 | 53668778.6769 | 0 | 0 | 0 | 0 | 0 | 0 | 0 | 0
Scenario 2: High TRC | PG&E | Com | WaterHeat | Com ¦ Com Heat Pump Water Heater (100+ Gal, 200+ kBtuh - 4.3 COP) - Fuel Sub - ZEAS 2030 - Hot-Dry | Com - Other | Fuel Substitution | 32212768.6726 | 33858213.5187 | 35649748.4137 | 37592166.7462 | 39565431.829 | 0 | 0 | 0 | 0 | 0 | 0 | 0 | 0
Scenario 2: High TRC | PG&E | Com | WaterHeat | Com ¦ Com Heat Pump Water Heater (100+ Gal, 200+ kBtuh - 4.3 COP) - Fuel Sub - ZEAS 2030 - Cold | Com - Other | Fuel Substitution | 91725.7198 | 96432.2689 | 101571.825 | 107157.285 | 112813.2624 | 0 | 0 | 0 | 0 | 0 | 0 | 0 | 0
Scenario 2: High TRC | PG&E | Com | WaterHeat | Com ¦ Com Heat Pump Water Heater (100+ Gal, 200+ kBtuh - 4.3 COP) - Fuel Sub - Panel Upgrade - ZEAS 2030 - Marine | Com - Other | Fuel Substitution | 36287835.6838 | 38133240.5299 | 40140768.1759 | 42315873.0056 | 44527393.2979 | 0 | 0 | 0 | 0 | 0 | 0 | 0 | 0
Scenario 2: High TRC | PG&E | Com | WaterHeat | Com ¦ Com Heat Pump Water Heater (100+ Gal, 200+ kBtuh - 4.3 COP) - Fuel Sub - Panel Upgrade - ZEAS 2030 - Hot-Dry | Com - Other | Fuel Substitution | 26725978.4042 | 28091155.1721 | 29577538.519 | 31189105.3773 | 32826264.8691 | 0 | 0 | 0 | 0 | 0 | 0 | 0 | 0
Scenario 2: High TRC | PG&E | Com | WaterHeat | Com ¦ Com Heat Pump Water Heater (100+ Gal, 200+ kBtuh - 4.3 COP) - Fuel Sub - Panel Upgrade - ZEAS 2030 - Cold | Com - Other | Fuel Substitution | 76102.1082 | 80006.9923 | 84271.1295 | 88905.2199 | 93597.8166 | 0 | 0 | 0 | 0 | 0 | 0 | 0 | 0
Scenario 2: High TRC | PG&E | Com | WaterHeat | Com ¦ Efficient Gas Water Heating Boiler (0.92 UEF) - ZEAS 2030 - Marine | Com - Other | Energy Efficiency | 8984795.641 | 9403847.7407 | 9846166.1482 | 10312354.3742 | 10803425.423 | 0 | 0 | 0 | 0 | 0 | 0 | 0 | 0
Scenario 2: High TRC | PG&E | Com | WaterHeat | Com ¦ Efficient Gas Water Heating Boiler (0.92 UEF) - ZEAS 2030 - Hot-Dry | Com - Other | Energy Efficiency | 6342878.2698 | 6638710.8806 | 6950968.4706 | 7280077.0954 | 7626751.9306 | 0 | 0 | 0 | 0 | 0 | 0 | 0 | 0
Scenario 2: High TRC | PG&E | Com | WaterHeat | Com ¦ Efficient Gas Water Heating Boiler (0.92 UEF) - ZEAS 2030 - Cold | Com - Other | Energy Efficiency | 13084.9326 | 13695.2154 | 14339.3818 | 15018.3107 | 15733.4776 | 0 | 0 | 0 | 0 | 0 | 0 | 0 | 0
Scenario 2: High TRC | PG&E | Com | WholeBlg | Com ¦ Com Title 24 2022 Code | Com - Other | Energy Efficiency | 0 | 0 | 0 | 0 | 0 | 0 | 0 | 0 | 0 | 0 | 0 | 0 | 0
Scenario 2: High TRC | PG&E | Com | FoodServ | Com ¦ ENERGY STAR Dishwasher - Tier 1 | Com - Other | Energy Efficiency | 0 | 0 | 0 | 0 | 0 | 0 | 0 | 0 | 0 | 0 | 0 | 0 | 0
Scenario 2: High TRC | PG&E | Com | FoodServ | Com ¦ ENERGY STAR Dishwasher - Tier 2 | Com - Other | Energy Efficiency | 8176778.8985 | 8527247.1512 | 8888106.5512 | 9260439.7307 | 9658528.2376 | 10087415.9534 | 10520698.003 | 10967924.4187 | 11431329.0947 | 11918080.82 | 12446109.2311 | 12991630.015 | 13564840.4079
Scenario 2: High TRC | PG&E | Com | FoodServ | Com ¦ ENERGY STAR Combination Oven - Electric | Com - Other | Energy Efficiency | 2071524.2109 | 2139792.5884 | 2201313.5267 | 2260043.6392 | 2334490.1433 | 2426902.601 | 2496076.3115 | 2552799.4475 | 2598610.6265 | 2639734.8422 | 2701679.1873 | 2749154.0992 | 2793615.1365
Scenario 2: High TRC | PG&E | Com | FoodServ | Com ¦ ENERGY STAR Steamer - Electric | Com - Other | Energy Efficiency | 0 | 0 | 0 | 0 | 0 | 0 | 0 | 0 | 0 | 0 | 0 | 0 | 0
Scenario 2: High TRC | PG&E | Com | FoodServ | Com ¦ ENERGY STAR Conveyor Broiler - Gas | Com - Other | Energy Efficiency | 2226008.5986 | 2322105.3997 | 2421414.0295 | 2524767.9832 | 2635794.1491 | 2755907.2552 | 2877582.2801 | 3002827.5055 | 3131990.3216 | 3267479.5113 | 3414160.1223 | 3565932.458 | 3725602.5154
Scenario 2: High TRC | PG&E | Com | FoodServ | Com ¦ ENERGY STAR Conveyor Oven - Gas | Com - Other | Energy Efficiency | 4457496.898 | 4659373.448 | 4871963.611 | 5095629.0764 | 5330812.1911 | 5579973.448 | 5843126.929 | 6120442.673 | 6412375.0488 | 6721422.1888 | 7048258.2751 | 7393931.2372 | 7759897.9559
Scenario 2: High TRC | PG&E | Com | FoodServ | Com ¦ ENERGY STAR Convection Oven - Electric | Com - Other | Energy Efficiency | 4119762.2799 | 4306278.2361 | 4502725.9785 | 4709345.3268 | 4926651.3855 | 5156880.3312 | 5400112.6961 | 5656412.403 | 5925924.6403 | 6211476.0454 | 6513478.3318 | 6832770.623 | 7170923.9083
Scenario 2: High TRC | PG&E | Com | FoodServ | Com ¦ High Performance Conveyor Toaster | Com - Other | Energy Efficiency | 4904735.5126 | 5066374.1427 | 5212036.9013 | 5351091.8381 | 5527358.3816 | 5746162.8061 | 5909944.9877 | 6044248.0183 | 6152714.8734 | 6250084.4337 | 6396749.69 | 6509155.7555 | 6614425.8881
Scenario 2: High TRC | PG&E | Com | FoodServ | Com ¦ ENERGY STAR Rack Oven - Gas | Com - Other | Energy Efficiency | 1900071.1924 | 1986123.9314 | 2076743.4997 | 2172084.0725 | 2272334.2065 | 2378542.7216 | 2490715.6204 | 2608925.3844 | 2733365.6947 | 2865101.4157 | 3004419.9271 | 3151767.9236 | 3307766.4213
Scenario 2: High TRC | PG&E | Com | FoodServ | Com ¦ Electric Deck Oven (60% cooking efficiency) | Com - Other | Energy Efficiency | 132776.7792 | 137152.5211 | 141095.7779 | 144860.1535 | 149631.8897 | 155555.1748 | 159988.9451 | 163624.6812 | 166561.0025 | 169196.9075 | 173167.3031 | 176210.2634 | 179060.0458
Scenario 2: High TRC | PG&E | Com | FoodServ | Com ¦ Demand Controlled Ventilation (DCV) Exhaust Hood | Com - Other | Energy Efficiency | 126933.3432 | 134035.1511 | 142311.9047 | 149941.6015 | 156996.5321 | 167926.5771 | 179573.8922 | 190126.8214 | 197883.4623 | 207924.1557 | 219300.9502 | 230444.5729 | 242819.0453
Scenario 2: High TRC | PG&E | Com | FoodServ | Com ¦ ENERGY STAR Griddle - Electric | Com - Other | Energy Efficiency | 259483.7627 | 268035.2126 | 275741.4632 | 283098.1286 | 292423.4645 | 303999.2559 | 312664.1098 | 319769.3769 | 325507.7878 | 330659.0992 | 338418.3866 | 344365.2004 | 349934.4895
Scenario 2: High TRC | PG&E | Com | FoodServ | Com ¦ ENERGY STAR Fryer - Tier 1 Gas | Com - Other | Energy Efficiency | 13110.1143 | 13975.3915 | 15012.6758 | 16027.1901 | 16961.629 | 18266.0377 | 19732.9697 | 21133.1692 | 22262.2905 | 23684.31 | 25237.6962 | 26852.6377 | 28652.7032
Scenario 2: High TRC | PG&E | Com | FoodServ | Com ¦ ENERGY STAR Fryer - Fuel Sub | Com - Other | Fuel Substitution | 6930408.5286 | 7293058.6406 | 7694787.299 | 8129533.6351 | 8562459.7466 | 8992487.2207 | 9502443.2661 | 10072526.0728 | 10701357.8631 | 11380805.076 | 12062607.2254 | 12819103.2604 | 13631111.4076
Scenario 2: High TRC | PG&E | Com | FoodServ | Com ¦ ENERGY STAR Steamer - Gas | Com - Other | Energy Efficiency | 12585.2264 | 13417.8713 | 14416.1934 | 15393.1046 | 16293.4907 | 17549.6858 | 18962.5355 | 20311.8046 | 21401.023 | 22772.2826 | 24270.4254 | 25828.3692 | 27565.0056
Scenario 2: High TRC | PG&E | Com | FoodServ | Com ¦ ENERGY STAR Steamer - Fuel Sub | Com - Other | Fuel Substitution | 1960539.6391 | 2056204.4015 | 2159742.7021 | 2270481.3894 | 2383511.8925 | 2498844.0165 | 2628723.645 | 2770462.4639 | 2924055.0198 | 3088531.2298 | 3257085.5825 | 3440504.9665 | 3636264.6227
Scenario 2: High TRC | PG&E | Com | FoodServ | Com ¦ ENERGY STAR Convection Oven - Gas | Com - Other | Energy Efficiency | 18695.241 | 19932.1275 | 21415.126 | 22866.3189 | 24203.8344 | 26069.901 | 28168.6764 | 30173.0037 | 31791.0278 | 33828.0216 | 36053.4995 | 38367.8109 | 40947.5687
Scenario 2: High TRC | PG&E | Com | FoodServ | Com ¦ ENERGY STAR Convection Oven - Fuel Sub | Com - Other | Fuel Substitution | 3925690.5432 | 4133630.3792 | 4364863.1315 | 4615576.8866 | 4864238.7478 | 5110123.3306 | 5404215.7527 | 5734239.7561 | 6099275.1308 | 6494230.6364 | 6889279.121 | 7328916.2044 | 7801221.1533
Scenario 2: High TRC | PG&E | Com | FoodServ | Com ¦ ENERGY STAR Griddle - Gas | Com - Other | Energy Efficiency | 92631.614 | 98760.1677 | 106108.1631 | 113298.5672 | 119925.7204 | 129171.75 | 139570.8115 | 149501.8989 | 157518.9223 | 167611.8663 | 178638.7154 | 190105.7194 | 202887.9633
Scenario 2: High TRC | PG&E | Com | FoodServ | Com ¦ ENERGY STAR Griddle - Fuel Sub | Com - Other | Fuel Substitution | 22919171.576 | 24165745.4891 | 25563271.2109 | 27084596.1367 | 28580741.5874 | 30045991.7319 | 31830613.5359 | 33849233.4365 | 36094671.6401 | 38530945.4166 | 40951715.7076 | 43662269.9691 | 46579365.9977
Scenario 2: High TRC | PG&E | Com | FoodServ | Com ¦ ENERGY STAR Combination Oven - Gas | Com - Other | Energy Efficiency | 121670.1689 | 127178.6003 | 1498.0195 | 1599.5325 | 1693.0937 | 1823.6278 | 1970.4402 | 2110.6459 | 2223.829 | 2366.3197 | 2521.9952 | 2683.8846 | 2864.3425
Scenario 2: High TRC | PG&E | Com | FoodServ | Com ¦ ENERGY STAR Combination Oven - Fuel Sub | Com - Other | Fuel Substitution | 0 | 0 | 249163.0621 | 265990.4693 | 282075.9088 | 297308.3063 | 317050.8199 | 339962.9281 | 365907.1043 | 394300.0416 | 421936.4609 | 453478.051 | 487606.92
Scenario 2: High TRC | PG&E | Com | FoodServ | Com ¦ ENERGY STAR Fryer - Tier 1 Gas - Panel Upgrade | Com - Other | Energy Efficiency | 21572.7277 | 22996.5436 | 24703.3977 | 26372.7837 | 27910.4054 | 30056.8134 | 32470.6539 | 34774.6859 | 36632.658 | 38972.5948 | 41528.6959 | 44186.0863 | 47148.099
Scenario 2: High TRC | PG&E | Com | FoodServ | Com ¦ ENERGY STAR Fryer - Fuel Sub - Panel Upgrade | Com - Other | Fuel Substitution | 11404005.5683 | 12000747.2868 | 12661792.8571 | 13377169.1033 | 14089550.1651 | 14797161.5114 | 15636295.5331 | 16574368.2996 | 17609112.6742 | 18727144.8605 | 19849052.1011 | 21093868.328 | 22430029.8823
Scenario 2: High TRC | PG&E | Com | FoodServ | Com ¦ ENERGY STAR Steamer - Gas - Panel Upgrade | Com - Other | Energy Efficiency | 20709.0234 | 22079.1427 | 23721.8843 | 25329.3943 | 26810.9821 | 28878.0544 | 31202.9023 | 33423.1283 | 35215.44 | 37471.8512 | 39937.0493 | 42500.6498 | 45358.2896
Scenario 2: High TRC | PG&E | Com | FoodServ | Com ¦ ENERGY STAR Steamer - Fuel Sub - Panel Upgrade | Com - Other | Fuel Substitution | 3226073.1628 | 3383489.7824 | 3553862.33 | 3736083.1328 | 3922075.1248 | 4111854.4399 | 4325571.7122 | 4558803.3137 | 4811540.2707 | 5082186.3094 | 5359542.9426 | 5661360.0243 | 5983483.0565
Scenario 2: High TRC | PG&E | Com | FoodServ | Com ¦ ENERGY STAR Convection Oven - Gas - Panel Upgrade | Com - Other | Energy Efficiency | 30763.0686 | 32798.3685 | 35238.6465 | 37626.5882 | 39827.4736 | 42898.091 | 46351.6316 | 49649.7575 | 52312.2204 | 55664.0991 | 59326.1287 | 63134.3343 | 67379.3326
Scenario 2: High TRC | PG&E | Com | FoodServ | Com ¦ ENERGY STAR Convection Oven - Fuel Sub - Panel Upgrade | Com - Other | Fuel Substitution | 6459734.1743 | 6801899.7245 | 7182393.8302 | 7594943.9775 | 8004117.7279 | 8408721.4593 | 8892651.318 | 9435706.6886 | 10036373.3633 | 10686273.6928 | 11336327.0192 | 12059751.0029 | 12836930.0459
Scenario 2: High TRC | PG&E | Com | FoodServ | Com ¦ ENERGY STAR Griddle - Gas - Panel Upgrade | Com - Other | Energy Efficiency | 152425.5658 | 162510.1172 | 174601.2631 | 186433.0921 | 197338.0901 | 212552.4564 | 229664.1396 | 246005.7701 | 259197.8033 | 275805.7694 | 293950.4788 | 312819.4641 | 333852.6804
Scenario 2: High TRC | PG&E | Com | FoodServ | Com ¦ ENERGY STAR Griddle - Fuel Sub - Panel Upgrade | Com - Other | Fuel Substitution | 37713557.461 | 39764798.1328 | 42064430.4052 | 44567774.5953 | 47029685.8925 | 49440758.8816 | 52377358.7813 | 55699003.1679 | 59393877.6724 | 63402772.6167 | 67386156.5348 | 71846380.7428 | 76646469.975
Scenario 2: High TRC | PG&E | Com | FoodServ | Com ¦ ENERGY STAR Combination Oven - Gas - Panel Upgrade | Com - Other | Energy Efficiency | 200208.5848 | 209272.7232 | 2464.995 | 2632.035 | 2785.9902 | 3000.7844 | 3242.3646 | 3473.0733 | 3659.3165 | 3893.7854 | 4149.9497 | 4416.3393 | 4713.2831
Scenario 2: High TRC | PG&E | Com | FoodServ | Com ¦ ENERGY STAR Combination Oven - Fuel Sub - Panel Upgrade | Com - Other | Fuel Substitution | 0 | 0 | 409998.4778 | 437688.0209 | 464156.6542 | 489221.6045 | 521707.963 | 559409.8976 | 602101.1081 | 648821.7616 | 694297.5627 | 746199.3326 | 802358.4769
Scenario 2: High TRC | PG&E | Com | Lighting | Com ¦ LED Fixtures and Retrofit Kits - 140 lpw | Com - Other | Energy Efficiency | 0 | 0 | 0 | 0 | 0 | 0 | 0 | 0 | 0 | 0 | 0 | 0 | 0
Scenario 2: High TRC | SCE | Com | BldgEnv | Com ¦ Com Wall Insulation (R14) - Marine | Com - Other | Energy Efficiency | 24985.3145 | 26396.8407 | 27664.0712 | 28905.7025 | 30855.2998 | 33199.0015 | 34724.5247 | 35209.6507 | 0 | 0 | 0 | 0 | 0
Scenario 2: High TRC | SCE | Com | BldgEnv | Com ¦ Com Wall Insulation (R14) - Hot-Dry | Com - Other | Energy Efficiency | 275.5988 | 290.8848 | 306.5512 | 321.9006 | 340.2505 | 360.7022 | 379.8751 | 392.003 | 0 | 0 | 0 | 0 | 0
Scenario 2: High TRC | SCE | Com | BldgEnv | Com ¦ Com Wall Insulation (R14) - Cold | Com - Other | Energy Efficiency | 8.3128 | 8.7739 | 9.2465 | 9.7094 | 10.2629 | 10.8798 | 11.4581 | 11.8239 | 0 | 0 | 0 | 0 | 0
Scenario 2: High TRC | SCE | Com | HVAC | Com ¦ Small Unitary Heat Pump (SEER 16) - Hot-Dry | Com - Other | Energy Efficiency | 0 | 0 | 0 | 0 | 0 | 0 | 0 | 0 | 0 | 0 | 0 | 0 | 0
Scenario 2: High TRC | SCE | Com | HVAC | Com ¦ Small Unitary Heat Pump (SEER 16) - Cold | Com - Other | Energy Efficiency | 0 | 0 | 0 | 0 | 0 | 0 | 0 | 0 | 0 | 0 | 0 | 0 | 0
Scenario 2: High TRC | SCE | Com | HVAC | Com ¦ Small Unitary AC (SEER 16) - Hot-Dry | Com - Other | Energy Efficiency | 0 | 0 | 0 | 0 | 0 | 0 | 0 | 0 | 0 | 0 | 0 | 0 | 0
Scenario 2: High TRC | SCE | Com | HVAC | Com ¦ Small Unitary AC (SEER 16) - Cold | Com - Other | Energy Efficiency | 182659.6133 | 189188.8964 | 195011.1744 | 200210.9146 | 206719.716 | 214397.5937 | 219137.9734 | 221017.0927 | 0 | 0 | 0 | 0 | 0
Scenario 2: High TRC | SCE | Com | HVAC | Com ¦ Small Unitary AC (SEER 17) - Cold | Com - Other | Energy Efficiency | 0 | 0 | 0 | 0 | 0 | 0 | 0 | 0 | 0 | 0 | 0 | 0 | 0
Scenario 2: High TRC | SCE | Com | HVAC | Com ¦ Ductless Mini Split Heat Pump (SEER 18) - Hot-Dry | Com - Other | Energy Efficiency | 394594.3186 | 409655.5308 | 423398.9207 | 436032.9778 | 451562.3754 | 468715.2332 | 479344.3966 | 483886.4999 | 488255.4034 | 492309.0331 | 497599.9864 | 500089.6298 | 502765.1524
Scenario 2: High TRC | SCE | Com | HVAC | Com ¦ Ductless Mini Split Heat Pump (SEER 18) - Marine | Com - Other | Energy Efficiency | 91666.4822 | 95165.2866 | 98357.9534 | 101292.916 | 104900.4825 | 108885.188 | 111354.4025 | 112409.5587 | 113424.4796 | 114366.1606 | 115595.2788 | 116173.637 | 116795.176
Scenario 2: High TRC | SCE | Com | HVAC | Com ¦ Ductless Mini Split Heat Pump (SEER 18) - Cold | Com - Other | Energy Efficiency | 4849.3015 | 5034.3938 | 5203.2909 | 5358.5551 | 5549.401 | 5760.1983 | 5890.8236 | 5946.643 | 6000.3339 | 6050.1504 | 6115.1726 | 6145.7687 | 6178.6491
Scenario 2: High TRC | SCE | Com | HVAC | Com ¦ Demand Controlled Ventilation (HVAC) - Marine | Com - Other | Energy Efficiency | 138406.3219 | 147400.0358 | 156374.9817 | 164834.4887 | 174686.3234 | 185816.9987 | 195698.5182 | 202007.4071 | 206891.878 | 212942.0589 | 219728.1376 | 224934.7839 | 230783.3425
Scenario 2: High TRC | SCE | Com | HVAC | Com ¦ Demand Controlled Ventilation (HVAC) - Hot-Dry | Com - Other | Energy Efficiency | 777857.896 | 828403.5017 | 878843.6296 | 926386.9366 | 981755.2703 | 1044310.8212 | 1099845.9863 | 1135302.5968 | 1162753.8302 | 1196756.4748 | 1234894.9419 | 1264156.8341 | 1297026.3408
Scenario 2: High TRC | SCE | Com | HVAC | Com ¦ Demand Controlled Ventilation (HVAC) - Cold | Com - Other | Energy Efficiency | 1065749.8751 | 1114051.4316 | 1183740.383 | 1246598.332 | 1334625.4713 | 1439314.6265 | 1514038.238 | 1543346.9496 | 69559.0208 | 71593.1493 | 73874.6936 | 75625.2177 | 77591.5588
Scenario 2: High TRC | SCE | Com | WaterHeat | Com ¦ Com Heat Pump Water Heater (3.3 UEF - 50 Gal) - Marine | Com - Other | Energy Efficiency | 26640249.2236 | 28029087.9655 | 29411965.3116 | 30783032.5596 | 32344120.757 | 33851018.3193 | 34842905.102 | 35396658.6575 | 35885390.8592 | 36276523.8302 | 36901991.8238 | 37371774.2031 | 37803308.2035
Scenario 2: High TRC | SCE | Com | WaterHeat | Com ¦ Com Heat Pump Water Heater (3.3 UEF - 50 Gal) - Hot-Dry | Com - Other | Energy Efficiency | 104368939.4333 | 109817320.8993 | 115242264.6406 | 120620826.6036 | 126745148.6321 | 132656746.916 | 136546966.155 | 138717581.216 | 140632992.1556 | 142165281.695 | 144617250.928 | 146458152.7612 | 148148886.8743
Scenario 2: High TRC | SCE | Com | WaterHeat | Com ¦ Com Heat Pump Water Heater (3.3 UEF - 50 Gal) - Cold | Com - Other | Energy Efficiency | 1786289.7193 | 1879223.5037 | 1971759.7247 | 2063507.0107 | 2167961.3304 | 2268793.0325 | 2335189.1756 | 2372289.136 | 2405041.5276 | 2431269.4185 | 2473167.6054 | 2504656.4045 | 2533588.9674
Scenario 2: High TRC | SCE | Com | FoodServ | Com ¦ ENERGY STAR Combination Oven - Electric | Com - Other | Energy Efficiency | 0 | 0 | 0 | 0 | 0 | 0 | 0 | 0 | 0 | 0 | 0 | 0 | 0
Scenario 2: High TRC | SCE | Com | FoodServ | Com ¦ ENERGY STAR Conveyor Broiler - Gas | Com - Other | Energy Efficiency | 0 | 0 | 0 | 0 | 0 | 680034.8344 | 700744.5258 | 711849.9642 | 721001.6649 | 727712.1155 | 738411.6681 | 745333.5103 | 751747.4566
Scenario 2: High TRC | SCE | Com | FoodServ | Com ¦ High Performance Conveyor Toaster | Com - Other | Energy Efficiency | 0 | 0 | 0 | 0 | 0 | 8774417.293 | 9041632.2428 | 9184924.5356 | 9303007.9596 | 9389592.1914 | 9527647.3827 | 9616959.178 | 9699717.6459
Scenario 2: High TRC | SCE | Com | FoodServ | Com ¦ Electric Deck Oven (60% cooking efficiency) | Com - Other | Energy Efficiency | 0 | 0 | 0 | 0 | 0 | 0 | 0 | 0 | 0 | 0 | 0 | 0 | 0
Scenario 2: High TRC | SCE | Com | FoodServ | Com ¦ Demand Controlled Ventilation (DCV) Exhaust Hood | Com - Other | Energy Efficiency | 130461.9203 | 139264.4644 | 148141.6121 | 156638.7533 | 166500.0234 | 177253.226 | 186782.8926 | 192976.5258 | 197809.3095 | 203735.1141 | 210410.479 | 215589.0154 | 221375.027
Scenario 2: High TRC | SCE | Com | FoodServ | Com ¦ ENERGY STAR Griddle - Electric | Com - Other | Energy Efficiency | 0 | 0 | 0 | 0 | 0 | 0 | 0 | 0 | 0 | 0 | 0 | 0 | 0
Scenario 2: High TRC | SCE | Com | Lighting | Com ¦ LED High and Low Bay - 155 lpw | Com - Other | Energy Efficiency | 0 | 0 | 0 | 0 | 0 | 0 | 0 | 0 | 0 | 0 | 0 | 0 | 0
Scenario 2: High TRC | SCE | Com | Lighting | Com ¦ LED Fixtures and Retrofit Kits - 140 lpw - RET | Com - Other | Energy Efficiency | 0 | 0 | 0 | 0 | 0 | 0 | 0 | 0 | 0 | 0 | 0 | 0 | 0
Scenario 2: High TRC | SCE | Com | Lighting | Com ¦ LED Fixtures and Retrofit Kits - 140 lpw | Com - Other | Energy Efficiency | 0 | 0 | 0 | 0 | 0 | 0 | 0 | 0 | 0 | 0 | 0 | 0 | 0
Scenario 2: High TRC | SCG | Com | AppPlug | Com ¦ Pool Cover | Com - Other | Energy Efficiency | 70821.8273 | 76096.4267 | 81846.8148 | 87852.1027 | 1841468.1234 | 2117295.6873 | 2118348.805 | 2219090.1336 | 2324574.4752 | 2436512.7131 | 2554777.8002 | 2679358.4014 | 2811653.9704
Scenario 2: High TRC | SCG | Com | BldgEnv | Com ¦ Com Wall Insulation (R14) - Marine | Com - Other | Energy Efficiency | 1999947.4745 | 2090970.4873 | 2186391.2217 | 2286725.8823 | 2385323.9795 | 2510959.8127 | 2620845.617 | 2744548.3145 | 2875064.0078 | 3012952.4289 | 3158634.7757 | 3312593.5115 | 3475456.7513
Scenario 2: High TRC | SCG | Com | BldgEnv | Com ¦ Com Wall Insulation (R14) - Hot-Dry | Com - Other | Energy Efficiency | 7894.6865 | 8499.8601 | 9162.8694 | 9858.5041 | 448.6041 | 22106.1366 | 12312.8169 | 13229.2111 | 14118.8934 | 15138.5221 | 16251.6145 | 17404.1896 | 18684.6717
Scenario 2: High TRC | SCG | Com | BldgEnv | Com ¦ Com Wall Insulation (R14) - Cold | Com - Other | Energy Efficiency | 11348.852 | 11865.369 | 12406.8411 | 12976.1976 | 13535.6999 | 14248.6299 | 14872.1852 | 15574.1454 | 16314.7665 | 17097.2247 | 17923.9101 | 18797.5605 | 19721.7402
Scenario 2: High TRC | SCG | Com | HVAC | Com ¦ Demand Controlled Ventilation (HVAC) - Marine | Com - Other | Energy Efficiency | 347377.2678 | 373717.577 | 402545.2854 | 432750.6066 | 19675.5557 | 968743.6193 | 11068791.1339 | 11601262.5499 | 617149.5629 | 661165.4272 | 709193.3996 | 758884.6677 | 814092.9894
Scenario 2: High TRC | SCG | Com | HVAC | Com ¦ Demand Controlled Ventilation (HVAC) - Hot-Dry | Com - Other | Energy Efficiency | 1184045.2247 | 1273826.9125 | 1372086.9702 | 1475042.6605 | 67064.6873 | 3301989.9769 | 1837591.3602 | 1972682.6479 | 2103571.709 | 2253601.0251 | 2417305.7251 | 2586679.8153 | 2774858.9386
Scenario 2: High TRC | SCG | Com | HVAC | Com ¦ Demand Controlled Ventilation (HVAC) - Cold | Com - Other | Energy Efficiency | 665710.8423 | 696695.2732 | 729213.6125 | 763373.7242 | 764041.4045 | 874456.1944 | 877460.5184 | 919671.3288 | 963924.7694 | 1010918.3863 | 1060672.5109 | 1113169.1422 | 1168892.2581
Scenario 2: High TRC | SCG | Com | HVAC | Com ¦ HVAC Energy Management System (Elec SC and Gas SH) - Marine | Com - Other | Energy Efficiency | 0 | 0 | 0 | 64889.4101 | 2950.2794 | 145259.6508 | 80838.4886 | 86781.3635 | 0 | 99139.3978 | 106341.021 | 113792.0494 | 122070.3404
Scenario 2: High TRC | SCG | Com | HVAC | Com ¦ HVAC Energy Management System (Elec SC and Gas SH) - Hot-Dry | Com - Other | Energy Efficiency | 0 | 0 | 348385.2918 | 374526.6728 | 17028.3307 | 838405.1205 | 466581.0668 | 500881.9666 | 534115.883 | 572209.6834 | 613775.7873 | 656781.4008 | 704561.7822
Scenario 2: High TRC | SCG | Com | HVAC | Com ¦ HVAC Energy Management System (Elec SC and Gas SH) - Cold | Com - Other | Energy Efficiency | 65161.2183 | 68194.0415 | 71377.0069 | 74720.6726 | 74786.0266 | 85593.6652 | 85887.735 | 90019.4205 | 94351.043 | 98950.88 | 103820.9214 | 108959.4053 | 114413.7045
Scenario 2: High TRC | SCG | Com | WaterHeat | Com ¦ Com Hot Water Tank Insulation - Marine | Com - Other | Energy Efficiency | 210192.7928 | 219699.5373 | 229598.6219 | 239983.9261 | 250892.4231 | 262358.0294 | 274429.2476 | 287153.2257 | 300567.3607 | 314710.7181 | 329621.4881 | 345368.8051 | 362026.7574
Scenario 2: High TRC | SCG | Com | WaterHeat | Com ¦ Com Hot Water Tank Insulation - Hot-Dry | Com - Other | Energy Efficiency | 1140116.3822 | 1191682.3521 | 1245376.4314 | 1301707.8368 | 1360877.1165 | 1423068.2381 | 1488544.2873 | 1557561.0017 | 1630321.2274 | 1707036.862 | 1787915.0543 | 1873330.7996 | 1963685.9641
Scenario 2: High TRC | SCG | Com | WaterHeat | Com ¦ Com Hot Water Tank Insulation - Cold | Com - Other | Energy Efficiency | 2854.0175 | 2983.101 | 3117.5117 | 3258.5243 | 3406.6409 | 3562.322 | 3726.2262 | 3898.9935 | 4081.1319 | 4273.1718 | 4475.6316 | 4689.4502 | 4915.6334
Scenario 2: High TRC | SCG | Com | WaterHeat | Com ¦ Faucet Aerators (Gas WH) - Marine | Com - Other | Energy Efficiency | 130246.6135 | 136138.2676 | 142270.8912 | 148704.4598 | 155461.9478 | 162563.6254 | 170040.2213 | 177920.781 | 0 | 0 | 0 | 0 | 0
Scenario 2: High TRC | SCG | Com | WaterHeat | Com ¦ Faucet Aerators (Gas WH) - Hot-Dry | Com - Other | Energy Efficiency | 0 | 0 | 0 | 0 | 0 | 0 | 906766.8664 | 948791.2205 | 0 | 0 | 0 | 0 | 0
Scenario 2: High TRC | SCG | Com | WaterHeat | Com ¦ Faucet Aerators (Gas WH) - Cold | Com - Other | Energy Efficiency | 2073.889 | 2167.7006 | 2265.3491 | 2367.7894 | 2475.3874 | 2588.4659 | 2707.5142 | 2832.9946 | 0 | 0 | 0 | 0 | 0
Scenario 2: High TRC | SCG | Com | WaterHeat | Com ¦ Low-flow Pre-Rinse Spray Valve - Marine | Com - Other | Energy Efficiency | 54148.7826 | 56625.3517 | 59219.2565 | 61944.213 | 63732.2941 | 68966.5216 | 71020.4507 | 74376.8629 | 77908.6999 | 81645.3711 | 85595.2792 | 89766.8142 | 94184.1174
Scenario 2: High TRC | SCG | Com | WaterHeat | Com ¦ Low-flow Pre-Rinse Spray Valve - Hot-Dry | Com - Other | Energy Efficiency | 292159.1009 | 305521.3996 | 319516.7815 | 334219.2515 | 343866.8213 | 372108.0322 | 383189.982 | 401299.4633 | 420355.4474 | 440516.6114 | 461828.293 | 484335.7595 | 508169.2652
Scenario 2: High TRC | SCG | Com | WaterHeat | Com ¦ Low-flow Pre-Rinse Spray Valve - Cold | Com - Other | Energy Efficiency | 777.6773 | 813.2454 | 850.4987 | 889.6342 | 915.3144 | 990.4876 | 1019.9859 | 1068.1902 | 1118.9139 | 1172.5795 | 1229.3075 | 1289.2185 | 1352.6592
Scenario 2: High TRC | SCG | Com | WaterHeat | Com ¦ Com Hot Water Pipe Insulation - Marine | Com - Other | Energy Efficiency | 11065960.4987 | 11566282.1141 | 12088901.892 | 12637478.1054 | 13214133.4882 | 13820857.7917 | 14459945.5144 | 15133688.2103 | 15843866.6482 | 16592996.2164 | 17383769.9376 | 18219397.3805 | 19103158.0185
Scenario 2: High TRC | SCG | Com | WaterHeat | Com ¦ Com Hot Water Pipe Insulation - Hot-Dry | Com - Other | Energy Efficiency | 49929209.5266 | 52186642.3787 | 54544683.7251 | 57019839.5601 | 59621687.5817 | 62359205.4752 | 65242745.9339 | 68282648.3658 | 71486947.5346 | 74866992.7803 | 78434934.9231 | 82205255.4201 | 86192751.1343
Scenario 2: High TRC | SCG | Com | WaterHeat | Com ¦ Com Hot Water Pipe Insulation - Cold | Com - Other | Energy Efficiency | 137285.6538 | 143492.7047 | 149976.3893 | 156782.0926 | 163936.1495 | 171463.2451 | 179391.8452 | 187750.3792 | 196560.9394 | 205854.732 | 215665.1671 | 226032.063 | 236996.1051
Scenario 2: High TRC | SCG | Com | WaterHeat | Com ¦ Com Efficient Tankless Gas Water Heater (0.87 UEF - High Draw) - ZEAS 2030 - Marine | Com - Other | Energy Efficiency | 688416.3732 | 741187.4933 | 799001.8791 | 859661.2026 | 39118.2582 | 0 | 0 | 0 | 0 | 0 | 0 | 0 | 0
Scenario 2: High TRC | SCG | Com | WaterHeat | Com ¦ Com Efficient Tankless Gas Water Heater (0.87 UEF - High Draw) - ZEAS 2030 - Hot-Dry | Com - Other | Energy Efficiency | 1880195.5787 | 2024323.5083 | 2182225.5525 | 2347897.6607 | 106839.3765 | 0 | 0 | 0 | 0 | 0 | 0 | 0 | 0
Scenario 2: High TRC | SCG | Com | WaterHeat | Com ¦ Com Efficient Tankless Gas Water Heater (0.87 UEF - High Draw) - ZEAS 2030 - Cold | Com - Other | Energy Efficiency | 9219.2017 | 9925.9071 | 10700.1514 | 11512.4949 | 523.8677 | 0 | 0 | 0 | 0 | 0 | 0 | 0 | 0
Scenario 2: High TRC | SCG | Com | WaterHeat | Com ¦ Com Efficient Tankless Gas Water Heater (0.87 UEF - High Draw) - Panel Upgrade - ZEAS 2030 - Marine | Com - Other | Energy Efficiency | 571158.6393 | 614941.2719 | 662908.1524 | 713235.3934 | 32455.2582 | 0 | 0 | 0 | 0 | 0 | 0 | 0 | 0
Scenario 2: High TRC | SCG | Com | WaterHeat | Com ¦ Com Efficient Tankless Gas Water Heater (0.87 UEF - High Draw) - Panel Upgrade - ZEAS 2030 - Hot-Dry | Com - Other | Energy Efficiency | 1559942.4856 | 1679521.1525 | 1810527.7935 | 1947981.0262 | 88641.4607 | 0 | 0 | 0 | 0 | 0 | 0 | 0 | 0
Scenario 2: High TRC | SCG | Com | WaterHeat | Com ¦ Com Efficient Tankless Gas Water Heater (0.87 UEF - High Draw) - Panel Upgrade - ZEAS 2030 - Cold | Com - Other | Energy Efficiency | 7648.8981 | 8235.2306 | 8877.5982 | 9551.5754 | 434.6375 | 0 | 0 | 0 | 0 | 0 | 0 | 0 | 0
Scenario 2: High TRC | SCG | Com | WaterHeat | Com ¦ Efficient Gas Water Heating Boiler (0.92 UEF) - ZEAS 2030 - Marine | Com - Other | Energy Efficiency | 2906760.8453 | 3045869.3632 | 3192607.3539 | 3347437.2747 | 3452523.9299 | 0 | 0 | 0 | 0 | 0 | 0 | 0 | 0
Scenario 2: High TRC | SCG | Com | WaterHeat | Com ¦ Efficient Gas Water Heating Boiler (0.92 UEF) - ZEAS 2030 - Hot-Dry | Com - Other | Energy Efficiency | 15836831.8673 | 16594733.3002 | 17394202.1972 | 18237758.1529 | 18810299.1284 | 0 | 0 | 0 | 0 | 0 | 0 | 0 | 0
Scenario 2: High TRC | SCG | Com | WaterHeat | Com ¦ Efficient Gas Water Heating Boiler (0.92 UEF) - ZEAS 2030 - Cold | Com - Other | Energy Efficiency | 40144.1131 | 42065.2853 | 44091.8251 | 46230.1193 | 47681.4291 | 0 | 0 | 0 | 0 | 0 | 0 | 0 | 0
Scenario 2: High TRC | SCG | Com | FoodServ | Com ¦ ENERGY STAR Dishwasher - Tier 1 | Com - Other | Energy Efficiency | 0 | 0 | 0 | 0 | 0 | 0 | 0 | 0 | 0 | 0 | 0 | 0 | 0
Scenario 2: High TRC | SCG | Com | FoodServ | Com ¦ ENERGY STAR Dishwasher - Tier 2 | Com - Other | Energy Efficiency | 11775631.9955 | 12329669.4615 | 12913297.987 | 13528433.9474 | 13941481.1521 | 15111672.3726 | 15588429.0076 | 16353867.4756 | 17161117.2258 | 18016594.3525 | 18922337.777 | 19880303.3418 | 20895620.5819
Scenario 2: High TRC | SCG | Com | FoodServ | Com ¦ ENERGY STAR Conveyor Broiler - Gas | Com - Other | Energy Efficiency | 3586640.5181 | 3753692.8945 | 3929487.2762 | 4114649.0807 | 4238156.236 | 4591552.3096 | 4733966.671 | 4963831.7185 | 5206114.9297 | 5462740.0575 | 5734305.0453 | 6021394.2969 | 6325660.1107
Scenario 2: High TRC | SCG | Com | FoodServ | Com ¦ ENERGY STAR Conveyor Oven - Gas | Com - Other | Energy Efficiency | 5922203.1457 | 6198037.3431 | 6488306.1992 | 6794042.3931 | 6997975.4218 | 7581497.3355 | 7816649.6388 | 8196199.1088 | 8596253.2509 | 9019988.535 | 9468392.2758 | 9942429.4312 | 10444828.25
Scenario 2: High TRC | SCG | Com | FoodServ | Com ¦ ENERGY STAR Rack Oven - Gas | Com - Other | Energy Efficiency | 2524422.9778 | 2642001.2116 | 2765732.4231 | 2896056.8065 | 2982986.1486 | 3231720.6298 | 3331957.63 | 3493745.9679 | 3664274.7126 | 3844897.8796 | 4036036.3257 | 4238101.3779 | 4452255.9907
Scenario 2: High TRC | SCG | Com | FoodServ | Com ¦ Demand Controlled Ventilation (DCV) Exhaust Hood | Com - Other | Energy Efficiency | 90529.8415 | 97394.3782 | 104907.155 | 112778.9509 | 5127.6382 | 252463.8611 | 140498.7336 | 150827.556 | 160835.0842 | 172306.0398 | 184822.5892 | 197772.6093 | 212160.4265
Scenario 2: High TRC | SCG | Com | FoodServ | Com ¦ ENERGY STAR Fryer - Tier 1 Gas | Com - Other | Energy Efficiency | 37073.8109 | 39861.4069 | 42908.8493 | 46098.2481 | 2094.5133 | 103055.1832 | 57311.8229 | 61482.3716 | 65515.7629 | 70138.7936 | 0 | 0 | 0
Scenario 2: High TRC | SCG | Com | FoodServ | Com ¦ ENERGY STAR Fryer - Tier 2 Gas | Com - Other | Energy Efficiency | 0 | 0 | 0 | 0 | 0 | 0 | 0 | 0 | 0 | 0 | 114073.4075 | 121979.112 | 130762.1406
Scenario 2: High TRC | SCG | Com | FoodServ | Com ¦ ENERGY STAR Steamer - Gas | Com - Other | Energy Efficiency | 35577.7754 | 38258.2057 | 41189.5671 | 44258.5041 | 2011.2628 | 98975.9391 | 55052.7047 | 59069.1435 | 62955.3131 | 67409.5984 | 72267.7371 | 77290.0535 | 82870.1954
Scenario 2: High TRC | SCG | Com | FoodServ | Com ¦ ENERGY STAR Convection Oven - Gas | Com - Other | Energy Efficiency | 52850.4665 | 56832.2216 | 61186.7327 | 65745.6111 | 2987.7129 | 147027.8704 | 81780.2994 | 87746.6832 | 93519.5533 | 100136.3542 | 107353.0756 | 114813.6817 | 123102.9325
Scenario 2: High TRC | SCG | Com | FoodServ | Com ¦ ENERGY STAR Griddle - Gas | Com - Other | Energy Efficiency | 261864.7175 | 281593.6102 | 303169.4427 | 325757.8792 | 14803.5891 | 728497.103 | 405206.9244 | 434769.3015 | 463372.8523 | 496157.9309 | 531915.5094 | 568881.4933 | 609953.2655
Scenario 2: High TRC | SCG | Com | FoodServ | Com ¦ ENERGY STAR Combination Oven - Gas | Com - Other | Energy Efficiency | 236411.212 | 247422.367 | 259009.746 | 271214.5728 | 279355.4713 | 10284.8151 | 5720.6519 | 6138.0092 | 6541.8299 | 7004.6848 | 7509.5051 | 8031.3854 | 8611.2307
Scenario 2: High TRC | SCG | Com | FoodServ | Com ¦ ENERGY STAR Fryer - Tier 1 Gas - Panel Upgrade | Com - Other | Energy Efficiency | 61005.054 | 65592.0506 | 70606.6251 | 75854.7893 | 3446.5271 | 169577.5765 | 94306.7562 | 101169.4051 | 107806.3612 | 115413.5704 | 0 | 0 | 0
Scenario 2: High TRC | SCG | Com | FoodServ | Com ¦ ENERGY STAR Fryer - Tier 2 Gas - Panel Upgrade | Com - Other | Energy Efficiency | 0 | 0 | 0 | 0 | 0 | 0 | 0 | 0 | 0 | 0 | 187708.0938 | 200716.9516 | 215169.4483
Scenario 2: High TRC | SCG | Com | FoodServ | Com ¦ ENERGY STAR Steamer - Gas - Panel Upgrade | Com - Other | Energy Efficiency | 58543.3236 | 62953.9787 | 67777.5416 | 72827.4856 | 3309.5383 | 162865.1697 | 90589.3712 | 97198.4319 | 103593.1343 | 110922.6725 | 118916.7525 | 127180.9875 | 136363.1258
Scenario 2: High TRC | SCG | Com | FoodServ | Com ¦ ENERGY STAR Convection Oven - Gas - Panel Upgrade | Com - Other | Energy Efficiency | 86965.5825 | 93517.5711 | 100682.9306 | 108184.5771 | 4916.2894 | 241934.7497 | 134569.6989 | 144387.3994 | 153886.6724 | 164774.6358 | 176649.7699 | 188926.2169 | 202566.201
Scenario 2: High TRC | SCG | Com | FoodServ | Com ¦ ENERGY STAR Griddle - Gas - Panel Upgrade | Com - Other | Energy Efficiency | 430899.0854 | 463363.0305 | 498866.12 | 536035.4521 | 24359.345 | 1198743.9103 | 666769.066 | 715414.0358 | 762481.2543 | 816429.1878 | 875268.3779 | 936096.0023 | 1003679.712
Scenario 2: High TRC | SCG | Com | FoodServ | Com ¦ ENERGY STAR Combination Oven - Gas - Panel Upgrade | Com - Other | Energy Efficiency | 389015.2747 | 407134.1595 | 426201.2222 | 446284.2971 | 459680.1671 | 16923.6905 | 9413.3478 | 10100.1103 | 10764.5984 | 11526.2274 | 12356.9105 | 13215.6659 | 14169.8028
Scenario 2: High TRC | SDG&E | Com | AppPlug | Com ¦ Pool Cover | Com - Other | Energy Efficiency | 14178.5886 | 15135.8453 | 16164.0551 | 17278.5433 | 18250.6762 | 19514.9434 | 20850.2612 | 22211.7935 | 23618.4017 | 25160.9118 | 26737.5484 | 28459.3586 | 30371.8409
Scenario 2: High TRC | SDG&E | Com | BldgEnv | Com ¦ Com Wall Insulation (R14) - Marine | Com - Other | Energy Efficiency | 286.1758 | 305.7897 | 84383.688 | 87996.2578 | 91846.0646 | 96010.003 | 100389.8218 | 104982.7107 | 482.8734 | 515.5035 | 548.9716 | 585.4652 | 626.0265
Scenario 2: High TRC | SDG&E | Com | BldgEnv | Com ¦ Com Wall Insulation (R14) - Hot-Dry | Com - Other | Energy Efficiency | 358.1387 | 381.2169 | 405.9095 | 432.6019 | 455.9664 | 487.4426 | 520.7549 | 554.6398 | 589.7215 | 628.2838 | 667.7165 | 710.3155 | 757.7472
Scenario 2: High TRC | SDG&E | Com | HVAC | Com ¦ Small Unitary AC (SEER 16) - Marine | Com - Other | Energy Efficiency | 691025.6464 | 708134.5659 | 723084.6477 | 736171.1962 | 752057.9039 | 776047.5811 | 797925.0579 | 818181.7758 | 0 | 0 | 0 | 0 | 0
Scenario 2: High TRC | SDG&E | Com | HVAC | Com ¦ Small Unitary AC (SEER 16) - Hot-Dry | Com - Other | Energy Efficiency | 0 | 0 | 0 | 0 | 0 | 3656952.5721 | 3755596.7499 | 3845537.686 | 0 | 0 | 0 | 0 | 0
Scenario 2: High TRC | SDG&E | Com | HVAC | Com ¦ Ductless Mini Split Heat Pump (SEER 18) - Marine | Com - Other | Energy Efficiency | 9143.4558 | 9253.0216 | 9301.5532 | 9296.0575 | 9340.2854 | 9528.5058 | 9642.9104 | 9700.4065 | 9751.7863 | 9789.3596 | 9860.0442 | 9850.3392 | 9844.1354
Scenario 2: High TRC | SDG&E | Com | HVAC | Com ¦ Demand Controlled Ventilation (HVAC) - Marine | Com - Other | Energy Efficiency | 87576.1049 | 92766.2878 | 98169.5529 | 103864.9667 | 108764.7802 | 115771.137 | 122943.9037 | 130035.6227 | 137301.6439 | 145244.6235 | 153392.0686 | 162051.6246 | 171710.8348
Scenario 2: High TRC | SDG&E | Com | HVAC | Com ¦ Demand Controlled Ventilation (HVAC) - Hot-Dry | Com - Other | Energy Efficiency | 385370.9339 | 409754.9283 | 435554.4607 | 463135.8529 | 487109.2216 | 519876.3139 | 553941.3467 | 588161.8667 | 623411.6501 | 662023.5739 | 701621.9073 | 744273.7711 | 791760.1443
Scenario 2: High TRC | SDG&E | Com | HVAC | Com ¦ HVAC Energy Management System (Elec SC and Gas SH) - Marine | Com - Other | Energy Efficiency | 14911.9584 | 15762.1224 | 16638.1792 | 17553.1918 | 18335.0616 | 19485.9687 | 20652.913 | 21794.9229 | 0 | 24233.8341 | 25539.6888 | 26915.3495 | 28451.7549
Scenario 2: High TRC | SDG&E | Com | HVAC | Com ¦ HVAC Energy Management System (Elec SC and Gas SH) - Hot-Dry | Com - Other | Energy Efficiency | 87542.7848 | 92624.4396 | 97886.1382 | 103405.6484 | 108137.244 | 115007.4039 | 122004.8994 | 128886.0594 | 135923.3685 | 143610.9484 | 151496.9382 | 159839.6706 | 169151.6345
Scenario 2: High TRC | SDG&E | Com | HVAC | Com ¦ Large Packaged Heat Pump (IEER 14.0) - Fuel Sub - ZEAS 2030 - Marine | Com - Other | Fuel Substitution | 550595.0705 | 588310.3872 | 629868.7096 | 675273.416 | 721796.943 | 0 | 0 | 0 | 0 | 0 | 0 | 0 | 0
Scenario 2: High TRC | SDG&E | Com | HVAC | Com ¦ Large Packaged Heat Pump (IEER 14.0) - Fuel Sub - ZEAS 2030 - Hot-Dry | Com - Other | Fuel Substitution | 0 | 0 | 2724606.9547 | 2931602.0296 | 3143315.247 | 0 | 0 | 0 | 0 | 0 | 0 | 0 | 0
Scenario 2: High TRC | SDG&E | Com | HVAC | Com ¦ Large Packaged Heat Pump (IEER 14.0) - Fuel Sub - Panel Upgrade - ZEAS 2030 - Marine | Com - Other | Fuel Substitution | 125811.65 | 134429.6462 | 143925.7739 | 154300.8051 | 164931.4882 | 0 | 0 | 0 | 0 | 0 | 0 | 0 | 0
Scenario 2: High TRC | SDG&E | Com | HVAC | Com ¦ Large Packaged Heat Pump (IEER 14.0) - Fuel Sub - Panel Upgrade - ZEAS 2030 - Hot-Dry | Com - Other | Fuel Substitution | 0 | 0 | 622576.0363 | 669874.6652 | 718251.3955 | 0 | 0 | 0 | 0 | 0 | 0 | 0 | 0
Scenario 2: High TRC | SDG&E | Com | HVAC | Com ¦ Small Packaged Heat Pump (SEER 15) - Fuel Sub - ZEAS 2030 - Marine | Com - Other | Fuel Substitution | 0 | 0 | 0 | 0 | 0 | 0 | 0 | 0 | 0 | 0 | 0 | 0 | 0
Scenario 2: High TRC | SDG&E | Com | HVAC | Com ¦ Small Packaged Heat Pump (SEER 15) - Fuel Sub - ZEAS 2030 - Hot-Dry | Com - Other | Fuel Substitution | 0 | 0 | 0 | 0 | 0 | 0 | 0 | 0 | 0 | 0 | 0 | 0 | 0
Scenario 2: High TRC | SDG&E | Com | HVAC | Com ¦ Small Packaged Heat Pump (SEER 16) - Fuel Sub - ZEAS 2030 - Marine | Com - Other | Fuel Substitution | 274548.4191 | 286284.6838 | 298309.9718 | 310712.1654 | 324066.7893 | 0 | 0 | 0 | 0 | 0 | 0 | 0 | 0
Scenario 2: High TRC | SDG&E | Com | HVAC | Com ¦ Small Packaged Heat Pump (SEER 16) - Fuel Sub - ZEAS 2030 - Hot-Dry | Com - Other | Fuel Substitution | 1276227.9435 | 1330647.9898 | 1386278.246 | 1443540.5403 | 1505322.6258 | 0 | 0 | 0 | 0 | 0 | 0 | 0 | 0
Scenario 2: High TRC | SDG&E | Com | HVAC | Com ¦ Small Packaged Heat Pump (SEER 15) - Fuel Sub - Panel Upgrade - ZEAS 2030 - Marine | Com - Other | Fuel Substitution | 0 | 0 | 0 | 0 | 0 | 0 | 0 | 0 | 0 | 0 | 0 | 0 | 0
Scenario 2: High TRC | SDG&E | Com | HVAC | Com ¦ Small Packaged Heat Pump (SEER 15) - Fuel Sub - Panel Upgrade - ZEAS 2030 - Hot-Dry | Com - Other | Fuel Substitution | 0 | 0 | 0 | 0 | 0 | 0 | 0 | 0 | 0 | 0 | 0 | 0 | 0
Scenario 2: High TRC | SDG&E | Com | HVAC | Com ¦ Small Packaged Heat Pump (SEER 16) - Fuel Sub - Panel Upgrade - ZEAS 2030 - Marine | Com - Other | Fuel Substitution | 62734.6511 | 65416.402 | 68164.195 | 70998.1115 | 74049.6595 | 0 | 0 | 0 | 0 | 0 | 0 | 0 | 0
Scenario 2: High TRC | SDG&E | Com | HVAC | Com ¦ Small Packaged Heat Pump (SEER 16) - Fuel Sub - Panel Upgrade - ZEAS 2030 - Hot-Dry | Com - Other | Fuel Substitution | 291619.6529 | 304054.7004 | 316766.2823 | 329850.7869 | 343968.0693 | 0 | 0 | 0 | 0 | 0 | 0 | 0 | 0
Scenario 2: High TRC | SDG&E | Com | WaterHeat | Com ¦ Com Heat Pump Water Heater (3.3 UEF - 50 Gal) - Marine | Com - Other | Energy Efficiency | 4190033.7979 | 4337645.0546 | 4476631.0033 | 4605558.0223 | 4756544.786 | 4930799.3622 | 5048418.4105 | 5127160.121 | 5194730.9221 | 5244140.3255 | 5334359.2162 | 5398922.3721 | 5456093.5672
Scenario 2: High TRC | SDG&E | Com | WaterHeat | Com ¦ Com Heat Pump Water Heater (3.3 UEF - 50 Gal) - Hot-Dry | Com - Other | Energy Efficiency | 22132802.2847 | 22912633.3002 | 23646891.7265 | 24328003.0005 | 25125666.7079 | 26046262.9131 | 26667625.9597 | 27083581.0237 | 27440514.1391 | 27701490.7719 | 28178082.5311 | 28519121.6879 | 28821104.214
Scenario 2: High TRC | SDG&E | Com | WaterHeat | Com ¦ Com Hot Water Tank Insulation - Hot-Dry | Com - Other | Energy Efficiency | 226281.9977 | 236300.1908 | 246729.6144 | 257668.1303 | 269154.364 | 281223.7635 | 293926.9704 | 307313.2283 | 0 | 0 | 0 | 0 | 0
Scenario 2: High TRC | SDG&E | Com | WaterHeat | Com ¦ Low-flow Pre-Rinse Spray Valve - Hot-Dry | Com - Other | Energy Efficiency | 56825.9539 | 59372.3634 | 62037.9898 | 64840.6178 | 67772.1714 | 70876.5574 | 74146.5196 | 77589.0056 | 81216.8392 | 85050.232 | 89093.7431 | 93370.3151 | 97898.643
Scenario 2: High TRC | SDG&E | Com | WaterHeat | Com ¦ Com Hot Water Pipe Insulation - Hot-Dry | Com - Other | Energy Efficiency | 10336714.5948 | 10794386.1254 | 11272338.4281 | 11773884.1761 | 12300948.0641 | 12855334.9195 | 13439125.4801 | 14054398.3665 | 0 | 0 | 0 | 0 | 0
Scenario 2: High TRC | SDG&E | Com | WaterHeat | Com ¦ Com Efficient Tankless Gas Water Heater (0.87 UEF - High Draw) - ZEAS 2030 - Marine | Com - Other | Energy Efficiency | 129930.8534 | 139011.8147 | 148821.4094 | 159493.1068 | 168912.7298 | 0 | 0 | 0 | 0 | 0 | 0 | 0 | 0
Scenario 2: High TRC | SDG&E | Com | WaterHeat | Com ¦ Com Efficient Tankless Gas Water Heater (0.87 UEF - High Draw) - ZEAS 2030 - Hot-Dry | Com - Other | Energy Efficiency | 344713.5246 | 368805.7585 | 394831.0831 | 423143.5993 | 448134.2978 | 0 | 0 | 0 | 0 | 0 | 0 | 0 | 0
Scenario 2: High TRC | SDG&E | Com | WaterHeat | Com ¦ Com Heat Pump Water Heater (3.75 UEF - 50 Gal) - Fuel Sub - ZEAS 2030 - Marine | Com - Other | Fuel Substitution | 21022794.1601 | 22116108.0712 | 23309143.883 | 24612844.6195 | 25944575.5393 | 14737594.6939 | 15079288.8327 | 15307691.2407 | 15503873.3701 | 15646142.8917 | 15908793.2964 | 16095667.8298 | 16259870.6878
Scenario 2: High TRC | SDG&E | Com | WaterHeat | Com ¦ Com Heat Pump Water Heater (3.75 UEF - 50 Gal) - Fuel Sub - ZEAS 2030 - Hot-Dry | Com - Other | Fuel Substitution | 55331783.9905 | 58230564.8581 | 61394298.8614 | 64852069.6551 | 68384245.7433 | 38337979.5567 | 39233091.9345 | 39828667.9701 | 40338979.7554 | 40706692.664 | 41392466.4385 | 41877853.5003 | 42303207.8596
Scenario 2: High TRC | SDG&E | Com | WaterHeat | Com ¦ Com Efficient Tankless Gas Water Heater (0.87 UEF - High Draw) - Panel Upgrade - ZEAS 2030 - Marine | Com - Other | Energy Efficiency | 107799.774 | 115333.9782 | 123472.7078 | 132326.6985 | 140141.8802 | 0 | 0 | 0 | 0 | 0 | 0 | 0 | 0
Scenario 2: High TRC | SDG&E | Com | WaterHeat | Com ¦ Com Efficient Tankless Gas Water Heater (0.87 UEF - High Draw) - Panel Upgrade - ZEAS 2030 - Hot-Dry | Com - Other | Energy Efficiency | 285998.5836 | 305987.1952 | 327579.6349 | 351069.6895 | 371803.7306 | 0 | 0 | 0 | 0 | 0 | 0 | 0 | 0
Scenario 2: High TRC | SDG&E | Com | WaterHeat | Com ¦ Com Heat Pump Water Heater (3.75 UEF - 50 Gal) - Fuel Sub - Panel Upgrade - ZEAS 2030 - Marine | Com - Other | Fuel Substitution | 17441988.5614 | 18349078.6745 | 19338905.0897 | 20420546.9096 | 21525444.5409 | 12227345.0482 | 12510838.5371 | 12700337.2382 | 12863103.7301 | 12981140.531 | 13199053.7789 | 13354098.0346 | 13490332.274
Scenario 2: High TRC | SDG&E | Com | WaterHeat | Com ¦ Com Heat Pump Water Heater (3.75 UEF - 50 Gal) - Fuel Sub - Panel Upgrade - ZEAS 2030 - Hot-Dry | Com - Other | Fuel Substitution | 45907139.4646 | 48312171.9427 | 50937028.1762 | 53805838.0105 | 56736379.7101 | 31807884.1377 | 32550532.3193 | 33044664.0851 | 33468054.6322 | 33773135.1224 | 34342101.2759 | 34744812.5195 | 35097716.411
Scenario 2: High TRC | SDG&E | Com | WaterHeat | Com ¦ Com Heat Pump Water Heater (100+ Gal, 200+ kBtuh - 4.3 COP) - Fuel Sub - ZEAS 2030 - Marine | Com - Other | Fuel Substitution | 3293321.5482 | 3465779.589 | 3652749.3578 | 3855794.8665 | 4064479.5442 | 0 | 0 | 0 | 0 | 0 | 0 | 0 | 0
Scenario 2: High TRC | SDG&E | Com | WaterHeat | Com ¦ Com Heat Pump Water Heater (100+ Gal, 200+ kBtuh - 4.3 COP) - Fuel Sub - ZEAS 2030 - Hot-Dry | Com - Other | Fuel Substitution | 17404633.4625 | 18316749.9127 | 19305768.8201 | 20379982.0693 | 21483894.3458 | 0 | 0 | 0 | 0 | 0 | 0 | 0 | 0
Scenario 2: High TRC | SDG&E | Com | WaterHeat | Com ¦ Com Heat Pump Water Heater (100+ Gal, 200+ kBtuh - 4.3 COP) - Fuel Sub - Panel Upgrade - ZEAS 2030 - Marine | Com - Other | Fuel Substitution | 2732371.1746 | 2875454.4941 | 3030577.7639 | 3199038.5981 | 3372178.0834 | 0 | 0 | 0 | 0 | 0 | 0 | 0 | 0
Scenario 2: High TRC | SDG&E | Com | WaterHeat | Com ¦ Com Heat Pump Water Heater (100+ Gal, 200+ kBtuh - 4.3 COP) - Fuel Sub - Panel Upgrade - ZEAS 2030 - Hot-Dry | Com - Other | Fuel Substitution | 14440107.9826 | 15196863.9386 | 16017423.5815 | 16908666.4421 | 17824549.7045 | 0 | 0 | 0 | 0 | 0 | 0 | 0 | 0
Scenario 2: High TRC | SDG&E | Com | WaterHeat | Com ¦ Efficient Gas Water Heating Boiler (0.92 UEF) - ZEAS 2030 - Hot-Dry | Com - Other | Energy Efficiency | 3128680.5084 | 3275824.3902 | 3430947.1827 | 3594747.9259 | 3766816.0534 | 0 | 0 | 0 | 0 | 0 | 0 | 0 | 0
Scenario 2: High TRC | SDG&E | Com | FoodServ | Com ¦ ENERGY STAR Dishwasher - Tier 1 | Com - Other | Energy Efficiency | 0 | 0 | 0 | 0 | 0 | 0 | 0 | 0 | 0 | 0 | 0 | 0 | 0
Scenario 2: High TRC | SDG&E | Com | FoodServ | Com ¦ ENERGY STAR Dishwasher - Tier 2 | Com - Other | Energy Efficiency | 2146486.8611 | 2236940.7605 | 2329627.0628 | 2424967.8521 | 2526307.3467 | 2636337.8613 | 2747374.4891 | 2861318.2145 | 2980822.5252 | 3105480.1154 | 3240156.2709 | 3379411.3656 | 3526213.0433
Scenario 2: High TRC | SDG&E | Com | FoodServ | Com ¦ ENERGY STAR Combination Oven - Electric | Com - Other | Energy Efficiency | 0 | 0 | 0 | 0 | 608874.1222 | 630163.6583 | 645123.2362 | 655053.6148 | 662783.6768 | 667571.7476 | 676874.79 | 681990.0236 | 686438.1621
Scenario 2: High TRC | SDG&E | Com | FoodServ | Com ¦ ENERGY STAR Conveyor Broiler - Gas | Com - Other | Energy Efficiency | 626873.9919 | 653811.3916 | 681615.5767 | 710552.119 | 741435.6162 | 774984.2577 | 809010.488 | 843827.4605 | 880074.5137 | 917798.8173 | 958416.5615 | 1000548.9882 | 1045022.6227
Scenario 2: High TRC | SDG&E | Com | FoodServ | Com ¦ ENERGY STAR Conveyor Oven - Gas | Com - Other | Energy Efficiency | 975495.485 | 1020088.7587 | 1066990.0442 | 1116430.8916 | 1168271.2505 | 1223264.9331 | 1281299.6558 | 1342513.5669 | 1407129.735 | 1475488.1699 | 1547677.609 | 1624102.8909 | 1705098.836
Scenario 2: High TRC | SDG&E | Com | FoodServ | Com ¦ ENERGY STAR Convection Oven - Electric | Com - Other | Energy Efficiency | 1173513.4866 | 1227158.8482 | 1283580.7302 | 1343057.6853 | 1405421.2341 | 1471578.2069 | 1541393.5272 | 1615033.3864 | 1692766.1345 | 1775000.8004 | 1861844.1345 | 1953783.1546 | 2051220.6471
Scenario 2: High TRC | SDG&E | Com | FoodServ | Com ¦ High Performance Conveyor Toaster | Com - Other | Energy Efficiency | 1304158.8897 | 1341594.1166 | 1374161.7315 | 1403678.0067 | 1441627.6258 | 1492034.7333 | 1527454.4367 | 1550966.5349 | 1569268.9565 | 1580605.6431 | 1602632.401 | 1614743.7092 | 1625275.5402
Scenario 2: High TRC | SDG&E | Com | FoodServ | Com ¦ ENERGY STAR Rack Oven - Gas | Com - Other | Energy Efficiency | 415818.7682 | 434827.2828 | 454819.6201 | 475894.4816 | 497992.1689 | 521434.0051 | 546172.1277 | 572265.4243 | 599808.9813 | 628947.7325 | 659719.5034 | 692296.8624 | 726822.5313
Scenario 2: High TRC | SDG&E | Com | FoodServ | Com ¦ Demand Controlled Ventilation (DCV) Exhaust Hood | Com - Other | Energy Efficiency | 39243.2612 | 41036.7527 | 42754.676 | 44431.7933 | 45802.6517 | 48252.9776 | 50544.0936 | 52605.6765 | 54641.1926 | 56824.4323 | 59078.1672 | 61249.8842 | 63702.5576
Scenario 2: High TRC | SDG&E | Com | FoodServ | Com ¦ ENERGY STAR Fryer - Tier 1 Gas | Com - Other | Energy Efficiency | 0 | 7239.6099 | 7738.1372 | 8279.4292 | 8753.9389 | 9370.019 | 10021.8787 | 10688.1195 | 11377.8008 | 12134.6321 | 12909.6485 | 13756.514 | 14697.4337
Scenario 2: High TRC | SDG&E | Com | FoodServ | Com ¦ ENERGY STAR Fryer - Fuel Sub | Com - Other | Fuel Substitution | 2033647.8762 | 2144053.4922 | 2265714.1282 | 2397824.2271 | 2531110.7469 | 2663401.5179 | 2817662.6116 | 2991914.655 | 3181283.8438 | 3388027.4506 | 3598184.522 | 3829701.4939 | 4076621.5328
Scenario 2: High TRC | SDG&E | Com | FoodServ | Com ¦ ENERGY STAR Steamer - Gas | Com - Other | Energy Efficiency | 6500.3109 | 6945.1704 | 7424.643 | 7945.3755 | 8402.2162 | 8995.1375 | 9622.6356 | 10264.191 | 10928.5153 | 11657.6015 | 12404.449 | 13220.6383 | 14127.5418
Scenario 2: High TRC | SDG&E | Com | FoodServ | Com ¦ ENERGY STAR Steamer - Fuel Sub | Com - Other | Fuel Substitution | 564734.6104 | 592969.4587 | 623463.1374 | 656157.8704 | 689750.0904 | 723970.8572 | 762216.9412 | 804255.6877 | 849432.7154 | 898137.767 | 948400.9768 | 1002907.4994 | 1060866.1915
Scenario 2: High TRC | SDG&E | Com | FoodServ | Com ¦ ENERGY STAR Convection Oven - Gas | Com - Other | Energy Efficiency | 9656.1536 | 10316.9884 | 11029.2406 | 11802.7841 | 12481.4168 | 13362.1962 | 14294.3389 | 15247.3638 | 16234.2114 | 17317.2625 | 18426.6978 | 19639.1397 | 20986.3368
Scenario 2: High TRC | SDG&E | Com | FoodServ | Com ¦ ENERGY STAR Convection Oven - Fuel Sub | Com - Other | Fuel Substitution | 1155790.1433 | 1219419.084 | 1289759.8334 | 1366294.2185 | 1443289.5974 | 1519389.879 | 1608731.5971 | 1710074.5088 | 1820394.4162 | 1941060.435 | 2063444.4845 | 2198582.1069 | 2342773.9378
Scenario 2: High TRC | SDG&E | Com | FoodServ | Com ¦ ENERGY STAR Griddle - Gas | Com - Other | Energy Efficiency | 47844.534 | 51118.8534 | 54647.937 | 58480.7083 | 61843.2135 | 66207.3196 | 70825.922 | 75547.9916 | 80437.6475 | 85803.974 | 91301.0298 | 97308.4648 | 103983.5882
Scenario 2: High TRC | SDG&E | Com | FoodServ | Com ¦ ENERGY STAR Griddle - Fuel Sub | Com - Other | Fuel Substitution | 6797471.7045 | 7183051.7783 | 7612167.7826 | 8080994.4822 | 8549856.8614 | 9009212.6375 | 9556174.0817 | 10181961.1128 | 10865511.0283 | 11615987.2442 | 12373707.1305 | 13214347.0707 | 14112104.8709
Scenario 2: High TRC | SDG&E | Com | FoodServ | Com ¦ ENERGY STAR Combination Oven - Gas | Com - Other | Energy Efficiency | 34657.724 | 36242.0485 | 771.5116 | 825.6221 | 873.0934 | 934.7052 | 999.91 | 1066.5755 | 1135.6069 | 1211.3679 | 1288.9745 | 1373.7866 | 1468.025
Scenario 2: High TRC | SDG&E | Com | FoodServ | Com ¦ ENERGY STAR Combination Oven - Fuel Sub | Com - Other | Fuel Substitution | 0 | 0 | 76404.1785 | 81750.7398 | 86997.1436 | 91990.0151 | 98216.1248 | 105532.6856 | 113607.979 | 122574.5166 | 131505.3437 | 141554.7632 | 152315.2357
Scenario 2: High TRC | SDG&E | Com | FoodServ | Com ¦ ENERGY STAR Fryer - Tier 1 Gas - Panel Upgrade | Com - Other | Energy Efficiency | 0 | 11912.7972 | 12733.1252 | 13623.8226 | 14404.6296 | 15418.391 | 16491.0279 | 17587.329 | 18722.2013 | 19967.5693 | 21242.8608 | 22636.3803 | 24184.666
Scenario 2: High TRC | SDG&E | Com | FoodServ | Com ¦ ENERGY STAR Fryer - Fuel Sub - Panel Upgrade | Com - Other | Fuel Substitution | 3346372.9604 | 3528045.6936 | 3728238.5919 | 3945626.1092 | 4164949.4301 | 4382634.2437 | 4636471.2815 | 4923203.4798 | 5234810.9811 | 5575008.133 | 5920822.15 | 6301783.9397 | 6708091.5169
Scenario 2: High TRC | SDG&E | Com | FoodServ | Com ¦ ENERGY STAR Steamer - Gas - Panel Upgrade | Com - Other | Energy Efficiency | 10696.2788 | 11428.2963 | 12217.2696 | 13074.1364 | 13825.8689 | 14801.5226 | 15834.0723 | 16889.7535 | 17982.9008 | 19182.6141 | 20411.5537 | 21754.5953 | 23246.9075
Scenario 2: High TRC | SDG&E | Com | FoodServ | Com ¦ ENERGY STAR Steamer - Fuel Sub - Panel Upgrade | Com - Other | Fuel Substitution | 929272.2954 | 975732.813 | 1025910.2419 | 1079709.5117 | 1134985.5984 | 1191295.9607 | 1254229.9931 | 1323404.8618 | 1397743.7803 | 1477888.0717 | 1560596.3164 | 1650286.9434 | 1745658.1246
Scenario 2: High TRC | SDG&E | Com | FoodServ | Com ¦ ENERGY STAR Convection Oven - Gas - Panel Upgrade | Com - Other | Energy Efficiency | 15889.2263 | 16976.6317 | 18148.6445 | 19421.5124 | 20538.2044 | 21987.5292 | 23521.3725 | 25089.5774 | 26713.4379 | 28495.6013 | 30321.18 | 32316.2563 | 34533.0727
Scenario 2: High TRC | SDG&E | Com | FoodServ | Com ¦ ENERGY STAR Convection Oven - Fuel Sub - Panel Upgrade | Com - Other | Fuel Substitution | 1901855.7385 | 2006557.3288 | 2122303.218 | 2248240.7511 | 2374936.8507 | 2500160.0655 | 2647172.099 | 2813932.1282 | 2995463.8276 | 3194020.0809 | 3395403.3581 | 3617772.6733 | 3855040.7124
Scenario 2: High TRC | SDG&E | Com | FoodServ | Com ¦ ENERGY STAR Griddle - Gas - Panel Upgrade | Com - Other | Energy Efficiency | 78728.3072 | 84116.2085 | 89923.3248 | 96230.1602 | 101763.1714 | 108944.3196 | 116544.242 | 124314.4201 | 132360.3617 | 141190.6661 | 150236.0861 | 160121.3362 | 171105.2695
Scenario 2: High TRC | SDG&E | Com | FoodServ | Com ¦ ENERGY STAR Griddle - Fuel Sub - Panel Upgrade | Com - Other | Fuel Substitution | 11185257.6725 | 11819730.704 | 12525842.2243 | 13297297.7988 | 14068812.0842 | 14824683.2289 | 15724709.7323 | 16754443.9475 | 17879227.1418 | 19114137.7404 | 20360967.8179 | 21744243.0635 | 23221505.8986
Scenario 2: High TRC | SDG&E | Com | FoodServ | Com ¦ ENERGY STAR Combination Oven - Gas - Panel Upgrade | Com - Other | Energy Efficiency | 57029.3766 | 59636.3867 | 1269.5243 | 1358.5633 | 1436.6775 | 1538.0599 | 1645.3545 | 1755.0527 | 1868.6442 | 1993.3091 | 2121.011 | 2260.5695 | 2415.6391
Scenario 2: High TRC | SDG&E | Com | FoodServ | Com ¦ ENERGY STAR Combination Oven - Fuel Sub - Panel Upgrade | Com - Other | Fuel Substitution | 0 | 0 | 125723.2779 | 134521.0587 | 143154.03 | 151369.8133 | 161614.8933 | 173654.3134 | 186942.23 | 201696.6913 | 216392.391 | 232928.7373 | 250635.1233
Scenario 2: High TRC | PG&E | Com | BldgEnv | Com ¦ Com Wall Insulation (R14) - Marine | Com - Refrig. Warehouse | Energy Efficiency | 489.4706 | 513.1126 | 539.9344 | 570.535 | 605.1887 | 645.1424 | 683.619 | 725.6955 | 764.7785 | 808.6595 | 853.6381 | 902.8151 | 956.6799
Scenario 2: High TRC | PG&E | Com | BldgEnv | Com ¦ Com Wall Insulation (R14) - Hot-Dry | Com - Refrig. Warehouse | Energy Efficiency | 556.3182 | 580.6205 | 608.0156 | 639.2708 | 675.2874 | 718.1495 | 758.9549 | 803.4548 | 844.3757 | 890.4647 | 937.5473 | 988.3241 | 1044.0155
Scenario 2: High TRC | PG&E | Com | BldgEnv | Com ¦ Com Wall Insulation (R14) - Cold | Com - Refrig. Warehouse | Energy Efficiency | 3160.6738 | 3301.6966 | 3448.7135 | 3602.9591 | 3767.5455 | 3944.7035 | 4130.7051 | 4326.6638 | 4533.2761 | 4751.6875 | 4982.4243 | 5224.7809 | 5481.3942
Scenario 2: High TRC | PG&E | Com | WaterHeat | Com ¦ Com Heat Pump Water Heater (3.3 UEF - 50 Gal) - Marine | Com - Refrig. Warehouse | Energy Efficiency | 626202.1146 | 650803.6569 | 674348.5658 | 697075.9723 | 724097.4911 | 754278.9314 | 776382.9033 | 794536.4907 | 810246.8964 | 824643.4066 | 846063.0349 | 864004.4676 | 880828.1343
Scenario 2: High TRC | PG&E | Com | WaterHeat | Com ¦ Com Heat Pump Water Heater (3.3 UEF - 50 Gal) - Hot-Dry | Com - Refrig. Warehouse | Energy Efficiency | 461544.1938 | 479690.7959 | 497057.479 | 513820.7052 | 533752.6474 | 556016.3033 | 572319.0509 | 585706.4154 | 597290.773 | 607905.3508 | 623702.5987 | 636932.9088 | 649338.1845
Scenario 2: High TRC | PG&E | Com | WaterHeat | Com ¦ Com Heat Pump Water Heater (3.3 UEF - 50 Gal) - Cold | Com - Refrig. Warehouse | Energy Efficiency | 1349.1862 | 1402.2125 | 1452.9606 | 1501.9459 | 1560.1887 | 1625.2438 | 1672.8845 | 1712.0082 | 1745.8645 | 1776.888 | 1823.0525 | 1861.7181 | 1897.9736
Scenario 2: High TRC | PG&E | Com | WaterHeat | Com ¦ Com Hot Water Tank Insulation - Marine | Com - Refrig. Warehouse | Energy Efficiency | 0 | 0 | 0 | 0 | 0 | 28675.6184 | 30013.5001 | 31425.1174 | 0 | 34487.0611 | 36146.3774 | 37900.5593 | 39757.9985
Scenario 2: High TRC | PG&E | Com | WaterHeat | Com ¦ Com Hot Water Tank Insulation - Hot-Dry | Com - Refrig. Warehouse | Energy Efficiency | 0 | 0 | 0 | 0 | 0 | 20205.9871 | 21148.712 | 22143.394 | 0 | 24300.9619 | 25470.1825 | 26706.2493 | 28015.0752
Scenario 2: High TRC | PG&E | Com | WaterHeat | Com ¦ Com Hot Water Tank Insulation - Cold | Com - Refrig. Warehouse | Energy Efficiency | 0 | 0 | 0 | 0 | 39.407 | 41.2324 | 43.1561 | 45.1859 | 0 | 49.5886 | 51.9746 | 54.4969 | 57.1677
Scenario 2: High TRC | PG&E | Com | WaterHeat | Com ¦ Com Hot Water Pipe Insulation - Marine | Com - Refrig. Warehouse | Energy Efficiency | 0 | 0 | 0 | 2524120.8945 | 2640843.9687 | 2763779.6727 | 2893403.1256 | 3030191.5232 | 3174525.0759 | 3326930.4339 | 3487972.5022 | 3658320.7743 | 3838662.2124
Scenario 2: High TRC | PG&E | Com | WaterHeat | Com ¦ Com Hot Water Pipe Insulation - Hot-Dry | Com - Refrig. Warehouse | Energy Efficiency | 0 | 0 | 0 | 0 | 0 | 1651935.7237 | 1729412.8159 | 1811172.4594 | 0 | 1988535.949 | 2084792.2274 | 2186610.9067 | 2294402.5903
Scenario 2: High TRC | PG&E | Com | WaterHeat | Com ¦ Com Hot Water Pipe Insulation - Cold | Com - Refrig. Warehouse | Energy Efficiency | 0 | 0 | 0 | 0 | 3318.0881 | 3472.5506 | 3635.416 | 3807.2838 | 3988.6316 | 4180.1213 | 4382.4626 | 4596.4967 | 4823.0867
Scenario 2: High TRC | PG&E | Com | WaterHeat | Com ¦ Com Efficient Tankless Gas Water Heater (0.87 UEF - High Draw) - ZEAS 2030 - Marine | Com - Refrig. Warehouse | Energy Efficiency | 1904.0927 | 2000.0467 | 2109.1968 | 2233.7423 | 2373.8156 | 0 | 0 | 0 | 0 | 0 | 0 | 0 | 0
Scenario 2: High TRC | PG&E | Com | WaterHeat | Com ¦ Com Efficient Tankless Gas Water Heater (0.87 UEF - High Draw) - ZEAS 2030 - Hot-Dry | Com - Refrig. Warehouse | Energy Efficiency | 1424.4121 | 1496.1931 | 1577.8458 | 1671.0154 | 1775.8012 | 0 | 0 | 0 | 0 | 0 | 0 | 0 | 0
Scenario 2: High TRC | PG&E | Com | WaterHeat | Com ¦ Com Efficient Tankless Gas Water Heater (0.87 UEF - High Draw) - ZEAS 2030 - Cold | Com - Refrig. Warehouse | Energy Efficiency | 8.1821 | 8.6281 | 9.136 | 9.7006 | 10.3234 | 0 | 0 | 0 | 0 | 0 | 0 | 0 | 0
Scenario 2: High TRC | PG&E | Com | WaterHeat | Com ¦ Com Heat Pump Water Heater (3.75 UEF - 50 Gal) - Fuel Sub - ZEAS 2030 - Marine | Com - Refrig. Warehouse | Fuel Substitution | 315846.8846 | 332242.6546 | 350184.7574 | 369721.6989 | 389511.7713 | 255971.5577 | 263411.412 | 269501.12 | 274804.4758 | 279644.6913 | 286874.1194 | 292913.0514 | 298561.7906
Scenario 2: High TRC | PG&E | Com | WaterHeat | Com ¦ Com Heat Pump Water Heater (3.75 UEF - 50 Gal) - Fuel Sub - ZEAS 2030 - Hot-Dry | Com - Refrig. Warehouse | Fuel Substitution | 235185.6054 | 247414.5267 | 260803.3 | 275387.8181 | 290154.0109 | 189635.663 | 195149.9925 | 199663.1025 | 203593.0657 | 207179.5549 | 212537.6906 | 217012.9908 | 221198.9084
Scenario 2: High TRC | PG&E | Com | WaterHeat | Com ¦ Com Heat Pump Water Heater (3.75 UEF - 50 Gal) - Fuel Sub - ZEAS 2030 - Cold | Com - Refrig. Warehouse | Fuel Substitution | 1269.3094 | 1336.2911 | 1410.1563 | 1491.0765 | 1572.3848 | 1026.0749 | 1055.7816 | 1080.1206 | 1101.334 | 1120.7074 | 1149.5844 | 1173.7286 | 1196.3229
Scenario 2: High TRC | PG&E | Com | WaterHeat | Com ¦ Com Efficient Tankless Gas Water Heater (0.87 UEF - High Draw) - Panel Upgrade - ZEAS 2030 - Marine | Com - Refrig. Warehouse | Energy Efficiency | 1579.7693 | 1659.3794 | 1749.938 | 1853.2697 | 1969.4844 | 0 | 0 | 0 | 0 | 0 | 0 | 0 | 0
Scenario 2: High TRC | PG&E | Com | WaterHeat | Com ¦ Com Efficient Tankless Gas Water Heater (0.87 UEF - High Draw) - Panel Upgrade - ZEAS 2030 - Hot-Dry | Com - Refrig. Warehouse | Energy Efficiency | 1181.7924 | 1241.347 | 1309.0919 | 1386.3919 | 1473.3295 | 0 | 0 | 0 | 0 | 0 | 0 | 0 | 0
Scenario 2: High TRC | PG&E | Com | WaterHeat | Com ¦ Com Efficient Tankless Gas Water Heater (0.87 UEF - High Draw) - Panel Upgrade - ZEAS 2030 - Cold | Com - Refrig. Warehouse | Energy Efficiency | 6.7885 | 7.1585 | 7.5799 | 8.0483 | 8.5651 | 0 | 0 | 0 | 0 | 0 | 0 | 0 | 0
Scenario 2: High TRC | PG&E | Com | WaterHeat | Com ¦ Com Heat Pump Water Heater (3.75 UEF - 50 Gal) - Fuel Sub - Panel Upgrade - ZEAS 2030 - Marine | Com - Refrig. Warehouse | Fuel Substitution | 262048.7889 | 275651.8727 | 290537.9031 | 306747.1238 | 323166.3597 | 212372.0067 | 218544.633 | 223597.0831 | 227997.12 | 232012.9033 | 238010.9452 | 243021.2679 | 247707.8593
Scenario 2: High TRC | PG&E | Com | WaterHeat | Com ¦ Com Heat Pump Water Heater (3.75 UEF - 50 Gal) - Fuel Sub - Panel Upgrade - ZEAS 2030 - Hot-Dry | Com - Refrig. Warehouse | Fuel Substitution | 195126.5188 | 205272.492 | 216380.7599 | 228481.1019 | 240732.1739 | 157335.083 | 161910.1586 | 165654.5521 | 168915.126 | 171890.7296 | 176336.2159 | 180049.2396 | 183522.1713
Scenario 2: High TRC | PG&E | Com | WaterHeat | Com ¦ Com Heat Pump Water Heater (3.75 UEF - 50 Gal) - Fuel Sub - Panel Upgrade - ZEAS 2030 - Cold | Com - Refrig. Warehouse | Fuel Substitution | 1053.1083 | 1108.6811 | 1169.9649 | 1237.1019 | 1304.561 | 851.3039 | 875.9507 | 896.144 | 913.7442 | 929.8176 | 953.776 | 973.8078 | 992.5536
Scenario 2: High TRC | PG&E | Com | WaterHeat | Com ¦ Com Heat Pump Water Heater (100+ Gal, 200+ kBtuh - 4.3 COP) - Fuel Sub - ZEAS 2030 - Marine | Com - Refrig. Warehouse | Fuel Substitution | 142165.0176 | 149491.8681 | 157445.383 | 166050.4627 | 174844.7883 | 0 | 0 | 0 | 0 | 0 | 0 | 0 | 0
Scenario 2: High TRC | PG&E | Com | WaterHeat | Com ¦ Com Heat Pump Water Heater (100+ Gal, 200+ kBtuh - 4.3 COP) - Fuel Sub - ZEAS 2030 - Hot-Dry | Com - Refrig. Warehouse | Fuel Substitution | 105118.8343 | 110551.7097 | 116452.9241 | 122840.7913 | 129365.1216 | 0 | 0 | 0 | 0 | 0 | 0 | 0 | 0
Scenario 2: High TRC | PG&E | Com | WaterHeat | Com ¦ Com Heat Pump Water Heater (100+ Gal, 200+ kBtuh - 4.3 COP) - Fuel Sub - ZEAS 2030 - Cold | Com - Refrig. Warehouse | Fuel Substitution | 285.6832 | 300.6702 | 317.0515 | 334.8729 | 352.9549 | 0 | 0 | 0 | 0 | 0 | 0 | 0 | 0
Scenario 2: High TRC | PG&E | Com | WaterHeat | Com ¦ Com Heat Pump Water Heater (100+ Gal, 200+ kBtuh - 4.3 COP) - Fuel Sub - Panel Upgrade - ZEAS 2030 - Marine | Com - Refrig. Warehouse | Fuel Substitution | 117950.097 | 124028.9675 | 130627.7628 | 137767.1421 | 145063.5331 | 0 | 0 | 0 | 0 | 0 | 0 | 0 | 0
Scenario 2: High TRC | PG&E | Com | WaterHeat | Com ¦ Com Heat Pump Water Heater (100+ Gal, 200+ kBtuh - 4.3 COP) - Fuel Sub - Panel Upgrade - ZEAS 2030 - Hot-Dry | Com - Refrig. Warehouse | Fuel Substitution | 87213.9779 | 91721.4734 | 96617.5359 | 101917.3598 | 107330.4031 | 0 | 0 | 0 | 0 | 0 | 0 | 0 | 0
Scenario 2: High TRC | PG&E | Com | WaterHeat | Com ¦ Com Heat Pump Water Heater (100+ Gal, 200+ kBtuh - 4.3 COP) - Fuel Sub - Panel Upgrade - ZEAS 2030 - Cold | Com - Refrig. Warehouse | Fuel Substitution | 237.0229 | 249.4572 | 263.0482 | 277.8341 | 292.8362 | 0 | 0 | 0 | 0 | 0 | 0 | 0 | 0
Scenario 2: High TRC | PG&E | Com | WaterHeat | Com ¦ Efficient Gas Water Heating Boiler (0.92 UEF) - ZEAS 2030 - Marine | Com - Refrig. Warehouse | Energy Efficiency | 83528.6471 | 87557.0105 | 91814.1207 | 96316.9048 | 101082.3676 | 0 | 0 | 0 | 0 | 0 | 0 | 0 | 0
Scenario 2: High TRC | PG&E | Com | WaterHeat | Com ¦ Efficient Gas Water Heating Boiler (0.92 UEF) - ZEAS 2030 - Hot-Dry | Com - Refrig. Warehouse | Energy Efficiency | 58969.4395 | 61813.3734 | 64818.7963 | 67997.6584 | 71361.9665 | 0 | 0 | 0 | 0 | 0 | 0 | 0 | 0
Scenario 2: High TRC | PG&E | Com | WaterHeat | Com ¦ Efficient Gas Water Heating Boiler (0.92 UEF) - ZEAS 2030 - Cold | Com - Refrig. Warehouse | Energy Efficiency | 121.9169 | 127.7966 | 134.0102 | 140.5823 | 147.5379 | 0 | 0 | 0 | 0 | 0 | 0 | 0 | 0
Scenario 2: High TRC | PG&E | Com | ComRefrig | Com ¦ Efficient Refrigerated Display Case - Marine | Com - Refrig. Warehouse | Energy Efficiency | 0 | 0 | 0 | 0 | 0 | 0 | 0 | 0 | 0 | 0 | 0 | 0 | 0
Scenario 2: High TRC | PG&E | Com | ComRefrig | Com ¦ Efficient Refrigerated Display Case - Hot-Dry | Com - Refrig. Warehouse | Energy Efficiency | 0 | 0 | 0 | 0 | 0 | 0 | 0 | 0 | 0 | 0 | 0 | 0 | 0
Scenario 2: High TRC | PG&E | Com | ComRefrig | Com ¦ Refrigerated Display Case LED Lighting | Com - Refrig. Warehouse | Energy Efficiency | 41690.5735 | 43248.1183 | 44676.5569 | 45990.4397 | 47479.5092 | 49136.3539 | 50393.8407 | 51494.1528 | 52495.1709 | 53424.3985 | 54747.5604 | 55874.7172 | 56938.9744
Scenario 2: High TRC | PG&E | Com | ComRefrig | Com ¦ Efficient EC or PMS Motor Retrofit - Marine | Com - Refrig. Warehouse | Energy Efficiency | 9483.673 | 9602.6999 | 9651.6736 | 9644.2941 | 9699.3626 | 9943.2639 | 10121.7012 | 10275.5816 | 10421.6236 | 10569.2904 | 10758.1594 | 10878.9758 | 11000.5891
Scenario 2: High TRC | PG&E | Com | ComRefrig | Com ¦ Efficient EC or PMS Motor Retrofit - Hot-Dry | Com - Refrig. Warehouse | Energy Efficiency | 7514.7994 | 7609.1155 | 7647.9219 | 7642.0745 | 7685.7103 | 7878.9761 | 8020.3686 | 8142.3025 | 8258.0251 | 8375.0354 | 8524.6939 | 8620.428 | 8716.7936
Scenario 2: High TRC | PG&E | Com | ComRefrig | Com ¦ Efficient EC or PMS Motor Retrofit - Cold | Com - Refrig. Warehouse | Energy Efficiency | 21.0935 | 21.3582 | 21.4671 | 21.4507 | 21.5732 | 22.1157 | 22.5126 | 22.8548 | 23.1797 | 23.5081 | 23.9282 | 24.1969 | 24.4674
Scenario 2: High TRC | PG&E | Com | Lighting | Com ¦ LED Fixtures and Retrofit Kits - 140 lpw | Com - Refrig. Warehouse | Energy Efficiency | 34000.3581 | 35311.0148 | 36537.6645 | 37690.5071 | 39016.0123 | 40467.3335 | 41536.2262 | 42462.1496 | 43293.5609 | 44063.8336 | 45174.9684 | 46120.5133 | 47010.7727
Scenario 2: High TRC | SCE | Com | BldgEnv | Com ¦ Com Wall Insulation (R14) - Cold | Com - Refrig. Warehouse | Energy Efficiency | 13.7965 | 1.3103 | 1.3326 | 1.3288 | 1.3637 | 1.4242 | 1.4832 | 1.515 | 0 | 0 | 0 | 0 | 0
Scenario 2: High TRC | SCE | Com | WaterHeat | Com ¦ Com Heat Pump Water Heater (3.3 UEF - 50 Gal) - Marine | Com - Refrig. Warehouse | Energy Efficiency | 147312.1046 | 131550.8241 | 138116.7455 | 144597.3506 | 152028.0647 | 159261.8277 | 164124.0235 | 166958.2977 | 169546.4078 | 171663.2474 | 174868.5728 | 177388.6247 | 179717.3485
Scenario 2: High TRC | SCE | Com | WaterHeat | Com ¦ Com Heat Pump Water Heater (3.3 UEF - 50 Gal) - Hot-Dry | Com - Refrig. Warehouse | Energy Efficiency | 581960.0984 | 519712.4405 | 545668.7788 | 571287.8167 | 600663.5161 | 629260.2015 | 648478.9801 | 659678.8312 | 669905.1011 | 678267.7512 | 690934.4484 | 700891.2086 | 710091.3246
Scenario 2: High TRC | SCE | Com | WaterHeat | Com ¦ Com Heat Pump Water Heater (3.3 UEF - 50 Gal) - Cold | Com - Refrig. Warehouse | Energy Efficiency | 9568.128 | 8544.0746 | 8970.2076 | 9390.8039 | 9873.0497 | 10342.5214 | 10658.1271 | 10842.1605 | 11010.2262 | 11147.7175 | 11355.8322 | 11519.4896 | 11670.7352
Scenario 2: High TRC | SCE | Com | ComRefrig | Com ¦ Efficient Refrigerated Display Case - Marine | Com - Refrig. Warehouse | Energy Efficiency | 0 | 0 | 0 | 0 | 0 | 0 | 0 | 0 | 0 | 0 | 0 | 0 | 0
Scenario 2: High TRC | SCE | Com | ComRefrig | Com ¦ Efficient Refrigerated Display Case - Hot-Dry | Com - Refrig. Warehouse | Energy Efficiency | 0 | 0 | 0 | 0 | 0 | 0 | 0 | 0 | 0 | 0 | 0 | 0 | 0
Scenario 2: High TRC | SCE | Com | ComRefrig | Com ¦ Refrigerated Display Case LED Lighting | Com - Refrig. Warehouse | Energy Efficiency | 26412.3249 | 27653.2068 | 28844.0786 | 29986.8448 | 31257.3036 | 32489.0171 | 33338.9743 | 33886.6696 | 34416.2837 | 34865.9151 | 35510.2191 | 36028.79 | 36516.2094
Scenario 2: High TRC | SCE | Com | ComRefrig | Com ¦ Efficient EC or PMS Motor Retrofit - Marine | Com - Refrig. Warehouse | Energy Efficiency | 2181.0622 | 2259.1194 | 2328.6451 | 2391.1142 | 2469.9984 | 2563.533 | 2622.0089 | 2645.4289 | 2668.9966 | 2692.0294 | 2719.5373 | 2730.7122 | 2743.5855
Scenario 2: High TRC | SCE | Com | ComRefrig | Com ¦ Efficient EC or PMS Motor Retrofit - Hot-Dry | Com - Refrig. Warehouse | Energy Efficiency | 8976.2474 | 9297.4948 | 9583.6304 | 9840.7247 | 10165.3756 | 10550.3208 | 10790.9807 | 10887.3667 | 10984.3605 | 11079.1528 | 11192.3625 | 11238.3533 | 11291.3338
Scenario 2: High TRC | SCE | Com | ComRefrig | Com ¦ Efficient EC or PMS Motor Retrofit - Cold | Com - Refrig. Warehouse | Energy Efficiency | 130.9915 | 135.6795 | 139.8551 | 143.6069 | 148.3446 | 153.9622 | 157.4742 | 158.8807 | 160.2962 | 161.6795 | 163.3316 | 164.0027 | 164.7759
Scenario 2: High TRC | SCE | Com | Lighting | Com ¦ LED High and Low Bay - 155 lpw | Com - Refrig. Warehouse | Energy Efficiency | 0 | 0 | 0 | 0 | 0 | 0 | 0 | 0 | 0 | 0 | 0 | 0 | 0
Scenario 2: High TRC | SCE | Com | Lighting | Com ¦ LED Fixtures and Retrofit Kits - 140 lpw - RET | Com - Refrig. Warehouse | Energy Efficiency | 0 | 0 | 0 | 0 | 0 | 0 | 0 | 0 | 0 | 0 | 0 | 0 | 0
Scenario 2: High TRC | SCE | Com | Lighting | Com ¦ LED Fixtures and Retrofit Kits - 140 lpw | Com - Refrig. Warehouse | Energy Efficiency | 65435.1499 | 58256.4646 | 60929.0615 | 63500.2571 | 66403.9493 | 69197.3423 | 71074.875 | 72247.1652 | 73388.5304 | 74347.6836 | 75737.4592 | 76862.3023 | 77910.0219
Scenario 2: High TRC | SCG | Com | BldgEnv | Com ¦ Com Wall Insulation (R14) - Marine | Com - Refrig. Warehouse | Energy Efficiency | 1866.1438 | 205.2614 | 0 | 1954.5255 | 92501.1667 | 96954.3759 | 101656.9308 | 106623.8134 | 111876.466 | 117431.0921 | 123305.7656 | 129526.7788 | 136113.7935
Scenario 2: High TRC | SCG | Com | BldgEnv | Com ¦ Com Wall Insulation (R14) - Hot-Dry | Com - Refrig. Warehouse | Energy Efficiency | 4591.4563 | 505.0247 | 0 | 4808.9105 | 549.9632 | 583.9034 | 625.6088 | 666.7128 | 717.3338 | 770.7114 | 824.8861 | 890.7647 | 958.0423
Scenario 2: High TRC | SCG | Com | BldgEnv | Com ¦ Com Wall Insulation (R14) - Cold | Com - Refrig. Warehouse | Energy Efficiency | 4454.7674 | 4576.3129 | 4250.3228 | 4551.0549 | 4676.3708 | 4901.5015 | 5139.2379 | 5390.3372 | 5655.8836 | 5936.6962 | 6233.6887 | 6548.1903 | 6881.195
Scenario 2: High TRC | SCG | Com | WaterHeat | Com ¦ Com Hot Water Tank Insulation - Marine | Com - Refrig. Warehouse | Energy Efficiency | 3484.9812 | 3648.5375 | 3394.7588 | 3554.0936 | 3721.6995 | 3898.1197 | 4084.1178 | 4280.442 | 4487.6997 | 4706.5271 | 4937.551 | 5181.8668 | 5440.6509
Scenario 2: High TRC | SCG | Com | WaterHeat | Com ¦ Com Hot Water Tank Insulation - Hot-Dry | Com - Refrig. Warehouse | Energy Efficiency | 18903.0465 | 19790.1997 | 18413.6674 | 19277.9223 | 20187.0412 | 21143.9702 | 22152.851 | 23217.7422 | 24341.9383 | 25528.8897 | 26781.9973 | 28107.2015 | 29510.8843
Scenario 2: High TRC | SCG | Com | WaterHeat | Com ¦ Com Hot Water Tank Insulation - Cold | Com - Refrig. Warehouse | Energy Efficiency | 47.3194 | 49.5402 | 46.0944 | 48.2578 | 50.5336 | 52.929 | 55.4545 | 58.1202 | 60.9344 | 63.9057 | 67.0425 | 70.3599 | 73.8737
Scenario 2: High TRC | SCG | Com | WaterHeat | Com ¦ Com Hot Water Pipe Insulation - Marine | Com - Refrig. Warehouse | Energy Efficiency | 320940.9288 | 335998.102 | 312665.4389 | 327386.295 | 342882.8963 | 359210.6336 | 376433.1798 | 394614.533 | 413805.7541 | 434077.4396 | 455505.2847 | 478179.0183 | 502190.7737
Scenario 2: High TRC | SCG | Com | WaterHeat | Com ¦ Com Hot Water Pipe Insulation - Hot-Dry | Com - Refrig. Warehouse | Energy Efficiency | 1448073.7465 | 1516011.162 | 1410735.0387 | 1477155.0035 | 1547075.1027 | 1620745.2568 | 1698452.7559 | 1780486.3576 | 1867076.4463 | 1958541.5505 | 2055223.2048 | 2157526.2626 | 2265866.4257
Scenario 2: High TRC | SCG | Com | WaterHeat | Com ¦ Com Hot Water Pipe Insulation - Cold | Com - Refrig. Warehouse | Energy Efficiency | 3981.6323 | 4168.4334 | 3878.9655 | 4061.5943 | 4253.847 | 4456.4109 | 4670.0759 | 4895.636 | 5133.7246 | 5385.2176 | 5651.054 | 5932.3471 | 6230.2399
Scenario 2: High TRC | SCG | Com | WaterHeat | Com ¦ Com Efficient Tankless Gas Water Heater (0.87 UEF - High Draw) - ZEAS 2030 - Marine | Com - Refrig. Warehouse | Energy Efficiency | 6824.7224 | 750.6667 | 0 | 7147.9455 | 817.4631 | 0 | 0 | 0 | 0 | 0 | 0 | 0 | 0
Scenario 2: High TRC | SCG | Com | WaterHeat | Com ¦ Com Efficient Tankless Gas Water Heater (0.87 UEF - High Draw) - ZEAS 2030 - Hot-Dry | Com - Refrig. Warehouse | Energy Efficiency | 18608.3731 | 2046.7772 | 0 | 19489.6772 | 2228.905 | 0 | 0 | 0 | 0 | 0 | 0 | 0 | 0
Scenario 2: High TRC | SCG | Com | WaterHeat | Com ¦ Com Efficient Tankless Gas Water Heater (0.87 UEF - High Draw) - ZEAS 2030 - Cold | Com - Refrig. Warehouse | Energy Efficiency | 92.2264 | 10.1442 | 0 | 96.5943 | 11.0468 | 0 | 0 | 0 | 0 | 0 | 0 | 0 | 0
Scenario 2: High TRC | SCG | Com | WaterHeat | Com ¦ Com Efficient Tankless Gas Water Heater (0.87 UEF - High Draw) - Panel Upgrade - ZEAS 2030 - Marine | Com - Refrig. Warehouse | Energy Efficiency | 5662.2697 | 622.8059 | 0 | 5930.4383 | 678.2249 | 0 | 0 | 0 | 0 | 0 | 0 | 0 | 0
Scenario 2: High TRC | SCG | Com | WaterHeat | Com ¦ Com Efficient Tankless Gas Water Heater (0.87 UEF - High Draw) - Panel Upgrade - ZEAS 2030 - Hot-Dry | Com - Refrig. Warehouse | Energy Efficiency | 15438.8151 | 1698.1503 | 0 | 16170.0069 | 1849.2563 | 0 | 0 | 0 | 0 | 0 | 0 | 0 | 0
Scenario 2: High TRC | SCG | Com | WaterHeat | Com ¦ Com Efficient Tankless Gas Water Heater (0.87 UEF - High Draw) - Panel Upgrade - ZEAS 2030 - Cold | Com - Refrig. Warehouse | Energy Efficiency | 76.5175 | 8.4163 | 0 | 80.1414 | 9.1652 | 0 | 0 | 0 | 0 | 0 | 0 | 0 | 0
Scenario 2: High TRC | SCG | Com | WaterHeat | Com ¦ Efficient Gas Water Heating Boiler (0.92 UEF) - ZEAS 2030 - Marine | Com - Refrig. Warehouse | Energy Efficiency | 14280.2342 | 13141.0493 | 12056.7273 | 14709.0353 | 13525.3915 | 0 | 0 | 0 | 0 | 0 | 0 | 0 | 0
Scenario 2: High TRC | SCG | Com | WaterHeat | Com ¦ Efficient Gas Water Heating Boiler (0.92 UEF) - ZEAS 2030 - Hot-Dry | Com - Refrig. Warehouse | Energy Efficiency | 77869.2383 | 71657.3329 | 65744.592 | 80207.464 | 73753.1271 | 0 | 0 | 0 | 0 | 0 | 0 | 0 | 0
Scenario 2: High TRC | SCG | Com | WaterHeat | Com ¦ Efficient Gas Water Heating Boiler (0.92 UEF) - ZEAS 2030 - Cold | Com - Refrig. Warehouse | Energy Efficiency | 197.6212 | 181.8562 | 166.8505 | 203.5553 | 187.1751 | 0 | 0 | 0 | 0 | 0 | 0 | 0 | 0
Scenario 2: High TRC | SDG&E | Com | BldgEnv | Com ¦ Com Wall Insulation (R14) - Marine | Com - Refrig. Warehouse | Energy Efficiency | 1.9787 | 2.2992 | 2.6377 | 2.8083 | 3.1021 | 3.4484 | 3.8924 | 4.3598 | 4.9317 | 5.4872 | 6.1612 | 6.9134 | 7.6965
Scenario 2: High TRC | SDG&E | Com | BldgEnv | Com ¦ Com Wall Insulation (R14) - Hot-Dry | Com - Refrig. Warehouse | Energy Efficiency | 2.4762 | 2.8663 | 3.2748 | 3.4721 | 3.8216 | 4.2389 | 4.7746 | 5.336 | 6.0228 | 6.6875 | 7.4938 | 8.3875 | 9.3157
Scenario 2: High TRC | SDG&E | Com | WaterHeat | Com ¦ Com Heat Pump Water Heater (3.3 UEF - 50 Gal) - Marine | Com - Refrig. Warehouse | Energy Efficiency | 6445.4928 | 6682.5454 | 6907.0601 | 7113.5186 | 7357.8286 | 7637.0979 | 7831.7572 | 7967.7248 | 8088.3321 | 8180.1456 | 8336.7519 | 8454.3088 | 8559.9198
Scenario 2: High TRC | SDG&E | Com | WaterHeat | Com ¦ Com Heat Pump Water Heater (3.3 UEF - 50 Gal) - Hot-Dry | Com - Refrig. Warehouse | Energy Efficiency | 34262.2334 | 35522.3313 | 36715.7812 | 37813.2503 | 39111.9261 | 40596.4348 | 41631.183 | 42353.9445 | 42995.0557 | 43483.1075 | 44315.5778 | 44940.4736 | 45501.8689
Scenario 2: High TRC | SDG&E | Com | WaterHeat | Com ¦ Com Efficient Tankless Gas Water Heater (0.87 UEF - High Draw) - ZEAS 2030 - Marine | Com - Refrig. Warehouse | Energy Efficiency | 11.5916 | 13.4865 | 15.4925 | 16.5178 | 18.2674 | 0 | 0 | 0 | 0 | 0 | 0 | 0 | 0
Scenario 2: High TRC | SDG&E | Com | WaterHeat | Com ¦ Com Efficient Tankless Gas Water Heater (0.87 UEF - High Draw) - ZEAS 2030 - Hot-Dry | Com - Refrig. Warehouse | Energy Efficiency | 30.7324 | 35.7562 | 41.0748 | 43.793 | 48.4318 | 0 | 0 | 0 | 0 | 0 | 0 | 0 | 0
Scenario 2: High TRC | SDG&E | Com | WaterHeat | Com ¦ Com Heat Pump Water Heater (3.75 UEF - 50 Gal) - Fuel Sub - ZEAS 2030 - Marine | Com - Refrig. Warehouse | Fuel Substitution | 7335.4243 | 7725.6688 | 8150.8865 | 8614.9329 | 9090.9208 | 5315.1985 | 5446.9758 | 5538.422 | 5618.5484 | 5679.4707 | 5784.096 | 5861.6176 | 5931.1604
Scenario 2: High TRC | SDG&E | Com | WaterHeat | Com ¦ Com Heat Pump Water Heater (3.75 UEF - 50 Gal) - Fuel Sub - ZEAS 2030 - Hot-Dry | Com - Refrig. Warehouse | Fuel Substitution | 19376.4426 | 20411.8916 | 21540.268 | 22771.8189 | 24035.0818 | 13991.1426 | 14339.3932 | 14580.4209 | 14791.3326 | 14951.173 | 15227.1382 | 15431.0353 | 15613.6945
Scenario 2: High TRC | SDG&E | Com | WaterHeat | Com ¦ Com Efficient Tankless Gas Water Heater (0.87 UEF - High Draw) - Panel Upgrade - ZEAS 2030 - Marine | Com - Refrig. Warehouse | Energy Efficiency | 9.6172 | 11.1893 | 12.8537 | 13.7043 | 15.1559 | 0 | 0 | 0 | 0 | 0 | 0 | 0 | 0
Scenario 2: High TRC | SDG&E | Com | WaterHeat | Com ¦ Com Efficient Tankless Gas Water Heater (0.87 UEF - High Draw) - Panel Upgrade - ZEAS 2030 - Hot-Dry | Com - Refrig. Warehouse | Energy Efficiency | 25.4978 | 29.6659 | 34.0785 | 36.3337 | 40.1824 | 0 | 0 | 0 | 0 | 0 | 0 | 0 | 0
Scenario 2: High TRC | SDG&E | Com | WaterHeat | Com ¦ Com Heat Pump Water Heater (3.75 UEF - 50 Gal) - Fuel Sub - Panel Upgrade - ZEAS 2030 - Marine | Com - Refrig. Warehouse | Fuel Substitution | 6085.9839 | 6409.7582 | 6762.5487 | 7147.5542 | 7542.4672 | 4409.8625 | 4519.1942 | 4595.0644 | 4661.5429 | 4712.0884 | 4798.8928 | 4863.2102 | 4920.9078
Scenario 2: High TRC | SDG&E | Com | WaterHeat | Com ¦ Com Heat Pump Water Heater (3.75 UEF - 50 Gal) - Fuel Sub - Panel Upgrade - ZEAS 2030 - Hot-Dry | Com - Refrig. Warehouse | Fuel Substitution | 16076.0595 | 16935.1408 | 17871.3213 | 18893.1025 | 19941.1942 | 11608.0359 | 11896.9691 | 12096.9426 | 12271.9298 | 12404.5446 | 12633.5048 | 12802.6721 | 12954.219
Scenario 2: High TRC | SDG&E | Com | WaterHeat | Com ¦ Com Heat Pump Water Heater (100+ Gal, 200+ kBtuh - 4.3 COP) - Fuel Sub - ZEAS 2030 - Marine | Com - Refrig. Warehouse | Fuel Substitution | 1620.6748 | 1706.4202 | 1799.2379 | 1899.8907 | 2003.7433 | 0 | 0 | 0 | 0 | 0 | 0 | 0 | 0
Scenario 2: High TRC | SDG&E | Com | WaterHeat | Com ¦ Com Heat Pump Water Heater (100+ Gal, 200+ kBtuh - 4.3 COP) - Fuel Sub - ZEAS 2030 - Hot-Dry | Com - Refrig. Warehouse | Fuel Substitution | 8580.9081 | 9034.9586 | 9526.4646 | 10059.4661 | 10609.4087 | 0 | 0 | 0 | 0 | 0 | 0 | 0 | 0
Scenario 2: High TRC | SDG&E | Com | WaterHeat | Com ¦ Com Heat Pump Water Heater (100+ Gal, 200+ kBtuh - 4.3 COP) - Fuel Sub - Panel Upgrade - ZEAS 2030 - Marine | Com - Refrig. Warehouse | Fuel Substitution | 1344.6258 | 1415.7662 | 1492.7743 | 1576.2829 | 1662.4464 | 0 | 0 | 0 | 0 | 0 | 0 | 0 | 0
Scenario 2: High TRC | SDG&E | Com | WaterHeat | Com ¦ Com Heat Pump Water Heater (100+ Gal, 200+ kBtuh - 4.3 COP) - Fuel Sub - Panel Upgrade - ZEAS 2030 - Hot-Dry | Com - Refrig. Warehouse | Fuel Substitution | 7119.3248 | 7496.0371 | 7903.8251 | 8346.0406 | 8802.3116 | 0 | 0 | 0 | 0 | 0 | 0 | 0 | 0
Scenario 2: High TRC | SDG&E | Com | WaterHeat | Com ¦ Efficient Gas Water Heating Boiler (0.92 UEF) - ZEAS 2030 - Hot-Dry | Com - Refrig. Warehouse | Energy Efficiency | 4347.7535 | 4560.4049 | 4784.7534 | 5019.5236 | 5269.0821 | 0 | 0 | 0 | 0 | 0 | 0 | 0 | 0
Scenario 2: High TRC | SDG&E | Com | ComRefrig | Com ¦ Efficient Refrigerated Display Case - Marine | Com - Refrig. Warehouse | Energy Efficiency | 0 | 0 | 0 | 0 | 0 | 0 | 0 | 0 | 0 | 0 | 0 | 0 | 0
Scenario 2: High TRC | SDG&E | Com | ComRefrig | Com ¦ Efficient Refrigerated Display Case - Hot-Dry | Com - Refrig. Warehouse | Energy Efficiency | 0 | 0 | 0 | 0 | 0 | 0 | 0 | 0 | 0 | 0 | 0 | 0 | 0
Scenario 2: High TRC | SDG&E | Com | ComRefrig | Com ¦ Refrigerated Display Case LED Lighting | Com - Refrig. Warehouse | Energy Efficiency | 1667.2816 | 1722.978 | 1772.5264 | 1815.7643 | 1864.6406 | 1921.0101 | 1961.5283 | 1992.9128 | 2022.8526 | 2046.9184 | 2084.8023 | 2114.1381 | 2141.0016
Scenario 2: High TRC | SDG&E | Com | ComRefrig | Com ¦ Efficient EC or PMS Motor Retrofit - Marine | Com - Refrig. Warehouse | Energy Efficiency | 99.9454 | 100.7927 | 100.9133 | 100.3865 | 100.4126 | 102.2119 | 103.3316 | 103.8576 | 104.3474 | 104.7468 | 105.4237 | 105.1469 | 104.9288
Scenario 2: High TRC | SDG&E | Com | ComRefrig | Com ¦ Efficient EC or PMS Motor Retrofit - Hot-Dry | Com - Refrig. Warehouse | Energy Efficiency | 531.9947 | 536.5048 | 537.1466 | 534.3427 | 534.4814 | 544.0589 | 550.0189 | 552.8187 | 555.426 | 557.5516 | 561.1548 | 559.6815 | 558.5207
Scenario 2: High TRC | SDG&E | Com | Lighting | Com ¦ LED Fixtures and Retrofit Kits - 140 lpw | Com - Refrig. Warehouse | Energy Efficiency | 3908.3693 | 4048.0621 | 4175.603 | 4287.7664 | 4416.9613 | 4562.2704 | 4663.1484 | 4739.5702 | 4812.903 | 4870.8812 | 4964.0766 | 5036.4705 | 5102.2532
Scenario 2: High TRC | PG&E | Com | BldgEnv | Com ¦ Com Wall Insulation (R14) - Marine | Com - Restaurant | Energy Efficiency | 525.0074 | 548.9364 | 583.6931 | 619.8494 | 657.8159 | 697.3549 | 744.8708 | 792.8095 | 841.6627 | 896.438 | 953.8336 | 0 | 11622.7876
Scenario 2: High TRC | PG&E | Com | BldgEnv | Com ¦ Com Wall Insulation (R14) - Hot-Dry | Com - Restaurant | Energy Efficiency | 596.7083 | 621.1574 | 657.2919 | 694.5264 | 734.0104 | 776.2706 | 826.9568 | 877.7601 | 929.2619 | 987.123 | 1047.5917 | 0 | 12683.8356
Scenario 2: High TRC | PG&E | Com | BldgEnv | Com ¦ Com Wall Insulation (R14) - Cold | Com - Restaurant | Energy Efficiency | 2.7995 | 2.9359 | 3.1303 | 3.3343 | 3.5424 | 1610.7053 | 1680.0619 | 1752.6503 | 1828.8432 | 1909.1289 | 1993.613 | 1871.7884 | 2009.631
Scenario 2: High TRC | PG&E | Com | HVAC | Com ¦ Ductless Mini Split Heat Pump (SEER 18) - Hot-Dry | Com - Restaurant | Energy Efficiency | 85714.9927 | 87455.3677 | 88790.8965 | 89821.2985 | 91371.1889 | 93808.1443 | 95549.2033 | 97014.1875 | 98331.3255 | 99555.1301 | 101333.0624 | 89310.6866 | 105037.199
Scenario 2: High TRC | PG&E | Com | HVAC | Com ¦ Ductless Mini Split Heat Pump (SEER 18) - Marine | Com - Restaurant | Energy Efficiency | 82259.6638 | 83929.8811 | 85211.5723 | 86200.4369 | 87687.8484 | 90026.5657 | 91697.4394 | 93103.3673 | 94367.4091 | 95541.8799 | 97248.1404 | 85710.4087 | 100802.9565
Scenario 2: High TRC | PG&E | Com | HVAC | Com ¦ Ductless Mini Split Heat Pump (SEER 18) - Cold | Com - Restaurant | Energy Efficiency | 186.903 | 190.6979 | 193.6101 | 195.8569 | 199.2364 | 204.5502 | 208.3467 | 211.5411 | 214.4131 | 217.0816 | 220.9585 | 194.7435 | 229.0354
Scenario 2: High TRC | PG&E | Com | HVAC | Com ¦ Demand Controlled Ventilation (HVAC) - Marine | Com - Restaurant | Energy Efficiency | 61005.0238 | 63500.8749 | 67156.1422 | 70878.3626 | 74819.9905 | 79053.0913 | 84065.2552 | 89045.0568 | 94062.2991 | 99682.95 | 105611.5658 | 0 | 1274577.0507
Scenario 2: High TRC | PG&E | Com | HVAC | Com ¦ Demand Controlled Ventilation (HVAC) - Hot-Dry | Com - Restaurant | Energy Efficiency | 55982.9759 | 58097.1498 | 61216.9066 | 64344.1114 | 67686.054 | 71376.1391 | 75700.4973 | 79951.515 | 84200.4288 | 88960.2078 | 94002.6025 | 0 | 1127338.1917
Scenario 2: High TRC | PG&E | Com | HVAC | Com ¦ Demand Controlled Ventilation (HVAC) - Cold | Com - Restaurant | Energy Efficiency | 16699.3715 | 17241.0877 | 17773.4477 | 18298.5711 | 18921.4286 | 19710.0113 | 20516.5829 | 21331.6147 | 22170.7818 | 23049.2182 | 24026.4365 | 21751.7925 | 31064.3301
Scenario 2: High TRC | PG&E | Com | HVAC | Com ¦ HVAC Energy Management System (Elec SC and Gas SH) - Marine | Com - Restaurant | Energy Efficiency | 100002.4399 | 103885.0698 | 109599.1225 | 115358.983 | 121494.3679 | 128203.0807 | 136093.3505 | 143878.8843 | 151682.6099 | 160424.7017 | 169671.6284 | 0 | 2039237.4276
Scenario 2: High TRC | PG&E | Com | HVAC | Com ¦ HVAC Energy Management System (Elec SC and Gas SH) - Hot-Dry | Com - Restaurant | Energy Efficiency | 71285.8649 | 74016.8301 | 78041.1373 | 82086.8428 | 86403.0293 | 91144.7229 | 96711.8656 | 102195.2503 | 107684.002 | 113832.7231 | 120341.3121 | 0 | 1444831.927
Scenario 2: High TRC | PG&E | Com | HVAC | Com ¦ HVAC Energy Management System (Elec SC and Gas SH) - Cold | Com - Restaurant | Energy Efficiency | 317.5398 | 331.7207 | 352.0265 | 372.9696 | 394.4072 | 13539.8171 | 14104.8582 | 14681.6404 | 15279.1175 | 15905.9999 | 16593.3086 | 15041.3662 | 21561.6203
Scenario 2: High TRC | PG&E | Com | HVAC | Com ¦ Large Packaged Heat Pump (IEER 14.0) - Fuel Sub - ZEAS 2030 - Marine | Com - Restaurant | Fuel Substitution | 0 | 706711.3506 | 753248.0379 | 803881.1607 | 855253.5398 | 0 | 0 | 0 | 0 | 0 | 0 | 0 | 0
Scenario 2: High TRC | PG&E | Com | HVAC | Com ¦ Large Packaged Heat Pump (IEER 14.0) - Fuel Sub - ZEAS 2030 - Hot-Dry | Com - Restaurant | Fuel Substitution | 602121.863 | 640224.6943 | 682394.9149 | 728356.6686 | 774874.7554 | 0 | 0 | 0 | 0 | 0 | 0 | 0 | 0
Scenario 2: High TRC | PG&E | Com | HVAC | Com ¦ Large Packaged Heat Pump (IEER 14.0) - Fuel Sub - ZEAS 2030 - Cold | Com - Restaurant | Fuel Substitution | 7284.8819 | 7706.5747 | 8173.8115 | 8683.2923 | 9197.6655 | 0 | 0 | 0 | 0 | 0 | 0 | 0 | 0
Scenario 2: High TRC | PG&E | Com | HVAC | Com ¦ Large Packaged Heat Pump (IEER 14.0) - Fuel Sub - Panel Upgrade - ZEAS 2030 - Marine | Com - Restaurant | Fuel Substitution | 0 | 161484.4118 | 172118.102 | 183687.8328 | 195426.4845 | 0 | 0 | 0 | 0 | 0 | 0 | 0 | 0
Scenario 2: High TRC | PG&E | Com | HVAC | Com ¦ Large Packaged Heat Pump (IEER 14.0) - Fuel Sub - Panel Upgrade - ZEAS 2030 - Hot-Dry | Com - Restaurant | Fuel Substitution | 137585.5854 | 146292.1292 | 155928.0764 | 166430.3936 | 177059.8335 | 0 | 0 | 0 | 0 | 0 | 0 | 0 | 0
Scenario 2: High TRC | PG&E | Com | HVAC | Com ¦ Large Packaged Heat Pump (IEER 14.0) - Fuel Sub - Panel Upgrade - ZEAS 2030 - Cold | Com - Restaurant | Fuel Substitution | 1664.6045 | 1760.9618 | 1867.726 | 1984.1429 | 2101.6779 | 0 | 0 | 0 | 0 | 0 | 0 | 0 | 0
Scenario 2: High TRC | PG&E | Com | HVAC | Com ¦ Small Packaged Heat Pump (SEER 15) - Fuel Sub - ZEAS 2030 - Marine | Com - Restaurant | Fuel Substitution | 0 | 0 | 0 | 0 | 0 | 0 | 0 | 0 | 0 | 0 | 0 | 0 | 0
Scenario 2: High TRC | PG&E | Com | HVAC | Com ¦ Small Packaged Heat Pump (SEER 15) - Fuel Sub - ZEAS 2030 - Hot-Dry | Com - Restaurant | Fuel Substitution | 0 | 0 | 0 | 0 | 0 | 0 | 0 | 0 | 0 | 0 | 0 | 0 | 0
Scenario 2: High TRC | PG&E | Com | HVAC | Com ¦ Small Packaged Heat Pump (SEER 16) - Fuel Sub - ZEAS 2030 - Marine | Com - Restaurant | Fuel Substitution | 0 | 0 | 0 | 0 | 0 | 0 | 0 | 0 | 0 | 0 | 0 | 0 | 0
Scenario 2: High TRC | PG&E | Com | HVAC | Com ¦ Small Packaged Heat Pump (SEER 16) - Fuel Sub - ZEAS 2030 - Hot-Dry | Com - Restaurant | Fuel Substitution | 0 | 0 | 0 | 0 | 0 | 0 | 0 | 0 | 0 | 0 | 0 | 0 | 0
Scenario 2: High TRC | PG&E | Com | HVAC | Com ¦ Small Packaged Heat Pump (SEER 16) - Fuel Sub - ZEAS 2030 - Cold | Com - Restaurant | Fuel Substitution | 0 | 0 | 0 | 0 | 0 | 0 | 0 | 0 | 0 | 0 | 0 | 0 | 0
Scenario 2: High TRC | PG&E | Com | HVAC | Com ¦ Small Packaged Heat Pump (SEER 17) - Fuel Sub - ZEAS 2030 - Marine | Com - Restaurant | Fuel Substitution | 493110.0879 | 514603.2129 | 536977.6309 | 560376.0116 | 585217.5956 | 0 | 0 | 0 | 0 | 0 | 0 | 0 | 0
Scenario 2: High TRC | PG&E | Com | HVAC | Com ¦ Small Packaged Heat Pump (SEER 17) - Fuel Sub - ZEAS 2030 - Hot-Dry | Com - Restaurant | Fuel Substitution | 456427.2814 | 0 | 0 | 0 | 0 | 0 | 0 | 0 | 0 | 0 | 0 | 0 | 0
Scenario 2: High TRC | PG&E | Com | HVAC | Com ¦ Small Packaged Heat Pump (SEER 17) - Fuel Sub - ZEAS 2030 - Cold | Com - Restaurant | Fuel Substitution | 0 | 0 | 0 | 0 | 0 | 0 | 0 | 0 | 0 | 0 | 0 | 0 | 0
Scenario 2: High TRC | PG&E | Com | HVAC | Com ¦ Small Packaged Heat Pump (SEER 18) - Fuel Sub - ZEAS 2030 - Hot-Dry | Com - Restaurant | Fuel Substitution | 0 | 493783.6769 | 513659.5368 | 534219.2529 | 556328.4966 | 0 | 0 | 0 | 0 | 0 | 0 | 0 | 0
Scenario 2: High TRC | PG&E | Com | HVAC | Com ¦ Small Packaged Heat Pump (SEER 18) - Fuel Sub - ZEAS 2030 - Cold | Com - Restaurant | Fuel Substitution | 3146.667 | 3294.3647 | 3451.7988 | 3619.1412 | 3793.2641 | 0 | 0 | 0 | 0 | 0 | 0 | 0 | 0
Scenario 2: High TRC | PG&E | Com | HVAC | Com ¦ Small Packaged Heat Pump (SEER 15) - Fuel Sub - Panel Upgrade - ZEAS 2030 - Marine | Com - Restaurant | Fuel Substitution | 0 | 0 | 0 | 0 | 0 | 0 | 0 | 0 | 0 | 0 | 0 | 0 | 0
Scenario 2: High TRC | PG&E | Com | HVAC | Com ¦ Small Packaged Heat Pump (SEER 15) - Fuel Sub - Panel Upgrade - ZEAS 2030 - Hot-Dry | Com - Restaurant | Fuel Substitution | 0 | 0 | 0 | 0 | 0 | 0 | 0 | 0 | 0 | 0 | 0 | 0 | 0
Scenario 2: High TRC | PG&E | Com | HVAC | Com ¦ Small Packaged Heat Pump (SEER 16) - Fuel Sub - Panel Upgrade - ZEAS 2030 - Marine | Com - Restaurant | Fuel Substitution | 0 | 0 | 0 | 0 | 0 | 0 | 0 | 0 | 0 | 0 | 0 | 0 | 0
Scenario 2: High TRC | PG&E | Com | HVAC | Com ¦ Small Packaged Heat Pump (SEER 16) - Fuel Sub - Panel Upgrade - ZEAS 2030 - Hot-Dry | Com - Restaurant | Fuel Substitution | 0 | 0 | 0 | 0 | 0 | 0 | 0 | 0 | 0 | 0 | 0 | 0 | 0
Scenario 2: High TRC | PG&E | Com | HVAC | Com ¦ Small Packaged Heat Pump (SEER 16) - Fuel Sub - Panel Upgrade - ZEAS 2030 - Cold | Com - Restaurant | Fuel Substitution | 0 | 0 | 0 | 0 | 0 | 0 | 0 | 0 | 0 | 0 | 0 | 0 | 0
Scenario 2: High TRC | PG&E | Com | HVAC | Com ¦ Small Packaged Heat Pump (SEER 17) - Fuel Sub - Panel Upgrade - ZEAS 2030 - Marine | Com - Restaurant | Fuel Substitution | 112676.2609 | 117587.4663 | 122700.0483 | 128046.6071 | 133722.9395 | 0 | 0 | 0 | 0 | 0 | 0 | 0 | 0
Scenario 2: High TRC | PG&E | Com | HVAC | Com ¦ Small Packaged Heat Pump (SEER 17) - Fuel Sub - Panel Upgrade - ZEAS 2030 - Hot-Dry | Com - Restaurant | Fuel Substitution | 104294.1945 | 0 | 0 | 0 | 0 | 0 | 0 | 0 | 0 | 0 | 0 | 0 | 0
Scenario 2: High TRC | PG&E | Com | HVAC | Com ¦ Small Packaged Heat Pump (SEER 17) - Fuel Sub - Panel Upgrade - ZEAS 2030 - Cold | Com - Restaurant | Fuel Substitution | 0 | 0 | 0 | 0 | 0 | 0 | 0 | 0 | 0 | 0 | 0 | 0 | 0
Scenario 2: High TRC | PG&E | Com | HVAC | Com ¦ Small Packaged Heat Pump (SEER 18) - Fuel Sub - Panel Upgrade - ZEAS 2030 - Hot-Dry | Com - Restaurant | Fuel Substitution | 0 | 112830.1768 | 117371.8352 | 122069.7556 | 127121.7449 | 0 | 0 | 0 | 0 | 0 | 0 | 0 | 0
Scenario 2: High TRC | PG&E | Com | HVAC | Com ¦ Small Packaged Heat Pump (SEER 18) - Fuel Sub - Panel Upgrade - ZEAS 2030 - Cold | Com - Restaurant | Fuel Substitution | 719.0173 | 752.7664 | 788.7403 | 826.9782 | 866.7655 | 0 | 0 | 0 | 0 | 0 | 0 | 0 | 0
Scenario 2: High TRC | PG&E | Com | HVAC | Com ¦ HVAC Heat Recovery/Energy Recovery Ventilator (ERV) - Marine | Com - Restaurant | Energy Efficiency | 33329000.0836 | 34781449.2796 | 36313528.2535 | 37925436.6258 | 39621611.1348 | 41407808.4873 | 43294940.5255 | 45283785.1927 | 47382260.7478 | 49598715.1816 | 51938701.7035 | 48425827.1428 | 57776095.2711
Scenario 2: High TRC | PG&E | Com | HVAC | Com ¦ HVAC Heat Recovery/Energy Recovery Ventilator (ERV) - Hot-Dry | Com - Restaurant | Energy Efficiency | 28346020.0034 | 29581315.2076 | 30884334.8341 | 32255248.6584 | 33697830.0872 | 35216975.1488 | 36821964.2684 | 38513459.0802 | 40298193.993 | 42183268.8996 | 44173406.7552 | 41185737.9888 | 49138058.3925
Scenario 2: High TRC | PG&E | Com | HVAC | Com ¦ HVAC Heat Recovery/Energy Recovery Ventilator (ERV) - Cold | Com - Restaurant | Energy Efficiency | 34766.1161 | 36281.1936 | 37879.3344 | 39560.7468 | 41330.0588 | 43193.2753 | 45161.7788 | 47236.3806 | 49425.3405 | 51737.3665 | 54178.2511 | 50513.9046 | 60267.3477
Scenario 2: High TRC | PG&E | Com | WaterHeat | Com ¦ Com Heat Pump Water Heater (3.3 UEF - 50 Gal) - Marine | Com - Restaurant | Energy Efficiency | 11312923.2223 | 11721845.1413 | 12109569.5603 | 12478268.4464 | 12921413.291 | 13417078.4542 | 13765608.1124 | 14039134.5264 | 14268407.4385 | 14471955.5401 | 14799635.4943 | 13120294.776 | 15503695.8956
Scenario 2: High TRC | PG&E | Com | WaterHeat | Com ¦ Com Heat Pump Water Heater (3.3 UEF - 50 Gal) - Hot-Dry | Com - Restaurant | Energy Efficiency | 8311050.5707 | 8612055.4121 | 8897436.0525 | 9168797.3046 | 9495002.4811 | 9859898.511 | 10116389.8716 | 10317621.8836 | 10486248.6077 | 10635918.8602 | 10877038.0291 | 9642950.2544 | 11394791.9798
Scenario 2: High TRC | PG&E | Com | WaterHeat | Com ¦ Com Heat Pump Water Heater (3.3 UEF - 50 Gal) - Cold | Com - Restaurant | Energy Efficiency | 25716.264 | 26645.243 | 27526.0863 | 28363.7223 | 29370.4393 | 30496.4408 | 31288.2795 | 31909.7761 | 32430.7683 | 32893.3394 | 33637.8364 | 29820.7474 | 35237.7896
Scenario 2: High TRC | PG&E | Com | WaterHeat | Com ¦ Com Hot Water Tank Insulation - Marine | Com - Restaurant | Energy Efficiency | 0 | 0 | 0 | 0 | 0 | 23512.6055 | 24521.6356 | 25583.1798 | 0 | 27875.5502 | 29112.3233 | 27428.1394 | 28669.4965
Scenario 2: High TRC | PG&E | Com | WaterHeat | Com ¦ Com Hot Water Tank Insulation - Hot-Dry | Com - Restaurant | Energy Efficiency | 0 | 0 | 0 | 0 | 0 | 16567.9218 | 17278.9248 | 18026.9312 | 0 | 19642.2271 | 20513.7068 | 19326.9635 | 20201.6734
Scenario 2: High TRC | PG&E | Com | WaterHeat | Com ¦ Com Hot Water Tank Insulation - Cold | Com - Restaurant | Energy Efficiency | 0 | 0 | 0 | 0 | 32.4278 | 33.8086 | 35.2594 | 36.7858 | 0 | 40.082 | 41.8604 | 39.4387 | 41.2236
Scenario 2: High TRC | PG&E | Com | WaterHeat | Com ¦ Low-flow Pre-Rinse Spray Valve - Marine | Com - Restaurant | Energy Efficiency | 187783.1345 | 195698.6932 | 203999.293 | 212702.7115 | 221833.7216 | 231424.3019 | 241532.5726 | 252159.0259 | 263346.639 | 275142.8155 | 287575.8125 | 267616.8614 | 318692.2782
Scenario 2: High TRC | PG&E | Com | WaterHeat | Com ¦ Low-flow Pre-Rinse Spray Valve - Hot-Dry | Com - Restaurant | Energy Efficiency | 129780.1646 | 135250.7438 | 140987.4315 | 147002.5142 | 153313.1129 | 159941.3284 | 166927.3288 | 174271.454 | 182003.4064 | 190155.9475 | 198748.6063 | 184954.6308 | 220253.7327
Scenario 2: High TRC | PG&E | Com | WaterHeat | Com ¦ Low-flow Pre-Rinse Spray Valve - Cold | Com - Restaurant | Energy Efficiency | 281.5752 | 293.4443 | 305.8908 | 318.9413 | 332.633 | 347.0138 | 362.1708 | 378.1049 | 394.8804 | 412.5684 | 431.2113 | 401.2834 | 477.8695
Scenario 2: High TRC | PG&E | Com | WaterHeat | Com ¦ Com Hot Water Pipe Insulation - Marine | Com - Restaurant | Energy Efficiency | 0 | 0 | 0 | 4229450.0086 | 4409215.3499 | 4597977.1765 | 4796419.5393 | 5005219.4155 | 5224883.6993 | 5456151.367 | 5699812.4703 | 5371652.8723 | 5616307.5073
Scenario 2: High TRC | PG&E | Com | WaterHeat | Com ¦ Com Hot Water Pipe Insulation - Hot-Dry | Com - Restaurant | Energy Efficiency | 0 | 0 | 0 | 0 | 0 | 2748251.9066 | 2866862.6741 | 2991664.2196 | 0 | 3261190.2629 | 3406828.6743 | 3210684.7601 | 3356917.0142
Scenario 2: High TRC | PG&E | Com | WaterHeat | Com ¦ Com Hot Water Pipe Insulation - Cold | Com - Restaurant | Energy Efficiency | 0 | 0 | 0 | 0 | 5539.9581 | 5777.1278 | 6026.4607 | 6288.8073 | 6564.8045 | 6855.3807 | 7161.5287 | 6749.2126 | 7056.6089
Scenario 2: High TRC | PG&E | Com | WaterHeat | Com ¦ Com Efficient Tankless Gas Water Heater (0.87 UEF - High Draw) - ZEAS 2030 - Marine | Com - Restaurant | Energy Efficiency | 292227.7273 | 306153.9252 | 326246.7026 | 347229.782 | 369178.1392 | 0 | 0 | 0 | 0 | 0 | 0 | 0 | 0
Scenario 2: High TRC | PG&E | Com | WaterHeat | Com ¦ Com Efficient Tankless Gas Water Heater (0.87 UEF - High Draw) - ZEAS 2030 - Hot-Dry | Com - Restaurant | Energy Efficiency | 218145.2083 | 228540.9951 | 243540.0793 | 259203.7695 | 275588.0296 | 0 | 0 | 0 | 0 | 0 | 0 | 0 | 0
Scenario 2: High TRC | PG&E | Com | WaterHeat | Com ¦ Com Efficient Tankless Gas Water Heater (0.87 UEF - High Draw) - ZEAS 2030 - Cold | Com - Restaurant | Energy Efficiency | 1260.7761 | 1324.7115 | 1415.3662 | 1510.8146 | 1607.9117 | 0 | 0 | 0 | 0 | 0 | 0 | 0 | 0
Scenario 2: High TRC | PG&E | Com | WaterHeat | Com ¦ Com Heat Pump Water Heater (3.75 UEF - 50 Gal) - Fuel Sub - ZEAS 2030 - Marine | Com - Restaurant | Fuel Substitution | 80143090.2931 | 84026633.8447 | 88268955.0354 | 92878594.2927 | 97523978.2869 | 60796036.3256 | 62356251.0455 | 63579763.6267 | 64605147.5058 | 65511606.676 | 66978635.8068 | 60147399.145 | 61093255.2245
Scenario 2: High TRC | PG&E | Com | WaterHeat | Com ¦ Com Heat Pump Water Heater (3.75 UEF - 50 Gal) - Fuel Sub - ZEAS 2030 - Hot-Dry | Com - Restaurant | Fuel Substitution | 59427735.9505 | 62314992.4601 | 65470924.3509 | 68901775.149 | 72357051.8523 | 44794452.6348 | 45945468.5999 | 46847840.7927 | 47603896.1506 | 48272121.3075 | 49354276.788 | 44321170.3479 | 45018587.0537
Scenario 2: High TRC | PG&E | Com | WaterHeat | Com ¦ Com Heat Pump Water Heater (3.75 UEF - 50 Gal) - Fuel Sub - ZEAS 2030 - Cold | Com - Restaurant | Fuel Substitution | 348325.8463 | 365223.3441 | 383752.0492 | 403944.7496 | 424207.9487 | 270385.1174 | 277252.367 | 282649.9135 | 287182.882 | 291197.1449 | 297659.9065 | 273091.6271 | 277364.0615
Scenario 2: High TRC | PG&E | Com | WaterHeat | Com ¦ Com Efficient Tankless Gas Water Heater (0.87 UEF - High Draw) - Panel Upgrade - ZEAS 2030 - Marine | Com - Restaurant | Energy Efficiency | 242452.6749 | 254006.8281 | 270677.2093 | 288086.2477 | 306296.1485 | 0 | 0 | 0 | 0 | 0 | 0 | 0 | 0
Scenario 2: High TRC | PG&E | Com | WaterHeat | Com ¦ Com Efficient Tankless Gas Water Heater (0.87 UEF - High Draw) - Panel Upgrade - ZEAS 2030 - Hot-Dry | Com - Restaurant | Energy Efficiency | 180988.6069 | 189613.6828 | 202057.9778 | 215053.6769 | 228647.2114 | 0 | 0 | 0 | 0 | 0 | 0 | 0 | 0
Scenario 2: High TRC | PG&E | Com | WaterHeat | Com ¦ Com Efficient Tankless Gas Water Heater (0.87 UEF - High Draw) - Panel Upgrade - ZEAS 2030 - Cold | Com - Restaurant | Energy Efficiency | 1046.0285 | 1099.0738 | 1174.2873 | 1253.4781 | 1334.0366 | 0 | 0 | 0 | 0 | 0 | 0 | 0 | 0
Scenario 2: High TRC | PG&E | Com | WaterHeat | Com ¦ Com Heat Pump Water Heater (3.75 UEF - 50 Gal) - Fuel Sub - Panel Upgrade - ZEAS 2030 - Marine | Com - Restaurant | Fuel Substitution | 66492344.1443 | 69714405.003 | 73234133.0239 | 77058613.9462 | 80912751.2161 | 50440667.5009 | 51735131.3619 | 52750243.4485 | 53600974.0296 | 54353036.3081 | 55570186.8507 | 49902512.4775 | 50687261.2028
Scenario 2: High TRC | PG&E | Com | WaterHeat | Com ¦ Com Heat Pump Water Heater (3.75 UEF - 50 Gal) - Fuel Sub - Panel Upgrade - ZEAS 2030 - Hot-Dry | Com - Restaurant | Fuel Substitution | 49305429.2776 | 51700900.3378 | 54319283.3901 | 57165758.5027 | 60032499.0643 | 37164628.2849 | 38119592.0801 | 38868263.5148 | 39495540.2129 | 40049946.7991 | 40947779.0933 | 36771960.0139 | 37350585.9621
Scenario 2: High TRC | PG&E | Com | WaterHeat | Com ¦ Com Heat Pump Water Heater (3.75 UEF - 50 Gal) - Fuel Sub - Panel Upgrade - ZEAS 2030 - Cold | Com - Restaurant | Fuel Substitution | 288995.6197 | 303014.9723 | 318387.6892 | 335140.9736 | 351952.7486 | 224330.5095 | 230028.0627 | 234506.2469 | 238267.1164 | 241597.6312 | 246959.5928 | 226576.0203 | 230120.7323
Scenario 2: High TRC | PG&E | Com | WaterHeat | Com ¦ Com Heat Pump Water Heater (100+ Gal, 200+ kBtuh - 4.3 COP) - Fuel Sub - ZEAS 2030 - Marine | Com - Restaurant | Fuel Substitution | 4869923.8977 | 5108246.5521 | 5366360.9641 | 5644936.1472 | 5928486.2779 | 0 | 0 | 0 | 0 | 0 | 0 | 0 | 0
Scenario 2: High TRC | PG&E | Com | WaterHeat | Com ¦ Com Heat Pump Water Heater (100+ Gal, 200+ kBtuh - 4.3 COP) - Fuel Sub - ZEAS 2030 - Hot-Dry | Com - Restaurant | Fuel Substitution | 3596537.5898 | 3773344.8212 | 3964952.512 | 4171851.2982 | 4382320.5634 | 0 | 0 | 0 | 0 | 0 | 0 | 0 | 0
Scenario 2: High TRC | PG&E | Com | WaterHeat | Com ¦ Com Heat Pump Water Heater (100+ Gal, 200+ kBtuh - 4.3 COP) - Fuel Sub - ZEAS 2030 - Cold | Com - Restaurant | Fuel Substitution | 10698.9412 | 11225.0955 | 11796.4512 | 12414.3958 | 13041.5597 | 0 | 0 | 0 | 0 | 0 | 0 | 0 | 0
Scenario 2: High TRC | PG&E | Com | WaterHeat | Com ¦ Com Heat Pump Water Heater (100+ Gal, 200+ kBtuh - 4.3 COP) - Fuel Sub - Panel Upgrade - ZEAS 2030 - Marine | Com - Restaurant | Fuel Substitution | 4040431.3657 | 4238160.6009 | 4452310.4702 | 4683436.0342 | 4918689.1646 | 0 | 0 | 0 | 0 | 0 | 0 | 0 | 0
Scenario 2: High TRC | PG&E | Com | WaterHeat | Com ¦ Com Heat Pump Water Heater (100+ Gal, 200+ kBtuh - 4.3 COP) - Fuel Sub - Panel Upgrade - ZEAS 2030 - Hot-Dry | Com - Restaurant | Fuel Substitution | 2983940.5278 | 3130632.2418 | 3289603.4578 | 3461261.2419 | 3635881.3466 | 0 | 0 | 0 | 0 | 0 | 0 | 0 | 0
Scenario 2: High TRC | PG&E | Com | WaterHeat | Com ¦ Com Heat Pump Water Heater (100+ Gal, 200+ kBtuh - 4.3 COP) - Fuel Sub - Panel Upgrade - ZEAS 2030 - Cold | Com - Restaurant | Fuel Substitution | 8876.5941 | 9313.1287 | 9787.1655 | 10299.8559 | 10820.1952 | 0 | 0 | 0 | 0 | 0 | 0 | 0 | 0
Scenario 2: High TRC | PG&E | Com | WaterHeat | Com ¦ Efficient Gas Water Heating Boiler (0.92 UEF) - ZEAS 2030 - Marine | Com - Restaurant | Energy Efficiency | 1494062.8499 | 1560433.4901 | 1630531.7145 | 1704361.5583 | 1782136.9813 | 0 | 0 | 0 | 0 | 0 | 0 | 0 | 0
Scenario 2: High TRC | PG&E | Com | WaterHeat | Com ¦ Efficient Gas Water Heating Boiler (0.92 UEF) - ZEAS 2030 - Hot-Dry | Com - Restaurant | Energy Efficiency | 1057795.8767 | 1104786.2769 | 1154415.8096 | 1206687.3312 | 1261752.3196 | 0 | 0 | 0 | 0 | 0 | 0 | 0 | 0
Scenario 2: High TRC | PG&E | Com | WaterHeat | Com ¦ Efficient Gas Water Heating Boiler (0.92 UEF) - ZEAS 2030 - Cold | Com - Restaurant | Energy Efficiency | 2181.137 | 2278.0295 | 2380.3639 | 2488.1459 | 2601.688 | 0 | 0 | 0 | 0 | 0 | 0 | 0 | 0
Scenario 2: High TRC | PG&E | Com | WholeBlg | Com ¦ Com Title 24 2022 Code | Com - Restaurant | Energy Efficiency | 1503815.6529 | 1488257.0606 | 1482896.1763 | 1467153.0583 | 1463200.9043 | 1495936.3963 | 1531682.8582 | 1557664.4415 | 1575965.6532 | 1600040.5651 | 1620454.0136 | 0 | 17335300.8432
Scenario 2: High TRC | PG&E | Com | ComRefrig | Com ¦ Efficient Refrigerated Display Case - Marine | Com - Restaurant | Energy Efficiency | 0 | 0 | 0 | 0 | 0 | 0 | 0 | 0 | 0 | 0 | 0 | 0 | 0
Scenario 2: High TRC | PG&E | Com | ComRefrig | Com ¦ Efficient Refrigerated Display Case - Hot-Dry | Com - Restaurant | Energy Efficiency | 0 | 0 | 0 | 0 | 0 | 0 | 0 | 0 | 0 | 0 | 0 | 0 | 0
Scenario 2: High TRC | PG&E | Com | ComRefrig | Com ¦ Refrigerated Display Case LED Lighting | Com - Restaurant | Energy Efficiency | 740212.8815 | 765122.2109 | 787568.0936 | 807831.5365 | 831006.2444 | 856930.9279 | 875719.8085 | 891641.8749 | 905725.7557 | 918463.3454 | 937846.5469 | 841715.6834 | 854681.977
Scenario 2: High TRC | PG&E | Com | ComRefrig | Com ¦ Efficient EC or PMS Motor Retrofit - Marine | Com - Restaurant | Energy Efficiency | 168381.8745 | 169885.7491 | 170141.8085 | 169404.0107 | 169762.304 | 173409.0892 | 175890.0312 | 177925.8105 | 179809.5466 | 181705.4775 | 184291.365 | 163884.5801 | 165124.2467
Scenario 2: High TRC | PG&E | Com | ComRefrig | Com ¦ Efficient EC or PMS Motor Retrofit - Hot-Dry | Com - Restaurant | Energy Efficiency | 133424.6763 | 134616.3366 | 134819.2363 | 134234.6102 | 134518.5195 | 137408.2079 | 139374.0897 | 140987.2277 | 142479.8876 | 143982.2107 | 146031.2507 | 129861.0502 | 130843.3538
Scenario 2: High TRC | PG&E | Com | ComRefrig | Com ¦ Efficient EC or PMS Motor Retrofit - Cold | Com - Restaurant | Energy Efficiency | 374.5131 | 377.858 | 378.4275 | 376.7865 | 377.5834 | 385.6946 | 391.2126 | 395.7406 | 399.9304 | 404.1473 | 409.8988 | 364.5102 | 367.2675
Scenario 2: High TRC | PG&E | Com | ComRefrig | Com ¦ Add Doors to Open Display Cases - Marine | Com - Restaurant | Energy Efficiency | 0 | 0 | 0 | 0 | 0 | 0 | 0 | 0 | 0 | 0 | 0 | 0 | 0
Scenario 2: High TRC | PG&E | Com | ComRefrig | Com ¦ Add Doors to Open Display Cases - Hot-Dry | Com - Restaurant | Energy Efficiency | 0 | 0 | 0 | 0 | 0 | 0 | 0 | 0 | 0 | 0 | 0 | 0 | 0
Scenario 2: High TRC | PG&E | Com | FoodServ | Com ¦ ENERGY STAR Dishwasher - Tier 1 | Com - Restaurant | Energy Efficiency | 0 | 0 | 0 | 0 | 0 | 0 | 0 | 0 | 0 | 0 | 0 | 0 | 0
Scenario 2: High TRC | PG&E | Com | FoodServ | Com ¦ ENERGY STAR Dishwasher - Tier 2 | Com - Restaurant | Energy Efficiency | 10089536.7471 | 10499533.5144 | 10921560.6626 | 11356496.6347 | 11822232.8253 | 12320991.9877 | 12823513.4045 | 13341668.1669 | 13879780.0736 | 14442948.0776 | 15053328.4643 | 13660688.8219 | 16557147.1467
Scenario 2: High TRC | PG&E | Com | FoodServ | Com ¦ ENERGY STAR Combination Oven - Electric | Com - Restaurant | Energy Efficiency | 2222701.5124 | 2291052.2406 | 2352120.2017 | 2410081.6253 | 2484750.3384 | 2577628.0708 | 2645589.7185 | 2700253.5302 | 2743653.2718 | 2781710.8739 | 2841416.2948 | 2513681.2086 | 2965101.4326
Scenario 2: High TRC | PG&E | Com | FoodServ | Com ¦ ENERGY STAR Steamer - Electric | Com - Restaurant | Energy Efficiency | 0 | 0 | 0 | 0 | 0 | 0 | 0 | 0 | 0 | 0 | 0 | 0 | 0
Scenario 2: High TRC | PG&E | Com | FoodServ | Com ¦ ENERGY STAR Conveyor Broiler - Gas | Com - Restaurant | Energy Efficiency | 4538073.9651 | 4723879.8445 | 4915868.5911 | 5115522.5307 | 5330350.9561 | 5561425.2534 | 5794900.5457 | 6034924.366 | 6282927.2191 | 6542114.7492 | 6822421.9496 | 6194950.325 | 7513167.9743
Scenario 2: High TRC | PG&E | Com | FoodServ | Com ¦ ENERGY STAR Conveyor Oven - Gas | Com - Restaurant | Energy Efficiency | 4919246.7961 | 5131142.7564 | 5354427.4157 | 5589186.7993 | 5836062.1488 | 6095874.6501 | 6370211.6872 | 6659172.926 | 6963893.561 | 7285571.1001 | 7624996.5004 | 7105275.2141 | 8472582.3422
Scenario 2: High TRC | PG&E | Com | FoodServ | Com ¦ ENERGY STAR Convection Oven - Electric | Com - Restaurant | Energy Efficiency | 6356318.1419 | 6629911.5987 | 6918237.4714 | 7221340.1419 | 7540235.0406 | 7875847.4683 | 8230188.7678 | 8603422.4586 | 8996767.1101 | 9412149.911 | 9850457.4611 | 8983597.6649 | 10944361.5407
Scenario 2: High TRC | PG&E | Com | FoodServ | Com ¦ High Performance Conveyor Toaster | Com - Restaurant | Energy Efficiency | 6052078.6735 | 6238187.3263 | 6404466.1104 | 6562286.2648 | 6765597.8311 | 7018489.7918 | 7203539.0378 | 7352380.2955 | 7470551.2012 | 7574176.2722 | 7736745.0662 | 6844372.1971 | 8073520.9135
Scenario 2: High TRC | PG&E | Com | FoodServ | Com ¦ ENERGY STAR Rack Oven - Gas | Com - Restaurant | Energy Efficiency | 2096898.6271 | 2187222.2817 | 2282400.5305 | 2382470.043 | 2487704.1577 | 2598452.9166 | 2715392.9646 | 2838566.7858 | 2968458.2727 | 3105577.8803 | 3250262.7651 | 3028724.205 | 3611558.236
Scenario 2: High TRC | PG&E | Com | FoodServ | Com ¦ Electric Deck Oven (60% cooking efficiency) | Com - Restaurant | Energy Efficiency | 187241.9039 | 192999.8163 | 198144.2233 | 203026.9335 | 209317.0772 | 217141.1613 | 222866.2972 | 227471.2143 | 231127.2384 | 234333.2369 | 239362.8627 | 211754.2336 | 249782.1837
Scenario 2: High TRC | PG&E | Com | FoodServ | Com ¦ Demand Controlled Ventilation (DCV) Exhaust Hood | Com - Restaurant | Energy Efficiency | 346761.8594 | 359314.687 | 377842.2845 | 396226.7945 | 416098.6394 | 437861.8987 | 462721.974 | 486665.1877 | 510218.77 | 536431.5758 | 564648.2385 | 0 | 6706948.991
Scenario 2: High TRC | PG&E | Com | FoodServ | Com ¦ ENERGY STAR Ice Machine | Com - Restaurant | Energy Efficiency | 702608.9215 | 724621.8332 | 744023.1948 | 761801.3875 | 785936.1203 | 817863.4703 | 841671.2646 | 861880.9997 | 878919.4147 | 893285.6696 | 913884.0962 | 808555.3876 | 953634.6328
Scenario 2: High TRC | PG&E | Com | FoodServ | Com ¦ ENERGY STAR Griddle - Electric | Com - Restaurant | Energy Efficiency | 365924.1779 | 377176.7838 | 387230.4249 | 396772.6357 | 409065.3738 | 424355.8694 | 435544.4208 | 444543.7445 | 451688.6601 | 457954.0973 | 467783.423 | 413828.2737 | 488145.7533
Scenario 2: High TRC | PG&E | Com | FoodServ | Com ¦ ENERGY STAR Fryer - Tier 1 Gas | Com - Restaurant | Energy Efficiency | 101833.5109 | 106524.3466 | 113332.9175 | 120422.5225 | 127821.0649 | 135422.4627 | 144576.6023 | 153808.4376 | 163209.492 | 173739.5773 | 184763.3417 | 0 | 2250279.6555
Scenario 2: High TRC | PG&E | Com | FoodServ | Com ¦ ENERGY STAR Fryer - Fuel Sub | Com - Restaurant | Fuel Substitution | 52992154.8326 | 55656299.5004 | 58607489.6177 | 61797941.6632 | 64961911.9642 | 68091352.8794 | 71812376.1611 | 75972127.7709 | 80557625.2521 | 85505220.3975 | 90450862.0986 | 84667998.2505 | 89855526.156
Scenario 2: High TRC | PG&E | Com | FoodServ | Com ¦ ENERGY STAR Steamer - Gas | Com - Restaurant | Energy Efficiency | 28724.0556 | 30051.6971 | 31977.8342 | 33984.1989 | 36078.5849 | 38231.0466 | 40822.7686 | 43437.4704 | 46101.0255 | 49084.5792 | 52208.8317 | 0 | 636105.9558
Scenario 2: High TRC | PG&E | Com | FoodServ | Com ¦ ENERGY STAR Steamer - Fuel Sub | Com - Restaurant | Fuel Substitution | 4404827.0022 | 4610748.0504 | 4833469.695 | 5071387.6562 | 5313467.9332 | 5559705.2268 | 5837265.2483 | 6140003.8739 | 6467758.4624 | 6818237.5441 | 7176309.7993 | 6677045.2644 | 7043191.3899
Scenario 2: High TRC | PG&E | Com | FoodServ | Com ¦ ENERGY STAR Convection Oven - Gas | Com - Restaurant | Energy Efficiency | 29296.9246 | 30651.0444 | 32615.5961 | 34661.9755 | 36798.1317 | 38993.5218 | 41636.9327 | 44303.7818 | 47020.4585 | 50063.5159 | 53250.0781 | 0 | 648792.3731
Scenario 2: High TRC | PG&E | Com | FoodServ | Com ¦ ENERGY STAR Convection Oven - Fuel Sub | Com - Restaurant | Fuel Substitution | 6055855.8514 | 6364187.7828 | 6707085.6654 | 7078497.6313 | 7445294.1759 | 7806389.9011 | 8239548.4953 | 8725663.4975 | 9263022.4241 | 9843602.7112 | 10422023.0116 | 9765806.7462 | 10374874.1509
Scenario 2: High TRC | PG&E | Com | FoodServ | Com ¦ ENERGY STAR Griddle - Gas | Com - Restaurant | Energy Efficiency | 142043.09 | 148608.3991 | 158133.3237 | 168054.9812 | 178411.9122 | 189056.0325 | 201872.3355 | 214802.2758 | 227973.8001 | 242727.747 | 258177.4621 | 0 | 3145602.3053
Scenario 2: High TRC | PG&E | Com | FoodServ | Com ¦ ENERGY STAR Griddle - Fuel Sub | Com - Restaurant | Fuel Substitution | 34596192.0577 | 36406712.0454 | 38437007.3885 | 40645023.7504 | 42806565.9266 | 44913336.2915 | 47488194.8492 | 50401256.95 | 53639843.5841 | 57148646.7079 | 60620604.8159 | 56930447.3731 | 60615506.2895
Scenario 2: High TRC | PG&E | Com | FoodServ | Com ¦ ENERGY STAR Combination Oven - Gas | Com - Restaurant | Energy Efficiency | 129964.9589 | 135559.009 | 1579.5408 | 1678.6449 | 1782.0968 | 1888.4173 | 2016.4351 | 2145.5879 | 2277.1539 | 2424.5261 | 2578.8481 | 0 | 31420.367
Scenario 2: High TRC | PG&E | Com | FoodServ | Com ¦ ENERGY STAR Combination Oven - Fuel Sub | Com - Restaurant | Fuel Substitution | 0 | 0 | 265066.9472 | 282416.3726 | 298910.8426 | 314437.6875 | 334663.4697 | 358148.2784 | 384728.2051 | 413772.7498 | 441910.1701 | 418343.7978 | 448950.8536
Scenario 2: High TRC | PG&E | Com | FoodServ | Com ¦ ENERGY STAR Fryer - Tier 1 Gas - Panel Upgrade | Com - Restaurant | Energy Efficiency | 167567.3116 | 175286.0941 | 186489.6156 | 198155.5794 | 210329.9005 | 222838.0206 | 237901.1815 | 253092.191 | 268561.6509 | 285888.934 | 304028.5676 | 0 | 3702841.1263
Scenario 2: High TRC | PG&E | Com | FoodServ | Com ¦ ENERGY STAR Fryer - Fuel Sub - Panel Upgrade | Com - Restaurant | Fuel Substitution | 87198730.9679 | 91582588.0668 | 96438779.2122 | 101688676.4934 | 106894997.994 | 112044501.2989 | 118167454.953 | 125012337.2315 | 132557785.4677 | 140699066.3683 | 148837132.8713 | 139321415.1106 | 147857506.0027
Scenario 2: High TRC | PG&E | Com | FoodServ | Com ¦ ENERGY STAR Steamer - Gas - Panel Upgrade | Com - Restaurant | Energy Efficiency | 47265.5095 | 49450.1471 | 52619.6108 | 55921.0892 | 59367.407 | 62909.2883 | 67173.9737 | 71476.4724 | 75859.3594 | 80768.8049 | 85909.7706 | 0 | 1046714.0331
Scenario 2: High TRC | PG&E | Com | FoodServ | Com ¦ ENERGY STAR Steamer - Fuel Sub - Panel Upgrade | Com - Restaurant | Fuel Substitution | 7248154.485 | 7586998.1146 | 7953487.17 | 8344981.8046 | 8743325.5409 | 9148509.659 | 9605235.4086 | 10103392.6179 | 10642713.6604 | 11219427.9166 | 11808636.7597 | 10987095.6467 | 11589590.0648
Scenario 2: High TRC | PG&E | Com | FoodServ | Com ¦ ENERGY STAR Convection Oven - Gas - Panel Upgrade | Com - Restaurant | Energy Efficiency | 48208.1669 | 50436.3746 | 53669.0497 | 57036.3724 | 60551.4231 | 64163.9432 | 68513.683 | 72901.9902 | 77372.2889 | 82379.6478 | 87623.1443 | 0 | 1067589.5663
Scenario 2: High TRC | PG&E | Com | FoodServ | Com ¦ ENERGY STAR Convection Oven - Fuel Sub - Panel Upgrade | Com - Restaurant | Fuel Substitution | 9964926.8243 | 10472287.8331 | 11036527.2061 | 11647686.5786 | 12251251.263 | 12845435.234 | 13558198.8467 | 14358102.3689 | 15242327.9042 | 16197674.3026 | 17149466.4371 | 16069660.8363 | 17071882.8621
Scenario 2: High TRC | PG&E | Com | FoodServ | Com ¦ ENERGY STAR Griddle - Gas - Panel Upgrade | Com - Restaurant | Energy Efficiency | 233732.2803 | 244535.5139 | 260208.8025 | 276534.9161 | 293577.2735 | 311092.2016 | 332181.4621 | 353457.713 | 375131.4911 | 399409.1499 | 424831.6968 | 0 | 5176096.915
Scenario 2: High TRC | PG&E | Com | FoodServ | Com ¦ ENERGY STAR Griddle - Fuel Sub - Panel Upgrade | Com - Restaurant | Fuel Substitution | 56928125.5553 | 59907340.9847 | 63248197.343 | 66881494.1078 | 70438317.4772 | 73905013.686 | 78141950.2544 | 82935401.6478 | 88264504.522 | 94038249.3447 | 99751365.5965 | 93679201.7621 | 99742975.9579
Scenario 2: High TRC | PG&E | Com | FoodServ | Com ¦ ENERGY STAR Combination Oven - Gas - Panel Upgrade | Com - Restaurant | Energy Efficiency | 213857.6837 | 223062.7079 | 2599.1385 | 2762.2146 | 2932.445 | 3107.3957 | 3318.0493 | 3530.5706 | 3747.0627 | 3989.5641 | 4243.5014 | 0 | 51702.297
Scenario 2: High TRC | PG&E | Com | FoodServ | Com ¦ ENERGY STAR Combination Oven - Fuel Sub - Panel Upgrade | Com - Restaurant | Fuel Substitution | 0 | 0 | 436168.3628 | 464716.8882 | 491858.5823 | 517408.0466 | 550689.6248 | 589333.9396 | 633071.2792 | 680864.1545 | 727164.354 | 688385.826 | 738749.8174
Scenario 2: High TRC | PG&E | Com | Lighting | Com ¦ LED Fixtures and Retrofit Kits - 140 lpw | Com - Restaurant | Energy Efficiency | 0 | 0 | 932986.6359 | 953406.446 | 978632.72 | 1006891.402 | 1021027.7692 | 1028970.0612 | 1032655.685 | 1032938.9478 | 1043491.073 | 911932.1305 | 1060666.8457
Scenario 2: High TRC | SCE | Com | BldgEnv | Com ¦ Com Wall Insulation (R14) - Cold | Com - Restaurant | Energy Efficiency | 0 | 0 | 0 | 0 | 0 | 0 | 0 | 0 | 0 | 0 | 0 | 0 | 0
Scenario 2: High TRC | SCE | Com | HVAC | Com ¦ Ductless Mini Split Heat Pump (SEER 18) - Hot-Dry | Com - Restaurant | Energy Efficiency | 110665.2059 | 114694.0725 | 118343.6125 | 121684.9909 | 125837.8815 | 130385.3206 | 133072.8683 | 134096.0092 | 135081.2015 | 135947.8061 | 137155.6764 | 137583.6328 | 138059.7424
Scenario 2: High TRC | SCE | Com | HVAC | Com ¦ Ductless Mini Split Heat Pump (SEER 18) - Marine | Com - Restaurant | Energy Efficiency | 24135.5032 | 25014.1779 | 25810.1235 | 26538.8607 | 27444.5844 | 28436.3571 | 29022.4973 | 29245.6389 | 29460.5042 | 29649.5061 | 29912.9364 | 30006.2714 | 30110.1084
Scenario 2: High TRC | SCE | Com | HVAC | Com ¦ Ductless Mini Split Heat Pump (SEER 18) - Cold | Com - Restaurant | Energy Efficiency | 1312.186 | 1359.9573 | 1403.2309 | 1442.8505 | 1492.0924 | 1546.0125 | 1577.8795 | 1590.0111 | 1601.6928 | 1611.9684 | 1626.2904 | 1631.3648 | 1637.0101
Scenario 2: High TRC | SCE | Com | HVAC | Com ¦ Demand Controlled Ventilation (HVAC) - Marine | Com - Restaurant | Energy Efficiency | 5548.0003 | 5925.9097 | 6307.8029 | 6704.2354 | 7194.6424 | 7638.7712 | 7945.2699 | 8192.9282 | 8429.4168 | 8635.9523 | 8878.3945 | 9050.2933 | 9239.9874
Scenario 2: High TRC | SCE | Com | HVAC | Com ¦ Demand Controlled Ventilation (HVAC) - Hot-Dry | Com - Restaurant | Energy Efficiency | 23217.6107 | 24799.1094 | 26397.2792 | 28056.2942 | 30108.5792 | 31967.1967 | 33249.8513 | 34286.2669 | 35275.9387 | 36140.2612 | 37154.8482 | 37874.2205 | 38668.0641
Scenario 2: High TRC | SCE | Com | HVAC | Com ¦ Demand Controlled Ventilation (HVAC) - Cold | Com - Restaurant | Energy Efficiency | 4005.0313 | 4277.8393 | 4553.5232 | 4839.7028 | 5193.7214 | 5514.3324 | 5735.5899 | 5914.3713 | 6085.0894 | 6234.1848 | 6409.2008 | 6533.2923 | 6670.2301
Scenario 2: High TRC | SCE | Com | WaterHeat | Com ¦ Com Heat Pump Water Heater (3.3 UEF - 50 Gal) - Marine | Com - Restaurant | Energy Efficiency | 5894649.8694 | 6194171.2405 | 6491477.7741 | 6785906.0522 | 7122540.4769 | 7443568.5331 | 7647389.8416 | 7755358.7463 | 7849369.7625 | 7919874.9631 | 8041878.8358 | 8128939.4031 | 8207192.5122
Scenario 2: High TRC | SCE | Com | WaterHeat | Com ¦ Com Heat Pump Water Heater (3.3 UEF - 50 Gal) - Hot-Dry | Com - Restaurant | Energy Efficiency | 23076017.9767 | 24250779.9558 | 25416839.0058 | 26571589.6993 | 27891956.5574 | 29151090.7403 | 29950263.4856 | 30373260.7521 | 30741476.2924 | 31017443.5209 | 31495498.9106 | 31836420.1625 | 32142766.4636
Scenario 2: High TRC | SCE | Com | WaterHeat | Com ¦ Com Heat Pump Water Heater (3.3 UEF - 50 Gal) - Cold | Com - Restaurant | Energy Efficiency | 399517.4571 | 419753.1993 | 439839.7755 | 459732.4648 | 482474.3287 | 504162.4786 | 517939.7453 | 525247.9152 | 531614.1696 | 536393.9851 | 544650.0354 | 550547.7012 | 555851.2373
Scenario 2: High TRC | SCE | Com | WholeBlg | Com ¦ Com Title 24 2022 Code | Com - Restaurant | Energy Efficiency | 7487305.799 | 7937747.0925 | 8396867.5812 | 8892854.0161 | 9524772.1275 | 10087098.3481 | 10493625.0815 | 10811530.2865 | 11119950.804 | 11403614.2643 | 11697668.5369 | 11885163.5985 | 12106709.4572
Scenario 2: High TRC | SCE | Com | ComRefrig | Com ¦ Efficient Refrigerated Display Case - Marine | Com - Restaurant | Energy Efficiency | 0 | 0 | 0 | 0 | 0 | 0 | 0 | 0 | 0 | 0 | 0 | 0 | 0
Scenario 2: High TRC | SCE | Com | ComRefrig | Com ¦ Efficient Refrigerated Display Case - Hot-Dry | Com - Restaurant | Energy Efficiency | 0 | 0 | 0 | 0 | 0 | 0 | 0 | 0 | 0 | 0 | 0 | 0 | 0
Scenario 2: High TRC | SCE | Com | ComRefrig | Com ¦ Refrigerated Display Case LED Lighting | Com - Restaurant | Energy Efficiency | 1196790.7884 | 1248538.4824 | 1297651.0633 | 1344240.1193 | 1396183.2274 | 1446013.3465 | 1478539.0092 | 1497456.6751 | 1515424.0521 | 1529734.6193 | 1552434.2049 | 1569474.8188 | 1585021.6132
Scenario 2: High TRC | SCE | Com | ComRefrig | Com ¦ Efficient EC or PMS Motor Retrofit - Marine | Com - Restaurant | Energy Efficiency | 98827.923 | 101998.9313 | 104762.1877 | 107188.0593 | 110328.4663 | 114097.1097 | 116282.5954 | 116901.8746 | 117521.7438 | 118112.2179 | 118892.6112 | 118954.4254 | 119087.9978
Scenario 2: High TRC | SCE | Com | ComRefrig | Com ¦ Efficient EC or PMS Motor Retrofit - Hot-Dry | Com - Restaurant | Energy Efficiency | 406730.2006 | 419780.6098 | 431152.9003 | 441136.6701 | 454061.1386 | 469571.1385 | 478565.5908 | 481114.259 | 483665.3549 | 486095.4743 | 489307.2136 | 489561.6122 | 490111.3348
Scenario 2: High TRC | SCE | Com | ComRefrig | Com ¦ Efficient EC or PMS Motor Retrofit - Cold | Com - Restaurant | Energy Efficiency | 5935.4656 | 6125.9118 | 6291.8691 | 6437.5636 | 6626.172 | 6852.5114 | 6983.7686 | 7020.9616 | 7058.1901 | 7093.6531 | 7140.5224 | 7144.2349 | 7152.2571
Scenario 2: High TRC | SCE | Com | ComRefrig | Com ¦ Add Doors to Open Display Cases - Marine | Com - Restaurant | Energy Efficiency | 0 | 0 | 0 | 0 | 0 | 0 | 0 | 0 | 0 | 0 | 0 | 0 | 0
Scenario 2: High TRC | SCE | Com | ComRefrig | Com ¦ Add Doors to Open Display Cases - Hot-Dry | Com - Restaurant | Energy Efficiency | 0 | 0 | 0 | 0 | 0 | 0 | 0 | 0 | 0 | 0 | 0 | 0 | 0
Scenario 2: High TRC | SCE | Com | FoodServ | Com ¦ ENERGY STAR Combination Oven - Electric | Com - Restaurant | Energy Efficiency | 0 | 0 | 0 | 0 | 0 | 0 | 0 | 0 | 0 | 0 | 0 | 0 | 0
Scenario 2: High TRC | SCE | Com | FoodServ | Com ¦ ENERGY STAR Conveyor Broiler - Gas | Com - Restaurant | Energy Efficiency | 0 | 0 | 0 | 0 | 0 | 1605648.7687 | 1651206.2996 | 1674405.2423 | 1693104.9689 | 1705665.1036 | 1727554.4201 | 1740481.1795 | 1752159.4193
Scenario 2: High TRC | SCE | Com | FoodServ | Com ¦ High Performance Conveyor Toaster | Com - Restaurant | Energy Efficiency | 0 | 0 | 0 | 0 | 0 | 12539548.9445 | 12895337.1464 | 13076512.6832 | 13222550.934 | 13320641.1435 | 13491588.9624 | 13592542.3808 | 13683745.3031
Scenario 2: High TRC | SCE | Com | FoodServ | Com ¦ Electric Deck Oven (60% cooking efficiency) | Com - Restaurant | Energy Efficiency | 0 | 0 | 0 | 0 | 0 | 0 | 0 | 0 | 0 | 0 | 0 | 0 | 0
Scenario 2: High TRC | SCE | Com | FoodServ | Com ¦ Demand Controlled Ventilation (DCV) Exhaust Hood | Com - Restaurant | Energy Efficiency | 536361.7849 | 574237.1318 | 612888.4322 | 653422.226 | 703328.3437 | 747352.8993 | 777770.9728 | 802730.666 | 826597.9583 | 847438.4957 | 871986.2664 | 889664.325 | 909052.7001
Scenario 2: High TRC | SCE | Com | FoodServ | Com ¦ ENERGY STAR Ice Machine | Com - Restaurant | Energy Efficiency | 0 | 1208938.748 | 1269081.6365 | 1328520.1411 | 1399833.6697 | 1472773.7674 | 1521533.8331 | 1548306.9896 | 1571624.0156 | 1587278.263 | 1608961.9215 | 1619155.7457 | 1627936.1459
Scenario 2: High TRC | SCE | Com | FoodServ | Com ¦ ENERGY STAR Griddle - Electric | Com - Restaurant | Energy Efficiency | 0 | 0 | 0 | 0 | 0 | 0 | 0 | 0 | 0 | 0 | 0 | 0 | 0
Scenario 2: High TRC | SCE | Com | Lighting | Com ¦ LED High and Low Bay - 155 lpw | Com - Restaurant | Energy Efficiency | 0 | 0 | 0 | 0 | 0 | 0 | 0 | 0 | 0 | 0 | 0 | 0 | 0
Scenario 2: High TRC | SCE | Com | Lighting | Com ¦ LED Fixtures and Retrofit Kits - 140 lpw - RET | Com - Restaurant | Energy Efficiency | 0 | 0 | 0 | 0 | 0 | 0 | 0 | 0 | 0 | 0 | 0 | 0 | 0
Scenario 2: High TRC | SCE | Com | Lighting | Com ¦ LED Fixtures and Retrofit Kits - 140 lpw | Com - Restaurant | Energy Efficiency | 1542486.3481 | 1614431.7249 | 1684012.5872 | 1751144.954 | 1826638.0551 | 1897594.8797 | 1942496.8824 | 1968322.3677 | 1992745.1618 | 2011911.8833 | 2042787.8075 | 2065830.4952 | 2086837.5504
Scenario 2: High TRC | SCG | Com | BldgEnv | Com ¦ Com Wall Insulation (R14) - Marine | Com - Restaurant | Energy Efficiency | 434924.0653 | 453872.4169 | 473703.7606 | 494533.062 | 516438.0394 | 539439.3771 | 563631.7379 | 589133.2715 | 616006.5778 | 644332.9759 | 674218.8492 | 705748.4316 | 739051.6856
Scenario 2: High TRC | SCG | Com | BldgEnv | Com ¦ Com Wall Insulation (R14) - Hot-Dry | Com - Restaurant | Energy Efficiency | 4003.2027 | 4299.5939 | 4622.464 | 4980.0775 | 5384.6518 | 5766.3885 | 6150.2576 | 6584.6156 | 7041.5206 | 7510.5416 | 8023.5771 | 8554.2253 | 9133.6484
Scenario 2: High TRC | SCG | Com | BldgEnv | Com ¦ Com Wall Insulation (R14) - Cold | Com - Restaurant | Energy Efficiency | 17.1635 | 18.4343 | 19.8186 | 3340.2003 | 3488.1521 | 3643.5089 | 3806.9101 | 3979.1539 | 4160.6629 | 4351.9865 | 4553.8432 | 4766.8019 | 4991.7405
Scenario 2: High TRC | SCG | Com | HVAC | Com ¦ Demand Controlled Ventilation (HVAC) - Marine | Com - Restaurant | Energy Efficiency | 18290.9504 | 19630.0485 | 21087.2025 | 22699.9527 | 24523.5654 | 26239.8951 | 27962.7653 | 29912.2441 | 31960.8561 | 34061.2121 | 36357.8665 | 38731.5469 | 41323.3021
Scenario 2: High TRC | SCG | Com | HVAC | Com ¦ Demand Controlled Ventilation (HVAC) - Hot-Dry | Com - Restaurant | Energy Efficiency | 89972.2755 | 96559.2325 | 103726.9008 | 111659.9389 | 120630.1991 | 129072.7392 | 137547.4521 | 147136.8414 | 157213.8621 | 167545.4089 | 178842.5377 | 190518.5536 | 203267.2685
Scenario 2: High TRC | SCG | Com | HVAC | Com ¦ Demand Controlled Ventilation (HVAC) - Cold | Com - Restaurant | Energy Efficiency | 53692.248 | 56101.9953 | 58627.847 | 61290.7245 | 64107.9256 | 67036.8615 | 70104.3097 | 73354.4503 | 76776.3913 | 80373.659 | 84179.9615 | 88188.153 | 92433.61
Scenario 2: High TRC | SCG | Com | HVAC | Com ¦ HVAC Energy Management System (Elec SC and Gas SH) - Marine | Com - Restaurant | Energy Efficiency | 0 | 0 | 61376.8426 | 66070.9463 | 71378.7907 | 76374.3748 | 81388.996 | 87063.1889 | 93025.9209 | 99139.2601 | 105823.9493 | 112732.832 | 120276.4476
Scenario 2: High TRC | SCG | Com | HVAC | Com ¦ HVAC Energy Management System (Elec SC and Gas SH) - Hot-Dry | Com - Restaurant | Energy Efficiency | 0 | 0 | 0 | 0 | 374006.4615 | 400182.0343 | 426457.3567 | 456188.6646 | 487431.8431 | 519464.1642 | 554490.2123 | 590690.9765 | 630217.5774
Scenario 2: High TRC | SCG | Com | HVAC | Com ¦ HVAC Energy Management System (Elec SC and Gas SH) - Cold | Com - Restaurant | Energy Efficiency | 38769.8516 | 40509.8708 | 42333.7262 | 44256.5246 | 46290.7562 | 48405.6687 | 50620.5976 | 52967.4442 | 55438.3437 | 58035.8422 | 60784.2796 | 63678.4961 | 66744.0361
Scenario 2: High TRC | SCG | Com | HVAC | Com ¦ HVAC Heat Recovery/Energy Recovery Ventilator (ERV) - Marine | Com - Restaurant | Energy Efficiency | 17412149.9611 | 18198284.512 | 19025157.0828 | 19896942.3581 | 20817575.8595 | 21783629.2679 | 22800489.9163 | 23875862.0509 | 25010563.2082 | 26207330.1385 | 27472831.6054 | 28808913.0158 | 30222393.1007
Scenario 2: High TRC | SCG | Com | HVAC | Com ¦ HVAC Heat Recovery/Energy Recovery Ventilator (ERV) - Hot-Dry | Com - Restaurant | Energy Efficiency | 97011243.5568 | 101391167.3776 | 105998061.7893 | 110855185.9161 | 115984466.3913 | 121366802.4444 | 127032209.4299 | 133023611.3129 | 139345562.9719 | 146013312.1253 | 153064013.578 | 160507948.9564 | 168383108.606
Scenario 2: High TRC | SCG | Com | HVAC | Com ¦ HVAC Heat Recovery/Energy Recovery Ventilator (ERV) - Cold | Com - Restaurant | Energy Efficiency | 117931.4649 | 123255.9079 | 128856.2671 | 134760.8173 | 140996.2137 | 147539.2365 | 154426.3737 | 161709.8058 | 169395.0698 | 177500.7017 | 186071.8685 | 195121.0691 | 204694.4863
Scenario 2: High TRC | SCG | Com | WaterHeat | Com ¦ Com Hot Water Tank Insulation - Marine | Com - Restaurant | Energy Efficiency | 7677.2273 | 8008.8028 | 8353.3295 | 8714.1366 | 9092.4649 | 9489.4344 | 9906.6824 | 10345.7844 | 10807.9523 | 11294.4481 | 11806.4919 | 12346.4 | 12916.6468
Scenario 2: High TRC | SCG | Com | WaterHeat | Com ¦ Com Hot Water Tank Insulation - Hot-Dry | Com - Restaurant | Energy Efficiency | 41642.4012 | 43440.9149 | 45309.678 | 47266.7488 | 49318.8568 | 51472.077 | 53735.2911 | 56117.0442 | 58623.9105 | 61262.7346 | 64040.135 | 66968.6754 | 70061.7771
Scenario 2: High TRC | SCG | Com | WaterHeat | Com ¦ Com Hot Water Tank Insulation - Cold | Com - Restaurant | Energy Efficiency | 104.2421 | 108.7443 | 113.4223 | 118.3214 | 123.4583 | 128.8484 | 134.5139 | 140.476 | 146.7514 | 153.3571 | 160.3097 | 167.6406 | 175.3834
Scenario 2: High TRC | SCG | Com | WaterHeat | Com ¦ Low-flow Pre-Rinse Spray Valve - Marine | Com - Restaurant | Energy Efficiency | 75027.5358 | 78316.5848 | 81755.6622 | 85369.6239 | 89175.305 | 93157.9326 | 97339.4897 | 101751.3676 | 106396.5836 | 111287.2622 | 116450.7415 | 121894.3259 | 127648.3074
Scenario 2: High TRC | SCG | Com | WaterHeat | Com ¦ Low-flow Pre-Rinse Spray Valve - Hot-Dry | Com - Restaurant | Energy Efficiency | 404810.161 | 422556.1854 | 441111.6857 | 460610.772 | 481144.2786 | 502632.4976 | 525194.0385 | 548998.2722 | 574061.4787 | 600449.0761 | 628308.5663 | 657679.3599 | 688724.8973
Scenario 2: High TRC | SCG | Com | WaterHeat | Com ¦ Low-flow Pre-Rinse Spray Valve - Cold | Com - Restaurant | Energy Efficiency | 1077.5351 | 1124.7719 | 1174.1635 | 1226.0667 | 1280.7234 | 1337.9213 | 1397.9763 | 1461.339 | 1528.053 | 1598.2922 | 1672.4494 | 1750.6294 | 1833.2673
Scenario 2: High TRC | SCG | Com | WaterHeat | Com ¦ Com Hot Water Pipe Insulation - Marine | Com - Restaurant | Energy Efficiency | 1434513.0195 | 1496445.9582 | 1561011.0871 | 1628663.7446 | 1699658.1467 | 1774229.3813 | 1852649.6684 | 1935188.6434 | 2022048.5594 | 2113523.566 | 2209927.9985 | 2311639.1693 | 2419040.1829
Scenario 2: High TRC | SCG | Com | WaterHeat | Com ¦ Com Hot Water Pipe Insulation - Hot-Dry | Com - Restaurant | Energy Efficiency | 6472470.3409 | 6751909.4979 | 7043225.0005 | 7348471.3202 | 7668795.469 | 8005258.1551 | 8359087.6258 | 8731500.4661 | 9123409.2337 | 9536141.1221 | 9971114.3999 | 10430031.4868 | 10914620.9369
Scenario 2: High TRC | SCG | Com | WaterHeat | Com ¦ Com Hot Water Pipe Insulation - Cold | Com - Restaurant | Energy Efficiency | 17796.7432 | 18565.0908 | 19366.0937 | 20205.4008 | 21086.166 | 22011.3058 | 22984.1974 | 24008.186 | 25085.7807 | 26220.6308 | 27416.6359 | 28678.4771 | 30010.9071
Scenario 2: High TRC | SCG | Com | WaterHeat | Com ¦ Com Efficient Tankless Gas Water Heater (0.87 UEF - High Draw) - ZEAS 2030 - Marine | Com - Restaurant | Energy Efficiency | 707244.3473 | 759607.6808 | 816649.0155 | 879828.4716 | 951304.4534 | 0 | 0 | 0 | 0 | 0 | 0 | 0 | 0
Scenario 2: High TRC | SCG | Com | WaterHeat | Com ¦ Com Efficient Tankless Gas Water Heater (0.87 UEF - High Draw) - ZEAS 2030 - Hot-Dry | Com - Restaurant | Energy Efficiency | 1926149.2071 | 2068758.4675 | 2224108.0606 | 2396174.5604 | 2590836.2869 | 0 | 0 | 0 | 0 | 0 | 0 | 0 | 0
Scenario 2: High TRC | SCG | Com | WaterHeat | Com ¦ Com Efficient Tankless Gas Water Heater (0.87 UEF - High Draw) - ZEAS 2030 - Cold | Com - Restaurant | Energy Efficiency | 9378.5233 | 10072.8954 | 10829.3009 | 11667.1018 | 12614.9202 | 0 | 0 | 0 | 0 | 0 | 0 | 0 | 0
Scenario 2: High TRC | SCG | Com | WaterHeat | Com ¦ Com Efficient Tankless Gas Water Heater (0.87 UEF - High Draw) - Panel Upgrade - ZEAS 2030 - Marine | Com - Restaurant | Energy Efficiency | 586779.6508 | 630223.955 | 677549.4579 | 729967.5781 | 789269.0795 | 0 | 0 | 0 | 0 | 0 | 0 | 0 | 0
Scenario 2: High TRC | SCG | Com | WaterHeat | Com ¦ Com Efficient Tankless Gas Water Heater (0.87 UEF - High Draw) - Panel Upgrade - ZEAS 2030 - Hot-Dry | Com - Restaurant | Energy Efficiency | 1598068.8476 | 1716387.5198 | 1845276.4678 | 1988034.9375 | 2149539.9963 | 0 | 0 | 0 | 0 | 0 | 0 | 0 | 0
Scenario 2: High TRC | SCG | Com | WaterHeat | Com ¦ Com Efficient Tankless Gas Water Heater (0.87 UEF - High Draw) - Panel Upgrade - ZEAS 2030 - Cold | Com - Restaurant | Energy Efficiency | 7781.0825 | 8357.1824 | 8984.7496 | 9679.8482 | 10466.225 | 0 | 0 | 0 | 0 | 0 | 0 | 0 | 0
Scenario 2: High TRC | SCG | Com | WaterHeat | Com ¦ Efficient Gas Water Heating Boiler (0.92 UEF) - ZEAS 2030 - Marine | Com - Restaurant | Energy Efficiency | 599413.4954 | 626959.273 | 655972.494 | 686594.4763 | 718963.7245 | 0 | 0 | 0 | 0 | 0 | 0 | 0 | 0
Scenario 2: High TRC | SCG | Com | WaterHeat | Com ¦ Efficient Gas Water Heating Boiler (0.92 UEF) - ZEAS 2030 - Hot-Dry | Com - Restaurant | Energy Efficiency | 3270009.1863 | 3420280.9882 | 3578558.2041 | 3745611.7723 | 3922197.2842 | 0 | 0 | 0 | 0 | 0 | 0 | 0 | 0
Scenario 2: High TRC | SCG | Com | WaterHeat | Com ¦ Efficient Gas Water Heating Boiler (0.92 UEF) - ZEAS 2030 - Cold | Com - Restaurant | Energy Efficiency | 8297.8929 | 8679.2189 | 9080.8592 | 9504.7701 | 9952.869 | 0 | 0 | 0 | 0 | 0 | 0 | 0 | 0
Scenario 2: High TRC | SCG | Com | FoodServ | Com ¦ ENERGY STAR Dishwasher - Tier 1 | Com - Restaurant | Energy Efficiency | 0 | 0 | 0 | 0 | 0 | 0 | 0 | 0 | 0 | 0 | 0 | 0 | 0
Scenario 2: High TRC | SCG | Com | FoodServ | Com ¦ ENERGY STAR Dishwasher - Tier 2 | Com - Restaurant | Energy Efficiency | 18615393.4059 | 19455852.7385 | 20339865.2375 | 21271894.0739 | 22256146.7278 | 23288957.9711 | 24376087.421 | 25525771.7155 | 26738884.8857 | 28018352.8018 | 29371305.0629 | 30799714.6006 | 32310871.3453
Scenario 2: High TRC | SCG | Com | FoodServ | Com ¦ ENERGY STAR Conveyor Broiler - Gas | Com - Restaurant | Energy Efficiency | 9367670.4663 | 9786183.0572 | 10225923.6472 | 10689249.1254 | 11178249.0918 | 11691031.3423 | 12230454.7699 | 12800626.2469 | 13401926.9236 | 14035768.4497 | 14705676.4389 | 15412621.4905 | 16160508.0377
Scenario 2: High TRC | SCG | Com | FoodServ | Com ¦ ENERGY STAR Conveyor Oven - Gas | Com - Restaurant | Energy Efficiency | 8104467.5062 | 8466544.8985 | 8846987.7562 | 9247835.149 | 9670894.9004 | 10114529.9643 | 10581213.7207 | 11074499.2419 | 11594716.2813 | 12143086.1316 | 12722658.9882 | 13334274.5674 | 13981310.8015
Scenario 2: High TRC | SCG | Com | FoodServ | Com ¦ ENERGY STAR Rack Oven - Gas | Com - Restaurant | Energy Efficiency | 3454644.0729 | 3608984.6901 | 3771153.8471 | 3942020.7262 | 4122355.9378 | 4311461.6679 | 4510392.2295 | 4720662.1702 | 4942412.052 | 5176162.4683 | 5423213.608 | 5683923.4121 | 5959731.772
Scenario 2: High TRC | SCG | Com | FoodServ | Com ¦ Demand Controlled Ventilation (DCV) Exhaust Hood | Com - Restaurant | Energy Efficiency | 416333.608 | 446813.7924 | 479981.1344 | 516690.113 | 558198.6864 | 597265.3119 | 636480.812 | 680854.3155 | 727484.2617 | 775291.9907 | 827567.8096 | 881596.8736 | 940589.6958
Scenario 2: High TRC | SCG | Com | FoodServ | Com ¦ ENERGY STAR Fryer - Tier 1 Gas | Com - Restaurant | Energy Efficiency | 484780.9855 | 519964.7958 | 558206.0803 | 600502.9683 | 648310.7032 | 693212.7599 | 738219.9276 | 789137.6208 | 842591.843 | 897329.0432 | 0 | 0 | 0
Scenario 2: High TRC | SCG | Com | FoodServ | Com ¦ ENERGY STAR Fryer - Tier 2 Gas | Com - Restaurant | Energy Efficiency | 0 | 0 | 0 | 0 | 0 | 0 | 0 | 0 | 0 | 0 | 1452317.565 | 1546030.3012 | 1648338.8497
Scenario 2: High TRC | SCG | Com | FoodServ | Com ¦ ENERGY STAR Steamer - Gas | Com - Restaurant | Energy Efficiency | 136696.5711 | 146637.9567 | 157447.3688 | 169405.6744 | 182923.4493 | 195626.1126 | 208363.0411 | 222773.3807 | 237905.4116 | 253405.2788 | 270347.3496 | 287843.6326 | 306946.9491
Scenario 2: High TRC | SCG | Com | FoodServ | Com ¦ ENERGY STAR Convection Oven - Gas | Com - Restaurant | Energy Efficiency | 139422.8304 | 149562.4856 | 160587.4793 | 172784.2799 | 186571.6516 | 199527.6552 | 212518.6074 | 227216.345 | 242650.1673 | 258459.1619 | 275739.1231 | 293584.3498 | 313068.6605
Scenario 2: High TRC | SCG | Com | FoodServ | Com ¦ ENERGY STAR Griddle - Gas | Com - Restaurant | Energy Efficiency | 675977.0843 | 725138.1476 | 778591.682 | 837726.6004 | 904573.2376 | 967389.0727 | 1030374.3526 | 1101634.804 | 1176464.0849 | 1253112.3501 | 1336892.4442 | 1423413.1688 | 1517880.8212
Scenario 2: High TRC | SCG | Com | FoodServ | Com ¦ ENERGY STAR Combination Oven - Gas | Com - Restaurant | Energy Efficiency | 323526.0491 | 337979.9868 | 353167.0641 | 369168.6796 | 386057.0008 | 9662.9252 | 10292.064 | 11003.8608 | 11751.3054 | 12516.9192 | 13353.7705 | 14217.997 | 15161.6027
Scenario 2: High TRC | SCG | Com | FoodServ | Com ¦ ENERGY STAR Fryer - Tier 1 Gas - Panel Upgrade | Com - Restaurant | Energy Efficiency | 797708.3941 | 855603.4471 | 918529.5819 | 988129.2229 | 1066796.9772 | 1140683.4304 | 1214742.8439 | 1298528.0427 | 1386487.1067 | 1476557.3145 | 0 | 0 | 0
Scenario 2: High TRC | SCG | Com | FoodServ | Com ¦ ENERGY STAR Fryer - Tier 2 Gas - Panel Upgrade | Com - Restaurant | Energy Efficiency | 0 | 0 | 0 | 0 | 0 | 0 | 0 | 0 | 0 | 0 | 2389792.3953 | 2543996.9506 | 2712345.9379
Scenario 2: High TRC | SCG | Com | FoodServ | Com ¦ ENERGY STAR Steamer - Gas - Panel Upgrade | Com - Restaurant | Energy Efficiency | 224934.5695 | 241293.1456 | 259080.0618 | 278757.4854 | 301001.0198 | 321903.2858 | 342861.9354 | 366574.1874 | 391473.9842 | 416979.0567 | 444857.2789 | 473647.459 | 505082.0167
Scenario 2: High TRC | SCG | Com | FoodServ | Com ¦ ENERGY STAR Convection Oven - Gas - Panel Upgrade | Com - Restaurant | Energy Efficiency | 229420.6362 | 246105.4658 | 264247.122 | 284316.9896 | 307004.1463 | 328323.2845 | 349699.9307 | 373885.0969 | 399281.4922 | 425295.2346 | 453729.4566 | 483093.8244 | 515155.309
Scenario 2: High TRC | SCG | Com | FoodServ | Com ¦ ENERGY STAR Griddle - Gas - Panel Upgrade | Com - Restaurant | Energy Efficiency | 1112322.0805 | 1193216.7403 | 1281174.6725 | 1378481.3372 | 1488477.6555 | 1591841.2784 | 1695483.7231 | 1812742.9844 | 1935874.7641 | 2061999.6872 | 2199860.0536 | 2342230.135 | 2497676.9068
Scenario 2: High TRC | SCG | Com | FoodServ | Com ¦ ENERGY STAR Combination Oven - Gas - Panel Upgrade | Com - Restaurant | Energy Efficiency | 532362.9697 | 556146.9623 | 581137.3383 | 607468.039 | 635257.8161 | 15900.3689 | 16935.6186 | 18106.882 | 19336.8041 | 20596.6237 | 21973.6646 | 23395.7517 | 24948.4574
Scenario 2: High TRC | SDG&E | Com | BldgEnv | Com ¦ Com Wall Insulation (R14) - Marine | Com - Restaurant | Energy Efficiency | 94.4125 | 100.034 | 107.7115 | 115.946 | 124.9374 | 133.8304 | 144.0673 | 154.7987 | 165.2685 | 176.5703 | 188.8811 | 202.0297 | 215.9145
Scenario 2: High TRC | SDG&E | Com | BldgEnv | Com ¦ Com Wall Insulation (R14) - Hot-Dry | Com - Restaurant | Energy Efficiency | 118.15 | 124.7048 | 133.7289 | 143.3511 | 153.9127 | 164.5088 | 176.7187 | 189.4559 | 201.8339 | 215.1953 | 229.7322 | 245.1077 | 261.3397
Scenario 2: High TRC | SDG&E | Com | HVAC | Com ¦ Ductless Mini Split Heat Pump (SEER 18) - Marine | Com - Restaurant | Energy Efficiency | 9764.0983 | 9859.6765 | 9892.0239 | 9866.669 | 9896.7083 | 10075.4108 | 10176.4258 | 10217.4767 | 10251.277 | 10270.1272 | 10324.3822 | 10294.0436 | 10266.6698
Scenario 2: High TRC | SDG&E | Com | HVAC | Com ¦ Demand Controlled Ventilation (HVAC) - Marine | Com - Restaurant | Energy Efficiency | 2803.0224 | 2947.2161 | 3144.9806 | 3351.4307 | 3579.3757 | 3812.1315 | 4074.4203 | 4342.5037 | 4599.0924 | 4874.1507 | 5175.9112 | 5490.5796 | 5821.3857
Scenario 2: High TRC | SDG&E | Com | HVAC | Com ¦ Demand Controlled Ventilation (HVAC) - Hot-Dry | Com - Restaurant | Energy Efficiency | 5586.7061 | 6003.5194 | 6569.2646 | 7196.2496 | 7868.6988 | 8499.8042 | 9244.9368 | 10050.2766 | 10851.5428 | 11721.9976 | 12662.5205 | 13698.2872 | 14796.1508
Scenario 2: High TRC | SDG&E | Com | HVAC | Com ¦ HVAC Energy Management System (Elec SC and Gas SH) - Marine | Com - Restaurant | Energy Efficiency | 9852.1248 | 10317.447 | 10957.5439 | 11614.0859 | 12345.3373 | 13109.8275 | 13960.4343 | 14815.8083 | 15624.7415 | 16488.2117 | 17440.1335 | 18415.137 | 19437.265
Scenario 2: High TRC | SDG&E | Com | HVAC | Com ¦ HVAC Energy Management System (Elec SC and Gas SH) - Hot-Dry | Com - Restaurant | Energy Efficiency | 54174.8785 | 56752.1747 | 60296.5756 | 63937.7122 | 67990.0373 | 72217.8235 | 76927.068 | 81669.5126 | 86159.2932 | 90953.6103 | 96236.7239 | 101656.7407 | 107340.1835
Scenario 2: High TRC | SDG&E | Com | HVAC | Com ¦ Small Packaged Heat Pump (SEER 15) - Fuel Sub - ZEAS 2030 - Marine | Com - Restaurant | Fuel Substitution | 18039.2057 | 18847.6236 | 19677.7282 | 20535.4788 | 21456.9066 | 0 | 0 | 0 | 0 | 0 | 0 | 0 | 0
Scenario 2: High TRC | SDG&E | Com | HVAC | Com ¦ Small Packaged Heat Pump (SEER 15) - Fuel Sub - Panel Upgrade - ZEAS 2030 - Marine | Com - Restaurant | Fuel Substitution | 4121.9807 | 4306.7051 | 4496.3851 | 4692.3821 | 4902.9295 | 0 | 0 | 0 | 0 | 0 | 0 | 0 | 0
Scenario 2: High TRC | SDG&E | Com | HVAC | Com ¦ HVAC Heat Recovery/Energy Recovery Ventilator (ERV) - Hot-Dry | Com - Restaurant | Energy Efficiency | 18696389.5709 | 19517900.4353 | 20385593.4569 | 21298986.2766 | 22261550.3147 | 23273895.9762 | 24343389.2464 | 25471251.6111 | 26658922.4136 | 27913265.6886 | 29238780.53 | 30639535.7036 | 32119397.192
Scenario 2: High TRC | SDG&E | Com | WaterHeat | Com ¦ Com Heat Pump Water Heater (3.3 UEF - 50 Gal) - Marine | Com - Restaurant | Energy Efficiency | 1140758.4062 | 1178706.3339 | 1214373.8583 | 1247112.766 | 1286099.2679 | 1330834.0368 | 1360074.3816 | 1378673.8592 | 1394076.971 | 1404449.7571 | 1425925.7054 | 1440339.5021 | 1452588.031
Scenario 2: High TRC | SDG&E | Com | WaterHeat | Com ¦ Com Heat Pump Water Heater (3.3 UEF - 50 Gal) - Hot-Dry | Com - Restaurant | Energy Efficiency | 6059356.4465 | 6260929.0272 | 6450388.2835 | 6624291.0289 | 6831380.2514 | 7069003.6076 | 7224322.2888 | 7323117.8642 | 7404934.6997 | 7460030.9819 | 7574105.9653 | 7650667.5679 | 7715727.4838
Scenario 2: High TRC | SDG&E | Com | WaterHeat | Com ¦ Low-flow Pre-Rinse Spray Valve - Hot-Dry | Com - Restaurant | Energy Efficiency | 88372.7773 | 92132.6203 | 96080.9733 | 100223.3455 | 104575.9985 | 109141.6635 | 113953.5611 | 119015.6025 | 124333.9901 | 129941.2491 | 135857.1214 | 142099.8555 | 148688.9456
Scenario 2: High TRC | SDG&E | Com | WaterHeat | Com ¦ Com Efficient Tankless Gas Water Heater (0.87 UEF - High Draw) - ZEAS 2030 - Marine | Com - Restaurant | Energy Efficiency | 79426.7757 | 84261.9171 | 90850.2569 | 97929.8405 | 105647.8907 | 0 | 0 | 0 | 0 | 0 | 0 | 0 | 0
Scenario 2: High TRC | SDG&E | Com | WaterHeat | Com ¦ Com Efficient Tankless Gas Water Heater (0.87 UEF - High Draw) - ZEAS 2030 - Hot-Dry | Com - Restaurant | Energy Efficiency | 210655.1796 | 223478.8729 | 240952.3761 | 259728.7409 | 280198.4417 | 0 | 0 | 0 | 0 | 0 | 0 | 0 | 0
Scenario 2: High TRC | SDG&E | Com | WaterHeat | Com ¦ Com Heat Pump Water Heater (3.75 UEF - 50 Gal) - Fuel Sub - ZEAS 2030 - Marine | Com - Restaurant | Fuel Substitution | 17982045.1932 | 18869991.0494 | 19834885.9972 | 20885003.8838 | 21957599.6126 | 12259798.7124 | 12520219.0745 | 12685200.2402 | 12822693.7948 | 12914860.4509 | 13106292.2761 | 13234290.8245 | 13343027.9281
Scenario 2: High TRC | SDG&E | Com | WaterHeat | Com ¦ Com Heat Pump Water Heater (3.75 UEF - 50 Gal) - Fuel Sub - ZEAS 2030 - Hot-Dry | Com - Restaurant | Fuel Substitution | 47063673.4096 | 49411478.6105 | 51963348.8775 | 54741235.0034 | 57578566.7381 | 31850582.3462 | 32534092.0876 | 32964268.2044 | 33321421.1826 | 33558213.0539 | 34058321.915 | 34390022.0094 | 34670523.5506
Scenario 2: High TRC | SDG&E | Com | WaterHeat | Com ¦ Com Efficient Tankless Gas Water Heater (0.87 UEF - High Draw) - Panel Upgrade - ZEAS 2030 - Marine | Com - Restaurant | Energy Efficiency | 65898.0392 | 69909.6126 | 75375.7626 | 81249.4831 | 87652.9203 | 0 | 0 | 0 | 0 | 0 | 0 | 0 | 0
Scenario 2: High TRC | SDG&E | Com | WaterHeat | Com ¦ Com Efficient Tankless Gas Water Heater (0.87 UEF - High Draw) - Panel Upgrade - ZEAS 2030 - Hot-Dry | Com - Restaurant | Energy Efficiency | 174774.3523 | 185413.7902 | 199911.0373 | 215489.2301 | 232472.3335 | 0 | 0 | 0 | 0 | 0 | 0 | 0 | 0
Scenario 2: High TRC | SDG&E | Com | WaterHeat | Com ¦ Com Heat Pump Water Heater (3.75 UEF - 50 Gal) - Fuel Sub - Panel Upgrade - ZEAS 2030 - Marine | Com - Restaurant | Fuel Substitution | 14919169.3636 | 15655871.6948 | 16456416.4042 | 17327668.0575 | 18217568.9093 | 10171591.2394 | 10387654.2871 | 10524534.2652 | 10638608.588 | 10715076.528 | 10873901.8334 | 10980098.4313 | 11070314.3799
Scenario 2: High TRC | SDG&E | Com | WaterHeat | Com ¦ Com Heat Pump Water Heater (3.75 UEF - 50 Gal) - Fuel Sub - Panel Upgrade - ZEAS 2030 - Hot-Dry | Com - Restaurant | Fuel Substitution | 39047333.4332 | 40995237.7482 | 43112448.794 | 45417178.4918 | 47771228.4476 | 26425483.1554 | 26992570.9078 | 27349475.2685 | 27645794.4976 | 27842253.6876 | 28257179.1712 | 28532380.8979 | 28765104.704
Scenario 2: High TRC | SDG&E | Com | WaterHeat | Com ¦ Com Heat Pump Water Heater (100+ Gal, 200+ kBtuh - 4.3 COP) - Fuel Sub - ZEAS 2030 - Marine | Com - Restaurant | Fuel Substitution | 528963.085 | 555601.3619 | 584358.5423 | 615458.7485 | 647431.2927 | 0 | 0 | 0 | 0 | 0 | 0 | 0 | 0
Scenario 2: High TRC | SDG&E | Com | WaterHeat | Com ¦ Com Heat Pump Water Heater (100+ Gal, 200+ kBtuh - 4.3 COP) - Fuel Sub - ZEAS 2030 - Hot-Dry | Com - Restaurant | Fuel Substitution | 2809445.1396 | 2950844.5855 | 3103465.1228 | 3268493.0935 | 3438175.1766 | 0 | 0 | 0 | 0 | 0 | 0 | 0 | 0
Scenario 2: High TRC | SDG&E | Com | WaterHeat | Com ¦ Com Heat Pump Water Heater (100+ Gal, 200+ kBtuh - 4.3 COP) - Fuel Sub - Panel Upgrade - ZEAS 2030 - Marine | Com - Restaurant | Fuel Substitution | 438864.9771 | 460965.9651 | 484824.9444 | 510627.8628 | 537154.534 | 0 | 0 | 0 | 0 | 0 | 0 | 0 | 0
Scenario 2: High TRC | SDG&E | Com | WaterHeat | Com ¦ Com Heat Pump Water Heater (100+ Gal, 200+ kBtuh - 4.3 COP) - Fuel Sub - Panel Upgrade - ZEAS 2030 - Hot-Dry | Com - Restaurant | Fuel Substitution | 2330913.2752 | 2448228.2 | 2574852.9316 | 2711771.7424 | 2852551.9322 | 0 | 0 | 0 | 0 | 0 | 0 | 0 | 0
Scenario 2: High TRC | SDG&E | Com | WaterHeat | Com ¦ Efficient Gas Water Heating Boiler (0.92 UEF) - ZEAS 2030 - Hot-Dry | Com - Restaurant | Energy Efficiency | 723994.9442 | 756401.2441 | 790671.7698 | 826785.2185 | 864883.3387 | 0 | 0 | 0 | 0 | 0 | 0 | 0 | 0
Scenario 2: High TRC | SDG&E | Com | WholeBlg | Com ¦ Com Title 24 2022 Code | Com - Restaurant | Energy Efficiency | 0 | 0 | 0 | 0 | 0 | 0 | 0 | 0 | 0 | 0 | 0 | 0 | 0
Scenario 2: High TRC | SDG&E | Com | ComRefrig | Com ¦ Efficient Refrigerated Display Case - Marine | Com - Restaurant | Energy Efficiency | 0 | 0 | 0 | 0 | 0 | 0 | 0 | 0 | 0 | 0 | 0 | 0 | 0
Scenario 2: High TRC | SDG&E | Com | ComRefrig | Com ¦ Efficient Refrigerated Display Case - Hot-Dry | Com - Restaurant | Energy Efficiency | 0 | 0 | 0 | 0 | 0 | 0 | 0 | 0 | 0 | 0 | 0 | 0 | 0
Scenario 2: High TRC | SDG&E | Com | ComRefrig | Com ¦ Refrigerated Display Case LED Lighting | Com - Restaurant | Energy Efficiency | 282468.5431 | 290861.1234 | 298155.9517 | 304337.2198 | 311412.162 | 319679.5743 | 325255.4995 | 329278.3622 | 333030.4651 | 335787.9224 | 340780.1242 | 344340.0591 | 347468.9593
Scenario 2: High TRC | SDG&E | Com | ComRefrig | Com ¦ Efficient EC or PMS Motor Retrofit - Marine | Com - Restaurant | Energy Efficiency | 16932.6115 | 17015.124 | 16974.5844 | 16825.6185 | 16769.8257 | 17009.3112 | 17134.1751 | 17159.8382 | 17179.1411 | 17183.2452 | 17232.4744 | 17125.7938 | 17029.1842
Scenario 2: High TRC | SDG&E | Com | ComRefrig | Com ¦ Efficient EC or PMS Motor Retrofit - Hot-Dry | Com - Restaurant | Energy Efficiency | 90129.7968 | 90568.9988 | 90353.2125 | 89560.2888 | 89263.3119 | 90538.0578 | 91202.6903 | 91339.2911 | 91442.0373 | 91463.8829 | 91725.9229 | 91158.0777 | 90643.8391
Scenario 2: High TRC | SDG&E | Com | ComRefrig | Com ¦ Add Doors to Open Display Cases - Marine | Com - Restaurant | Energy Efficiency | 0 | 0 | 0 | 0 | 0 | 0 | 0 | 0 | 0 | 0 | 0 | 0 | 0
Scenario 2: High TRC | SDG&E | Com | ComRefrig | Com ¦ Add Doors to Open Display Cases - Hot-Dry | Com - Restaurant | Energy Efficiency | 0 | 0 | 0 | 0 | 0 | 0 | 0 | 0 | 0 | 0 | 0 | 0 | 0
Scenario 2: High TRC | SDG&E | Com | FoodServ | Com ¦ ENERGY STAR Dishwasher - Tier 1 | Com - Restaurant | Energy Efficiency | 0 | 0 | 0 | 0 | 0 | 0 | 0 | 0 | 0 | 0 | 0 | 0 | 0
Scenario 2: High TRC | SDG&E | Com | FoodServ | Com ¦ ENERGY STAR Dishwasher - Tier 2 | Com - Restaurant | Energy Efficiency | 3808517.9972 | 3960404.7911 | 4116442.8235 | 4276453.4113 | 4447570.2105 | 4631749.1313 | 4817381.0608 | 5007556.7648 | 5206380.6269 | 5413227.6989 | 5637118.5421 | 5867888.8725 | 6110356.7265
Scenario 2: High TRC | SDG&E | Com | FoodServ | Com ¦ ENERGY STAR Combination Oven - Electric | Com - Restaurant | Energy Efficiency | 0 | 0 | 0 | 0 | 932108.1468 | 962718.8499 | 983644.0833 | 996870.4645 | 1006639.0169 | 1011876.8283 | 1024004.1341 | 1029724.3946 | 1034335.8971
Scenario 2: High TRC | SDG&E | Com | FoodServ | Com ¦ ENERGY STAR Conveyor Broiler - Gas | Com - Restaurant | Energy Efficiency | 1837654.1948 | 1912464.3046 | 1989898.6254 | 2070281.7755 | 2156581.2876 | 2249534.2164 | 2343705.5695 | 2439883.7617 | 2539656.6198 | 2643204.6942 | 2754871.0897 | 2870350.5394 | 2991847.6216
Scenario 2: High TRC | SDG&E | Com | FoodServ | Com ¦ ENERGY STAR Conveyor Oven - Gas | Com - Restaurant | Energy Efficiency | 1498325.7118 | 1563422.1 | 1632109.3124 | 1704365.7384 | 1780465.2753 | 1860448.6131 | 1944898.9416 | 2033909.3633 | 2127586.0162 | 2226468.0393 | 2330906.7605 | 2441223.5473 | 2557765.7441
Scenario 2: High TRC | SDG&E | Com | FoodServ | Com ¦ ENERGY STAR Convection Oven - Electric | Com - Restaurant | Energy Efficiency | 2603516.6538 | 2716629.263 | 2835981.3506 | 2961535.3652 | 3093767.2358 | 3232747.666 | 3379490.0164 | 3534156.0637 | 3696930.2348 | 3868749.3473 | 4050223.8743 | 4241912.2297 | 4444417.9653
Scenario 2: High TRC | SDG&E | Com | FoodServ | Com ¦ High Performance Conveyor Toaster | Com - Restaurant | Energy Efficiency | 2313972.9818 | 2375233.1134 | 2428138.9447 | 2475399.2491 | 2537988.9314 | 2621337.2275 | 2678313.4602 | 2714326.8877 | 2740925.1722 | 2755186.9373 | 2788207.7494 | 2803783.1499 | 2816339.571
Scenario 2: High TRC | SDG&E | Com | FoodServ | Com ¦ ENERGY STAR Rack Oven - Gas | Com - Restaurant | Energy Efficiency | 638682.5582 | 666430.8157 | 695709.713 | 726510.038 | 758948.5436 | 793042.5743 | 829040.723 | 866982.6761 | 906913.6763 | 949063.5393 | 993582.0235 | 1040606.1165 | 1090283.8787
Scenario 2: High TRC | SDG&E | Com | FoodServ | Com ¦ Demand Controlled Ventilation (DCV) Exhaust Hood | Com - Restaurant | Energy Efficiency | 107355.7504 | 111316.8055 | 116803.3735 | 122090.2994 | 128205.2986 | 135040.2076 | 142230.3139 | 149005.34 | 155073.9184 | 161392.3733 | 168549.4207 | 175259.2259 | 182182.7199
Scenario 2: High TRC | SDG&E | Com | FoodServ | Com ¦ ENERGY STAR Ice Machine | Com - Restaurant | Energy Efficiency | 269700.8132 | 277167.7215 | 283544.3661 | 288986.4442 | 296637.6043 | 307729.363 | 315777.5529 | 321420.4283 | 326131.2896 | 328873.8656 | 333177.0458 | 334596.5027 | 335589.8058
Scenario 2: High TRC | SDG&E | Com | FoodServ | Com ¦ ENERGY STAR Fryer - Tier 1 Gas | Com - Restaurant | Energy Efficiency | 0 | 55838.2175 | 60108.6298 | 64686.9012 | 69670.2709 | 74560.3754 | 80186.1818 | 86079.3861 | 91813.2906 | 97994.8277 | 104723.2968 | 111921.2751 | 119514.4609
Scenario 2: High TRC | SDG&E | Com | FoodServ | Com ¦ ENERGY STAR Fryer - Fuel Sub | Com - Restaurant | Fuel Substitution | 22493675.452 | 23668577.7336 | 24962813.7197 | 26366813.3607 | 27778150.5226 | 29172973.6666 | 30802426.0992 | 32643522.3171 | 34641932.4844 | 36821246.7512 | 39028950.9422 | 41459136.1849 | 44046113.854
Scenario 2: High TRC | SDG&E | Com | FoodServ | Com ¦ ENERGY STAR Steamer - Gas | Com - Restaurant | Energy Efficiency | 14856.7383 | 15739.8205 | 16946.3613 | 18240.2533 | 19648.9037 | 21031.7741 | 22622.725 | 24289.7514 | 25912.4737 | 27662.1689 | 29566.972 | 31605.0995 | 33755.6158
Scenario 2: High TRC | SDG&E | Com | FoodServ | Com ¦ ENERGY STAR Steamer - Fuel Sub | Com - Restaurant | Fuel Substitution | 1835395.0535 | 1923398.865 | 2018364.9173 | 2120064.7666 | 2224254.2554 | 2330052.0704 | 2448358.5437 | 2578353.3739 | 2717873.0018 | 2868104.7782 | 3022706.115 | 3190191.0242 | 3367970.6417
Scenario 2: High TRC | SDG&E | Com | FoodServ | Com ¦ ENERGY STAR Convection Oven - Gas | Com - Restaurant | Energy Efficiency | 15153.0392 | 16053.7335 | 17284.3374 | 18604.0346 | 20040.779 | 21451.2292 | 23073.9098 | 24774.1831 | 26429.2688 | 28213.8597 | 30156.652 | 32235.4276 | 34428.8336
Scenario 2: High TRC | SDG&E | Com | FoodServ | Com ¦ ENERGY STAR Convection Oven - Fuel Sub | Com - Restaurant | Fuel Substitution | 2579113.0384 | 2715790.4452 | 2866843.557 | 3031037.1206 | 3195599.7897 | 3357530.8332 | 3548021.561 | 3764172.9518 | 3999188.815 | 4255958.1599 | 4515469.9805 | 4801807.4107 | 5106746.6234
Scenario 2: High TRC | SDG&E | Com | FoodServ | Com ¦ ENERGY STAR Griddle - Gas | Com - Restaurant | Energy Efficiency | 73467.9338 | 77834.8561 | 83801.3112 | 90199.7256 | 97165.6313 | 104004.0523 | 111871.4504 | 120115.0488 | 128139.5596 | 136791.9627 | 146211.389 | 156290.1162 | 166924.6168
Scenario 2: High TRC | SDG&E | Com | FoodServ | Com ¦ ENERGY STAR Griddle - Fuel Sub | Com - Restaurant | Fuel Substitution | 14842556.6553 | 15653886.5464 | 16556686.0999 | 17542106.8125 | 18523696.76 | 19480833.4846 | 20623227.2495 | 21930871.3271 | 23357507.0012 | 24922082.8355 | 26495975.855 | 28240844.1384 | 30100633.6363
Scenario 2: High TRC | SDG&E | Com | FoodServ | Com ¦ ENERGY STAR Combination Oven - Gas | Com - Restaurant | Energy Efficiency | 53233.0081 | 55545.7739 | 837.0632 | 900.9748 | 970.5549 | 1038.8616 | 1117.4464 | 1199.789 | 1279.9431 | 1366.3691 | 1460.4566 | 1561.1296 | 1667.354
Scenario 2: High TRC | SDG&E | Com | FoodServ | Com ¦ ENERGY STAR Combination Oven - Fuel Sub | Com - Restaurant | Fuel Substitution | 0 | 0 | 117576.6145 | 125558.8733 | 133356.009 | 140734.3671 | 149966.4624 | 160823.7633 | 172792.1236 | 186066.0659 | 199233.4543 | 214040.1416 | 229861.3573
Scenario 2: High TRC | SDG&E | Com | FoodServ | Com ¦ ENERGY STAR Fryer - Tier 1 Gas - Panel Upgrade | Com - Restaurant | Energy Efficiency | 0 | 91881.9346 | 98908.9093 | 106442.4671 | 114642.6151 | 122689.295 | 131946.5743 | 141643.8576 | 151079.0126 | 161250.7482 | 172322.4619 | 184166.7543 | 196661.3616
Scenario 2: High TRC | SDG&E | Com | FoodServ | Com ¦ ENERGY STAR Fryer - Fuel Sub - Panel Upgrade | Com - Restaurant | Fuel Substitution | 37013402.4634 | 38946707.2759 | 41076376.0149 | 43386661.1385 | 45709020.172 | 48004205.3455 | 50685473.6341 | 53715002.3313 | 57003391.5484 | 60589458.9399 | 64222242.0267 | 68221118.2726 | 72477996.8708
Scenario 2: High TRC | SDG&E | Com | FoodServ | Com ¦ ENERGY STAR Steamer - Gas - Panel Upgrade | Com - Restaurant | Energy Efficiency | 24446.8022 | 25899.9162 | 27885.2823 | 30014.385 | 32332.323 | 34607.8399 | 37225.7538 | 39968.8501 | 42639.0441 | 45518.1721 | 48652.5307 | 52006.2748 | 55544.9551
Scenario 2: High TRC | SDG&E | Com | FoodServ | Com ¦ ENERGY STAR Steamer - Fuel Sub - Panel Upgrade | Com - Restaurant | Fuel Substitution | 3020147.4161 | 3164957.9208 | 3321224.811 | 3488572.1821 | 3660016.2616 | 3834106.846 | 4028780.4608 | 4242687.2978 | 4472267.2146 | 4719474.0001 | 4973870.9088 | 5249467.7699 | 5542004.6009
Scenario 2: High TRC | SDG&E | Com | FoodServ | Com ¦ ENERGY STAR Convection Oven - Gas - Panel Upgrade | Com - Restaurant | Energy Efficiency | 24934.3661 | 26416.4609 | 28441.4229 | 30612.9881 | 32977.1548 | 35298.0543 | 37968.1796 | 40765.9839 | 43489.4318 | 46425.9808 | 49622.8506 | 53043.4814 | 56652.7367
Scenario 2: High TRC | SDG&E | Com | FoodServ | Com ¦ ENERGY STAR Convection Oven - Fuel Sub - Panel Upgrade | Com - Restaurant | Fuel Substitution | 4243937.3278 | 4468840.3621 | 4717398.6573 | 4987579.6005 | 5258367.9079 | 5524825.8685 | 5838278.865 | 6193956.5503 | 6580675.775 | 7003190.4113 | 7430217.7987 | 7901386.7975 | 8403165.0787
Scenario 2: High TRC | SDG&E | Com | FoodServ | Com ¦ ENERGY STAR Griddle - Gas - Panel Upgrade | Com - Restaurant | Energy Efficiency | 120891.6795 | 128077.4617 | 137895.2793 | 148423.8871 | 159886.3033 | 171138.9432 | 184084.7675 | 197649.6305 | 210853.9844 | 225091.5365 | 240591.2274 | 257175.7997 | 274674.8986
Scenario 2: High TRC | SDG&E | Com | FoodServ | Com ¦ ENERGY STAR Griddle - Fuel Sub - Panel Upgrade | Com - Restaurant | Fuel Substitution | 24423466.2423 | 25758511.7245 | 27244070.7782 | 28865583.1677 | 30480792.0231 | 32055763.0355 | 33935574.9979 | 36087306.7869 | 38434839.5628 | 41009353.2373 | 43599198.3646 | 46470383.741 | 49530672.2799
Scenario 2: High TRC | SDG&E | Com | FoodServ | Com ¦ ENERGY STAR Combination Oven - Gas - Panel Upgrade | Com - Restaurant | Energy Efficiency | 87595.0556 | 91400.7179 | 1377.3897 | 1482.5565 | 1597.0507 | 1709.4495 | 1838.761 | 1974.2559 | 2106.1498 | 2248.3639 | 2403.1851 | 2568.8429 | 2743.6355
Scenario 2: High TRC | SDG&E | Com | FoodServ | Com ¦ ENERGY STAR Combination Oven - Fuel Sub - Panel Upgrade | Com - Restaurant | Fuel Substitution | 0 | 0 | 193472.6302 | 206607.4581 | 219437.6657 | 231578.7734 | 246770.2106 | 264635.9279 | 284329.8965 | 306172.2037 | 327839.176 | 352203.6192 | 378237.4715
Scenario 2: High TRC | SDG&E | Com | Lighting | Com ¦ LED Fixtures and Retrofit Kits - 140 lpw | Com - Restaurant | Energy Efficiency | 594029.5335 | 612205.1686 | 628267.7509 | 641884.0381 | 657858.9493 | 676060.8523 | 686727.3362 | 693195.1879 | 698751.1225 | 701695.7092 | 709909.1466 | 714494.6304 | 717774.2453
Scenario 2: High TRC | PG&E | Com | BldgEnv | Com ¦ Com Wall Insulation (R14) - Marine | Com - Retail | Energy Efficiency | 3001.8855 | 3224.3154 | 3494.8988 | 0 | 36914.1792 | 4122.6192 | 4464.6132 | 4830.026 | 5171.9948 | 5548.9506 | 5965.108 | 6401.1123 | 6885.3179
Scenario 2: High TRC | PG&E | Com | BldgEnv | Com ¦ Com Wall Insulation (R14) - Hot-Dry | Com - Retail | Energy Efficiency | 3411.8564 | 3648.5236 | 3935.5759 | 0 | 41189.9317 | 4589.1527 | 4956.6211 | 2389742.7495 | 5710.2897 | 6110.2909 | 6551.4545 | 7007.3856 | 7513.8807
Scenario 2: High TRC | PG&E | Com | BldgEnv | Com ¦ Com Wall Insulation (R14) - Cold | Com - Retail | Energy Efficiency | 9585.419 | 9967.7684 | 10361.6715 | 9924.8153 | 10507.6442 | 10806.6968 | 11277.9314 | 11771.4491 | 12289.511 | 12835.5933 | 13410.5705 | 14007.1446 | 14637.3311
Scenario 2: High TRC | PG&E | Com | HVAC | Com ¦ Small Unitary Heat Pump (SEER 16) - Hot-Dry | Com - Retail | Energy Efficiency | 0 | 0 | 0 | 0 | 0 | 0 | 0 | 0 | 1525253.4974 | 1544246.0003 | 1570377.0037 | 1586988.6997 | 1603233.9364
Scenario 2: High TRC | PG&E | Com | HVAC | Com ¦ Small Unitary Heat Pump (SEER 17) - Marine | Com - Retail | Energy Efficiency | 0 | 0 | 0 | 1466606.9908 | 1672522.6759 | 1536264.574 | 1563123.9809 | 1585860.8096 | 0 | 0 | 0 | 0 | 0
Scenario 2: High TRC | PG&E | Com | HVAC | Com ¦ Small Unitary Heat Pump (SEER 17) - Cold | Com - Retail | Energy Efficiency | 0 | 0 | 0 | 0 | 0 | 0 | 0 | 0 | 5995.357 | 6070.0114 | 6172.7252 | 6238.0213 | 6301.8769
Scenario 2: High TRC | PG&E | Com | HVAC | Com ¦ Small Unitary Heat Pump (SEER 18) - Marine | Com - Retail | Energy Efficiency | 1688188.5527 | 1712333.425 | 1725896.5058 | 0 | 0 | 0 | 0 | 0 | 0 | 0 | 0 | 0 | 0
Scenario 2: High TRC | PG&E | Com | HVAC | Com ¦ Small Unitary Heat Pump (SEER 18) - Hot-Dry | Com - Retail | Energy Efficiency | 1840911.542 | 1867240.6947 | 1882030.7677 | 1690451.9389 | 1927796.0749 | 1770741.2034 | 1801700.1015 | 1827907.2017 | 0 | 0 | 0 | 0 | 0
Scenario 2: High TRC | PG&E | Com | HVAC | Com ¦ Small Unitary Heat Pump (SEER 18) - Cold | Com - Retail | Energy Efficiency | 6199.7088 | 6288.3785 | 6338.1876 | 5693.0002 | 6492.3132 | 5963.3935 | 6067.6549 | 6155.9136 | 0 | 0 | 0 | 0 | 0
Scenario 2: High TRC | PG&E | Com | HVAC | Com ¦ Small Unitary AC (SEER 18) - Marine | Com - Retail | Energy Efficiency | 12533560.1962 | 12889067.1282 | 13216753.0541 | 12113564.1159 | 14062146.0207 | 13049623.731 | 13468993.4781 | 13888168.0106 | 14314471.5215 | 14758676.4692 | 15255010.5388 | 15731063.0573 | 16228945.5747
Scenario 2: High TRC | PG&E | Com | HVAC | Com ¦ Small Unitary AC (SEER 18) - Hot-Dry | Com - Retail | Energy Efficiency | 11819172.7616 | 12099800.2555 | 12338468.7891 | 11235828.0686 | 12970259.2719 | 11997859.3963 | 12328687.5006 | 12649366.7685 | 12968802.7533 | 13298675.9202 | 13679834.065 | 14023773.5925 | 14380595.6809
Scenario 2: High TRC | PG&E | Com | HVAC | Com ¦ Small Unitary AC (SEER 18) - Cold | Com - Retail | Energy Efficiency | 56836.0111 | 58841.5847 | 60834.2713 | 56280.6669 | 65859.5383 | 61394.7602 | 63762.1322 | 66200.4048 | 68728.3915 | 71383.9778 | 74260.6306 | 77175.6546 | 80245.1647
Scenario 2: High TRC | PG&E | Com | HVAC | Com ¦ Ductless Mini Split Heat Pump (SEER 18) - Hot-Dry | Com - Retail | Energy Efficiency | 365535.3756 | 373258.1777 | 379238.5623 | 343870.3164 | 395710.238 | 364389.2176 | 371425.3156 | 377412.3213 | 382789.8135 | 387807.9811 | 395011.463 | 399951.7683 | 404709.8816
Scenario 2: High TRC | PG&E | Com | HVAC | Com ¦ Ductless Mini Split Heat Pump (SEER 18) - Marine | Com - Retail | Energy Efficiency | 416240.0402 | 425034.0987 | 431844.0429 | 391569.7464 | 450600.5612 | 414934.8948 | 422946.994 | 429764.4777 | 435887.9004 | 441602.1552 | 449804.8567 | 455430.4487 | 460848.5762
Scenario 2: High TRC | PG&E | Com | HVAC | Com ¦ Ductless Mini Split Heat Pump (SEER 18) - Cold | Com - Retail | Energy Efficiency | 917.964 | 937.3582 | 952.3766 | 863.5568 | 993.7417 | 915.0857 | 932.7553 | 947.7904 | 961.2948 | 973.8969 | 991.9869 | 1004.3934 | 1016.3424
Scenario 2: High TRC | PG&E | Com | HVAC | Com ¦ Demand Controlled Ventilation (HVAC) - Marine | Com - Retail | Energy Efficiency | 79146.5539 | 84569.5511 | 91089.8742 | 0 | 949390.8673 | 105626.621 | 113809.5303 | 122446.725 | 130370.0812 | 139071.7214 | 148768.9376 | 158754.8224 | 169819.0641
Scenario 2: High TRC | PG&E | Com | HVAC | Com ¦ Demand Controlled Ventilation (HVAC) - Hot-Dry | Com - Retail | Energy Efficiency | 80468.5218 | 85503.4901 | 91473.9072 | 0 | 939958.5183 | 104194.8203 | 111707.3444 | 119524.829 | 126527.9993 | 134191.1946 | 142824.6864 | 151489.3307 | 161064.6888
Scenario 2: High TRC | PG&E | Com | HVAC | Com ¦ Demand Controlled Ventilation (HVAC) - Cold | Com - Retail | Energy Efficiency | 25226.1116 | 26051.2625 | 26850.2393 | 24675.8043 | 33073.0848 | 27531.8745 | 28679.382 | 29838.5097 | 1218.4537 | 1299.8138 | 33647.9258 | 34992.9477 | 36404.537
Scenario 2: High TRC | PG&E | Com | HVAC | Com ¦ HVAC Energy Management System (Elec SC and Gas SH) - Marine | Com - Retail | Energy Efficiency | 169962.5179 | 180341.4658 | 192599.9491 | 0 | 1971831.9722 | 218368.6489 | 233805.1026 | 249801.844 | 264031.3086 | 279584.7218 | 297165.1664 | 314671.2437 | 334001.7012
Scenario 2: High TRC | PG&E | Com | HVAC | Com ¦ HVAC Energy Management System (Elec SC and Gas SH) - Hot-Dry | Com - Retail | Energy Efficiency | 129049.7694 | 136926.6707 | 146229.2928 | 0 | 1496986.233 | 165779.2837 | 177493.7517 | 189632.4356 | 0 | 212228.966 | 225568.1259 | 238848.8114 | 253513.2973
Scenario 2: High TRC | PG&E | Com | HVAC | Com ¦ HVAC Energy Management System (Elec SC and Gas SH) - Cold | Com - Retail | Energy Efficiency | 572.3842 | 611.9398 | 657.5677 | 0 | 5915.6449 | 769.086 | 827.6533 | 888.8745 | 946.5499 | 1008.6547 | 1077.5284 | 1149.0064 | 1226.9898
Scenario 2: High TRC | PG&E | Com | HVAC | Com ¦ HVAC Fan Variable Frequency Drive (VFD) - Marine | Com - Retail | Energy Efficiency | 80057.531 | 80012.2327 | 79085.9966 | 70221.6713 | 70035.3745 | 72428.8256 | 74420.8473 | 75909.4787 | 0 | 0 | 0 | 0 | 0
Scenario 2: High TRC | PG&E | Com | HVAC | Com ¦ HVAC Fan Variable Frequency Drive (VFD) - Hot-Dry | Com - Retail | Energy Efficiency | 60997.0765 | 60907.283 | 60129.7758 | 53309.3125 | 53107.4529 | 54909.4871 | 56396.1387 | 57487.8914 | 0 | 0 | 0 | 0 | 0
Scenario 2: High TRC | PG&E | Com | HVAC | Com ¦ HVAC Fan Variable Frequency Drive (VFD) - Cold | Com - Retail | Energy Efficiency | 126.5883 | 125.078 | 121.745 | 105.9955 | 104.1416 | 107.3647 | 109.7051 | 110.954 | 0 | 0 | 0 | 0 | 0
Scenario 2: High TRC | PG&E | Com | HVAC | Com ¦ Economizer - Marine | Com - Retail | Energy Efficiency | 181422.0783 | 195645.1801 | 205724.9326 | 170722.3724 | 201656.5397 | 165879.4063 | 173964.0864 | 179395.9411 | 0 | 0 | 0 | 0 | 0
Scenario 2: High TRC | PG&E | Com | HVAC | Com ¦ Economizer - Hot-Dry | Com - Retail | Energy Efficiency | 97991.8348 | 105674.1845 | 111118.5794 | 92212.5834 | 108921.111 | 89596.7434 | 93963.5362 | 96897.4537 | 0 | 0 | 0 | 0 | 0
Scenario 2: High TRC | PG&E | Com | HVAC | Com ¦ Economizer - Cold | Com - Retail | Energy Efficiency | 0 | 0 | 0 | 0 | 0 | 0 | 0 | 0 | 0 | 0 | 0 | 0 | 0
Scenario 2: High TRC | PG&E | Com | HVAC | Com ¦ Large Packaged Heat Pump (IEER 14.0) - Fuel Sub - ZEAS 2030 - Marine | Com - Retail | Fuel Substitution | 2782749.8412 | 2951235.5977 | 3136365.7445 | 3027022.7809 | 3212625.9853 | 0 | 0 | 0 | 0 | 0 | 0 | 0 | 0
Scenario 2: High TRC | PG&E | Com | HVAC | Com ¦ Large Packaged Heat Pump (IEER 14.0) - Fuel Sub - ZEAS 2030 - Hot-Dry | Com - Retail | Fuel Substitution | 1657496.6749 | 1765189.7581 | 1884357.0056 | 1827017.7796 | 1946452.3094 | 0 | 0 | 0 | 0 | 0 | 0 | 0 | 0
Scenario 2: High TRC | PG&E | Com | HVAC | Com ¦ Large Packaged Heat Pump (IEER 14.0) - Fuel Sub - ZEAS 2030 - Cold | Com - Retail | Fuel Substitution | 20988.5249 | 22228.5549 | 23604.5372 | 23176.5913 | 24576.4861 | 0 | 0 | 0 | 0 | 0 | 0 | 0 | 0
Scenario 2: High TRC | PG&E | Com | HVAC | Com ¦ Large Packaged Heat Pump (IEER 14.0) - Fuel Sub - Panel Upgrade - ZEAS 2030 - Marine | Com - Retail | Fuel Substitution | 635861.7573 | 674360.9597 | 716663.4257 | 691678.4241 | 734088.9844 | 0 | 0 | 0 | 0 | 0 | 0 | 0 | 0
Scenario 2: High TRC | PG&E | Com | HVAC | Com ¦ Large Packaged Heat Pump (IEER 14.0) - Fuel Sub - Panel Upgrade - ZEAS 2030 - Hot-Dry | Com - Retail | Fuel Substitution | 378740.0265 | 403348.0283 | 430577.8907 | 417475.8071 | 444766.7439 | 0 | 0 | 0 | 0 | 0 | 0 | 0 | 0
Scenario 2: High TRC | PG&E | Com | HVAC | Com ¦ Large Packaged Heat Pump (IEER 14.0) - Fuel Sub - Panel Upgrade - ZEAS 2030 - Cold | Com - Retail | Fuel Substitution | 4795.9037 | 5079.2521 | 5393.6658 | 5295.8796 | 5615.7573 | 0 | 0 | 0 | 0 | 0 | 0 | 0 | 0
Scenario 2: High TRC | PG&E | Com | HVAC | Com ¦ Small Packaged Heat Pump (SEER 16) - Fuel Sub - ZEAS 2030 - Marine | Com - Retail | Fuel Substitution | 0 | 0 | 0 | 0 | 0 | 0 | 0 | 0 | 0 | 0 | 0 | 0 | 0
Scenario 2: High TRC | PG&E | Com | HVAC | Com ¦ Small Packaged Heat Pump (SEER 16) - Fuel Sub - ZEAS 2030 - Hot-Dry | Com - Retail | Fuel Substitution | 0 | 0 | 0 | 0 | 0 | 0 | 0 | 0 | 0 | 0 | 0 | 0 | 0
Scenario 2: High TRC | PG&E | Com | HVAC | Com ¦ Small Packaged Heat Pump (SEER 16) - Fuel Sub - ZEAS 2030 - Cold | Com - Retail | Fuel Substitution | 0 | 0 | 0 | 0 | 0 | 1407.5682 | 1435.3358 | 1458.4926 | 0 | 0 | 0 | 0 | 0
Scenario 2: High TRC | PG&E | Com | HVAC | Com ¦ Small Packaged Heat Pump (SEER 17) - Fuel Sub - ZEAS 2030 - Marine | Com - Retail | Fuel Substitution | 1413427.9201 | 1474920.9968 | 1538665.9326 | 1455927.2311 | 0 | 0 | 0 | 0 | 0 | 0 | 0 | 0 | 0
Scenario 2: High TRC | PG&E | Com | HVAC | Com ¦ Small Packaged Heat Pump (SEER 17) - Fuel Sub - ZEAS 2030 - Hot-Dry | Com - Retail | Fuel Substitution | 1160362.512 | 0 | 0 | 0 | 0 | 0 | 0 | 0 | 0 | 0 | 0 | 0 | 0
Scenario 2: High TRC | PG&E | Com | HVAC | Com ¦ Small Packaged Heat Pump (SEER 18) - Fuel Sub - ZEAS 2030 - Marine | Com - Retail | Fuel Substitution | 0 | 0 | 0 | 0 | 1561054.4472 | 0 | 0 | 0 | 0 | 0 | 0 | 0 | 0
Scenario 2: High TRC | PG&E | Com | HVAC | Com ¦ Small Packaged Heat Pump (SEER 18) - Fuel Sub - ZEAS 2030 - Hot-Dry | Com - Retail | Fuel Substitution | 0 | 1261900.9211 | 1310177.5683 | 1233171.0501 | 1282031.2309 | 0 | 0 | 0 | 0 | 0 | 0 | 0 | 0
Scenario 2: High TRC | PG&E | Com | HVAC | Com ¦ Small Packaged Heat Pump (SEER 18) - Fuel Sub - ZEAS 2030 - Cold | Com - Retail | Fuel Substitution | 8301.9376 | 8697.0247 | 9118.2681 | 8830.7747 | 9261.2941 | 0 | 0 | 0 | 0 | 0 | 0 | 0 | 0
Scenario 2: High TRC | PG&E | Com | HVAC | Com ¦ Small Packaged Heat Pump (SEER 16) - Fuel Sub - Panel Upgrade - ZEAS 2030 - Marine | Com - Retail | Fuel Substitution | 0 | 0 | 0 | 0 | 0 | 0 | 0 | 0 | 0 | 0 | 0 | 0 | 0
Scenario 2: High TRC | PG&E | Com | HVAC | Com ¦ Small Packaged Heat Pump (SEER 16) - Fuel Sub - Panel Upgrade - ZEAS 2030 - Hot-Dry | Com - Retail | Fuel Substitution | 0 | 0 | 0 | 0 | 0 | 0 | 0 | 0 | 0 | 0 | 0 | 0 | 0
Scenario 2: High TRC | PG&E | Com | HVAC | Com ¦ Small Packaged Heat Pump (SEER 16) - Fuel Sub - Panel Upgrade - ZEAS 2030 - Cold | Com - Retail | Fuel Substitution | 0 | 0 | 0 | 0 | 0 | 321.6311 | 327.976 | 333.2674 | 0 | 0 | 0 | 0 | 0
Scenario 2: High TRC | PG&E | Com | HVAC | Com ¦ Small Packaged Heat Pump (SEER 17) - Fuel Sub - Panel Upgrade - ZEAS 2030 - Marine | Com - Retail | Fuel Substitution | 322970.0161 | 337021.2597 | 351587.0558 | 332681.1609 | 0 | 0 | 0 | 0 | 0 | 0 | 0 | 0 | 0
Scenario 2: High TRC | PG&E | Com | HVAC | Com ¦ Small Packaged Heat Pump (SEER 17) - Fuel Sub - Panel Upgrade - ZEAS 2030 - Hot-Dry | Com - Retail | Fuel Substitution | 265144.2595 | 0 | 0 | 0 | 0 | 0 | 0 | 0 | 0 | 0 | 0 | 0 | 0
Scenario 2: High TRC | PG&E | Com | HVAC | Com ¦ Small Packaged Heat Pump (SEER 18) - Fuel Sub - Panel Upgrade - ZEAS 2030 - Marine | Com - Retail | Fuel Substitution | 0 | 0 | 0 | 0 | 356702.8589 | 0 | 0 | 0 | 0 | 0 | 0 | 0 | 0
Scenario 2: High TRC | PG&E | Com | HVAC | Com ¦ Small Packaged Heat Pump (SEER 18) - Fuel Sub - Panel Upgrade - ZEAS 2030 - Hot-Dry | Com - Retail | Fuel Substitution | 0 | 288345.9107 | 299377.1839 | 281781.0999 | 292945.7112 | 0 | 0 | 0 | 0 | 0 | 0 | 0 | 0
Scenario 2: High TRC | PG&E | Com | HVAC | Com ¦ Small Packaged Heat Pump (SEER 18) - Fuel Sub - Panel Upgrade - ZEAS 2030 - Cold | Com - Retail | Fuel Substitution | 1897.0029 | 1987.2808 | 2083.5355 | 2017.8429 | 2116.2171 | 0 | 0 | 0 | 0 | 0 | 0 | 0 | 0
Scenario 2: High TRC | PG&E | Com | HVAC | Com ¦ Efficient Hot Water Boilers (94% eff.) - ZEAS 2030 - Marine | Com - Retail | Energy Efficiency | 2049836.4527 | 2142644.4932 | 2240528.7934 | 2136490.718 | 2483070.524 | 0 | 0 | 0 | 0 | 0 | 0 | 0 | 0
Scenario 2: High TRC | PG&E | Com | HVAC | Com ¦ Efficient Hot Water Boilers (94% eff.) - ZEAS 2030 - Hot-Dry | Com - Retail | Energy Efficiency | 1379346.7067 | 1441797.7695 | 1507664.6766 | 1437656.8589 | 1670872.3983 | 0 | 0 | 0 | 0 | 0 | 0 | 0 | 0
Scenario 2: High TRC | PG&E | Com | HVAC | Com ¦ Efficient Hot Water Boilers (94% eff.) - ZEAS 2030 - Cold | Com - Retail | Energy Efficiency | 3286.2326 | 3435.0195 | 3591.9445 | 3425.154 | 3980.7797 | 0 | 0 | 0 | 0 | 0 | 0 | 0 | 0
Scenario 2: High TRC | PG&E | Com | WaterHeat | Com ¦ Com Heat Pump Water Heater (3.3 UEF - 50 Gal) - Marine | Com - Retail | Energy Efficiency | 3645302.5414 | 3780109.6237 | 3908029.4685 | 3609560.633 | 4228264.7565 | 3937916.6406 | 4043180.4228 | 4126713.091 | 4196884.2849 | 4259545.6061 | 4359054.3129 | 4439462.4639 | 4513551.7771
Scenario 2: High TRC | PG&E | Com | WaterHeat | Com ¦ Com Heat Pump Water Heater (3.3 UEF - 50 Gal) - Hot-Dry | Com - Retail | Energy Efficiency | 2673646.1278 | 2772714.9648 | 2866715.666 | 2647912.0103 | 3101980.5143 | 2889173.0636 | 2966512.7412 | 3027866.4289 | 3079391.7365 | 3125391.6206 | 3198494.2559 | 3257545.9815 | 3311948.2371
Scenario 2: High TRC | PG&E | Com | WaterHeat | Com ¦ Com Heat Pump Water Heater (3.3 UEF - 50 Gal) - Cold | Com - Retail | Energy Efficiency | 8166.5483 | 8468.4978 | 8755.0229 | 8086.3328 | 9472.3283 | 8821.8191 | 9057.601 | 9244.7129 | 9401.8996 | 9542.2671 | 9765.1607 | 9945.2759 | 10111.2394
Scenario 2: High TRC | PG&E | Com | WaterHeat | Com ¦ Com Hot Water Tank Insulation - Marine | Com - Retail | Energy Efficiency | 15225.4717 | 15872.7824 | 16545.5345 | 15924.0548 | 16606.1655 | 17321.9594 | 18074.3871 | 18866.2921 | 0 | 20577.4357 | 21501.193 | 22475.3316 | 23504.3212
Scenario 2: High TRC | PG&E | Com | WaterHeat | Com ¦ Com Hot Water Tank Insulation - Hot-Dry | Com - Retail | Energy Efficiency | 10728.476 | 11184.597 | 11658.6451 | 11220.7256 | 11701.368 | 12205.7451 | 12735.9357 | 13293.9436 | 0 | 14499.6838 | 15150.6001 | 15837.0172 | 16562.0844
Scenario 2: High TRC | PG&E | Com | WaterHeat | Com ¦ Com Hot Water Tank Insulation - Cold | Com - Retail | Energy Efficiency | 21.8926 | 22.8233 | 23.7907 | 22.8971 | 23.8779 | 24.9071 | 25.989 | 27.1277 | 0 | 29.5881 | 30.9164 | 32.3171 | 33.7967
Scenario 2: High TRC | PG&E | Com | WaterHeat | Com ¦ Faucet Aerators (Gas WH) - Marine | Com - Retail | Energy Efficiency | 0 | 0 | 0 | 0 | 0 | 0 | 0 | 318741.5512 | 0 | 0 | 0 | 0 | 0
Scenario 2: High TRC | PG&E | Com | WaterHeat | Com ¦ Faucet Aerators (Gas WH) - Cold | Com - Retail | Energy Efficiency | 398.8735 | 415.8332 | 433.4529 | 417.1663 | 435.0299 | 453.773 | 473.4749 | 494.2096 | 0 | 0 | 0 | 0 | 0
Scenario 2: High TRC | PG&E | Com | WaterHeat | Com ¦ Faucet Aerators (Elec WH) - Marine | Com - Retail | Energy Efficiency | 24291.2872 | 25640.3705 | 25899.7638 | 23200.5469 | 24636.4056 | 27080.7862 | 28509.9375 | 29436.0497 | 0 | 0 | 0 | 0 | 0
Scenario 2: High TRC | PG&E | Com | WaterHeat | Com ¦ Faucet Aerators (Elec WH) - Hot-Dry | Com - Retail | Energy Efficiency | 17287.6161 | 18247.7313 | 18432.3363 | 16511.3584 | 17533.2299 | 19272.846 | 20289.9439 | 20949.0392 | 0 | 0 | 0 | 0 | 0
Scenario 2: High TRC | PG&E | Com | WaterHeat | Com ¦ Faucet Aerators (Elec WH) - Cold | Com - Retail | Energy Efficiency | 61.0706 | 64.4623 | 65.1144 | 58.3283 | 61.9382 | 68.0836 | 71.6766 | 74.005 | 0 | 0 | 0 | 0 | 0
Scenario 2: High TRC | PG&E | Com | WaterHeat | Com ¦ Com Hot Water Pipe Insulation - Marine | Com - Retail | Energy Efficiency | 29209728.7231 | 30451779.4051 | 31746864.8005 | 30559167.942 | 31874018.9339 | 33255249.712 | 34707909.1561 | 36237004.9717 | 37846322.8149 | 39541337.752 | 41327906.0533 | 43213042.3484 | 45203875.3145
Scenario 2: High TRC | PG&E | Com | WaterHeat | Com ¦ Com Hot Water Pipe Insulation - Hot-Dry | Com - Retail | Energy Efficiency | 17458914.9907 | 18201299.7447 | 18975383.8191 | 18265486.8296 | 19051384.9771 | 19876958.9139 | 20745226.4006 | 21659180.5873 | 0 | 23634209.7175 | 24702057.5018 | 25828820.2538 | 27018758.8474
Scenario 2: High TRC | PG&E | Com | WaterHeat | Com ¦ Com Hot Water Pipe Insulation - Cold | Com - Retail | Energy Efficiency | 36700.56 | 38261.1344 | 39888.3443 | 38396.0627 | 40048.1071 | 41783.5543 | 43608.7481 | 45529.9803 | 47552.0075 | 49681.7089 | 51926.4424 | 54295.0216 | 56796.4035
Scenario 2: High TRC | PG&E | Com | WaterHeat | Com ¦ Com Efficient Tankless Gas Water Heater (0.87 UEF - High Draw) - ZEAS 2030 - Marine | Com - Retail | Energy Efficiency | 17454.9514 | 18785.561 | 20406.3484 | 0 | 216418.6174 | 0 | 0 | 0 | 0 | 0 | 0 | 0 | 0
Scenario 2: High TRC | PG&E | Com | WaterHeat | Com ¦ Com Efficient Tankless Gas Water Heater (0.87 UEF - High Draw) - ZEAS 2030 - Hot-Dry | Com - Retail | Energy Efficiency | 13001.6853 | 13992.8184 | 15200.0966 | 0 | 161203.9667 | 0 | 0 | 0 | 0 | 0 | 0 | 0 | 0
Scenario 2: High TRC | PG&E | Com | WaterHeat | Com ¦ Com Efficient Tankless Gas Water Heater (0.87 UEF - High Draw) - ZEAS 2030 - Cold | Com - Retail | Energy Efficiency | 76.7322 | 82.7889 | 89.9324 | 0 | 827.3132 | 0 | 0 | 0 | 0 | 0 | 0 | 0 | 0
Scenario 2: High TRC | PG&E | Com | WaterHeat | Com ¦ Com Heat Pump Water Heater (3.75 UEF - 50 Gal) - Fuel Sub - ZEAS 2030 - Marine | Com - Retail | Fuel Substitution | 4480867.2915 | 4702273.3793 | 4944949.9466 | 4725116.2069 | 4966196.5606 | 3113013.0083 | 3194497.9336 | 3258808.6654 | 3313024.4378 | 3361193.1123 | 3438180.6161 | 3500164.7055 | 3556988.7469
Scenario 2: High TRC | PG&E | Com | WaterHeat | Com ¦ Com Heat Pump Water Heater (3.75 UEF - 50 Gal) - Fuel Sub - ZEAS 2030 - Hot-Dry | Com - Retail | Fuel Substitution | 3311901.1539 | 3476068.1177 | 3656151.3532 | 3494372.8339 | 3673237.3331 | 2283982.1319 | 2343845.5934 | 2391078.0585 | 2430885.7422 | 2466245.5214 | 2522798.5507 | 2568316.988 | 2610039.8511
Scenario 2: High TRC | PG&E | Com | WaterHeat | Com ¦ Com Heat Pump Water Heater (3.75 UEF - 50 Gal) - Fuel Sub - ZEAS 2030 - Cold | Com - Retail | Fuel Substitution | 19743.4027 | 20720.3695 | 21795.3566 | 21204.3518 | 22289.8015 | 13898.7373 | 14258.9435 | 14543.8633 | 14784.5437 | 14998.7375 | 15339.3535 | 15614.2048 | 15866.461
Scenario 2: High TRC | PG&E | Com | WaterHeat | Com ¦ Com Efficient Tankless Gas Water Heater (0.87 UEF - High Draw) - Panel Upgrade - ZEAS 2030 - Marine | Com - Retail | Energy Efficiency | 14481.8553 | 15585.8226 | 16930.5418 | 0 | 179556.1057 | 0 | 0 | 0 | 0 | 0 | 0 | 0 | 0
Scenario 2: High TRC | PG&E | Com | WaterHeat | Com ¦ Com Efficient Tankless Gas Water Heater (0.87 UEF - High Draw) - Panel Upgrade - ZEAS 2030 - Hot-Dry | Com - Retail | Energy Efficiency | 10787.1125 | 11609.4262 | 12611.0692 | 0 | 133746.1482 | 0 | 0 | 0 | 0 | 0 | 0 | 0 | 0
Scenario 2: High TRC | PG&E | Com | WaterHeat | Com ¦ Com Efficient Tankless Gas Water Heater (0.87 UEF - High Draw) - Panel Upgrade - ZEAS 2030 - Cold | Com - Retail | Energy Efficiency | 63.6624 | 68.6875 | 74.6143 | 0 | 686.3972 | 0 | 0 | 0 | 0 | 0 | 0 | 0 | 0
Scenario 2: High TRC | PG&E | Com | WaterHeat | Com ¦ Com Heat Pump Water Heater (3.75 UEF - 50 Gal) - Fuel Sub - Panel Upgrade - ZEAS 2030 - Marine | Com - Retail | Fuel Substitution | 3717642.643 | 3901336.7048 | 4102678.2524 | 3920288.7211 | 4120305.9376 | 2582774.5289 | 2650380.1537 | 2703736.8597 | 2748718.0775 | 2788682.1976 | 2852556.4452 | 2903982.8051 | 2951128.0263
Scenario 2: High TRC | PG&E | Com | WaterHeat | Com ¦ Com Heat Pump Water Heater (3.75 UEF - 50 Gal) - Fuel Sub - Panel Upgrade - ZEAS 2030 - Hot-Dry | Com - Retail | Fuel Substitution | 2747786.1222 | 2883990.5812 | 3033400.2985 | 2899177.4611 | 3047576.0291 | 1894952.2084 | 1944619.1462 | 1983806.5211 | 2016833.7751 | 2046170.7348 | 2093091.1052 | 2130856.4022 | 2165472.6237
Scenario 2: High TRC | PG&E | Com | WaterHeat | Com ¦ Com Heat Pump Water Heater (3.75 UEF - 50 Gal) - Fuel Sub - Panel Upgrade - ZEAS 2030 - Cold | Com - Retail | Fuel Substitution | 16380.5154 | 17191.0758 | 18082.9607 | 17592.6215 | 18493.187 | 11531.3699 | 11830.2224 | 12066.6118 | 12266.2972 | 12444.0075 | 12726.6065 | 12954.6425 | 13163.9319
Scenario 2: High TRC | PG&E | Com | WaterHeat | Com ¦ Com Heat Pump Water Heater (100+ Gal, 200+ kBtuh - 4.3 COP) - Fuel Sub - ZEAS 2030 - Marine | Com - Retail | Fuel Substitution | 54892.2855 | 57632.4016 | 60611.0621 | 57901.6447 | 60869.9323 | 0 | 0 | 0 | 0 | 0 | 0 | 0 | 0
Scenario 2: High TRC | PG&E | Com | WaterHeat | Com ¦ Com Heat Pump Water Heater (100+ Gal, 200+ kBtuh - 4.3 COP) - Fuel Sub - ZEAS 2030 - Hot-Dry | Com - Retail | Fuel Substitution | 40538.7045 | 42571.1705 | 44781.7877 | 42790.6139 | 44993.3697 | 0 | 0 | 0 | 0 | 0 | 0 | 0 | 0
Scenario 2: High TRC | PG&E | Com | WaterHeat | Com ¦ Com Heat Pump Water Heater (100+ Gal, 200+ kBtuh - 4.3 COP) - Fuel Sub - ZEAS 2030 - Cold | Com - Retail | Fuel Substitution | 120.72 | 126.7839 | 133.3958 | 129.7644 | 136.4641 | 0 | 0 | 0 | 0 | 0 | 0 | 0 | 0
Scenario 2: High TRC | PG&E | Com | WaterHeat | Com ¦ Com Heat Pump Water Heater (100+ Gal, 200+ kBtuh - 4.3 COP) - Fuel Sub - Panel Upgrade - ZEAS 2030 - Marine | Com - Retail | Fuel Substitution | 45542.5006 | 47815.8936 | 50287.1998 | 48039.2766 | 50501.9768 | 0 | 0 | 0 | 0 | 0 | 0 | 0 | 0
Scenario 2: High TRC | PG&E | Com | WaterHeat | Com ¦ Com Heat Pump Water Heater (100+ Gal, 200+ kBtuh - 4.3 COP) - Fuel Sub - Panel Upgrade - ZEAS 2030 - Hot-Dry | Com - Retail | Fuel Substitution | 33633.7603 | 35320.0371 | 37154.1205 | 35502.1028 | 37329.6639 | 0 | 0 | 0 | 0 | 0 | 0 | 0 | 0
Scenario 2: High TRC | PG&E | Com | WaterHeat | Com ¦ Com Heat Pump Water Heater (100+ Gal, 200+ kBtuh - 4.3 COP) - Fuel Sub - Panel Upgrade - ZEAS 2030 - Cold | Com - Retail | Fuel Substitution | 100.1578 | 105.1889 | 110.6745 | 107.6616 | 113.2202 | 0 | 0 | 0 | 0 | 0 | 0 | 0 | 0
Scenario 2: High TRC | PG&E | Com | WholeBlg | Com ¦ Com Title 24 2022 Code | Com - Retail | Energy Efficiency | 12205218.4217 | 12702901.8093 | 13277916.9511 | 0 | 130632409.5836 | 14319362.8917 | 15179544.3062 | 16056757.2689 | 16799501.1195 | 17622619.216 | 18520498.4867 | 19312595.4949 | 20200837.0143
Scenario 2: High TRC | PG&E | Com | ComRefrig | Com ¦ Efficient Refrigerated Display Case - Marine | Com - Retail | Energy Efficiency | 0 | 0 | 0 | 0 | 0 | 0 | 0 | 0 | 0 | 0 | 0 | 0 | 0
Scenario 2: High TRC | PG&E | Com | ComRefrig | Com ¦ Efficient Refrigerated Display Case - Hot-Dry | Com - Retail | Energy Efficiency | 0 | 0 | 0 | 0 | 0 | 0 | 0 | 0 | 0 | 0 | 0 | 0 | 0
Scenario 2: High TRC | PG&E | Com | ComRefrig | Com ¦ Refrigerated Display Case LED Lighting | Com - Retail | Energy Efficiency | 9385445.7533 | 9706149.1614 | 9995905.7286 | 9304657.5206 | 9576388.6423 | 9880096.3449 | 10101792.002 | 10290621.1876 | 10458411.8264 | 10610814.8598 | 10840182.1096 | 11029348.4006 | 11204871.2016
Scenario 2: High TRC | PG&E | Com | ComRefrig | Com ¦ Efficient EC or PMS Motor Retrofit - Marine | Com - Retail | Energy Efficiency | 2134978.9881 | 2155128.158 | 2159459.5972 | 1951206.6942 | 1956314.7818 | 1999342.5993 | 2028964.6219 | 2053478.1589 | 2076260.1447 | 2099205.3631 | 2130148.0125 | 2147447.3705 | 2164777.0359
Scenario 2: High TRC | PG&E | Com | ComRefrig | Com ¦ Efficient EC or PMS Motor Retrofit - Hot-Dry | Com - Retail | Energy Efficiency | 1691743.1367 | 1707709.2048 | 1711141.4084 | 1546123.1945 | 1550170.8091 | 1584265.7653 | 1607738.0587 | 1627162.4223 | 1645214.7161 | 1663396.3545 | 1687915.1038 | 1701622.9999 | 1715354.9114
Scenario 2: High TRC | PG&E | Com | ComRefrig | Com ¦ Efficient EC or PMS Motor Retrofit - Cold | Com - Retail | Energy Efficiency | 4748.5963 | 4793.4119 | 4803.0458 | 4339.8521 | 4351.2134 | 4446.9154 | 4512.8004 | 4567.3231 | 4617.9945 | 4669.029 | 4737.8513 | 4776.3284 | 4814.8728
Scenario 2: High TRC | PG&E | Com | ComRefrig | Com ¦ Add Doors to Open Display Cases - Marine | Com - Retail | Energy Efficiency | 0 | 0 | 0 | 0 | 0 | 0 | 0 | 0 | 0 | 0 | 0 | 0 | 0
Scenario 2: High TRC | PG&E | Com | ComRefrig | Com ¦ Add Doors to Open Display Cases - Hot-Dry | Com - Retail | Energy Efficiency | 0 | 0 | 0 | 0 | 0 | 0 | 0 | 0 | 0 | 0 | 0 | 0 | 0
Scenario 2: High TRC | PG&E | Com | FoodServ | Com ¦ Demand Controlled Ventilation (DCV) Exhaust Hood | Com - Retail | Energy Efficiency | 42046.7282 | 44757.1792 | 47976.9691 | 0 | 495173.4814 | 54894.4848 | 58815.9638 | 62875.7407 | 66488.8238 | 70416.9429 | 74885.1793 | 79344.2836 | 84257.9544
Scenario 2: High TRC | PG&E | Com | FoodServ | Com ¦ ENERGY STAR Ice Machine | Com - Retail | Energy Efficiency | 66714.9376 | 68860.6441 | 70756.6608 | 64937.2543 | 75786.537 | 70736.3403 | 72849.0234 | 74656.0373 | 76182.3455 | 77478.3331 | 79320.6846 | 80621.481 | 81812.4681
Scenario 2: High TRC | PG&E | Com | Lighting | Com ¦ LED Fixtures and Retrofit Kits - 140 lpw | Com - Retail | Energy Efficiency | 8306961.2629 | 8590620.4853 | 8845303.4932 | 8126084.1506 | 9458931.4162 | 8748226.8468 | 8916877.2693 | 9042980.049 | 9139731.824 | 9214706.3981 | 9370709.3278 | 9477410.0933 | 9563225.3815
Scenario 2: High TRC | SCE | Com | BldgEnv | Com ¦ Com Wall Insulation (R14) - Marine | Com - Retail | Energy Efficiency | 126.0154 | 132.2383 | 137.1875 | 143.2664 | 151.8869 | 160.6366 | 167.06 | 172.4348 | 0 | 0 | 0 | 0 | 0
Scenario 2: High TRC | SCE | Com | BldgEnv | Com ¦ Com Wall Insulation (R14) - Hot-Dry | Com - Retail | Energy Efficiency | 0 | 0 | 0 | 0 | 0 | 0 | 0 | 0 | 0 | 0 | 0 | 0 | 0
Scenario 2: High TRC | SCE | Com | BldgEnv | Com ¦ Com Wall Insulation (R14) - Cold | Com - Retail | Energy Efficiency | 15.686 | 16.4606 | 17.0766 | 17.8333 | 18.9063 | 19.9955 | 20.795 | 21.4641 | 0 | 0 | 0 | 0 | 0
Scenario 2: High TRC | SCE | Com | HVAC | Com ¦ Small Unitary Heat Pump (SEER 16) - Marine | Com - Retail | Energy Efficiency | 0 | 0 | 0 | 0 | 0 | 1015430.8097 | 1036158.949 | 1043562.1539 | 0 | 0 | 0 | 0 | 0
Scenario 2: High TRC | SCE | Com | HVAC | Com ¦ Small Unitary Heat Pump (SEER 16) - Hot-Dry | Com - Retail | Energy Efficiency | 4372857.8523 | 4522321.0934 | 4653620.6643 | 4770449.5295 | 4918806.152 | 5094034.9866 | 5198020.276 | 5235159.3748 | 0 | 0 | 0 | 0 | 0
Scenario 2: High TRC | SCE | Com | HVAC | Com ¦ Small Unitary Heat Pump (SEER 17) - Marine | Com - Retail | Energy Efficiency | 0 | 0 | 0 | 0 | 0 | 0 | 0 | 0 | 0 | 0 | 0 | 0 | 0
Scenario 2: High TRC | SCE | Com | HVAC | Com ¦ Small Unitary Heat Pump (SEER 17) - Hot-Dry | Com - Retail | Energy Efficiency | 0 | 0 | 0 | 0 | 0 | 0 | 0 | 0 | 0 | 0 | 0 | 0 | 0
Scenario 2: High TRC | SCE | Com | HVAC | Com ¦ Small Unitary Heat Pump (SEER 17) - Cold | Com - Retail | Energy Efficiency | 97555.6603 | 100890.0895 | 103819.2989 | 106425.6761 | 109735.4174 | 113644.6606 | 115964.5059 | 116793.0554 | 0 | 0 | 0 | 0 | 0
Scenario 2: High TRC | SCE | Com | HVAC | Com ¦ Small Unitary Heat Pump (SEER 18) - Marine | Com - Retail | Energy Efficiency | 0 | 0 | 0 | 0 | 0 | 0 | 0 | 0 | 0 | 0 | 0 | 0 | 0
Scenario 2: High TRC | SCE | Com | HVAC | Com ¦ Small Unitary Heat Pump (SEER 18) - Hot-Dry | Com - Retail | Energy Efficiency | 0 | 0 | 0 | 0 | 0 | 0 | 0 | 0 | 0 | 0 | 0 | 0 | 0
Scenario 2: High TRC | SCE | Com | HVAC | Com ¦ Small Unitary Heat Pump (SEER 18) - Cold | Com - Retail | Energy Efficiency | 0 | 0 | 0 | 0 | 0 | 0 | 0 | 0 | 0 | 0 | 0 | 0 | 0
Scenario 2: High TRC | SCE | Com | HVAC | Com ¦ Small Unitary AC (SEER 16) - Marine | Com - Retail | Energy Efficiency | 0 | 0 | 0 | 0 | 0 | 0 | 0 | 0 | 0 | 0 | 0 | 0 | 0
Scenario 2: High TRC | SCE | Com | HVAC | Com ¦ Small Unitary AC (SEER 16) - Hot-Dry | Com - Retail | Energy Efficiency | 19485791.8673 | 20151811.5977 | 20736892.613 | 21257491.0472 | 21918579.5998 | 22699412.8021 | 23162779.2721 | 23328273.9609 | 0 | 0 | 0 | 0 | 0
Scenario 2: High TRC | SCE | Com | HVAC | Com ¦ Small Unitary AC (SEER 17) - Marine | Com - Retail | Energy Efficiency | 0 | 0 | 0 | 0 | 0 | 0 | 0 | 0 | 0 | 0 | 0 | 0 | 0
Scenario 2: High TRC | SCE | Com | HVAC | Com ¦ Small Unitary AC (SEER 17) - Hot-Dry | Com - Retail | Energy Efficiency | 0 | 0 | 0 | 0 | 0 | 0 | 0 | 0 | 0 | 0 | 0 | 0 | 0
Scenario 2: High TRC | SCE | Com | HVAC | Com ¦ Small Unitary AC (SEER 18) - Marine | Com - Retail | Energy Efficiency | 0 | 0 | 0 | 0 | 0 | 0 | 0 | 0 | 0 | 0 | 0 | 0 | 0
Scenario 2: High TRC | SCE | Com | HVAC | Com ¦ Small Unitary AC (SEER 18) - Hot-Dry | Com - Retail | Energy Efficiency | 0 | 0 | 0 | 0 | 0 | 0 | 0 | 0 | 0 | 0 | 0 | 0 | 0
Scenario 2: High TRC | SCE | Com | HVAC | Com ¦ Small Unitary AC (SEER 18) - Cold | Com - Retail | Energy Efficiency | 281373.1493 | 290990.4166 | 299438.9358 | 306956.3322 | 316502.3937 | 327777.5576 | 334468.5294 | 336858.2584 | 0 | 0 | 0 | 0 | 0
Scenario 2: High TRC | SCE | Com | HVAC | Com ¦ Ductless Mini Split Heat Pump (SEER 18) - Hot-Dry | Com - Retail | Energy Efficiency | 343517.8089 | 356090.3272 | 367414.9565 | 377803.9513 | 390724.964 | 404973.5769 | 413469.6022 | 416795.6277 | 419983.0634 | 422816.6137 | 426714.8869 | 428191.2217 | 429810.8196
Scenario 2: High TRC | SCE | Com | HVAC | Com ¦ Ductless Mini Split Heat Pump (SEER 18) - Marine | Com - Retail | Energy Efficiency | 79456.3786 | 82364.428 | 84983.8381 | 87386.8341 | 90375.491 | 93671.2246 | 95636.3728 | 96405.6894 | 97142.9498 | 97798.3559 | 98700.0345 | 99041.5138 | 99416.1301
Scenario 2: High TRC | SCE | Com | HVAC | Com ¦ Ductless Mini Split Heat Pump (SEER 18) - Cold | Com - Retail | Energy Efficiency | 4486.9404 | 4651.1593 | 4799.0787 | 4934.7771 | 5103.548 | 5289.6597 | 5400.6325 | 5444.0762 | 5485.7097 | 5522.7208 | 5573.639 | 5592.9225 | 5614.0773
Scenario 2: High TRC | SCE | Com | HVAC | Com ¦ Demand Controlled Ventilation (HVAC) - Marine | Com - Retail | Energy Efficiency | 29410.1875 | 31140.7764 | 32521.7775 | 34093.0696 | 36238.9762 | 38457.1268 | 39995.8247 | 41295.0878 | 42404.1799 | 43381.6605 | 44569.8987 | 45379.6963 | 46265.1803
Scenario 2: High TRC | SCE | Com | HVAC | Com ¦ Demand Controlled Ventilation (HVAC) - Hot-Dry | Com - Retail | Energy Efficiency | 71316.4621 | 75512.9493 | 78861.7249 | 82671.9349 | 87875.5217 | 93254.2924 | 96985.4651 | 100136.035 | 102825.4611 | 105195.7437 | 108077.0904 | 110040.7604 | 112187.9612
Scenario 2: High TRC | SCE | Com | HVAC | Com ¦ Demand Controlled Ventilation (HVAC) - Cold | Com - Retail | Energy Efficiency | 103797.2341 | 108325.2703 | 114860.4882 | 120762.4613 | 129127.6063 | 139048.2182 | 145984.1923 | 148605.1772 | 6708.9496 | 6863.601 | 7051.5974 | 7179.719 | 7319.8152
Scenario 2: High TRC | SCE | Com | HVAC | Com ¦ HVAC Pump Variable Frequency Drive (VFD) - Marine | Com - Retail | Energy Efficiency | 0 | 0 | 0 | 0 | 0 | 0 | 0 | 0 | 0 | 0 | 0 | 0 | 0
Scenario 2: High TRC | SCE | Com | HVAC | Com ¦ HVAC Pump Variable Frequency Drive (VFD) - Hot-Dry | Com - Retail | Energy Efficiency | 0 | 0 | 0 | 0 | 0 | 0 | 0 | 0 | 0 | 0 | 0 | 0 | 0
Scenario 2: High TRC | SCE | Com | HVAC | Com ¦ HVAC Fan Variable Frequency Drive (VFD) - Marine | Com - Retail | Energy Efficiency | 43223.4936 | 45078.1953 | 47832.0739 | 50296.7535 | 53795.6584 | 57967.7112 | 60885.4287 | 61938.4716 | 0 | 0 | 0 | 0 | 0
Scenario 2: High TRC | SCE | Com | HVAC | Com ¦ HVAC Fan Variable Frequency Drive (VFD) - Hot-Dry | Com - Retail | Energy Efficiency | 173194.4987 | 180626.2012 | 191660.8625 | 201536.7175 | 215556.6641 | 232273.883 | 243965.0391 | 248184.5323 | 0 | 0 | 0 | 0 | 0
Scenario 2: High TRC | SCE | Com | HVAC | Com ¦ HVAC Fan Variable Frequency Drive (VFD) - Cold | Com - Retail | Energy Efficiency | 0 | 0 | 2400.6937 | 2524.3961 | 2700.0063 | 2909.4018 | 3055.8421 | 3108.6944 | 0 | 0 | 0 | 0 | 0
Scenario 2: High TRC | SCE | Com | HVAC | Com ¦ Economizer - Marine | Com - Retail | Energy Efficiency | 0 | 0 | 0 | 0 | 0 | 0 | 0 | 0 | 0 | 0 | 0 | 0 | 0
Scenario 2: High TRC | SCE | Com | HVAC | Com ¦ Economizer - Hot-Dry | Com - Retail | Energy Efficiency | 0 | 0 | 0 | 0 | 0 | 0 | 0 | 0 | 0 | 0 | 0 | 0 | 0
Scenario 2: High TRC | SCE | Com | WaterHeat | Com ¦ Com Heat Pump Water Heater (3.3 UEF - 50 Gal) - Marine | Com - Retail | Energy Efficiency | 1662388.5371 | 1747192.1165 | 1831030.2756 | 1914162.3909 | 2009267.5977 | 2100504.8224 | 2158800.2464 | 2190052.1416 | 2217261.576 | 2237913.7191 | 2273143.557 | 2298529.984 | 2321400.7723
Scenario 2: High TRC | SCE | Com | WaterHeat | Com ¦ Com Heat Pump Water Heater (3.3 UEF - 50 Gal) - Hot-Dry | Com - Retail | Energy Efficiency | 6499985.3308 | 6832209.7849 | 7160650.0251 | 7486317.9229 | 7858913.8664 | 8216346.9666 | 8444651.048 | 8566942.8197 | 8673387.711 | 8754127.1866 | 8892006.1705 | 8991298.6536 | 9080727.0224
Scenario 2: High TRC | SCE | Com | WaterHeat | Com ¦ Com Heat Pump Water Heater (3.3 UEF - 50 Gal) - Cold | Com - Retail | Energy Efficiency | 111466.11 | 117136.2028 | 122741.7993 | 128300.349 | 134658.8688 | 140759.0149 | 144658.5652 | 146751.6402 | 148574.6884 | 149959.7281 | 152318.6905 | 154020.1179 | 155553.5705
Scenario 2: High TRC | SCE | Com | WaterHeat | Com ¦ Faucet Aerators (Elec WH) - Marine | Com - Retail | Energy Efficiency | 0 | 0 | 0 | 0 | 0 | 0 | 0 | 0 | 0 | 0 | 0 | 0 | 0
Scenario 2: High TRC | SCE | Com | WaterHeat | Com ¦ Faucet Aerators (Elec WH) - Hot-Dry | Com - Retail | Energy Efficiency | 0 | 0 | 0 | 0 | 0 | 0 | 0 | 0 | 0 | 0 | 0 | 0 | 0
Scenario 2: High TRC | SCE | Com | WaterHeat | Com ¦ Faucet Aerators (Elec WH) - Cold | Com - Retail | Energy Efficiency | 0 | 0 | 0 | 0 | 0 | 0 | 0 | 0 | 0 | 0 | 0 | 0 | 0
Scenario 2: High TRC | SCE | Com | WholeBlg | Com ¦ Com Title 24 2022 Code | Com - Retail | Energy Efficiency | 23949592.0209 | 25169981.0948 | 26123098.7723 | 27287845.115 | 28948931.0722 | 30642967.1573 | 31874455.2667 | 32881955.8218 | 33753999.1287 | 34566044.3765 | 35433801.4285 | 35959639.263 | 36578023.0413
Scenario 2: High TRC | SCE | Com | ComRefrig | Com ¦ Efficient Refrigerated Display Case - Marine | Com - Retail | Energy Efficiency | 0 | 0 | 0 | 0 | 0 | 0 | 0 | 0 | 0 | 0 | 0 | 0 | 0
Scenario 2: High TRC | SCE | Com | ComRefrig | Com ¦ Efficient Refrigerated Display Case - Hot-Dry | Com - Retail | Energy Efficiency | 0 | 0 | 0 | 0 | 0 | 0 | 0 | 0 | 0 | 0 | 0 | 0 | 0
Scenario 2: High TRC | SCE | Com | ComRefrig | Com ¦ Refrigerated Display Case LED Lighting | Com - Retail | Energy Efficiency | 13400183.4241 | 13986605.4656 | 14544078.3411 | 15073809.3332 | 15664136.8111 | 16231334.9178 | 16604760.3272 | 16825654.8819 | 17036084.0053 | 17205590.3611 | 17469664.8396 | 17670287.2114 | 17854279.5963
Scenario 2: High TRC | SCE | Com | ComRefrig | Com ¦ Efficient EC or PMS Motor Retrofit - Marine | Com - Retail | Energy Efficiency | 1106552.8814 | 1142631.0278 | 1174175.0214 | 1201967.0781 | 1237803.2884 | 1280727.0451 | 1305913.8881 | 1313527.55 | 1321155.1562 | 1328459.4678 | 1337907.9534 | 1339275.3018 | 1341451.9978
Scenario 2: High TRC | SCE | Com | ComRefrig | Com ¦ Efficient EC or PMS Motor Retrofit - Hot-Dry | Com - Retail | Energy Efficiency | 4554061.8676 | 4702542.8969 | 4832363.4421 | 4946742.7435 | 5094228.0753 | 5270882.4824 | 5374539.9249 | 5405874.2496 | 5437265.9624 | 5467327.1439 | 5506212.7579 | 5511840.134 | 5520798.4117
Scenario 2: High TRC | SCE | Com | ComRefrig | Com ¦ Efficient EC or PMS Motor Retrofit - Cold | Com - Retail | Energy Efficiency | 66458.0042 | 68624.8068 | 70519.2945 | 72188.4462 | 74340.7184 | 76918.6587 | 78431.3449 | 78888.6107 | 79346.7139 | 79785.4006 | 80352.8633 | 80434.9843 | 80565.7136
Scenario 2: High TRC | SCE | Com | ComRefrig | Com ¦ Add Doors to Open Display Cases - Marine | Com - Retail | Energy Efficiency | 0 | 0 | 0 | 0 | 0 | 0 | 0 | 0 | 0 | 0 | 0 | 0 | 0
Scenario 2: High TRC | SCE | Com | ComRefrig | Com ¦ Add Doors to Open Display Cases - Hot-Dry | Com - Retail | Energy Efficiency | 0 | 0 | 0 | 0 | 0 | 0 | 0 | 0 | 0 | 0 | 0 | 0 | 0
Scenario 2: High TRC | SCE | Com | FoodServ | Com ¦ Demand Controlled Ventilation (DCV) Exhaust Hood | Com - Retail | Energy Efficiency | 43288.8903 | 45943.384 | 48109.9482 | 50590.3935 | 53936.4221 | 57284.399 | 59609.4391 | 61600.8072 | 63308.6094 | 64812.8964 | 66646.0106 | 67917.6131 | 69299.3637
Scenario 2: High TRC | SCE | Com | FoodServ | Com ¦ ENERGY STAR Ice Machine | Com - Retail | Energy Efficiency | 0 | 100872.9654 | 105889.4901 | 110853.3731 | 116812.0067 | 122937.7659 | 127053.5985 | 129334.8797 | 131321.7938 | 132673.5033 | 134530.5947 | 135428.7594 | 136206.8468
Scenario 2: High TRC | SCE | Com | Lighting | Com ¦ LED High and Low Bay - 155 lpw | Com - Retail | Energy Efficiency | 0 | 0 | 0 | 0 | 0 | 0 | 0 | 0 | 0 | 0 | 0 | 0 | 0
Scenario 2: High TRC | SCE | Com | Lighting | Com ¦ LED Fixtures and Retrofit Kits - 140 lpw - RET | Com - Retail | Energy Efficiency | 0 | 0 | 0 | 0 | 0 | 0 | 0 | 0 | 0 | 0 | 0 | 0 | 0
Scenario 2: High TRC | SCE | Com | Lighting | Com ¦ LED Fixtures and Retrofit Kits - 140 lpw | Com - Retail | Energy Efficiency | 12478722.1451 | 13063198.0478 | 13625986.9116 | 14169750.512 | 14781649.0826 | 15360739.1296 | 15729866.0243 | 15944619.2842 | 16147275.3279 | 16307951.8721 | 16563720.3747 | 16756229.3447 | 16932050.4152
Scenario 2: High TRC | SCG | Com | BldgEnv | Com ¦ Com Wall Insulation (R14) - Marine | Com - Retail | Energy Efficiency | 7256149.5807 | 7575320.5246 | 7909229.7042 | 8260067.1425 | 8581877.4112 | 9027335.4291 | 9403065.0075 | 9832632.1024 | 10285343.4705 | 10762835.2236 | 11266745.0292 | 11798616.3521 | 12360524.164
Scenario 2: High TRC | SCG | Com | BldgEnv | Com ¦ Com Wall Insulation (R14) - Hot-Dry | Com - Retail | Energy Efficiency | 11384.0082 | 12186.6818 | 12939.845 | 13827.2726 | 0 | 33645.5006 | 17008.2015 | 18262.9909 | 19497.8568 | 20783.595 | 22207.1135 | 23661.769 | 25249.6487
Scenario 2: High TRC | SCG | Com | BldgEnv | Com ¦ Com Wall Insulation (R14) - Cold | Com - Retail | Energy Efficiency | 21803.5966 | 22762.6555 | 23766.0004 | 24820.2122 | 25787.2018 | 27125.7336 | 28254.7423 | 29545.5244 | 30905.8513 | 32340.6395 | 33854.8098 | 35453.0001 | 37141.4453
Scenario 2: High TRC | SCG | Com | HVAC | Com ¦ Demand Controlled Ventilation (HVAC) - Marine | Com - Retail | Energy Efficiency | 15295.1776 | 16361.0072 | 17358.2181 | 18533.4387 | 0 | 45021.0706 | 22739.2342 | 24396.1391 | 26023.7249 | 27716.6123 | 29590.5546 | 31503.7317 | 33592.065
Scenario 2: High TRC | SCG | Com | HVAC | Com ¦ Demand Controlled Ventilation (HVAC) - Hot-Dry | Com - Retail | Energy Efficiency | 78018.6522 | 83455.3063 | 88541.9452 | 94536.5884 | 0 | 229646.4508 | 115989.7879 | 124441.4378 | 132743.5351 | 141378.7267 | 150937.4551 | 160696.3152 | 171348.6241
Scenario 2: High TRC | SCG | Com | HVAC | Com ¦ Demand Controlled Ventilation (HVAC) - Cold | Com - Retail | Energy Efficiency | 64258.9439 | 67143.4557 | 70135.9084 | 73299.5087 | 72844.3078 | 84303.0543 | 83660.7265 | 87563.7827 | 91654.1803 | 95962.9785 | 100524.3222 | 105327.28 | 110412.4411
Scenario 2: High TRC | SCG | Com | HVAC | Com ¦ HVAC Energy Management System (Elec SC and Gas SH) - Cold | Com - Retail | Energy Efficiency | 2210.4474 | 2364.4803 | 2508.5965 | 2678.4385 | 0 | 6506.4109 | 3286.2568 | 3525.7115 | 3760.9289 | 4005.5837 | 4276.4044 | 4552.8953 | 4854.6997
Scenario 2: High TRC | SCG | Com | HVAC | Com ¦ Efficient Hot Water Boilers (94% eff.) - ZEAS 2030 - Marine | Com - Retail | Energy Efficiency | 550710.5809 | 576200.2778 | 602954.6803 | 631228.5265 | 647764.0344 | 0 | 0 | 0 | 0 | 0 | 0 | 0 | 0
Scenario 2: High TRC | SCG | Com | HVAC | Com ¦ Efficient Hot Water Boilers (94% eff.) - ZEAS 2030 - Hot-Dry | Com - Retail | Energy Efficiency | 2832697.463 | 2963809.1616 | 3101426.1433 | 3246858.7083 | 3331912.6242 | 0 | 0 | 0 | 0 | 0 | 0 | 0 | 0
Scenario 2: High TRC | SCG | Com | HVAC | Com ¦ Efficient Hot Water Boilers (94% eff.) - ZEAS 2030 - Cold | Com - Retail | Energy Efficiency | 8030.6715 | 8402.372 | 8792.5149 | 9204.8149 | 9445.942 | 0 | 0 | 0 | 0 | 0 | 0 | 0 | 0
Scenario 2: High TRC | SCG | Com | WaterHeat | Com ¦ Com Hot Water Tank Insulation - Marine | Com - Retail | Energy Efficiency | 5011.6322 | 5230.7056 | 5458.4606 | 5697.0866 | 5933.193 | 6195.3387 | 6470.9919 | 6761.2022 | 7066.7838 | 7388.5852 | 7727.4292 | 8084.8579 | 8462.5202
Scenario 2: High TRC | SCG | Com | WaterHeat | Com ¦ Com Hot Water Tank Insulation - Hot-Dry | Com - Retail | Energy Efficiency | 27183.8246 | 28372.1107 | 29607.4869 | 30901.8291 | 32182.5048 | 33604.4214 | 35099.6043 | 36673.7474 | 38331.2668 | 40076.7646 | 41914.7036 | 43853.4491 | 45901.9445
Scenario 2: High TRC | SCG | Com | WaterHeat | Com ¦ Com Hot Water Tank Insulation - Cold | Com - Retail | Energy Efficiency | 68.0484 | 71.023 | 74.1155 | 77.3556 | 80.5615 | 84.1209 | 87.8637 | 91.8042 | 95.9535 | 100.3229 | 104.9238 | 109.777 | 114.9049
Scenario 2: High TRC | SCG | Com | WaterHeat | Com ¦ Faucet Aerators (Gas WH) - Marine | Com - Retail | Energy Efficiency | 77866.4698 | 81270.7055 | 84808.5477 | 88515.0935 | 92182.3357 | 96253.5473 | 100534.4239 | 105041.1755 | 0 | 0 | 0 | 0 | 0
Scenario 2: High TRC | SCG | Com | WaterHeat | Com ¦ Faucet Aerators (Gas WH) - Hot-Dry | Com - Retail | Energy Efficiency | 415235.4913 | 433389.1263 | 452255.24 | 472020.9923 | 491577.1518 | 513287.5434 | 536116.0075 | 560148.9859 | 0 | 0 | 0 | 0 | 0
Scenario 2: High TRC | SCG | Com | WaterHeat | Com ¦ Faucet Aerators (Gas WH) - Cold | Com - Retail | Energy Efficiency | 1239.8512 | 1294.0561 | 1350.3884 | 1409.407 | 1467.7997 | 1532.6247 | 1600.7882 | 1672.5482 | 0 | 0 | 0 | 0 | 0
Scenario 2: High TRC | SCG | Com | WaterHeat | Com ¦ Com Hot Water Pipe Insulation - Marine | Com - Retail | Energy Efficiency | 9193405.8622 | 9595130.0014 | 10014140.9474 | 10453386.9608 | 10888437.567 | 11371863.508 | 11880454.6535 | 12415978.4793 | 12979773.4351 | 13573770.8106 | 14200035.4314 | 14861041.0902 | 15559303.7523
Scenario 2: High TRC | SCG | Com | WaterHeat | Com ¦ Com Hot Water Pipe Insulation - Hot-Dry | Com - Retail | Energy Efficiency | 41480311.412 | 43292876.0527 | 45183438.1346 | 47165300.1013 | 49128232.5441 | 51309432.7302 | 53604177.3993 | 56020441.3385 | 58564263.5836 | 61244358.0428 | 64070041.1344 | 67052474.5202 | 70203010.1436
Scenario 2: High TRC | SCG | Com | WaterHeat | Com ¦ Com Hot Water Pipe Insulation - Cold | Com - Retail | Energy Efficiency | 114054.5129 | 119038.3515 | 124236.6523 | 129685.9918 | 135083.2826 | 141080.7237 | 147390.3674 | 154034.1412 | 161028.6501 | 168397.8539 | 176167.3691 | 184367.8858 | 193030.6174
Scenario 2: High TRC | SCG | Com | WaterHeat | Com ¦ Com Efficient Tankless Gas Water Heater (0.87 UEF - High Draw) - ZEAS 2030 - Marine | Com - Retail | Energy Efficiency | 26291.8867 | 28145.6982 | 29885.1629 | 31934.7176 | 0 | 0 | 0 | 0 | 0 | 0 | 0 | 0 | 0
Scenario 2: High TRC | SCG | Com | WaterHeat | Com ¦ Com Efficient Tankless Gas Water Heater (0.87 UEF - High Draw) - ZEAS 2030 - Hot-Dry | Com - Retail | Energy Efficiency | 71878.6304 | 76946.7121 | 81702.1846 | 87305.403 | 0 | 0 | 0 | 0 | 0 | 0 | 0 | 0 | 0
Scenario 2: High TRC | SCG | Com | WaterHeat | Com ¦ Com Efficient Tankless Gas Water Heater (0.87 UEF - High Draw) - ZEAS 2030 - Cold | Com - Retail | Energy Efficiency | 349.8809 | 374.5506 | 397.6987 | 424.9732 | 0 | 0 | 0 | 0 | 0 | 0 | 0 | 0 | 0
Scenario 2: High TRC | SCG | Com | WaterHeat | Com ¦ Com Efficient Tankless Gas Water Heater (0.87 UEF - High Draw) - Panel Upgrade - ZEAS 2030 - Marine | Com - Retail | Energy Efficiency | 21813.5983 | 23351.6507 | 24794.833 | 26495.2877 | 0 | 0 | 0 | 0 | 0 | 0 | 0 | 0 | 0
Scenario 2: High TRC | SCG | Com | WaterHeat | Com ¦ Com Efficient Tankless Gas Water Heater (0.87 UEF - High Draw) - Panel Upgrade - ZEAS 2030 - Hot-Dry | Com - Retail | Energy Efficiency | 59635.567 | 63840.404 | 67785.8784 | 72434.7025 | 0 | 0 | 0 | 0 | 0 | 0 | 0 | 0 | 0
Scenario 2: High TRC | SCG | Com | WaterHeat | Com ¦ Com Efficient Tankless Gas Water Heater (0.87 UEF - High Draw) - Panel Upgrade - ZEAS 2030 - Cold | Com - Retail | Energy Efficiency | 290.2858 | 310.7535 | 329.9588 | 352.5877 | 0 | 0 | 0 | 0 | 0 | 0 | 0 | 0 | 0
Scenario 2: High TRC | SCG | Com | WholeBlg | Com ¦ Com Title 24 2022 Code | Com - Retail | Energy Efficiency | 0 | 0 | 0 | 0 | 0 | 0 | 0 | 0 | 0 | 0 | 0 | 0 | 0
Scenario 2: High TRC | SCG | Com | FoodServ | Com ¦ Demand Controlled Ventilation (DCV) Exhaust Hood | Com - Retail | Energy Efficiency | 31507.2937 | 33702.8489 | 35757.0529 | 38177.9481 | 0 | 92741.1326 | 46841.6745 | 50254.8149 | 53607.5596 | 57094.8221 | 60955.0485 | 64896.0967 | 69197.9581
Scenario 2: High TRC | SDG&E | Com | BldgEnv | Com ¦ Com Wall Insulation (R14) - Marine | Com - Retail | Energy Efficiency | 321367.6483 | 334950.3525 | 349119.3354 | 363968.5 | 379656.6185 | 396371.9513 | 413950.7694 | 432419.7037 | 451872.8531 | 472378.5587 | 493981.6127 | 516692.218 | 540689.7853
Scenario 2: High TRC | SDG&E | Com | BldgEnv | Com ¦ Com Wall Insulation (R14) - Hot-Dry | Com - Retail | Energy Efficiency | 845.9 | 909.1477 | 979.8179 | 1055.1997 | 1119.9633 | 1209.2427 | 1304.4242 | 1402.0532 | 1502.8647 | 1613.3863 | 1727.2911 | 1852.3558 | 1992.923
Scenario 2: High TRC | SDG&E | Com | HVAC | Com ¦ Small Unitary Heat Pump (SEER 16) - Marine | Com - Retail | Energy Efficiency | 145604.9221 | 146800.2911 | 146975.8677 | 146210.3144 | 146194.1852 | 148723.4284 | 150171.6305 | 150704.5862 | 0 | 0 | 0 | 0 | 0
Scenario 2: High TRC | SDG&E | Com | HVAC | Com ¦ Small Unitary Heat Pump (SEER 16) - Hot-Dry | Com - Retail | Energy Efficiency | 717243.2639 | 723131.5975 | 723996.4799 | 720225.3991 | 720145.9473 | 732604.8849 | 739738.6631 | 742363.9789 | 0 | 0 | 0 | 0 | 0
Scenario 2: High TRC | SDG&E | Com | HVAC | Com ¦ Small Unitary Heat Pump (SEER 17) - Marine | Com - Retail | Energy Efficiency | 0 | 0 | 0 | 0 | 0 | 0 | 0 | 0 | 0 | 0 | 0 | 0 | 0
Scenario 2: High TRC | SDG&E | Com | HVAC | Com ¦ Small Unitary Heat Pump (SEER 17) - Hot-Dry | Com - Retail | Energy Efficiency | 0 | 0 | 0 | 0 | 0 | 0 | 0 | 0 | 0 | 0 | 0 | 0 | 0
Scenario 2: High TRC | SDG&E | Com | HVAC | Com ¦ Small Unitary AC (SEER 16) - Hot-Dry | Com - Retail | Energy Efficiency | 3847387.5631 | 3909437.5713 | 3952346.7036 | 3977872.1291 | 4020915.2897 | 4119198.8004 | 4197644.5721 | 4259802.2707 | 0 | 0 | 0 | 0 | 0
Scenario 2: High TRC | SDG&E | Com | HVAC | Com ¦ Small Unitary AC (SEER 17) - Marine | Com - Retail | Energy Efficiency | 952504.5573 | 967406.4573 | 977451.7728 | 983080.3809 | 993080.3781 | 1016937.7556 | 1035752.112 | 1050414.7935 | 0 | 0 | 0 | 0 | 0
Scenario 2: High TRC | SDG&E | Com | HVAC | Com ¦ Small Unitary AC (SEER 17) - Hot-Dry | Com - Retail | Energy Efficiency | 0 | 0 | 0 | 0 | 0 | 0 | 0 | 0 | 0 | 0 | 0 | 0 | 0
Scenario 2: High TRC | SDG&E | Com | HVAC | Com ¦ Small Unitary AC (SEER 18) - Marine | Com - Retail | Energy Efficiency | 0 | 0 | 0 | 0 | 0 | 0 | 0 | 0 | 0 | 0 | 0 | 0 | 0
Scenario 2: High TRC | SDG&E | Com | HVAC | Com ¦ Ductless Mini Split Heat Pump (SEER 18) - Marine | Com - Retail | Energy Efficiency | 7571.476 | 7650.8693 | 7679.8682 | 7664.0423 | 7689.4952 | 7833.0462 | 7915.6394 | 7951.4699 | 7982.2029 | 8001.4423 | 8047.7815 | 8028.4773 | 8012.0519
Scenario 2: High TRC | SDG&E | Com | HVAC | Com ¦ Demand Controlled Ventilation (HVAC) - Marine | Com - Retail | Energy Efficiency | 5831.0918 | 6140.9705 | 6458.6402 | 6763.0968 | 7001.0715 | 7440.7027 | 7865.4739 | 8257.3679 | 8643.91 | 9057.9578 | 9484.2485 | 9910.6387 | 10395.2139
Scenario 2: High TRC | SDG&E | Com | HVAC | Com ¦ Demand Controlled Ventilation (HVAC) - Hot-Dry | Com - Retail | Energy Efficiency | 14257.1175 | 15108.203 | 16009.3994 | 16910.7466 | 17643.8175 | 18844.2842 | 20046.0306 | 21202.0776 | 22363.7205 | 23619.6413 | 24913.8014 | 26264.3828 | 27791.1723
Scenario 2: High TRC | SDG&E | Com | HVAC | Com ¦ HVAC Pump Variable Frequency Drive (VFD) - Hot-Dry | Com - Retail | Energy Efficiency | 0 | 0 | 0 | 0 | 0 | 0 | 0 | 0 | 0 | 0 | 0 | 0 | 0
Scenario 2: High TRC | SDG&E | Com | HVAC | Com ¦ HVAC Fan Variable Frequency Drive (VFD) - Marine | Com - Retail | Energy Efficiency | 8522.3875 | 8477.4692 | 8394.0364 | 8210.1222 | 8177.7478 | 8476.1411 | 8764.5313 | 8923.1524 | 0 | 0 | 0 | 0 | 0
Scenario 2: High TRC | SDG&E | Com | HVAC | Com ¦ HVAC Fan Variable Frequency Drive (VFD) - Hot-Dry | Com - Retail | Energy Efficiency | 45162.266 | 44933.0619 | 44500.9389 | 43538.9062 | 43377.0912 | 44961.4391 | 46493.4878 | 47341.1777 | 0 | 0 | 0 | 0 | 0
Scenario 2: High TRC | SDG&E | Com | HVAC | Com ¦ Economizer - Marine | Com - Retail | Energy Efficiency | 12968.8457 | 13875.5078 | 14569.3196 | 486.4255 | 487.7437 | 534.4568 | 571.5722 | 589.9123 | 0 | 0 | 0 | 0 | 0
Scenario 2: High TRC | SDG&E | Com | HVAC | Com ¦ Economizer - Hot-Dry | Com - Retail | Energy Efficiency | 95495.0633 | 102169.1516 | 107277.3674 | 101138.8586 | 84556.2269 | 92430.7724 | 99427.3546 | 100799.6747 | 0 | 0 | 0 | 0 | 0
Scenario 2: High TRC | SDG&E | Com | HVAC | Com ¦ Small Packaged Heat Pump (SEER 15) - Fuel Sub - ZEAS 2030 - Marine | Com - Retail | Fuel Substitution | 52390.9397 | 0 | 0 | 0 | 0 | 0 | 0 | 0 | 0 | 0 | 0 | 0 | 0
Scenario 2: High TRC | SDG&E | Com | HVAC | Com ¦ Small Packaged Heat Pump (SEER 15) - Fuel Sub - ZEAS 2030 - Hot-Dry | Com - Retail | Fuel Substitution | 233275.5453 | 243187.7815 | 253187.5179 | 263367.3796 | 274467.5101 | 0 | 0 | 0 | 0 | 0 | 0 | 0 | 0
Scenario 2: High TRC | SDG&E | Com | HVAC | Com ¦ Small Packaged Heat Pump (SEER 16) - Fuel Sub - ZEAS 2030 - Marine | Com - Retail | Fuel Substitution | 0 | 75548.5293 | 77901.5477 | 80188.0422 | 82786.4604 | 0 | 0 | 0 | 0 | 0 | 0 | 0 | 0
Scenario 2: High TRC | SDG&E | Com | HVAC | Com ¦ Small Packaged Heat Pump (SEER 15) - Fuel Sub - Panel Upgrade - ZEAS 2030 - Marine | Com - Retail | Fuel Substitution | 11971.3941 | 0 | 0 | 0 | 0 | 0 | 0 | 0 | 0 | 0 | 0 | 0 | 0
Scenario 2: High TRC | SDG&E | Com | HVAC | Com ¦ Small Packaged Heat Pump (SEER 15) - Fuel Sub - Panel Upgrade - ZEAS 2030 - Hot-Dry | Com - Retail | Fuel Substitution | 53303.7487 | 55568.7068 | 57853.6589 | 60179.7698 | 62716.1632 | 0 | 0 | 0 | 0 | 0 | 0 | 0 | 0
Scenario 2: High TRC | SDG&E | Com | HVAC | Com ¦ Small Packaged Heat Pump (SEER 16) - Fuel Sub - Panel Upgrade - ZEAS 2030 - Marine | Com - Retail | Fuel Substitution | 0 | 17262.9317 | 17800.5994 | 18323.0662 | 18916.8079 | 0 | 0 | 0 | 0 | 0 | 0 | 0 | 0
Scenario 2: High TRC | SDG&E | Com | HVAC | Com ¦ Efficient Hot Water Boilers (94% eff.) - ZEAS 2030 - Hot-Dry | Com - Retail | Energy Efficiency | 671540.7967 | 702095.2678 | 734291.9607 | 768233.0396 | 803868.9589 | 0 | 0 | 0 | 0 | 0 | 0 | 0 | 0
Scenario 2: High TRC | SDG&E | Com | WaterHeat | Com ¦ Com Heat Pump Water Heater (3.3 UEF - 50 Gal) - Marine | Com - Retail | Energy Efficiency | 310674.6054 | 321231.8233 | 331121.0724 | 340219.8507 | 350953.1362 | 363379.6005 | 371554.5782 | 376820.6016 | 381242.1154 | 384297.7062 | 390371.6956 | 394531.1564 | 398130.76
Scenario 2: High TRC | SDG&E | Com | WaterHeat | Com ¦ Com Heat Pump Water Heater (3.3 UEF - 50 Gal) - Hot-Dry | Com - Retail | Energy Efficiency | 1649772.7966 | 1705836.5134 | 1758352.9286 | 1806671.4917 | 1863670.2032 | 1929660.6036 | 1973073.2331 | 2001037.6888 | 2024517.32 | 2040743.1248 | 2072998.2962 | 2095086.2389 | 2114201.0104
Scenario 2: High TRC | SDG&E | Com | WaterHeat | Com ¦ Com Hot Water Tank Insulation - Hot-Dry | Com - Retail | Energy Efficiency | 6302.0137 | 6571.4798 | 6851.5708 | 7144.9524 | 7452.6345 | 7775.5332 | 8114.9783 | 8472.2536 | 0 | 0 | 0 | 0 | 0
Scenario 2: High TRC | SDG&E | Com | WaterHeat | Com ¦ Faucet Aerators (Elec WH) - Marine | Com - Retail | Energy Efficiency | 1949.1894 | 2051.9727 | 2070.4672 | 2029.2751 | 2133.9529 | 2347.5013 | 2464.8569 | 2536.3657 | 0 | 0 | 0 | 0 | 0
Scenario 2: High TRC | SDG&E | Com | WaterHeat | Com ¦ Faucet Aerators (Elec WH) - Hot-Dry | Com - Retail | Energy Efficiency | 10291.6117 | 10834.3016 | 10931.9518 | 10714.4599 | 11267.1526 | 12394.6763 | 13014.3076 | 13391.8699 | 0 | 0 | 0 | 0 | 0
Scenario 2: High TRC | SDG&E | Com | WaterHeat | Com ¦ Com Hot Water Pipe Insulation - Hot-Dry | Com - Retail | Energy Efficiency | 10030851.6977 | 10459790.7855 | 10907088.3828 | 11375862.5735 | 11867874.0062 | 12384757.3605 | 12928402.9604 | 13500687.8115 | 0 | 0 | 0 | 0 | 0
Scenario 2: High TRC | SDG&E | Com | WaterHeat | Com ¦ Com Efficient Tankless Gas Water Heater (0.87 UEF - High Draw) - ZEAS 2030 - Marine | Com - Retail | Energy Efficiency | 3588.6116 | 3868.9769 | 4183.5377 | 4520.688 | 4812.1032 | 0 | 0 | 0 | 0 | 0 | 0 | 0 | 0
Scenario 2: High TRC | SDG&E | Com | WaterHeat | Com ¦ Com Efficient Tankless Gas Water Heater (0.87 UEF - High Draw) - ZEAS 2030 - Hot-Dry | Com - Retail | Energy Efficiency | 9536.172 | 10281.1971 | 11117.0911 | 12013.0123 | 12787.4 | 0 | 0 | 0 | 0 | 0 | 0 | 0 | 0
Scenario 2: High TRC | SDG&E | Com | WaterHeat | Com ¦ Com Heat Pump Water Heater (3.75 UEF - 50 Gal) - Fuel Sub - ZEAS 2030 - Marine | Com - Retail | Fuel Substitution | 858486.1994 | 901766.7331 | 948932.4816 | 1000404.9679 | 1052902.4971 | 583443.2418 | 596136.0595 | 604294.6391 | 611151.0556 | 615852.6064 | 625294.939 | 631718.4881 | 637228.3809
Scenario 2: High TRC | SDG&E | Com | WaterHeat | Com ¦ Com Heat Pump Water Heater (3.75 UEF - 50 Gal) - Fuel Sub - ZEAS 2030 - Hot-Dry | Com - Retail | Fuel Substitution | 2245263.2587 | 2359623.3942 | 2484284.3826 | 2620364.3506 | 2759149.2419 | 1515574.7642 | 1548878.0007 | 1570145.7929 | 1587954.047 | 1600040.1599 | 1624700.9239 | 1641347.1325 | 1655564.4568
Scenario 2: High TRC | SDG&E | Com | WaterHeat | Com ¦ Com Efficient Tankless Gas Water Heater (0.87 UEF - High Draw) - Panel Upgrade - ZEAS 2030 - Marine | Com - Retail | Energy Efficiency | 2977.3646 | 3209.9753 | 3470.9571 | 3750.6807 | 3992.4593 | 0 | 0 | 0 | 0 | 0 | 0 | 0 | 0
Scenario 2: High TRC | SDG&E | Com | WaterHeat | Com ¦ Com Efficient Tankless Gas Water Heater (0.87 UEF - High Draw) - Panel Upgrade - ZEAS 2030 - Hot-Dry | Com - Retail | Energy Efficiency | 7911.879 | 8530.0042 | 9223.5206 | 9966.8399 | 10609.3263 | 0 | 0 | 0 | 0 | 0 | 0 | 0 | 0
Scenario 2: High TRC | SDG&E | Com | WaterHeat | Com ¦ Com Heat Pump Water Heater (3.75 UEF - 50 Gal) - Fuel Sub - Panel Upgrade - ZEAS 2030 - Marine | Com - Retail | Fuel Substitution | 712260.5281 | 748169.1028 | 787301.1248 | 830006.3195 | 873561.9618 | 484065.5468 | 494596.401 | 501365.3325 | 507053.8978 | 510954.635 | 518788.6581 | 524118.0863 | 528689.4809
Scenario 2: High TRC | SDG&E | Com | WaterHeat | Com ¦ Com Heat Pump Water Heater (3.75 UEF - 50 Gal) - Fuel Sub - Panel Upgrade - ZEAS 2030 - Hot-Dry | Com - Retail | Fuel Substitution | 1862828.3081 | 1957709.5194 | 2061137.0427 | 2174038.5546 | 2289184.2611 | 1257427.4142 | 1285058.1215 | 1302703.3776 | 1317478.3577 | 1327505.8469 | 1347966.1512 | 1361777.0166 | 1373572.7086
Scenario 2: High TRC | SDG&E | Com | WaterHeat | Com ¦ Com Heat Pump Water Heater (100+ Gal, 200+ kBtuh - 4.3 COP) - Fuel Sub - ZEAS 2030 - Marine | Com - Retail | Fuel Substitution | 5089.7903 | 5351.4482 | 5634.7828 | 5942.1091 | 6257.5301 | 0 | 0 | 0 | 0 | 0 | 0 | 0 | 0
Scenario 2: High TRC | SDG&E | Com | WaterHeat | Com ¦ Com Heat Pump Water Heater (100+ Gal, 200+ kBtuh - 4.3 COP) - Fuel Sub - ZEAS 2030 - Hot-Dry | Com - Retail | Fuel Substitution | 27034.8226 | 28424.6828 | 29929.6806 | 31562.1131 | 33237.5464 | 0 | 0 | 0 | 0 | 0 | 0 | 0 | 0
Scenario 2: High TRC | SDG&E | Com | WaterHeat | Com ¦ Com Heat Pump Water Heater (100+ Gal, 200+ kBtuh - 4.3 COP) - Fuel Sub - Panel Upgrade - ZEAS 2030 - Marine | Com - Retail | Fuel Substitution | 4222.848 | 4439.9378 | 4675.0121 | 4929.9916 | 5191.687 | 0 | 0 | 0 | 0 | 0 | 0 | 0 | 0
Scenario 2: High TRC | SDG&E | Com | WaterHeat | Com ¦ Com Heat Pump Water Heater (100+ Gal, 200+ kBtuh - 4.3 COP) - Fuel Sub - Panel Upgrade - ZEAS 2030 - Hot-Dry | Com - Retail | Fuel Substitution | 22429.9902 | 23583.1159 | 24831.768 | 26186.1488 | 27576.2061 | 0 | 0 | 0 | 0 | 0 | 0 | 0 | 0
Scenario 2: High TRC | SDG&E | Com | WholeBlg | Com ¦ Com Title 24 2022 Code | Com - Retail | Energy Efficiency | 4335635.4156 | 4472960.9732 | 4601145.8435 | 4711849.0193 | 4779604.6721 | 5017558.0559 | 5263179.6054 | 5486158.9991 | 5705102.7702 | 5945865.7276 | 6175767.4757 | 6379564.3471 | 6622611.851
Scenario 2: High TRC | SDG&E | Com | ComRefrig | Com ¦ Efficient Refrigerated Display Case - Marine | Com - Retail | Energy Efficiency | 0 | 0 | 0 | 0 | 0 | 0 | 0 | 0 | 0 | 0 | 0 | 0 | 0
Scenario 2: High TRC | SDG&E | Com | ComRefrig | Com ¦ Efficient Refrigerated Display Case - Hot-Dry | Com - Retail | Energy Efficiency | 0 | 0 | 0 | 0 | 0 | 0 | 0 | 0 | 0 | 0 | 0 | 0 | 0
Scenario 2: High TRC | SDG&E | Com | ComRefrig | Com ¦ Refrigerated Display Case LED Lighting | Com - Retail | Energy Efficiency | 3043053.6355 | 3135039.9599 | 3215279.8075 | 3283584.8668 | 3361604.6252 | 3452580.6933 | 3514564.2273 | 3559818.9882 | 3602189.6388 | 3633838.0387 | 3689713.4438 | 3730128.7128 | 3765912.0071
Scenario 2: High TRC | SDG&E | Com | ComRefrig | Com ¦ Efficient EC or PMS Motor Retrofit - Marine | Com - Retail | Energy Efficiency | 182416.2239 | 183397.1249 | 183051.9843 | 181536.6071 | 181025.4399 | 183702.7577 | 185144.1687 | 185514.522 | 185816.4056 | 185954.0675 | 186580.402 | 185518.3953 | 184564.4269
Scenario 2: High TRC | SDG&E | Com | ComRefrig | Com ¦ Efficient EC or PMS Motor Retrofit - Hot-Dry | Com - Retail | Energy Efficiency | 970974.6888 | 976195.8801 | 974358.7477 | 966292.6182 | 963571.7505 | 977822.7183 | 985495.1367 | 987466.4728 | 989073.355 | 989806.109 | 993139.9951 | 987487.09 | 982409.2569
Scenario 2: High TRC | SDG&E | Com | ComRefrig | Com ¦ Add Doors to Open Display Cases - Marine | Com - Retail | Energy Efficiency | 0 | 0 | 0 | 0 | 0 | 0 | 0 | 0 | 0 | 0 | 0 | 0 | 0
Scenario 2: High TRC | SDG&E | Com | ComRefrig | Com ¦ Add Doors to Open Display Cases - Hot-Dry | Com - Retail | Energy Efficiency | 0 | 0 | 0 | 0 | 0 | 0 | 0 | 0 | 0 | 0 | 0 | 0 | 0
Scenario 2: High TRC | SDG&E | Com | FoodServ | Com ¦ Demand Controlled Ventilation (DCV) Exhaust Hood | Com - Retail | Energy Efficiency | 9874.4905 | 10405.3128 | 10949.7003 | 11473.5985 | 11888.0004 | 12634.7938 | 13348.4892 | 14004.0381 | 14647.7627 | 15333.1466 | 16041.7966 | 16744.0078 | 17541.6483
Scenario 2: High TRC | SDG&E | Com | FoodServ | Com ¦ ENERGY STAR Ice Machine | Com - Retail | Energy Efficiency | 21727.6554 | 22344.6197 | 22870.2985 | 23320.9913 | 23945.0345 | 24855.3031 | 25518.4439 | 25987.1973 | 26382.7138 | 26619.753 | 26981.7045 | 27111.3273 | 27208.5327
Scenario 2: High TRC | SDG&E | Com | Lighting | Com ¦ LED Fixtures and Retrofit Kits - 140 lpw | Com - Retail | Energy Efficiency | 4166191.6369 | 4298942.5407 | 4417277.0649 | 4519668.0159 | 4637447.5483 | 4772305.9372 | 4856626.2817 | 4913145.0571 | 4964441.4001 | 4998858.2023 | 5069247.3753 | 5116067.9243 | 5155224.583
Scenario 2: High TRC | PG&E | Com | BldgEnv | Com ¦ Com Wall Insulation (R14) - Marine | Com - School | Energy Efficiency | 3035.8718 | 3168.526 | 3311.2914 | 3451.8589 | 3572.4411 | 3728.8431 | 3882.6949 | 4061.0756 | 4247.6121 | 4454.7072 | 4677.7182 | 4937.2445 | 5194.3619
Scenario 2: High TRC | PG&E | Com | BldgEnv | Com ¦ Com Wall Insulation (R14) - Hot-Dry | Com - School | Energy Efficiency | 3450.4843 | 3585.3943 | 3728.8172 | 3867.7251 | 3986.2353 | 4150.8152 | 4310.5744 | 4496.2253 | 4689.6984 | 4905.3521 | 5137.5193 | 5404.8695 | 5668.5568
Scenario 2: High TRC | PG&E | Com | BldgEnv | Com ¦ Com Wall Insulation (R14) - Cold | Com - School | Energy Efficiency | 2238.4006 | 2290.4479 | 2342.9028 | 2396.6854 | 2455.3945 | 2521.6262 | 2589.3781 | 2659.4156 | 2732.0632 | 2807.8726 | 2886.8502 | 2967.2469 | 3051.2885
Scenario 2: High TRC | PG&E | Com | HVAC | Com ¦ Small Unitary Heat Pump (SEER 16) - Cold | Com - School | Energy Efficiency | 1929.7589 | 1926.3496 | 1910.7195 | 1885.4976 | 1871.2874 | 1887.1777 | 1889.1986 | 1886.0663 | 0 | 0 | 0 | 0 | 0
Scenario 2: High TRC | PG&E | Com | HVAC | Com ¦ Small Unitary AC (SEER 16) - Marine | Com - School | Energy Efficiency | 4493254.0129 | 4565770.1276 | 4630065.0558 | 4688475.7837 | 4759573.1977 | 4862756.1506 | 4956680.3907 | 5050390.7082 | 5145659.9067 | 5245190.0654 | 5357218.0337 | 5464660.4218 | 5576028.2457
Scenario 2: High TRC | PG&E | Com | HVAC | Com ¦ Small Unitary AC (SEER 16) - Hot-Dry | Com - School | Energy Efficiency | 0 | 0 | 0 | 0 | 0 | 0 | 0 | 0 | 4729744.7057 | 4812996.5786 | 4908448.5466 | 0 | 0
Scenario 2: High TRC | PG&E | Com | HVAC | Com ¦ Small Unitary AC (SEER 17) - Hot-Dry | Com - School | Energy Efficiency | 4525468.8711 | 4585793.1658 | 4634640.3732 | 4674962.204 | 4730108.2275 | 4823573.9216 | 4904075.0518 | 4982498.6791 | 0 | 0 | 0 | 5326725.7522 | 5417439.1344
Scenario 2: High TRC | PG&E | Com | HVAC | Com ¦ Small Unitary AC (SEER 17) - Cold | Com - School | Energy Efficiency | 0 | 0 | 0 | 0 | 0 | 0 | 0 | 0 | 0 | 0 | 0 | 0 | 0
Scenario 2: High TRC | PG&E | Com | HVAC | Com ¦ Small Unitary AC (SEER 18) - Cold | Com - School | Energy Efficiency | 20657.5413 | 21071.8674 | 21468.7522 | 21855.1326 | 22286.8089 | 22827.7687 | 23349.3347 | 23881.773 | 24429.7153 | 25002.9071 | 25626.7236 | 26251.2373 | 26899.838
Scenario 2: High TRC | PG&E | Com | HVAC | Com ¦ Ductless Mini Split Heat Pump (SEER 18) - Hot-Dry | Com - School | Energy Efficiency | 56858.0033 | 57139.4703 | 57131.3885 | 56912.7949 | 56996.5731 | 57625.5759 | 57790.7974 | 57784.4446 | 57679.7776 | 57514.3514 | 57659.4082 | 57473.9614 | 57244.8936
Scenario 2: High TRC | PG&E | Com | HVAC | Com ¦ Ductless Mini Split Heat Pump (SEER 18) - Marine | Com - School | Energy Efficiency | 56062.0264 | 56339.5529 | 56331.5843 | 56116.0508 | 56198.6563 | 56818.8533 | 56981.7619 | 56975.498 | 56872.2963 | 56709.1859 | 56852.212 | 56669.3614 | 56443.5004
Scenario 2: High TRC | PG&E | Com | HVAC | Com ¦ Ductless Mini Split Heat Pump (SEER 18) - Cold | Com - School | Energy Efficiency | 143.2371 | 143.9462 | 143.9258 | 143.3751 | 143.5862 | 145.1708 | 145.587 | 145.571 | 145.3073 | 144.8906 | 145.256 | 144.7888 | 144.2118
Scenario 2: High TRC | PG&E | Com | HVAC | Com ¦ Demand Controlled Ventilation (HVAC) - Marine | Com - School | Energy Efficiency | 285653.363 | 296803.3732 | 308496.4087 | 319616.7093 | 329022.1528 | 342282.451 | 354823.7948 | 369338.1111 | 384381.5866 | 401105.0458 | 419381.8258 | 440515.0856 | 461233.4886
Scenario 2: High TRC | PG&E | Com | HVAC | Com ¦ Demand Controlled Ventilation (HVAC) - Hot-Dry | Com - School | Energy Efficiency | 219847.9742 | 227809.855 | 236009.1895 | 243614.8848 | 250002.124 | 259623.7326 | 268498.0415 | 278753.2949 | 289320.3711 | 301085.9161 | 314062.9366 | 328958.8404 | 343461.9536
Scenario 2: High TRC | PG&E | Com | HVAC | Com ¦ Demand Controlled Ventilation (HVAC) - Cold | Com - School | Energy Efficiency | 17281.5986 | 17578.7762 | 17849.3237 | 18095.3027 | 18413.5622 | 18898.0668 | 19369.3889 | 19836.8104 | 1965.8153 | 2047.5066 | 21368.2305 | 21899.0539 | 22444.9979
Scenario 2: High TRC | PG&E | Com | HVAC | Com ¦ HVAC Energy Management System (Elec SC and Gas SH) - Marine | Com - School | Energy Efficiency | 395663.7077 | 411415.6515 | 428009.4337 | 443885.8633 | 457336.6473 | 475993.9078 | 493751.7205 | 514310.6706 | 535649.9936 | 559363.2528 | 585220.0991 | 615172.4276 | 644586.6563
Scenario 2: High TRC | PG&E | Com | HVAC | Com ¦ HVAC Energy Management System (Elec SC and Gas SH) - Hot-Dry | Com - School | Energy Efficiency | 288320.1184 | 299716.4841 | 311702.3879 | 323145.308 | 332834.0876 | 346352.2713 | 359189.3304 | 374049.3597 | 389465.4033 | 406598.8147 | 425296.3763 | 446941.2798 | 468184.3324
Scenario 2: High TRC | PG&E | Com | HVAC | Com ¦ HVAC Energy Management System (Elec SC and Gas SH) - Cold | Com - School | Energy Efficiency | 1248.1035 | 1298.908 | 1355.3504 | 1409.6425 | 15702.929 | 16135.0566 | 16569.6463 | 17015.9546 | 1717.3446 | 1795.2708 | 1883.4326 | 1980.0235 | 19559.6405
Scenario 2: High TRC | PG&E | Com | HVAC | Com ¦ HVAC Fan Variable Frequency Drive (VFD) - Marine | Com - School | Energy Efficiency | 746424.4412 | 733354.2716 | 712367.8856 | 685113.9682 | 671560.0499 | 683186.3357 | 690406.7388 | 692464.6758 | 0 | 0 | 0 | 0 | 0
Scenario 2: High TRC | PG&E | Com | HVAC | Com ¦ HVAC Fan Variable Frequency Drive (VFD) - Hot-Dry | Com - School | Energy Efficiency | 634727.8382 | 623270.6192 | 604992.0239 | 581309.8082 | 569414.4395 | 579189.2313 | 585161.3835 | 586678.9681 | 0 | 0 | 0 | 0 | 0
Scenario 2: High TRC | PG&E | Com | HVAC | Com ¦ HVAC Fan Variable Frequency Drive (VFD) - Cold | Com - School | Energy Efficiency | 1424.5675 | 1385.1382 | 1326.8089 | 0 | 0 | 0 | 0 | 0 | 0 | 0 | 0 | 0 | 0
Scenario 2: High TRC | PG&E | Com | HVAC | Com ¦ Large Packaged Heat Pump (IEER 14.0) - Fuel Sub - ZEAS 2030 - Marine | Com - School | Fuel Substitution | 2404283.405 | 2504676.2342 | 2614486.3324 | 2732498.409 | 2849122.6683 | 0 | 0 | 0 | 0 | 0 | 0 | 0 | 0
Scenario 2: High TRC | PG&E | Com | HVAC | Com ¦ Large Packaged Heat Pump (IEER 14.0) - Fuel Sub - ZEAS 2030 - Hot-Dry | Com - School | Fuel Substitution | 1791434.6524 | 1869024.7919 | 1954287.5925 | 2046170.7403 | 2136578.9465 | 0 | 0 | 0 | 0 | 0 | 0 | 0 | 0
Scenario 2: High TRC | PG&E | Com | HVAC | Com ¦ Large Packaged Heat Pump (IEER 14.0) - Fuel Sub - ZEAS 2030 - Cold | Com - School | Fuel Substitution | 13902.445 | 14484.942 | 15131.5686 | 15832.6524 | 16516.5665 | 0 | 0 | 0 | 0 | 0 | 0 | 0 | 0
Scenario 2: High TRC | PG&E | Com | HVAC | Com ¦ Large Packaged Heat Pump (IEER 14.0) - Fuel Sub - Panel Upgrade - ZEAS 2030 - Marine | Com - School | Fuel Substitution | 549381.7117 | 572321.5965 | 597413.3389 | 624379.2433 | 651028.0299 | 0 | 0 | 0 | 0 | 0 | 0 | 0 | 0
Scenario 2: High TRC | PG&E | Com | HVAC | Com ¦ Large Packaged Heat Pump (IEER 14.0) - Fuel Sub - Panel Upgrade - ZEAS 2030 - Hot-Dry | Com - School | Fuel Substitution | 409345.0189 | 427074.4611 | 446557.1157 | 467552.5279 | 488210.9141 | 0 | 0 | 0 | 0 | 0 | 0 | 0 | 0
Scenario 2: High TRC | PG&E | Com | HVAC | Com ¦ Large Packaged Heat Pump (IEER 14.0) - Fuel Sub - Panel Upgrade - ZEAS 2030 - Cold | Com - School | Fuel Substitution | 3176.7258 | 3309.8271 | 3457.582 | 3617.7805 | 3774.0557 | 0 | 0 | 0 | 0 | 0 | 0 | 0 | 0
Scenario 2: High TRC | PG&E | Com | HVAC | Com ¦ Small Packaged Heat Pump (SEER 15) - Fuel Sub - ZEAS 2030 - Marine | Com - School | Fuel Substitution | 0 | 0 | 0 | 0 | 0 | 0 | 0 | 0 | 0 | 0 | 0 | 0 | 0
Scenario 2: High TRC | PG&E | Com | HVAC | Com ¦ Small Packaged Heat Pump (SEER 15) - Fuel Sub - ZEAS 2030 - Hot-Dry | Com - School | Fuel Substitution | 0 | 0 | 0 | 0 | 0 | 0 | 0 | 0 | 0 | 0 | 0 | 0 | 0
Scenario 2: High TRC | PG&E | Com | HVAC | Com ¦ Small Packaged Heat Pump (SEER 15) - Fuel Sub - ZEAS 2030 - Cold | Com - School | Fuel Substitution | 0 | 0 | 0 | 0 | 0 | 0 | 0 | 0 | 0 | 0 | 0 | 0 | 0
Scenario 2: High TRC | PG&E | Com | HVAC | Com ¦ Small Packaged Heat Pump (SEER 16) - Fuel Sub - ZEAS 2030 - Marine | Com - School | Fuel Substitution | 828355.1367 | 854066.1912 | 881021.765 | 909246.2028 | 938311.5085 | 0 | 0 | 0 | 0 | 0 | 0 | 0 | 0
Scenario 2: High TRC | PG&E | Com | HVAC | Com ¦ Small Packaged Heat Pump (SEER 16) - Fuel Sub - ZEAS 2030 - Hot-Dry | Com - School | Fuel Substitution | 697300.5629 | 718687.8453 | 741079.851 | 764505.7729 | 0 | 0 | 0 | 0 | 0 | 0 | 0 | 0 | 0
Scenario 2: High TRC | PG&E | Com | HVAC | Com ¦ Small Packaged Heat Pump (SEER 16) - Fuel Sub - ZEAS 2030 - Cold | Com - School | Fuel Substitution | 0 | 0 | 0 | 0 | 0 | 0 | 0 | 0 | 0 | 0 | 0 | 0 | 0
Scenario 2: High TRC | PG&E | Com | HVAC | Com ¦ Small Packaged Heat Pump (SEER 17) - Fuel Sub - ZEAS 2030 - Hot-Dry | Com - School | Fuel Substitution | 0 | 0 | 0 | 0 | 814122.1401 | 0 | 0 | 0 | 0 | 0 | 0 | 0 | 0
Scenario 2: High TRC | PG&E | Com | HVAC | Com ¦ Small Packaged Heat Pump (SEER 17) - Fuel Sub - ZEAS 2030 - Cold | Com - School | Fuel Substitution | 0 | 0 | 0 | 0 | 0 | 0 | 0 | 0 | 0 | 0 | 0 | 0 | 0
Scenario 2: High TRC | PG&E | Com | HVAC | Com ¦ Small Packaged Heat Pump (SEER 18) - Fuel Sub - ZEAS 2030 - Cold | Com - School | Fuel Substitution | 4309.4682 | 4452.527 | 4605.9893 | 4769.0115 | 4933.2679 | 0 | 0 | 0 | 0 | 0 | 0 | 0 | 0
Scenario 2: High TRC | PG&E | Com | HVAC | Com ¦ Small Packaged Heat Pump (SEER 15) - Fuel Sub - Panel Upgrade - ZEAS 2030 - Marine | Com - School | Fuel Substitution | 0 | 0 | 0 | 0 | 0 | 0 | 0 | 0 | 0 | 0 | 0 | 0 | 0
Scenario 2: High TRC | PG&E | Com | HVAC | Com ¦ Small Packaged Heat Pump (SEER 15) - Fuel Sub - Panel Upgrade - ZEAS 2030 - Hot-Dry | Com - School | Fuel Substitution | 0 | 0 | 0 | 0 | 0 | 0 | 0 | 0 | 0 | 0 | 0 | 0 | 0
Scenario 2: High TRC | PG&E | Com | HVAC | Com ¦ Small Packaged Heat Pump (SEER 15) - Fuel Sub - Panel Upgrade - ZEAS 2030 - Cold | Com - School | Fuel Substitution | 0 | 0 | 0 | 0 | 0 | 0 | 0 | 0 | 0 | 0 | 0 | 0 | 0
Scenario 2: High TRC | PG&E | Com | HVAC | Com ¦ Small Packaged Heat Pump (SEER 16) - Fuel Sub - Panel Upgrade - ZEAS 2030 - Marine | Com - School | Fuel Substitution | 189280.1664 | 195155.1739 | 201314.5556 | 207763.8744 | 214405.3324 | 0 | 0 | 0 | 0 | 0 | 0 | 0 | 0
Scenario 2: High TRC | PG&E | Com | HVAC | Com ¦ Small Packaged Heat Pump (SEER 16) - Fuel Sub - Panel Upgrade - ZEAS 2030 - Hot-Dry | Com - School | Fuel Substitution | 159334.0353 | 164221.0556 | 169337.6564 | 174690.5083 | 0 | 0 | 0 | 0 | 0 | 0 | 0 | 0 | 0
Scenario 2: High TRC | PG&E | Com | HVAC | Com ¦ Small Packaged Heat Pump (SEER 16) - Fuel Sub - Panel Upgrade - ZEAS 2030 - Cold | Com - School | Fuel Substitution | 0 | 0 | 0 | 0 | 0 | 0 | 0 | 0 | 0 | 0 | 0 | 0 | 0
Scenario 2: High TRC | PG&E | Com | HVAC | Com ¦ Small Packaged Heat Pump (SEER 17) - Fuel Sub - Panel Upgrade - ZEAS 2030 - Hot-Dry | Com - School | Fuel Substitution | 0 | 0 | 0 | 0 | 186027.9092 | 0 | 0 | 0 | 0 | 0 | 0 | 0 | 0
Scenario 2: High TRC | PG&E | Com | HVAC | Com ¦ Small Packaged Heat Pump (SEER 17) - Fuel Sub - Panel Upgrade - ZEAS 2030 - Cold | Com - School | Fuel Substitution | 0 | 0 | 0 | 0 | 0 | 0 | 0 | 0 | 0 | 0 | 0 | 0 | 0
Scenario 2: High TRC | PG&E | Com | HVAC | Com ¦ Small Packaged Heat Pump (SEER 18) - Fuel Sub - Panel Upgrade - ZEAS 2030 - Cold | Com - School | Fuel Substitution | 984.7188 | 1017.4079 | 1052.4742 | 1089.725 | 1127.2578 | 0 | 0 | 0 | 0 | 0 | 0 | 0 | 0
Scenario 2: High TRC | PG&E | Com | HVAC | Com ¦ Efficient Hot Water Boilers (94% eff.) - ZEAS 2030 - Marine | Com - School | Energy Efficiency | 0 | 3115100.7498 | 3205737.73 | 3299840.1998 | 3396865.1287 | 0 | 0 | 0 | 0 | 0 | 0 | 0 | 0
Scenario 2: High TRC | PG&E | Com | HVAC | Com ¦ Efficient Hot Water Boilers (94% eff.) - ZEAS 2030 - Hot-Dry | Com - School | Energy Efficiency | 0 | 0 | 2157159.3064 | 2220481.3981 | 2285770.0292 | 0 | 0 | 0 | 0 | 0 | 0 | 0 | 0
Scenario 2: High TRC | PG&E | Com | HVAC | Com ¦ Efficient Hot Water Boilers (94% eff.) - ZEAS 2030 - Cold | Com - School | Energy Efficiency | 4854.8476 | 4994.0304 | 5139.3368 | 5290.1988 | 5445.7461 | 0 | 0 | 0 | 0 | 0 | 0 | 0 | 0
Scenario 2: High TRC | PG&E | Com | WaterHeat | Com ¦ Com Heat Pump Water Heater (3.3 UEF - 50 Gal) - Marine | Com - School | Energy Efficiency | 3506362.654 | 3580391.7857 | 3644367.3847 | 3699530.7253 | 3773347.2401 | 3860509.2847 | 3900891.3555 | 3918551.1621 | 3922468.9576 | 3918476.259 | 3947678.0433 | 3958552.5558 | 3961798.895
Scenario 2: High TRC | PG&E | Com | WaterHeat | Com ¦ Com Heat Pump Water Heater (3.3 UEF - 50 Gal) - Hot-Dry | Com - School | Energy Efficiency | 2607924.0985 | 2663210.5154 | 2710993.177 | 2752199.7059 | 2807329.7623 | 2872417.3303 | 2902592.7108 | 2915808.4725 | 2918768.1952 | 2915823.1892 | 2937651.3639 | 2945799.555 | 2948255.6519
Scenario 2: High TRC | PG&E | Com | WaterHeat | Com ¦ Com Heat Pump Water Heater (3.3 UEF - 50 Gal) - Cold | Com - School | Energy Efficiency | 7511.1372 | 7670.1837 | 7807.64 | 7926.1741 | 8084.7688 | 8272.0165 | 8358.8102 | 8396.8068 | 8405.2937 | 8396.7915 | 8459.5701 | 8482.9887 | 8490.0285
Scenario 2: High TRC | PG&E | Com | WaterHeat | Com ¦ Com Hot Water Tank Insulation - Marine | Com - School | Energy Efficiency | 26764.2761 | 27453.5383 | 28157.0131 | 28884.1331 | 29637.0895 | 30417.5146 | 31228.4771 | 32072.6095 | 0 | 33865.698 | 34817.0404 | 35809.3074 | 36846.6529
Scenario 2: High TRC | PG&E | Com | WaterHeat | Com ¦ Com Hot Water Tank Insulation - Hot-Dry | Com - School | Energy Efficiency | 18859.1789 | 19344.8606 | 19840.557 | 20352.9149 | 20883.478 | 21433.3968 | 22004.8334 | 22599.6429 | 0 | 23863.1247 | 24533.4786 | 25232.6696 | 25963.6247
Scenario 2: High TRC | PG&E | Com | WaterHeat | Com ¦ Com Hot Water Tank Insulation - Cold | Com - School | Energy Efficiency | 38.4841 | 39.4752 | 40.4867 | 41.5322 | 42.6149 | 43.7371 | 44.9031 | 46.1169 | 0 | 48.6952 | 50.0631 | 51.4899 | 52.9815
Scenario 2: High TRC | PG&E | Com | WaterHeat | Com ¦ Faucet Aerators (Elec WH) - Marine | Com - School | Energy Efficiency | 0 | 0 | 0 | 0 | 0 | 0 | 0 | 20896.1594 | 0 | 0 | 0 | 0 | 0
Scenario 2: High TRC | PG&E | Com | WaterHeat | Com ¦ Faucet Aerators (Elec WH) - Hot-Dry | Com - School | Energy Efficiency | 0 | 0 | 0 | 0 | 0 | 0 | 0 | 0 | 0 | 0 | 0 | 0 | 0
Scenario 2: High TRC | PG&E | Com | WaterHeat | Com ¦ Faucet Aerators (Elec WH) - Cold | Com - School | Energy Efficiency | 44.0477 | 45.7464 | 45.4663 | 44.1799 | 46.1598 | 49.9239 | 51.7135 | 52.5349 | 0 | 0 | 0 | 0 | 0
Scenario 2: High TRC | PG&E | Com | WaterHeat | Com ¦ Low Flow Showerheads (Elec WH) - Marine | Com - School | Energy Efficiency | 0 | 0 | 0 | 0 | 0 | 0 | 0 | 0 | 0 | 0 | 0 | 0 | 0
Scenario 2: High TRC | PG&E | Com | WaterHeat | Com ¦ Low Flow Showerheads (Elec WH) - Hot-Dry | Com - School | Energy Efficiency | 0 | 0 | 0 | 0 | 0 | 0 | 0 | 0 | 0 | 0 | 0 | 0 | 0
Scenario 2: High TRC | PG&E | Com | WaterHeat | Com ¦ Low Flow Showerheads (Elec WH) - Cold | Com - School | Energy Efficiency | 0 | 0 | 0 | 0 | 0 | 0 | 0 | 0 | 0 | 0 | 0 | 0 | 0
Scenario 2: High TRC | PG&E | Com | WaterHeat | Com ¦ Low-flow Pre-Rinse Spray Valve - Marine | Com - School | Energy Efficiency | 33741.0494 | 34632.4481 | 35554.0196 | 36505.438 | 37481.0276 | 38507.9667 | 39572.091 | 40684.3862 | 41843.728 | 43055.5277 | 44325.1801 | 45655.5486 | 47041.5623
Scenario 2: High TRC | PG&E | Com | WaterHeat | Com ¦ Low-flow Pre-Rinse Spray Valve - Hot-Dry | Com - School | Energy Efficiency | 23319.0215 | 23935.0825 | 24571.9964 | 25229.5381 | 25903.7849 | 26613.5203 | 27348.9549 | 28117.6813 | 28918.9224 | 29756.4182 | 30633.8969 | 31553.3374 | 32511.2354
Scenario 2: High TRC | PG&E | Com | WaterHeat | Com ¦ Low-flow Pre-Rinse Spray Valve - Cold | Com - School | Energy Efficiency | 50.5937 | 51.9303 | 53.3122 | 54.7388 | 56.2017 | 57.7415 | 59.3372 | 61.005 | 62.7434 | 64.5605 | 66.4643 | 68.4591 | 70.5374
Scenario 2: High TRC | PG&E | Com | WaterHeat | Com ¦ Com Hot Water Pipe Insulation - Marine | Com - School | Energy Efficiency | 12941506.778 | 13274877.2213 | 13616929.7776 | 13970751.6844 | 14337571.3477 | 14718362.5502 | 15114307.4654 | 15526465.8919 | 15955283.4828 | 16401845.2861 | 16867288.4466 | 17353106.4493 | 17860704.0126
Scenario 2: High TRC | PG&E | Com | WaterHeat | Com ¦ Com Hot Water Pipe Insulation - Hot-Dry | Com - School | Energy Efficiency | 7735253.8543 | 7934512.3372 | 8138960.1963 | 8350442.701 | 8569694.0806 | 8797296.3735 | 9033956.1755 | 9280306.9376 | 0 | 9803528.9973 | 10081728.5195 | 10372106.2662 | 10675501.8503
Scenario 2: High TRC | PG&E | Com | WaterHeat | Com ¦ Com Hot Water Pipe Insulation - Cold | Com - School | Energy Efficiency | 16260.3546 | 16679.2178 | 17108.9897 | 17553.5492 | 18014.4397 | 18492.8848 | 18990.3697 | 19508.2261 | 20047.0139 | 20608.0964 | 21192.9024 | 21803.3084 | 22441.0793
Scenario 2: High TRC | PG&E | Com | WaterHeat | Com ¦ Com Efficient Tankless Gas Water Heater (0.87 UEF - High Draw) - ZEAS 2030 - Marine | Com - School | Energy Efficiency | 279475.1625 | 292264.5872 | 306095.3742 | 319799.6292 | 331579.5735 | 0 | 0 | 0 | 0 | 0 | 0 | 0 | 0
Scenario 2: High TRC | PG&E | Com | WaterHeat | Com ¦ Com Efficient Tankless Gas Water Heater (0.87 UEF - High Draw) - ZEAS 2030 - Hot-Dry | Com - School | Energy Efficiency | 209671.5873 | 219266.7292 | 229643.1631 | 239924.692 | 248762.5251 | 0 | 0 | 0 | 0 | 0 | 0 | 0 | 0
Scenario 2: High TRC | PG&E | Com | WaterHeat | Com ¦ Com Efficient Tankless Gas Water Heater (0.87 UEF - High Draw) - ZEAS 2030 - Cold | Com - School | Energy Efficiency | 1213.6927 | 1268.2359 | 1329.6066 | 1390.0318 | 1440.5934 | 0 | 0 | 0 | 0 | 0 | 0 | 0 | 0
Scenario 2: High TRC | PG&E | Com | WaterHeat | Com ¦ Com Heat Pump Water Heater (3.75 UEF - 50 Gal) - Fuel Sub - ZEAS 2030 - Marine | Com - School | Fuel Substitution | 22076547.265 | 22796407.7392 | 23586147.7301 | 24444124.525 | 25278177.9527 | 14862455.1365 | 15010217.9748 | 15068506.8529 | 15074249.3525 | 15048318.9138 | 15148511.6282 | 15175365.1288 | 15175005.2169
Scenario 2: High TRC | PG&E | Com | WaterHeat | Com ¦ Com Heat Pump Water Heater (3.75 UEF - 50 Gal) - Fuel Sub - ZEAS 2030 - Hot-Dry | Com - School | Fuel Substitution | 16448618.3966 | 16987364.2865 | 17578872.0059 | 18221859.0994 | 18846336.649 | 11077399.4381 | 11187969.2241 | 11231670.9677 | 11236102.0934 | 11216862.14 | 11291878.2817 | 11312084.5183 | 11311952.4626
Scenario 2: High TRC | PG&E | Com | WaterHeat | Com ¦ Com Heat Pump Water Heater (3.75 UEF - 50 Gal) - Fuel Sub - ZEAS 2030 - Cold | Com - School | Fuel Substitution | 90490.118 | 93490.1142 | 96821.9821 | 100474.4042 | 103976.063 | 61432.3688 | 62019.753 | 62246.9456 | 62262.6187 | 62150.81 | 62546.8149 | 62647.5869 | 62638.8308
Scenario 2: High TRC | PG&E | Com | WaterHeat | Com ¦ Com Efficient Tankless Gas Water Heater (0.87 UEF - High Draw) - Panel Upgrade - ZEAS 2030 - Marine | Com - School | Energy Efficiency | 231872.2502 | 242483.2564 | 253958.25 | 265328.2638 | 275101.7341 | 0 | 0 | 0 | 0 | 0 | 0 | 0 | 0
Scenario 2: High TRC | PG&E | Com | WaterHeat | Com ¦ Com Efficient Tankless Gas Water Heater (0.87 UEF - High Draw) - Panel Upgrade - ZEAS 2030 - Hot-Dry | Com - School | Energy Efficiency | 173958.2949 | 181919.0995 | 190528.1188 | 199058.3983 | 206390.8862 | 0 | 0 | 0 | 0 | 0 | 0 | 0 | 0
Scenario 2: High TRC | PG&E | Com | WaterHeat | Com ¦ Com Efficient Tankless Gas Water Heater (0.87 UEF - High Draw) - Panel Upgrade - ZEAS 2030 - Cold | Com - School | Energy Efficiency | 1006.9649 | 1052.2177 | 1103.1351 | 1153.2682 | 1195.2176 | 0 | 0 | 0 | 0 | 0 | 0 | 0 | 0
Scenario 2: High TRC | PG&E | Com | WaterHeat | Com ¦ Com Heat Pump Water Heater (3.75 UEF - 50 Gal) - Fuel Sub - Panel Upgrade - ZEAS 2030 - Marine | Com - School | Fuel Substitution | 18316256.2473 | 18913503.1243 | 19568726.9629 | 20280564.8531 | 20972554.2355 | 12330938.0528 | 12453532.4956 | 12501893.0482 | 12506657.4298 | 12485143.7142 | 12568270.6365 | 12590550.1893 | 12590251.5811
Scenario 2: High TRC | PG&E | Com | WaterHeat | Com ¦ Com Heat Pump Water Heater (3.75 UEF - 50 Gal) - Fuel Sub - Panel Upgrade - ZEAS 2030 - Hot-Dry | Com - School | Fuel Substitution | 13646930.6477 | 14093912.1278 | 14584668.5323 | 15118135.8462 | 15636246.3407 | 9190589.6437 | 9282326.1145 | 9318584.1545 | 9322260.5281 | 9306297.7095 | 9368536.3766 | 9385300.8916 | 9385191.3289
Scenario 2: High TRC | PG&E | Com | WaterHeat | Com ¦ Com Heat Pump Water Heater (3.75 UEF - 50 Gal) - Fuel Sub - Panel Upgrade - ZEAS 2030 - Cold | Com - School | Fuel Substitution | 75076.966 | 77565.9738 | 80330.3258 | 83360.6321 | 86265.8545 | 50968.6137 | 51455.949 | 51644.4439 | 51657.4474 | 51564.683 | 51893.2366 | 51976.8441 | 51969.5794
Scenario 2: High TRC | PG&E | Com | WaterHeat | Com ¦ Com Heat Pump Water Heater (100+ Gal, 200+ kBtuh - 4.3 COP) - Fuel Sub - ZEAS 2030 - Marine | Com - School | Fuel Substitution | 1993572.0567 | 2062215.6777 | 2136811.0147 | 2217274.7416 | 2296295.7242 | 0 | 0 | 0 | 0 | 0 | 0 | 0 | 0
Scenario 2: High TRC | PG&E | Com | WaterHeat | Com ¦ Com Heat Pump Water Heater (100+ Gal, 200+ kBtuh - 4.3 COP) - Fuel Sub - ZEAS 2030 - Hot-Dry | Com - School | Fuel Substitution | 1478787.6862 | 1530153.8565 | 1586015.6336 | 1646305.6403 | 1705458.7674 | 0 | 0 | 0 | 0 | 0 | 0 | 0 | 0
Scenario 2: High TRC | PG&E | Com | WaterHeat | Com ¦ Com Heat Pump Water Heater (100+ Gal, 200+ kBtuh - 4.3 COP) - Fuel Sub - ZEAS 2030 - Cold | Com - School | Fuel Substitution | 4039.6556 | 4183.7983 | 4342.2493 | 4514.6318 | 4681.6785 | 0 | 0 | 0 | 0 | 0 | 0 | 0 | 0
Scenario 2: High TRC | PG&E | Com | WaterHeat | Com ¦ Com Heat Pump Water Heater (100+ Gal, 200+ kBtuh - 4.3 COP) - Fuel Sub - Panel Upgrade - ZEAS 2030 - Marine | Com - School | Fuel Substitution | 1654007.5855 | 1710959.1612 | 1772848.699 | 1839607.0658 | 1905168.4305 | 0 | 0 | 0 | 0 | 0 | 0 | 0 | 0
Scenario 2: High TRC | PG&E | Com | WaterHeat | Com ¦ Com Heat Pump Water Heater (100+ Gal, 200+ kBtuh - 4.3 COP) - Fuel Sub - Panel Upgrade - ZEAS 2030 - Hot-Dry | Com - School | Fuel Substitution | 1226906.2672 | 1269523.2546 | 1315870.1136 | 1365890.9433 | 1414968.5378 | 0 | 0 | 0 | 0 | 0 | 0 | 0 | 0
Scenario 2: High TRC | PG&E | Com | WaterHeat | Com ¦ Com Heat Pump Water Heater (100+ Gal, 200+ kBtuh - 4.3 COP) - Fuel Sub - Panel Upgrade - ZEAS 2030 - Cold | Com - School | Fuel Substitution | 3351.5824 | 3471.1733 | 3602.6354 | 3745.656 | 3884.2497 | 0 | 0 | 0 | 0 | 0 | 0 | 0 | 0
Scenario 2: High TRC | PG&E | Com | WaterHeat | Com ¦ Efficient Gas Water Heating Boiler (0.92 UEF) - ZEAS 2030 - Marine | Com - School | Energy Efficiency | 4111117.3883 | 4228920.6923 | 4351894.0007 | 4479559.236 | 4611200.7018 | 0 | 0 | 0 | 0 | 0 | 0 | 0 | 0
Scenario 2: High TRC | PG&E | Com | WaterHeat | Com ¦ Efficient Gas Water Heating Boiler (0.92 UEF) - ZEAS 2030 - Hot-Dry | Com - School | Energy Efficiency | 2937167.1422 | 3021331.1941 | 3109188.9491 | 3200398.8441 | 3294449.5257 | 0 | 0 | 0 | 0 | 0 | 0 | 0 | 0
Scenario 2: High TRC | PG&E | Com | WaterHeat | Com ¦ Efficient Gas Water Heating Boiler (0.92 UEF) - ZEAS 2030 - Cold | Com - School | Energy Efficiency | 6054.4192 | 6227.9074 | 6409.0095 | 6597.0213 | 6790.8889 | 0 | 0 | 0 | 0 | 0 | 0 | 0 | 0
Scenario 2: High TRC | PG&E | Com | ComRefrig | Com ¦ Efficient Refrigerated Display Case - Marine | Com - School | Energy Efficiency | 0 | 0 | 0 | 0 | 0 | 0 | 0 | 0 | 0 | 0 | 0 | 0 | 0
Scenario 2: High TRC | PG&E | Com | ComRefrig | Com ¦ Efficient Refrigerated Display Case - Hot-Dry | Com - School | Energy Efficiency | 0 | 0 | 0 | 0 | 0 | 0 | 0 | 0 | 0 | 0 | 0 | 0 | 0
Scenario 2: High TRC | PG&E | Com | ComRefrig | Com ¦ Refrigerated Display Case LED Lighting | Com - School | Energy Efficiency | 25508.59 | 25956.0755 | 26301.1499 | 26557.4169 | 26893.5243 | 27300.3146 | 27464.1026 | 27527.6476 | 27526.6756 | 27478.7694 | 27621.3969 | 27651.547 | 27639.9316
Scenario 2: High TRC | PG&E | Com | ComRefrig | Com ¦ Efficient EC or PMS Motor Retrofit - Marine | Com - School | Energy Efficiency | 5802.6337 | 5763.2196 | 5681.9534 | 5569.1474 | 5493.9499 | 5524.5091 | 5516.2186 | 5493.1011 | 5464.7436 | 5436.3007 | 5427.7376 | 5383.8395 | 5340.0247
Scenario 2: High TRC | PG&E | Com | ComRefrig | Com ¦ Efficient EC or PMS Motor Retrofit - Hot-Dry | Com - School | Energy Efficiency | 4597.9683 | 4566.7369 | 4502.3421 | 4412.9554 | 4353.3693 | 4377.5842 | 4371.0149 | 4352.6968 | 4330.2265 | 4307.6885 | 4300.9031 | 4266.1186 | 4231.4
Scenario 2: High TRC | PG&E | Com | ComRefrig | Com ¦ Efficient EC or PMS Motor Retrofit - Cold | Com - School | Energy Efficiency | 12.9062 | 12.8185 | 12.6377 | 12.3868 | 12.2196 | 12.2876 | 12.2691 | 12.2177 | 12.1546 | 12.0914 | 12.0723 | 11.9747 | 11.8772
Scenario 2: High TRC | PG&E | Com | FoodServ | Com ¦ ENERGY STAR Dishwasher - Tier 1 | Com - School | Energy Efficiency | 0 | 0 | 0 | 0 | 0 | 0 | 0 | 0 | 0 | 0 | 0 | 0 | 0
Scenario 2: High TRC | PG&E | Com | FoodServ | Com ¦ ENERGY STAR Dishwasher - Tier 2 | Com - School | Energy Efficiency | 1841805.0364 | 1887805.9989 | 1933876.1538 | 1980216.0616 | 2029441.7685 | 2082850.1509 | 2134402.2232 | 2186872.4076 | 2240535.7912 | 2296180.6319 | 2357160.575 | 2419234.2377 | 2483228.8585
Scenario 2: High TRC | PG&E | Com | FoodServ | Com ¦ ENERGY STAR Combination Oven - Electric | Com - School | Energy Efficiency | 910828.4039 | 924709.5448 | 934945.8506 | 943371.9188 | 957508.9355 | 978172.827 | 988495.5517 | 993575.4303 | 994217.7639 | 992762.0754 | 998790.6956 | 999306.0361 | 998283.2485
Scenario 2: High TRC | PG&E | Com | FoodServ | Com ¦ ENERGY STAR Steamer - Electric | Com - School | Energy Efficiency | 0 | 0 | 0 | 0 | 0 | 0 | 0 | 0 | 0 | 0 | 0 | 0 | 0
Scenario 2: High TRC | PG&E | Com | FoodServ | Com ¦ ENERGY STAR Conveyor Broiler - Gas | Com - School | Energy Efficiency | 186429.2645 | 191142.0707 | 195890.9206 | 200737.398 | 205922.1088 | 211577.0424 | 217062.7534 | 222615.4121 | 228245.0756 | 234066.0591 | 240417.066 | 246895.5351 | 253585.5036
Scenario 2: High TRC | PG&E | Com | FoodServ | Com ¦ ENERGY STAR Conveyor Oven - Gas | Com - School | Energy Efficiency | 841847.4795 | 864852.7434 | 888803.7601 | 913620.7716 | 939153.6162 | 966074.139 | 994031.0692 | 1023307.9434 | 1053871.1542 | 1085843.2688 | 1119362.1183 | 1154499.6342 | 1191128.996
Scenario 2: High TRC | PG&E | Com | FoodServ | Com ¦ ENERGY STAR Convection Oven - Electric | Com - School | Energy Efficiency | 1677718.3872 | 1723598.4852 | 1771252.3097 | 1820652.2928 | 1871556.6554 | 1925088.306 | 1980706.1006 | 2039039.1646 | 2099891.1734 | 2163615.2984 | 2230252.5204 | 2300364.3236 | 2373354.8593
Scenario 2: High TRC | PG&E | Com | FoodServ | Com ¦ High Performance Conveyor Toaster | Com - School | Energy Efficiency | 1104783.0303 | 1121620.0644 | 1134036.121 | 1144256.4623 | 1161403.8592 | 1186467.9838 | 1198988.8615 | 1205150.4653 | 1205929.5794 | 1204163.9121 | 1211476.2853 | 1212101.364 | 1210860.7808
Scenario 2: High TRC | PG&E | Com | FoodServ | Com ¦ ENERGY STAR Rack Oven - Gas | Com - School | Energy Efficiency | 358849.4128 | 368655.7324 | 378865.1925 | 389443.7952 | 400327.5319 | 411802.786 | 423719.8235 | 436199.5059 | 449227.5074 | 462856.0741 | 477143.9585 | 492121.8224 | 507735.6067
Scenario 2: High TRC | PG&E | Com | FoodServ | Com ¦ Electric Deck Oven (60% cooking efficiency) | Com - School | Energy Efficiency | 18268.7645 | 18547.1828 | 18752.4956 | 18921.4998 | 19205.0503 | 19619.5123 | 19826.5583 | 19928.447 | 19941.3305 | 19912.1333 | 20033.0512 | 20043.3875 | 20022.8732
Scenario 2: High TRC | PG&E | Com | FoodServ | Com ¦ Demand Controlled Ventilation (DCV) Exhaust Hood | Com - School | Energy Efficiency | 247739.929 | 256245.9172 | 264831.7801 | 272619.8025 | 279192.4855 | 289270.4611 | 298001.9678 | 307998.9285 | 318133.8722 | 329351.7329 | 342126.0178 | 356549.0831 | 370334.0176
Scenario 2: High TRC | PG&E | Com | FoodServ | Com ¦ ENERGY STAR Ice Machine | Com - School | Energy Efficiency | 128258.4803 | 130286.3067 | 131743.8742 | 132834.2174 | 134916.2729 | 138258.9206 | 140091.4836 | 141273.4714 | 141879.0785 | 142017.0759 | 143102.6744 | 143190.7938 | 143025.427
Scenario 2: High TRC | PG&E | Com | FoodServ | Com ¦ ENERGY STAR Griddle - Electric | Com - School | Energy Efficiency | 35702.3856 | 36246.4945 | 36647.7342 | 36978.0168 | 37532.1554 | 38342.1326 | 38746.7597 | 38945.8793 | 38971.0573 | 38913.9977 | 39150.3058 | 39170.5059 | 39130.415
Scenario 2: High TRC | PG&E | Com | FoodServ | Com ¦ ENERGY STAR Fryer - Tier 1 Gas | Com - School | Energy Efficiency | 10634.1523 | 11103.9715 | 11610.8251 | 12110.6862 | 12535.9524 | 13076.9093 | 13609.5729 | 14228.0885 | 14874.6367 | 15591.6419 | 16363.3194 | 17266.9607 | 18161.5358
Scenario 2: High TRC | PG&E | Com | FoodServ | Com ¦ ENERGY STAR Fryer - Fuel Sub | Com - School | Fuel Substitution | 1747359.8753 | 1806606.2583 | 1872753.8825 | 1943927.2186 | 2011607.2546 | 2075653.0479 | 2154966.3818 | 2244263.7577 | 2342635.2035 | 2447761.1903 | 2548986.4588 | 2661425.2276 | 2780469.737
Scenario 2: High TRC | PG&E | Com | FoodServ | Com ¦ ENERGY STAR Steamer - Gas | Com - School | Energy Efficiency | 15837.0078 | 16539.1686 | 17297.0195 | 18044.8502 | 18681.8384 | 19491.5244 | 20289.1638 | 21215.1514 | 22183.3306 | 23256.9831 | 24412.6422 | 25765.6814 | 27105.7077
Scenario 2: High TRC | PG&E | Com | FoodServ | Com ¦ ENERGY STAR Steamer - Fuel Sub | Com - School | Fuel Substitution | 766857.8158 | 790197.747 | 815458.3792 | 842263.5622 | 868715.7018 | 894807.8334 | 924838.3782 | 957642.6156 | 993040.6251 | 1030537.3925 | 1067754.0059 | 1108139.6903 | 1150689.324
Scenario 2: High TRC | PG&E | Com | FoodServ | Com ¦ ENERGY STAR Convection Oven - Gas | Com - School | Energy Efficiency | 23923.3836 | 24984.0677 | 26128.8772 | 27258.5503 | 28220.7846 | 29443.8962 | 30648.8104 | 32047.6072 | 33510.1387 | 35131.9981 | 36877.7367 | 38921.6376 | 40945.8815
Scenario 2: High TRC | PG&E | Com | FoodServ | Com ¦ ENERGY STAR Convection Oven - Fuel Sub | Com - School | Fuel Substitution | 1561473.8676 | 1615401.8681 | 1675906.7589 | 1741147.2212 | 1802829.5544 | 1860807.508 | 1933450.371 | 2015609.8826 | 2106391.7143 | 2203529.6746 | 2296652.3391 | 2400443.6489 | 2510409.8519
Scenario 2: High TRC | PG&E | Com | FoodServ | Com ¦ ENERGY STAR Griddle - Gas | Com - School | Energy Efficiency | 11543.5149 | 12055.3163 | 12607.71 | 13152.8 | 13617.0975 | 14207.2735 | 14788.6689 | 15463.6166 | 16169.3175 | 16951.8973 | 17794.2514 | 18780.4748 | 19757.2132
Scenario 2: High TRC | PG&E | Com | FoodServ | Com ¦ ENERGY STAR Griddle - Fuel Sub | Com - School | Fuel Substitution | 887779.0141 | 919679.3559 | 955835.0465 | 994991.037 | 1031574.4561 | 1065476.5887 | 1109002.8437 | 1158688.6953 | 1213923.4725 | 1273175.1717 | 1329477.1551 | 1392660.8593 | 1459697.6678
Scenario 2: High TRC | PG&E | Com | FoodServ | Com ¦ ENERGY STAR Combination Oven - Gas | Com - School | Energy Efficiency | 22737.2402 | 23359.0292 | 838.7341 | 874.9965 | 905.8841 | 945.1459 | 983.8235 | 1028.7247 | 1075.6718 | 1127.7333 | 1183.7713 | 1249.3803 | 1314.3583
Scenario 2: High TRC | PG&E | Com | FoodServ | Com ¦ ENERGY STAR Combination Oven - Fuel Sub | Com - School | Fuel Substitution | 0 | 0 | 43900.5148 | 46044.9824 | 47974.7271 | 49680.2579 | 52051.8251 | 54836.3985 | 57988.0475 | 61393.8331 | 64546.8814 | 68157.6741 | 72004.3331
Scenario 2: High TRC | PG&E | Com | FoodServ | Com ¦ ENERGY STAR Fryer - Tier 1 Gas - Panel Upgrade | Com - School | Energy Efficiency | 17498.5258 | 18271.6144 | 19105.6434 | 19928.1662 | 20627.9428 | 21518.0889 | 22394.5882 | 23412.3573 | 24476.254 | 25656.0881 | 26925.8853 | 28412.8295 | 29884.8552
Scenario 2: High TRC | PG&E | Com | FoodServ | Com ¦ ENERGY STAR Fryer - Fuel Sub - Panel Upgrade | Com - School | Fuel Substitution | 2875285.2974 | 2972775.3774 | 3081621.4681 | 3198737.3809 | 3310105.0591 | 3415492.5815 | 3546002.8822 | 3692941.9505 | 3854812.4249 | 4027797.5143 | 4194363.9613 | 4379382.2528 | 4575270.308
Scenario 2: High TRC | PG&E | Com | FoodServ | Com ¦ ENERGY STAR Steamer - Gas - Panel Upgrade | Com - School | Energy Efficiency | 26059.8382 | 27215.2457 | 28462.2913 | 29692.8487 | 30741.0145 | 32073.3549 | 33385.8727 | 34909.5878 | 36502.7292 | 38269.4272 | 40171.0673 | 42397.4968 | 44602.5138
Scenario 2: High TRC | PG&E | Com | FoodServ | Com ¦ ENERGY STAR Steamer - Fuel Sub - Panel Upgrade | Com - School | Fuel Substitution | 1261866.5646 | 1300272.4831 | 1341838.9202 | 1385946.9198 | 1429473.9856 | 1472408.657 | 1521823.9981 | 1575803.4575 | 1634050.9757 | 1695752.0056 | 1756992.0415 | 1823446.7919 | 1893462.3267
Scenario 2: High TRC | PG&E | Com | FoodServ | Com ¦ ENERGY STAR Convection Oven - Gas - Panel Upgrade | Com - School | Energy Efficiency | 39365.991 | 41111.3495 | 42995.1365 | 44854.0166 | 46437.3758 | 48450.0091 | 50432.6986 | 52734.4225 | 55141.0219 | 57809.7959 | 60682.4133 | 64045.6577 | 67376.5563
Scenario 2: High TRC | PG&E | Com | FoodServ | Com ¦ ENERGY STAR Convection Oven - Fuel Sub - Panel Upgrade | Com - School | Fuel Substitution | 2569409.3801 | 2658148.0475 | 2757709.0054 | 2865062.3587 | 2966560.8012 | 3061963.6772 | 3181497.7005 | 3316691.394 | 3466073.1384 | 3625913.909 | 3779147.4998 | 3949936.3747 | 4130886.0527
Scenario 2: High TRC | PG&E | Com | FoodServ | Com ¦ ENERGY STAR Griddle - Gas - Panel Upgrade | Com - School | Energy Efficiency | 18994.8842 | 19837.0549 | 20746.0201 | 21642.9672 | 22406.9699 | 23378.1061 | 24334.7937 | 25445.4219 | 26606.6547 | 27894.3919 | 29280.4877 | 30903.3209 | 32510.5467
Scenario 2: High TRC | PG&E | Com | FoodServ | Com ¦ ENERGY STAR Griddle - Fuel Sub - Panel Upgrade | Com - School | Fuel Substitution | 1460842.7164 | 1513334.8132 | 1572829.0977 | 1637260.3836 | 1697458.4966 | 1753244.5454 | 1824867.1132 | 1906625.3134 | 1997514.2855 | 2095013.1133 | 2187658.1758 | 2291627.1282 | 2401936.3739
Scenario 2: High TRC | PG&E | Com | FoodServ | Com ¦ ENERGY STAR Combination Oven - Gas - Panel Upgrade | Com - School | Energy Efficiency | 37414.1889 | 38437.3443 | 1380.1392 | 1439.809 | 1490.6347 | 1555.24 | 1618.8841 | 1692.7692 | 1770.0208 | 1855.6881 | 1947.8988 | 2055.8586 | 2162.7801
Scenario 2: High TRC | PG&E | Com | FoodServ | Com ¦ ENERGY STAR Combination Oven - Fuel Sub - Panel Upgrade | Com - School | Fuel Substitution | 0 | 0 | 72238.4132 | 75767.1403 | 78942.5404 | 81748.9959 | 85651.4159 | 90233.4388 | 95419.4856 | 101023.7148 | 106212.0641 | 112153.6331 | 118483.3207
Scenario 2: High TRC | PG&E | Com | Lighting | Com ¦ LED Fixtures and Retrofit Kits - 140 lpw | Com - School | Energy Efficiency | 0 | 0 | 0 | 0 | 0 | 0 | 0 | 0 | 0 | 0 | 0 | 0 | 0
Scenario 2: High TRC | SCE | Com | BldgEnv | Com ¦ Com Wall Insulation (R14) - Marine | Com - School | Energy Efficiency | 57.8594 | 59.0572 | 60.3891 | 61.5581 | 62.9184 | 64.889 | 65.7457 | 66.0503 | 0 | 0 | 0 | 0 | 0
Scenario 2: High TRC | SCE | Com | BldgEnv | Com ¦ Com Wall Insulation (R14) - Cold | Com - School | Energy Efficiency | 7.2021 | 7.3512 | 7.517 | 7.6625 | 7.8319 | 8.0771 | 8.1838 | 8.2217 | 0 | 0 | 0 | 0 | 0
Scenario 2: High TRC | SCE | Com | HVAC | Com ¦ Ductless Mini Split Heat Pump (SEER 18) - Hot-Dry | Com - School | Energy Efficiency | 77046.4328 | 78583.7622 | 79805.1536 | 80752.0944 | 82156.1081 | 83792.4762 | 84173.1445 | 83489.759 | 82794.4409 | 82040.5603 | 81480.8503 | 80487.3372 | 79512.5951
Scenario 2: High TRC | SCE | Com | HVAC | Com ¦ Ductless Mini Split Heat Pump (SEER 18) - Marine | Com - School | Energy Efficiency | 17186.6214 | 17529.551 | 17802.0048 | 18013.2373 | 18326.4283 | 18691.4503 | 18776.3653 | 18623.9237 | 18468.8202 | 18300.6533 | 18175.7997 | 17954.1784 | 17736.7442
Scenario 2: High TRC | SCE | Com | HVAC | Com ¦ Ductless Mini Split Heat Pump (SEER 18) - Cold | Com - School | Energy Efficiency | 1158.2487 | 1181.3596 | 1199.7209 | 1213.9564 | 1235.0631 | 1259.6628 | 1265.3854 | 1255.112 | 1244.6592 | 1233.326 | 1224.9118 | 1209.9762 | 1195.3228
Scenario 2: High TRC | SCE | Com | HVAC | Com ¦ Demand Controlled Ventilation (HVAC) - Marine | Com - School | Energy Efficiency | 14623.9559 | 15061.2701 | 15503.6872 | 15864.4133 | 16257.3729 | 16823.644 | 17046.1656 | 17130.3118 | 17247.8174 | 17374.8011 | 17489.9778 | 17607.1748 | 17632.472
Scenario 2: High TRC | SCE | Com | HVAC | Com ¦ Demand Controlled Ventilation (HVAC) - Hot-Dry | Com - School | Energy Efficiency | 61447.9387 | 63285.4751 | 65144.4539 | 66660.1775 | 68311.3419 | 70690.7386 | 71625.745 | 71979.3164 | 72473.0592 | 73006.6282 | 73490.5857 | 73983.0317 | 74089.3273
Scenario 2: High TRC | SCE | Com | HVAC | Com ¦ Demand Controlled Ventilation (HVAC) - Cold | Com - School | Energy Efficiency | 4445.8959 | 4578.8457 | 4713.347 | 4823.013 | 4942.4784 | 5114.6331 | 5182.2829 | 5207.8646 | 5243.588 | 5282.1929 | 5317.2083 | 5352.8379 | 5360.5286
Scenario 2: High TRC | SCE | Com | HVAC | Com ¦ HVAC Fan Variable Frequency Drive (VFD) - Marine | Com - School | Energy Efficiency | 0 | 0 | 0 | 0 | 0 | 0 | 0 | 0 | 0 | 0 | 0 | 0 | 0
Scenario 2: High TRC | SCE | Com | HVAC | Com ¦ HVAC Fan Variable Frequency Drive (VFD) - Hot-Dry | Com - School | Energy Efficiency | 0 | 0 | 0 | 0 | 0 | 0 | 0 | 0 | 0 | 0 | 0 | 0 | 0
Scenario 2: High TRC | SCE | Com | HVAC | Com ¦ HVAC Fan Variable Frequency Drive (VFD) - Cold | Com - School | Energy Efficiency | 0 | 0 | 0 | 0 | 0 | 0 | 0 | 0 | 0 | 0 | 0 | 0 | 0
Scenario 2: High TRC | SCE | Com | WaterHeat | Com ¦ Com Heat Pump Water Heater (3.3 UEF - 50 Gal) - Marine | Com - School | Energy Efficiency | 1067707.5707 | 1105171.6268 | 1140889.1236 | 1174517.4238 | 1213795.8961 | 1249506.5737 | 1263914.4411 | 1261714.0976 | 1257149.2866 | 1248813.9803 | 1248405.137 | 1242637.9554 | 1235083.0743
Scenario 2: High TRC | SCE | Com | WaterHeat | Com ¦ Com Heat Pump Water Heater (3.3 UEF - 50 Gal) - Hot-Dry | Com - School | Energy Efficiency | 4186417.9247 | 4333903.6031 | 4474513.9467 | 4606903.94 | 4761529.2651 | 4902112.12 | 4958871.3539 | 4950274.1187 | 4932371.1298 | 4899630.1604 | 4898081.1446 | 4875443.3682 | 4845773.7963
Scenario 2: High TRC | SCE | Com | WaterHeat | Com ¦ Com Heat Pump Water Heater (3.3 UEF - 50 Gal) - Cold | Com - School | Energy Efficiency | 68451.3616 | 70846.029 | 73129.0531 | 75278.4864 | 77789.1685 | 80071.7646 | 80992.2236 | 80850.792 | 80558.1956 | 80024.5268 | 79997.66 | 79628.2259 | 79144.4523
Scenario 2: High TRC | SCE | Com | ComRefrig | Com ¦ Efficient Refrigerated Display Case - Marine | Com - School | Energy Efficiency | 0 | 0 | 0 | 0 | 0 | 0 | 0 | 0 | 0 | 0 | 0 | 0 | 0
Scenario 2: High TRC | SCE | Com | ComRefrig | Com ¦ Efficient Refrigerated Display Case - Hot-Dry | Com - School | Energy Efficiency | 0 | 0 | 0 | 0 | 0 | 0 | 0 | 0 | 0 | 0 | 0 | 0 | 0
Scenario 2: High TRC | SCE | Com | ComRefrig | Com ¦ Refrigerated Display Case LED Lighting | Com - School | Energy Efficiency | 24453.5282 | 25113.2909 | 25694.3731 | 26202.0551 | 26790.4077 | 27314.1451 | 27493.2766 | 27411.095 | 27307.6733 | 27135.9495 | 27109.4392 | 26979.8845 | 26822.5045
Scenario 2: High TRC | SCE | Com | ComRefrig | Com ¦ Efficient EC or PMS Motor Retrofit - Marine | Com - School | Energy Efficiency | 2019.3098 | 2051.6219 | 2074.3625 | 2089.3198 | 2117.0177 | 2155.2118 | 2162.2626 | 2139.9006 | 2117.721 | 2095.1916 | 2076.1666 | 2044.873 | 2015.2649
Scenario 2: High TRC | SCE | Com | ComRefrig | Com ¦ Efficient EC or PMS Motor Retrofit - Hot-Dry | Com - School | Energy Efficiency | 8310.549 | 8443.5304 | 8537.1205 | 8598.6776 | 8712.6695 | 8869.8588 | 8898.8766 | 8806.8449 | 8715.5641 | 8622.8435 | 8544.5451 | 8415.7551 | 8293.9017
Scenario 2: High TRC | SCE | Com | ComRefrig | Com ¦ Efficient EC or PMS Motor Retrofit - Cold | Com - School | Energy Efficiency | 121.2769 | 123.2175 | 124.5833 | 125.4816 | 127.1451 | 129.439 | 129.8624 | 128.5194 | 127.1873 | 125.8343 | 124.6916 | 122.8122 | 121.034
Scenario 2: High TRC | SCE | Com | FoodServ | Com ¦ ENERGY STAR Combination Oven - Electric | Com - School | Energy Efficiency | 0 | 0 | 0 | 0 | 0 | 0 | 0 | 0 | 0 | 0 | 0 | 0 | 0
Scenario 2: High TRC | SCE | Com | FoodServ | Com ¦ ENERGY STAR Conveyor Broiler - Gas | Com - School | Energy Efficiency | 0 | 0 | 0 | 0 | 0 | 35731.106 | 36166.3727 | 36099.1946 | 35934.3448 | 35642.6316 | 35538.0084 | 35257.3528 | 34943.1514
Scenario 2: High TRC | SCE | Com | FoodServ | Com ¦ High Performance Conveyor Toaster | Com - School | Energy Efficiency | 0 | 0 | 0 | 0 | 0 | 1239960.1764 | 1255065.0369 | 1252733.7857 | 1247013.078 | 1236889.8911 | 1233259.2009 | 1223519.7377 | 1212616.1505
Scenario 2: High TRC | SCE | Com | FoodServ | Com ¦ Electric Deck Oven (60% cooking efficiency) | Com - School | Energy Efficiency | 0 | 0 | 0 | 0 | 0 | 0 | 0 | 0 | 0 | 0 | 0 | 0 | 0
Scenario 2: High TRC | SCE | Com | FoodServ | Com ¦ Demand Controlled Ventilation (DCV) Exhaust Hood | Com - School | Energy Efficiency | 115797.99 | 119539.8295 | 123382.3692 | 126643.6624 | 130170.9499 | 134814.6502 | 136673.5814 | 137470.8981 | 138530.6085 | 139647.3158 | 140695.1937 | 141764.665 | 142084.166
Scenario 2: High TRC | SCE | Com | FoodServ | Com ¦ ENERGY STAR Ice Machine | Com - School | Energy Efficiency | 0 | 127451.7014 | 131681.6235 | 135654.5674 | 140622.3631 | 145633.6929 | 148086.3893 | 148328.2679 | 148219.1833 | 147386.9326 | 147074.3809 | 145746.7601 | 144263.2568
Scenario 2: High TRC | SCE | Com | FoodServ | Com ¦ ENERGY STAR Griddle - Electric | Com - School | Energy Efficiency | 0 | 0 | 0 | 0 | 0 | 0 | 0 | 0 | 0 | 0 | 0 | 0 | 0
Scenario 2: High TRC | SCE | Com | Lighting | Com ¦ LED High and Low Bay - 155 lpw | Com - School | Energy Efficiency | 0 | 0 | 0 | 0 | 0 | 0 | 0 | 0 | 0 | 0 | 0 | 0 | 0
Scenario 2: High TRC | SCE | Com | Lighting | Com ¦ LED Fixtures and Retrofit Kits - 140 lpw - RET | Com - School | Energy Efficiency | 0 | 0 | 0 | 0 | 0 | 0 | 0 | 0 | 0 | 0 | 0 | 0 | 0
Scenario 2: High TRC | SCE | Com | Lighting | Com ¦ LED Fixtures and Retrofit Kits - 140 lpw | Com - School | Energy Efficiency | 0 | 0 | 0 | 0 | 0 | 0 | 0 | 0 | 0 | 0 | 0 | 0 | 0
Scenario 2: High TRC | SCG | Com | BldgEnv | Com ¦ Com Wall Insulation (R14) - Marine | Com - School | Energy Efficiency | 318993.0141 | 327677.5312 | 336649.4555 | 345951.3699 | 355576.9565 | 365616.3256 | 376037.4369 | 386897.0195 | 398227.9522 | 410057.003 | 422384.2017 | 435272.2865 | 448711.6082
Scenario 2: High TRC | SCG | Com | BldgEnv | Com ¦ Com Wall Insulation (R14) - Hot-Dry | Com - School | Energy Efficiency | 2792.3604 | 2906.0521 | 3040.8108 | 3179.5822 | 3284.0053 | 3440.0073 | 3575.7429 | 3723.536 | 3895.4591 | 4092.9682 | 4289.2838 | 4525.6373 | 4751.5826
Scenario 2: High TRC | SCG | Com | BldgEnv | Com ¦ Com Wall Insulation (R14) - Cold | Com - School | Energy Efficiency | 4063.3961 | 4174.0212 | 4288.3073 | 4406.7969 | 4529.4096 | 4657.293 | 4790.0392 | 4928.3707 | 5072.7064 | 5223.3872 | 5380.4135 | 5544.5844 | 5715.7772
Scenario 2: High TRC | SCG | Com | HVAC | Com ¦ Demand Controlled Ventilation (HVAC) - Marine | Com - School | Energy Efficiency | 31815.8856 | 33085.7651 | 34592.2401 | 36141.2157 | 37296.982 | 39035.6499 | 40541.2329 | 42181.1074 | 44091.4569 | 46288.2832 | 48468.4351 | 51098.4534 | 53608.4025
Scenario 2: High TRC | SCG | Com | HVAC | Com ¦ Demand Controlled Ventilation (HVAC) - Hot-Dry | Com - School | Energy Efficiency | 159947.2281 | 166331.2621 | 173904.7273 | 181691.8547 | 187502.2106 | 196242.9734 | 203811.9544 | 212056.0556 | 221659.9093 | 232703.9605 | 243664.1852 | 256886.0123 | 269504.2185
Scenario 2: High TRC | SCG | Com | HVAC | Com ¦ Demand Controlled Ventilation (HVAC) - Cold | Com - School | Energy Efficiency | 34112.821 | 35070.7401 | 36074.2775 | 37112.6275 | 38148.7543 | 39274.0914 | 40416.5493 | 41611.8344 | 42874.7895 | 44209.9076 | 45591.9886 | 47066.5172 | 48584.622
Scenario 2: High TRC | SCG | Com | HVAC | Com ¦ HVAC Energy Management System (Elec SC and Gas SH) - Marine | Com - School | Energy Efficiency | 115683.8425 | 120301.1753 | 125778.7792 | 131410.9169 | 135613.3299 | 141935.1963 | 147409.557 | 153372.2068 | 160318.3146 | 168306.0634 | 176233.1837 | 185796.0362 | 194922.3124
Scenario 2: High TRC | SCG | Com | HVAC | Com ¦ HVAC Energy Management System (Elec SC and Gas SH) - Hot-Dry | Com - School | Energy Efficiency | 654465.7202 | 680587.6574 | 711576.4616 | 743439.5205 | 767214.1044 | 802979.2103 | 833949.6667 | 867682.5528 | 906979.2203 | 952168.8307 | 997015.4432 | 1051115.9904 | 1102746.6659
Scenario 2: High TRC | SCG | Com | HVAC | Com ¦ HVAC Energy Management System (Elec SC and Gas SH) - Cold | Com - School | Energy Efficiency | 39962.3275 | 41084.5061 | 42260.1253 | 43476.5268 | 44690.3237 | 46008.6283 | 47346.9895 | 48747.2365 | 50226.7572 | 51790.8152 | 53409.8888 | 55137.2628 | 56915.685
Scenario 2: High TRC | SCG | Com | HVAC | Com ¦ Efficient Hot Water Boilers (94% eff.) - ZEAS 2030 - Marine | Com - School | Energy Efficiency | 757322.1973 | 779625.0906 | 802949.9031 | 827223.9567 | 852159.1766 | 0 | 0 | 0 | 0 | 0 | 0 | 0 | 0
Scenario 2: High TRC | SCG | Com | HVAC | Com ¦ Efficient Hot Water Boilers (94% eff.) - ZEAS 2030 - Hot-Dry | Com - School | Energy Efficiency | 3895448.4286 | 4010168.1223 | 4130144.2759 | 4255003.0535 | 4383262.6813 | 0 | 0 | 0 | 0 | 0 | 0 | 0 | 0
Scenario 2: High TRC | SCG | Com | HVAC | Com ¦ Efficient Hot Water Boilers (94% eff.) - ZEAS 2030 - Cold | Com - School | Energy Efficiency | 11043.5608 | 11368.7901 | 11708.9214 | 12062.8949 | 12426.5098 | 0 | 0 | 0 | 0 | 0 | 0 | 0 | 0
Scenario 2: High TRC | SCG | Com | WaterHeat | Com ¦ Com Hot Water Tank Insulation - Marine | Com - School | Energy Efficiency | 6381.5699 | 6553.437 | 6728.8299 | 6910.0741 | 7097.7121 | 7292.148 | 7494.1398 | 7704.3389 | 7923.0752 | 8150.6788 | 8387.4132 | 8634.2758 | 8892.2929
Scenario 2: High TRC | SCG | Com | WaterHeat | Com ¦ Com Hot Water Tank Insulation - Hot-Dry | Com - School | Energy Efficiency | 34614.5662 | 35546.7988 | 36498.1552 | 37481.2505 | 38499.0263 | 39553.6751 | 40649.3082 | 41789.4586 | 42975.9163 | 44210.4711 | 45494.5535 | 46833.5718 | 48233.0944
Scenario 2: High TRC | SCG | Com | WaterHeat | Com ¦ Com Hot Water Tank Insulation - Cold | Com - School | Energy Efficiency | 86.6496 | 88.9832 | 91.3647 | 93.8256 | 96.3734 | 99.0135 | 101.7561 | 104.6102 | 107.5803 | 110.6707 | 113.8851 | 117.237 | 120.7404
Scenario 2: High TRC | SCG | Com | WaterHeat | Com ¦ Low Flow Showerheads (Gas WH) - Cold | Com - School | Energy Efficiency | 0 | 0 | 0 | 0 | 0 | 250.3531 | 257.3285 | 264.5888 | 0 | 0 | 0 | 0 | 0
Scenario 2: High TRC | SCG | Com | WaterHeat | Com ¦ Low-flow Pre-Rinse Spray Valve - Marine | Com - School | Energy Efficiency | 7915.8774 | 8132.5067 | 8356.8936 | 8589.1537 | 8826.3788 | 9077.1688 | 9335.4036 | 9604.6286 | 9886.5439 | 10182.0181 | 10489.1811 | 10812.5352 | 11148.2261
Scenario 2: High TRC | SCG | Com | WaterHeat | Com ¦ Low-flow Pre-Rinse Spray Valve - Hot-Dry | Com - School | Energy Efficiency | 42710.0209 | 43878.8413 | 45089.5181 | 46342.6749 | 47622.6197 | 48975.7543 | 50369.0572 | 51821.6571 | 53342.7279 | 54936.9556 | 56594.2495 | 58338.903 | 60150.1192
Scenario 2: High TRC | SCG | Com | WaterHeat | Com ¦ Low-flow Pre-Rinse Spray Valve - Cold | Com - School | Energy Efficiency | 113.6867 | 116.7979 | 120.0205 | 123.3562 | 126.7632 | 130.365 | 134.0738 | 137.9403 | 141.9892 | 146.2327 | 150.6442 | 155.2881 | 160.1093
Scenario 2: High TRC | SCG | Com | WaterHeat | Com ¦ Com Hot Water Pipe Insulation - Marine | Com - School | Energy Efficiency | 2950511.7045 | 3029927.8642 | 3111398.5355 | 3195652.0626 | 3282978.5358 | 3373608.124 | 3467820.2145 | 3565865.6914 | 3667850.7854 | 3774031.9898 | 3884677.8609 | 4000141.3219 | 4120754.8323
Scenario 2: High TRC | SCG | Com | WaterHeat | Com ¦ Com Hot Water Pipe Insulation - Hot-Dry | Com - School | Energy Efficiency | 13312601.0274 | 13670923.8391 | 14038516.5318 | 14418665.368 | 14812679.2254 | 15221596.6164 | 15646678.1273 | 16089055.7373 | 16549208.7559 | 17028294.4715 | 17527524.5996 | 18048491.518 | 18592695.2708
Scenario 2: High TRC | SCG | Com | WaterHeat | Com ¦ Com Hot Water Pipe Insulation - Cold | Com - School | Energy Efficiency | 36604.4076 | 37589.6541 | 38600.3892 | 39645.6487 | 40729.0316 | 41853.3933 | 43022.2 | 44238.5641 | 45503.8036 | 46821.1005 | 48193.7867 | 49626.2404 | 51122.5863
Scenario 2: High TRC | SCG | Com | WaterHeat | Com ¦ Com Efficient Tankless Gas Water Heater (0.87 UEF - High Draw) - ZEAS 2030 - Marine | Com - School | Energy Efficiency | 199664.1733 | 207793.554 | 217429.3032 | 227351.9744 | 234818.6157 | 0 | 0 | 0 | 0 | 0 | 0 | 0 | 0
Scenario 2: High TRC | SCG | Com | WaterHeat | Com ¦ Com Efficient Tankless Gas Water Heater (0.87 UEF - High Draw) - ZEAS 2030 - Hot-Dry | Com - School | Energy Efficiency | 546685.695 | 568944.1507 | 595327.0823 | 622495.6139 | 642939.4719 | 0 | 0 | 0 | 0 | 0 | 0 | 0 | 0
Scenario 2: High TRC | SCG | Com | WaterHeat | Com ¦ Com Efficient Tankless Gas Water Heater (0.87 UEF - High Draw) - ZEAS 2030 - Cold | Com - School | Energy Efficiency | 2628.7857 | 2735.8174 | 2862.682 | 2993.3243 | 3091.6303 | 0 | 0 | 0 | 0 | 0 | 0 | 0 | 0
Scenario 2: High TRC | SCG | Com | WaterHeat | Com ¦ Com Efficient Tankless Gas Water Heater (0.87 UEF - High Draw) - Panel Upgrade - ZEAS 2030 - Marine | Com - School | Energy Efficiency | 165655.4405 | 172400.1465 | 180394.6417 | 188627.1876 | 194822.0383 | 0 | 0 | 0 | 0 | 0 | 0 | 0 | 0
Scenario 2: High TRC | SCG | Com | WaterHeat | Com ¦ Com Efficient Tankless Gas Water Heater (0.87 UEF - High Draw) - Panel Upgrade - ZEAS 2030 - Hot-Dry | Com - School | Energy Efficiency | 453568.9008 | 472036.0811 | 493925.2166 | 516466.1412 | 533427.8036 | 0 | 0 | 0 | 0 | 0 | 0 | 0 | 0
Scenario 2: High TRC | SCG | Com | WaterHeat | Com ¦ Com Efficient Tankless Gas Water Heater (0.87 UEF - High Draw) - Panel Upgrade - ZEAS 2030 - Cold | Com - School | Energy Efficiency | 2181.0255 | 2269.8265 | 2375.0823 | 2483.4723 | 2565.034 | 0 | 0 | 0 | 0 | 0 | 0 | 0 | 0
Scenario 2: High TRC | SCG | Com | WaterHeat | Com ¦ Efficient Gas Water Heating Boiler (0.92 UEF) - ZEAS 2030 - Marine | Com - School | Energy Efficiency | 969153.4784 | 997694.7342 | 1027543.7513 | 1058607.5224 | 1090517.3954 | 0 | 0 | 0 | 0 | 0 | 0 | 0 | 0
Scenario 2: High TRC | SCG | Com | WaterHeat | Com ¦ Efficient Gas Water Heating Boiler (0.92 UEF) - ZEAS 2030 - Hot-Dry | Com - School | Energy Efficiency | 5314903.4538 | 5471425.6381 | 5635119.6735 | 5805475.503 | 5980471.412 | 0 | 0 | 0 | 0 | 0 | 0 | 0 | 0
Scenario 2: High TRC | SCG | Com | WaterHeat | Com ¦ Efficient Gas Water Heating Boiler (0.92 UEF) - ZEAS 2030 - Cold | Com - School | Energy Efficiency | 13524.8683 | 13923.1713 | 14339.7245 | 14773.2301 | 15218.5433 | 0 | 0 | 0 | 0 | 0 | 0 | 0 | 0
Scenario 2: High TRC | SCG | Com | WholeBlg | Com ¦ Com Title 24 2022 Code | Com - School | Energy Efficiency | 0 | 0 | 0 | 0 | 0 | 0 | 0 | 0 | 0 | 0 | 0 | 0 | 0
Scenario 2: High TRC | SCG | Com | FoodServ | Com ¦ ENERGY STAR Dishwasher - Tier 1 | Com - School | Energy Efficiency | 0 | 0 | 0 | 0 | 0 | 0 | 0 | 0 | 0 | 0 | 0 | 0 | 0
Scenario 2: High TRC | SCG | Com | FoodServ | Com ¦ ENERGY STAR Dishwasher - Tier 2 | Com - School | Energy Efficiency | 1951840.6337 | 2007773.4834 | 2066183.3548 | 2126899.2898 | 2189181.0942 | 2255144.5447 | 2323281.2612 | 2394489.608 | 2469186.3341 | 2547562.0114 | 2629155.8153 | 2715091.6531 | 2804355.9469
Scenario 2: High TRC | SCG | Com | FoodServ | Com ¦ ENERGY STAR Conveyor Broiler - Gas | Com - School | Energy Efficiency | 221041.5042 | 227273.0108 | 233772.499 | 240523.7962 | 247443.2336 | 254769.3842 | 262331.5245 | 270231.1312 | 278514.5607 | 287202.6521 | 296243.0521 | 305762.6275 | 315652.7389
Scenario 2: High TRC | SCG | Com | FoodServ | Com ¦ ENERGY STAR Conveyor Oven - Gas | Com - School | Energy Efficiency | 814396.0669 | 837355.1691 | 861301.6112 | 886175.8082 | 911669.4937 | 938661.6564 | 966523.2893 | 995628.2698 | 1026147.3908 | 1058157.431 | 1091465.5026 | 1126539.0275 | 1162977.7403
Scenario 2: High TRC | SCG | Com | FoodServ | Com ¦ ENERGY STAR Rack Oven - Gas | Com - School | Energy Efficiency | 347147.8593 | 356934.5018 | 367142.0119 | 377744.9908 | 388612.0353 | 400117.827 | 411994.2427 | 424400.6529 | 437409.8605 | 451054.5936 | 465252.6309 | 480203.2177 | 495735.7352
Scenario 2: High TRC | SCG | Com | FoodServ | Com ¦ Demand Controlled Ventilation (DCV) Exhaust Hood | Com - School | Energy Efficiency | 87478.7821 | 90970.3557 | 95112.4563 | 99371.4136 | 102549.2296 | 107329.7518 | 111469.4 | 115978.2867 | 121230.8531 | 127271.0962 | 133265.4927 | 140496.8111 | 147397.9955
Scenario 2: High TRC | SCG | Com | FoodServ | Com ¦ ENERGY STAR Fryer - Tier 1 Gas | Com - School | Energy Efficiency | 14888.6153 | 15473.7201 | 16167.9615 | 16880.8359 | 17409.0173 | 18208.1933 | 18897.4666 | 19648.1975 | 20523.635 | 21530.9744 | 0 | 0 | 0
Scenario 2: High TRC | SCG | Com | FoodServ | Com ¦ ENERGY STAR Fryer - Tier 2 Gas | Com - School | Energy Efficiency | 0 | 0 | 0 | 0 | 0 | 0 | 0 | 0 | 0 | 0 | 34184.0239 | 36013.2155 | 37755.9436
Scenario 2: High TRC | SCG | Com | FoodServ | Com ¦ ENERGY STAR Steamer - Gas | Com - School | Energy Efficiency | 22165.7058 | 23039.9965 | 24077.4962 | 25143.2814 | 25934.3675 | 27129.5346 | 28161.3663 | 29285.219 | 30595.4303 | 32102.7939 | 33596.878 | 35401.017 | 37120.8035
Scenario 2: High TRC | SCG | Com | FoodServ | Com ¦ ENERGY STAR Convection Oven - Gas | Com - School | Energy Efficiency | 33483.5147 | 34804.2181 | 36371.4652 | 37981.4403 | 39176.4549 | 40981.8743 | 42540.5592 | 44238.2511 | 46217.4563 | 48494.4797 | 50751.4431 | 53476.7754 | 56074.6848
Scenario 2: High TRC | SCG | Com | FoodServ | Com ¦ ENERGY STAR Griddle - Gas | Com - School | Energy Efficiency | 16156.4708 | 16793.7369 | 17549.9652 | 18326.8106 | 18903.4293 | 19774.5805 | 20526.6774 | 21345.848 | 22300.8544 | 23399.5641 | 24488.5944 | 25803.6222 | 27057.1658
Scenario 2: High TRC | SCG | Com | FoodServ | Com ¦ ENERGY STAR Combination Oven - Gas | Com - School | Energy Efficiency | 32510.2595 | 33426.7747 | 34382.704 | 35375.6688 | 36393.3632 | 1315.5137 | 1365.5473 | 1420.043 | 1483.5753 | 1556.6675 | 1629.1158 | 1716.5987 | 1799.9913
Scenario 2: High TRC | SCG | Com | FoodServ | Com ¦ ENERGY STAR Fryer - Tier 1 Gas - Panel Upgrade | Com - School | Energy Efficiency | 24499.2558 | 25462.0473 | 26604.4234 | 27777.4602 | 28646.584 | 29961.6302 | 31095.8312 | 32331.161 | 33771.6957 | 35429.2754 | 0 | 0 | 0
Scenario 2: High TRC | SCG | Com | FoodServ | Com ¦ ENERGY STAR Fryer - Tier 2 Gas - Panel Upgrade | Com - School | Energy Efficiency | 0 | 0 | 0 | 0 | 0 | 0 | 0 | 0 | 0 | 0 | 56249.9017 | 59259.8415 | 62127.5051
Scenario 2: High TRC | SCG | Com | FoodServ | Com ¦ ENERGY STAR Steamer - Gas - Panel Upgrade | Com - School | Energy Efficiency | 36473.7275 | 37912.3752 | 39619.5837 | 41373.3361 | 42675.0703 | 44641.721 | 46339.6027 | 48188.9053 | 50344.8615 | 52825.2323 | 55283.7516 | 58252.4671 | 61082.3803
Scenario 2: High TRC | SCG | Com | FoodServ | Com ¦ ENERGY STAR Convection Oven - Gas - Panel Upgrade | Com - School | Energy Efficiency | 55097.212 | 57270.433 | 59849.3422 | 62498.5605 | 64464.9602 | 67435.7826 | 70000.6028 | 72794.1592 | 76050.9466 | 79797.7947 | 83511.6339 | 87996.1754 | 92271.0422
Scenario 2: High TRC | SCG | Com | FoodServ | Com ¦ ENERGY STAR Griddle - Gas - Panel Upgrade | Com - School | Energy Efficiency | 26585.5155 | 27634.1385 | 28878.5141 | 30156.8154 | 31105.6428 | 32539.1246 | 33776.702 | 35124.6493 | 36696.1149 | 38504.0446 | 40296.0469 | 42459.9286 | 44522.638
Scenario 2: High TRC | SCG | Com | FoodServ | Com ¦ ENERGY STAR Combination Oven - Gas - Panel Upgrade | Com - School | Energy Efficiency | 53495.718 | 55003.8462 | 56576.8304 | 58210.7565 | 59885.3754 | 2164.6813 | 2247.0117 | 2336.6846 | 2441.2271 | 2561.5005 | 2680.7143 | 2824.6676 | 2961.8904
Scenario 2: High TRC | SDG&E | Com | BldgEnv | Com ¦ Com Wall Insulation (R14) - Marine | Com - School | Energy Efficiency | 341.075 | 356.6427 | 373.0641 | 390.4049 | 410.4896 | 430.1104 | 450.7855 | 473.4902 | 498.7998 | 525.3481 | 554.1923 | 584.7523 | 616.7668
Scenario 2: High TRC | SDG&E | Com | BldgEnv | Com ¦ Com Wall Insulation (R14) - Hot-Dry | Com - School | Energy Efficiency | 426.8289 | 444.5994 | 463.1767 | 482.6814 | 505.6898 | 528.706 | 552.9514 | 579.4977 | 609.1585 | 640.2685 | 674.0526 | 709.4368 | 746.5254
Scenario 2: High TRC | SDG&E | Com | HVAC | Com ¦ Ductless Mini Split Heat Pump (SEER 18) - Marine | Com - School | Energy Efficiency | 15013.1136 | 14930.6799 | 14749.8585 | 14486.5098 | 14310.1298 | 14346.5404 | 14268.5026 | 14108.3149 | 0 | 0 | 0 | 0 | 0
Scenario 2: High TRC | SDG&E | Com | HVAC | Com ¦ Demand Controlled Ventilation (HVAC) - Marine | Com - School | Energy Efficiency | 11366.3702 | 11762.886 | 12155.826 | 12548.2591 | 13036.1195 | 13554.6124 | 14070.5503 | 14618.6208 | 15234.1046 | 15871.2197 | 16577.4337 | 17294.9207 | 18044.0758
Scenario 2: High TRC | SDG&E | Com | HVAC | Com ¦ Demand Controlled Ventilation (HVAC) - Hot-Dry | Com - School | Energy Efficiency | 49132.3836 | 51056.8278 | 53020.4166 | 55034.4976 | 57451.0089 | 59913.3186 | 62425.9724 | 65137.1682 | 68170.8378 | 71329.2257 | 74797.9775 | 78396.3467 | 82158.4615
Scenario 2: High TRC | SDG&E | Com | HVAC | Com ¦ HVAC Energy Management System (Elec SC and Gas SH) - Marine | Com - School | Energy Efficiency | 40573.8215 | 42165.1194 | 43789.2829 | 45455.6639 | 47454.2748 | 49489.8503 | 51567.6068 | 53809.9103 | 56318.8216 | 58931.0346 | 61799.6634 | 64776.1305 | 67888.0852
Scenario 2: High TRC | SDG&E | Com | HVAC | Com ¦ HVAC Energy Management System (Elec SC and Gas SH) - Hot-Dry | Com - School | Energy Efficiency | 246476.3586 | 256348.2233 | 266472.9508 | 276905.482 | 289346.4233 | 301927.5053 | 314824.6539 | 328779.5137 | 344384.2347 | 360646.9097 | 378478.6294 | 397044.2713 | 416459.1423
Scenario 2: High TRC | SDG&E | Com | HVAC | Com ¦ HVAC Fan Variable Frequency Drive (VFD) - Marine | Com - School | Energy Efficiency | 68230.0713 | 66710.38 | 64914.361 | 62373.2112 | 61055.0684 | 62253.8056 | 63320.4461 | 63385.7163 | 0 | 0 | 0 | 0 | 0
Scenario 2: High TRC | SDG&E | Com | HVAC | Com ¦ HVAC Fan Variable Frequency Drive (VFD) - Hot-Dry | Com - School | Energy Efficiency | 362855.104 | 354933.6983 | 345558.6824 | 332260.4236 | 325410.2314 | 331826.3813 | 337550.417 | 338001.9607 | 0 | 0 | 0 | 0 | 0
Scenario 2: High TRC | SDG&E | Com | HVAC | Com ¦ Small Packaged Heat Pump (SEER 15) - Fuel Sub - ZEAS 2030 - Marine | Com - School | Fuel Substitution | 27379.2957 | 28330.5076 | 29316.3775 | 30340.7475 | 31405.8981 | 0 | 0 | 0 | 0 | 0 | 0 | 0 | 0
Scenario 2: High TRC | SDG&E | Com | HVAC | Com ¦ Small Packaged Heat Pump (SEER 15) - Fuel Sub - ZEAS 2030 - Hot-Dry | Com - School | Fuel Substitution | 0 | 0 | 0 | 143653.1918 | 148738.4546 | 0 | 0 | 0 | 0 | 0 | 0 | 0 | 0
Scenario 2: High TRC | SDG&E | Com | HVAC | Com ¦ Small Packaged Heat Pump (SEER 15) - Fuel Sub - Panel Upgrade - ZEAS 2030 - Marine | Com - School | Fuel Substitution | 6256.2027 | 6473.5558 | 6698.8283 | 6932.8981 | 7176.2863 | 0 | 0 | 0 | 0 | 0 | 0 | 0 | 0
Scenario 2: High TRC | SDG&E | Com | HVAC | Com ¦ Small Packaged Heat Pump (SEER 15) - Fuel Sub - Panel Upgrade - ZEAS 2030 - Hot-Dry | Com - School | Fuel Substitution | 0 | 0 | 0 | 32824.9308 | 33986.9196 | 0 | 0 | 0 | 0 | 0 | 0 | 0 | 0
Scenario 2: High TRC | SDG&E | Com | WaterHeat | Com ¦ Com Heat Pump Water Heater (3.3 UEF - 50 Gal) - Marine | Com - School | Energy Efficiency | 251088.0349 | 255660.3547 | 259479.3018 | 262490.9003 | 266718.1439 | 271941.9856 | 273729.2769 | 273269.3462 | 272183.4557 | 270072.2233 | 270129.7642 | 268780.6436 | 267003.6821
Scenario 2: High TRC | SDG&E | Com | WaterHeat | Com ¦ Com Heat Pump Water Heater (3.3 UEF - 50 Gal) - Hot-Dry | Com - School | Energy Efficiency | 1324410.8316 | 1348545.2582 | 1368703.5791 | 1384600.9263 | 1406913.9459 | 1434486.823 | 1443922.5774 | 1441498.0744 | 1435769.8361 | 1424630.1389 | 1424936.5269 | 1417818.9413 | 1408443.3375
Scenario 2: High TRC | SDG&E | Com | WaterHeat | Com ¦ Com Hot Water Tank Insulation - Hot-Dry | Com - School | Energy Efficiency | 0 | 0 | 0 | 10351.9066 | 10624.0804 | 10906.1689 | 11199.2754 | 11504.3483 | 0 | 0 | 0 | 0 | 0
Scenario 2: High TRC | SDG&E | Com | WaterHeat | Com ¦ Low-flow Pre-Rinse Spray Valve - Hot-Dry | Com - School | Energy Efficiency | 11596.3406 | 11906.7757 | 12226.5498 | 12558.1578 | 12904.7221 | 13262.91 | 13635.6192 | 14024.8822 | 14432.2137 | 14856.9475 | 15301.2546 | 15765.5568 | 16250.4693
Scenario 2: High TRC | SDG&E | Com | WaterHeat | Com ¦ Com Hot Water Pipe Insulation - Hot-Dry | Com - School | Energy Efficiency | 0 | 0 | 4048012.973 | 4154109.285 | 4264096.5059 | 4378265.7429 | 4496970.2342 | 4620527.3487 | 0 | 0 | 0 | 0 | 0
Scenario 2: High TRC | SDG&E | Com | WaterHeat | Com ¦ Com Efficient Tankless Gas Water Heater (0.87 UEF - High Draw) - ZEAS 2030 - Marine | Com - School | Energy Efficiency | 47650.5554 | 49887.8432 | 52254.2264 | 54757.5717 | 57641.6896 | 0 | 0 | 0 | 0 | 0 | 0 | 0 | 0
Scenario 2: High TRC | SDG&E | Com | WaterHeat | Com ¦ Com Efficient Tankless Gas Water Heater (0.87 UEF - High Draw) - ZEAS 2030 - Hot-Dry | Com - School | Energy Efficiency | 126253.5193 | 132181.339 | 138451.1983 | 145083.9407 | 152725.5688 | 0 | 0 | 0 | 0 | 0 | 0 | 0 | 0
Scenario 2: High TRC | SDG&E | Com | WaterHeat | Com ¦ Com Heat Pump Water Heater (3.75 UEF - 50 Gal) - Fuel Sub - ZEAS 2030 - Marine | Com - School | Fuel Substitution | 3562214.6028 | 3681076.2406 | 3810386.0123 | 3951147.5399 | 4090702.2599 | 2154066.1541 | 2165768.8009 | 2160157.9536 | 2149537.0199 | 2131161.3134 | 2129128.5968 | 2116388.2933 | 2100461.2334
Scenario 2: High TRC | SDG&E | Com | WaterHeat | Com ¦ Com Heat Pump Water Heater (3.75 UEF - 50 Gal) - Fuel Sub - ZEAS 2030 - Hot-Dry | Com - School | Fuel Substitution | 9236969.1309 | 9552138.7355 | 9894983.3422 | 10268160.8382 | 10638091.8064 | 5495519.5335 | 5527232.6839 | 5513299.7886 | 5486155.2155 | 5438563.4178 | 5434051.143 | 5401307.4475 | 5360158.8284
Scenario 2: High TRC | SDG&E | Com | WaterHeat | Com ¦ Com Efficient Tankless Gas Water Heater (0.87 UEF - High Draw) - Panel Upgrade - ZEAS 2030 - Marine | Com - School | Energy Efficiency | 39534.252 | 41390.4633 | 43353.7812 | 45430.7325 | 47823.5996 | 0 | 0 | 0 | 0 | 0 | 0 | 0 | 0
Scenario 2: High TRC | SDG&E | Com | WaterHeat | Com ¦ Com Efficient Tankless Gas Water Heater (0.87 UEF - High Draw) - Panel Upgrade - ZEAS 2030 - Hot-Dry | Com - School | Energy Efficiency | 104748.799 | 109666.9351 | 114868.8513 | 120371.8409 | 126711.873 | 0 | 0 | 0 | 0 | 0 | 0 | 0 | 0
Scenario 2: High TRC | SDG&E | Com | WaterHeat | Com ¦ Com Heat Pump Water Heater (3.75 UEF - 50 Gal) - Fuel Sub - Panel Upgrade - ZEAS 2030 - Marine | Com - School | Fuel Substitution | 2955463.7639 | 3054079.7381 | 3161364.219 | 3278149.882 | 3393934.2926 | 1787164.7762 | 1796874.115 | 1792218.9615 | 1783407.0879 | 1768161.3095 | 1766474.8248 | 1755904.573 | 1742690.364
Scenario 2: High TRC | SDG&E | Com | WaterHeat | Com ¦ Com Heat Pump Water Heater (3.75 UEF - 50 Gal) - Fuel Sub - Panel Upgrade - ZEAS 2030 - Hot-Dry | Com - School | Fuel Substitution | 7663639.224 | 7925126.0937 | 8209574.0916 | 8519188.3877 | 8826109.1361 | 4559469.5031 | 4585780.963 | 4574221.2532 | 4551700.2063 | 4512214.7038 | 4508471.0032 | 4481304.5306 | 4447164.7422
Scenario 2: High TRC | SDG&E | Com | WaterHeat | Com ¦ Com Heat Pump Water Heater (100+ Gal, 200+ kBtuh - 4.3 COP) - Fuel Sub - ZEAS 2030 - Marine | Com - School | Fuel Substitution | 154851.3861 | 160446.079 | 166486.601 | 173016.5412 | 179531.4413 | 0 | 0 | 0 | 0 | 0 | 0 | 0 | 0
Scenario 2: High TRC | SDG&E | Com | WaterHeat | Com ¦ Com Heat Pump Water Heater (100+ Gal, 200+ kBtuh - 4.3 COP) - Fuel Sub - ZEAS 2030 - Hot-Dry | Com - School | Fuel Substitution | 819324.4456 | 848946.4665 | 880929.7864 | 915505.2543 | 950000.0934 | 0 | 0 | 0 | 0 | 0 | 0 | 0 | 0
Scenario 2: High TRC | SDG&E | Com | WaterHeat | Com ¦ Com Heat Pump Water Heater (100+ Gal, 200+ kBtuh - 4.3 COP) - Fuel Sub - Panel Upgrade - ZEAS 2030 - Marine | Com - School | Fuel Substitution | 128475.6005 | 133117.3513 | 138128.9931 | 143546.6908 | 148951.9101 | 0 | 0 | 0 | 0 | 0 | 0 | 0 | 0
Scenario 2: High TRC | SDG&E | Com | WaterHeat | Com ¦ Com Heat Pump Water Heater (100+ Gal, 200+ kBtuh - 4.3 COP) - Fuel Sub - Panel Upgrade - ZEAS 2030 - Hot-Dry | Com - School | Fuel Substitution | 679769.1829 | 704345.6948 | 730881.3063 | 759567.5461 | 788186.8907 | 0 | 0 | 0 | 0 | 0 | 0 | 0 | 0
Scenario 2: High TRC | SDG&E | Com | WaterHeat | Com ¦ Efficient Gas Water Heating Boiler (0.92 UEF) - ZEAS 2030 - Hot-Dry | Com - School | Energy Efficiency | 1461178.4456 | 1503482.1046 | 1547490.7193 | 1593364.1827 | 1641494.7071 | 0 | 0 | 0 | 0 | 0 | 0 | 0 | 0
Scenario 2: High TRC | SDG&E | Com | ComRefrig | Com ¦ Efficient Refrigerated Display Case - Marine | Com - School | Energy Efficiency | 0 | 0 | 0 | 0 | 0 | 0 | 0 | 0 | 0 | 0 | 0 | 0 | 0
Scenario 2: High TRC | SDG&E | Com | ComRefrig | Com ¦ Efficient Refrigerated Display Case - Hot-Dry | Com - School | Energy Efficiency | 0 | 0 | 0 | 0 | 0 | 0 | 0 | 0 | 0 | 0 | 0 | 0 | 0
Scenario 2: High TRC | SDG&E | Com | ComRefrig | Com ¦ Refrigerated Display Case LED Lighting | Com - School | Energy Efficiency | 6948.6156 | 7043.561 | 7107.6902 | 7141.9775 | 7194.1151 | 7270.0116 | 7281.5405 | 7256.7175 | 7225.0256 | 7171.3167 | 7164.51 | 7126.5312 | 7079.2143
Scenario 2: High TRC | SDG&E | Com | ComRefrig | Com ¦ Efficient EC or PMS Motor Retrofit - Marine | Com - School | Energy Efficiency | 416.5356 | 412.0422 | 404.6543 | 394.8521 | 387.4096 | 386.8182 | 383.5852 | 378.1727 | 372.6978 | 366.9771 | 362.2929 | 354.4389 | 346.9468
Scenario 2: High TRC | SDG&E | Com | ComRefrig | Com ¦ Efficient EC or PMS Motor Retrofit - Hot-Dry | Com - School | Energy Efficiency | 2217.1577 | 2193.2401 | 2153.9152 | 2101.7395 | 2062.1242 | 2058.9765 | 2041.7674 | 2012.9578 | 1983.8157 | 1953.3653 | 1928.432 | 1886.6259 | 1846.7467
Scenario 2: High TRC | SDG&E | Com | FoodServ | Com ¦ ENERGY STAR Dishwasher - Tier 1 | Com - School | Energy Efficiency | 0 | 0 | 0 | 0 | 0 | 0 | 0 | 0 | 0 | 0 | 0 | 0 | 0
Scenario 2: High TRC | SDG&E | Com | FoodServ | Com ¦ ENERGY STAR Dishwasher - Tier 2 | Com - School | Energy Efficiency | 496652.0443 | 508644.1865 | 520573.8792 | 532518.3058 | 545422.6952 | 559354.3768 | 572864.2497 | 586428.3534 | 600582.6092 | 615081.4133 | 630950.8904 | 646980.6819 | 663662.9135
Scenario 2: High TRC | SDG&E | Com | FoodServ | Com ¦ ENERGY STAR Combination Oven - Electric | Com - School | Energy Efficiency | 0 | 0 | 0 | 0 | 256601.7931 | 260990.3669 | 262580.0304 | 262066.0714 | 260671.5217 | 258099.3731 | 257290.1088 | 254866.8932 | 252188.6704
Scenario 2: High TRC | SDG&E | Com | FoodServ | Com ¦ ENERGY STAR Conveyor Broiler - Gas | Com - School | Energy Efficiency | 53929.9592 | 55276.1685 | 56631.9249 | 58016.3419 | 59517.7235 | 61137.0813 | 62721.1277 | 64302.5657 | 65929.8252 | 67589.1822 | 69392.0564 | 71222.0479 | 73129.1526
Scenario 2: High TRC | SDG&E | Com | FoodServ | Com ¦ ENERGY STAR Conveyor Oven - Gas | Com - School | Energy Efficiency | 187258.4798 | 192437.5418 | 197810.1508 | 203400.7912 | 209258.4222 | 215327.1226 | 221654.629 | 228275.7196 | 235213.9149 | 242455.3767 | 250035.8819 | 257962.1745 | 266244.5929
Scenario 2: High TRC | SDG&E | Com | FoodServ | Com ¦ ENERGY STAR Convection Oven - Electric | Com - School | Energy Efficiency | 490905.1448 | 504482.2505 | 518566.747 | 533222.8209 | 548578.8208 | 564488.1471 | 581075.9431 | 598433.381 | 616622.1207 | 635605.8851 | 655478.4644 | 676257.5386 | 697970.2097
Scenario 2: High TRC | SDG&E | Com | FoodServ | Com ¦ High Performance Conveyor Toaster | Com - School | Energy Efficiency | 301755.0167 | 305056.8258 | 307067.4764 | 308245.0076 | 311243.3751 | 316566.4655 | 318494.6367 | 317871.2338 | 316179.7244 | 313059.8544 | 312078.2628 | 309139.0402 | 305890.5083
Scenario 2: High TRC | SDG&E | Com | FoodServ | Com ¦ ENERGY STAR Rack Oven - Gas | Com - School | Energy Efficiency | 79821.5795 | 82029.228 | 84319.3787 | 86702.4684 | 89199.3666 | 91786.2361 | 94483.4253 | 97305.759 | 100263.263 | 103350.0387 | 106581.3364 | 109960.0309 | 113490.529
Scenario 2: High TRC | SDG&E | Com | FoodServ | Com ¦ Demand Controlled Ventilation (DCV) Exhaust Hood | Com - School | Energy Efficiency | 47917.2828 | 49033.5452 | 49983.1481 | 50791.0738 | 52043.0216 | 53620.9845 | 54984.8922 | 56310.8581 | 57825.8133 | 59327.9166 | 61100.6601 | 62673.5467 | 64297.3562
Scenario 2: High TRC | SDG&E | Com | FoodServ | Com ¦ ENERGY STAR Ice Machine | Com - School | Energy Efficiency | 35170.4942 | 35597.3083 | 35857.6074 | 35985.5602 | 36377.814 | 37163.0158 | 37551.0404 | 37641.1215 | 37620.9107 | 37368.5005 | 37291.81 | 36891.8836 | 36449.3463
Scenario 2: High TRC | SDG&E | Com | FoodServ | Com ¦ ENERGY STAR Fryer - Tier 1 Gas | Com - School | Energy Efficiency | 0 | 3595.105 | 3759.6942 | 3933.4176 | 4133.8194 | 4327.402 | 4531.0433 | 4754.8514 | 5004.2156 | 5265.3436 | 5548.9322 | 5850.1029 | 6165.295
Scenario 2: High TRC | SDG&E | Com | FoodServ | Com ¦ ENERGY STAR Fryer - Fuel Sub | Com - School | Fuel Substitution | 529455.6489 | 548428.1357 | 569402.6778 | 592054.9524 | 614025.071 | 634807.2542 | 659818.5319 | 688359.0123 | 719115.2579 | 752442.4449 | 785127.2995 | 821016.4398 | 858652.829
Scenario 2: High TRC | SDG&E | Com | FoodServ | Com ¦ ENERGY STAR Steamer - Gas | Com - School | Energy Efficiency | 5117.4432 | 5350.508 | 5596.3822 | 5855.9827 | 6155.4178 | 6444.8124 | 6749.3012 | 7083.9595 | 7456.8353 | 7847.3858 | 8271.5743 | 8722.1436 | 9193.7916
Scenario 2: High TRC | SDG&E | Com | FoodServ | Com ¦ ENERGY STAR Steamer - Fuel Sub | Com - School | Fuel Substitution | 228094.0368 | 235305.53 | 243075.3227 | 251344.1113 | 259586.6896 | 267696.0853 | 276904.3734 | 287061.9565 | 297879.6021 | 309446.1062 | 321043.8374 | 333551.9668 | 346651.8466
Scenario 2: High TRC | SDG&E | Com | FoodServ | Com ¦ ENERGY STAR Convection Oven - Gas | Com - School | Energy Efficiency | 7730.4096 | 8082.4773 | 8453.8948 | 8846.0473 | 9298.3741 | 9735.5335 | 10195.4943 | 10701.029 | 11264.2952 | 11854.2608 | 12495.0399 | 13175.6699 | 13888.1414
Scenario 2: High TRC | SDG&E | Com | FoodServ | Com ¦ ENERGY STAR Convection Oven - Fuel Sub | Com - School | Fuel Substitution | 474709.5305 | 492076.0567 | 511350.1361 | 532211.2379 | 552361.72 | 571307.0757 | 594311.6553 | 620691.7468 | 649167.4176 | 680080.8697 | 710304.5097 | 743574.9559 | 778471.5237
Scenario 2: High TRC | SDG&E | Com | FoodServ | Com ¦ ENERGY STAR Griddle - Gas | Com - School | Energy Efficiency | 3730.0785 | 3899.9582 | 4079.1747 | 4268.3962 | 4486.6529 | 4697.5912 | 4919.5315 | 5163.4622 | 5435.2495 | 5719.9198 | 6029.1087 | 6357.5263 | 6701.3082
Scenario 2: High TRC | SDG&E | Com | FoodServ | Com ¦ ENERGY STAR Griddle - Fuel Sub | Com - School | Fuel Substitution | 271884.0141 | 282277.0328 | 293903.786 | 306543.365 | 318651.6973 | 329894.0718 | 343796.9412 | 359898.1977 | 377336.3781 | 396337.283 | 414800.1606 | 435226.2431 | 456658.391
Scenario 2: High TRC | SDG&E | Com | FoodServ | Com ¦ ENERGY STAR Combination Oven - Gas | Com - School | Energy Efficiency | 6652.9808 | 6836.9842 | 271.3691 | 283.9572 | 298.4768 | 312.5096 | 327.2743 | 343.5019 | 361.5826 | 380.5205 | 401.0894 | 422.9376 | 445.8078
Scenario 2: High TRC | SDG&E | Com | FoodServ | Com ¦ ENERGY STAR Combination Oven - Fuel Sub | Com - School | Fuel Substitution | 0 | 0 | 13900.5944 | 14612.9613 | 15278.5386 | 15872.5899 | 16650.2279 | 17577.4009 | 18591.1727 | 19707.3587 | 20773.1289 | 21969.1515 | 23225.3584
Scenario 2: High TRC | SDG&E | Com | FoodServ | Com ¦ ENERGY STAR Fryer - Tier 1 Gas - Panel Upgrade | Com - School | Energy Efficiency | 0 | 5915.7548 | 6186.5867 | 6472.4491 | 6802.2108 | 7120.7515 | 7455.8438 | 7824.1205 | 8234.4501 | 8664.1368 | 9130.7826 | 9626.3598 | 10145.0093
Scenario 2: High TRC | SDG&E | Com | FoodServ | Com ¦ ENERGY STAR Fryer - Fuel Sub - Panel Upgrade | Com - School | Fuel Substitution | 871220.6709 | 902439.9481 | 936953.6127 | 974227.9904 | 1010379.8787 | 1044577.0161 | 1085733.1398 | 1132696.5758 | 1183306.0592 | 1238146.0336 | 1291929.0484 | 1350984.7236 | 1412915.5017
Scenario 2: High TRC | SDG&E | Com | FoodServ | Com ¦ ENERGY STAR Steamer - Gas - Panel Upgrade | Com - School | Energy Efficiency | 8420.7663 | 8804.2751 | 9208.8617 | 9636.035 | 10128.7564 | 10604.9559 | 11105.993 | 11656.6741 | 12270.2422 | 12912.8941 | 13610.8974 | 14352.3103 | 15128.4084
Scenario 2: High TRC | SDG&E | Com | FoodServ | Com ¦ ENERGY STAR Steamer - Fuel Sub - Panel Upgrade | Com - School | Fuel Substitution | 375329.3409 | 387195.8721 | 399981.0865 | 413587.4 | 427150.5844 | 440494.6165 | 455646.8789 | 472361.2088 | 490161.6732 | 509194.3864 | 528278.4837 | 548860.6438 | 570416.5307
Scenario 2: High TRC | SDG&E | Com | FoodServ | Com ¦ ENERGY STAR Convection Oven - Gas - Panel Upgrade | Com - School | Energy Efficiency | 12720.4094 | 13299.7378 | 13910.9063 | 14556.1943 | 15300.4991 | 16019.8461 | 16776.7128 | 17608.5716 | 18535.4276 | 19506.2175 | 20560.6212 | 21680.5996 | 22852.9734
Scenario 2: High TRC | SDG&E | Com | FoodServ | Com ¦ ENERGY STAR Convection Oven - Fuel Sub - Panel Upgrade | Com - School | Fuel Substitution | 781135.7882 | 809712.4531 | 841428.0018 | 875754.9999 | 908912.6715 | 940087.3045 | 977941.4011 | 1021349.9113 | 1068206.703 | 1119074.8702 | 1168807.9499 | 1223554.5571 | 1280976.9517
Scenario 2: High TRC | SDG&E | Com | FoodServ | Com ¦ ENERGY STAR Griddle - Gas - Panel Upgrade | Com - School | Energy Efficiency | 6137.854 | 6417.3916 | 6712.2927 | 7023.6572 | 7382.7993 | 7729.8987 | 8095.1021 | 8496.4908 | 8943.7175 | 9412.1432 | 9920.9142 | 10461.3264 | 11027.0204
Scenario 2: High TRC | SDG&E | Com | FoodServ | Com ¦ ENERGY STAR Griddle - Fuel Sub - Panel Upgrade | Com - School | Fuel Substitution | 447385.8644 | 464487.6042 | 483619.4574 | 504417.9181 | 524342.2109 | 542841.5679 | 565718.7763 | 592213.4364 | 620908.0084 | 652174.0477 | 682554.7617 | 716165.9344 | 751432.5905
Scenario 2: High TRC | SDG&E | Com | FoodServ | Com ¦ ENERGY STAR Combination Oven - Gas - Panel Upgrade | Com - School | Energy Efficiency | 10947.4975 | 11250.2756 | 446.5386 | 467.2522 | 491.1444 | 514.2353 | 538.5306 | 565.2332 | 594.9852 | 626.1475 | 659.9937 | 695.9449 | 733.578
Scenario 2: High TRC | SDG&E | Com | FoodServ | Com ¦ ENERGY STAR Combination Oven - Fuel Sub - Panel Upgrade | Com - School | Fuel Substitution | 0 | 0 | 22873.4648 | 24045.6664 | 25140.8757 | 26118.3887 | 27397.994 | 28923.6597 | 30591.8238 | 32428.5109 | 34182.2385 | 36150.2969 | 38217.3887
Scenario 2: High TRC | PG&E | Com | BldgEnv | Com ¦ Com Wall Insulation (R13) - Marine | Com - Warehouse | Energy Efficiency | 5117450.9487 | 5353543.7371 | 5600205.7258 | 5859387.6424 | 6135486.8322 | 6431712.9948 | 6743438.1497 | 7072296.3595 | 7419663.774 | 7787180.3335 | 8175931.1932 | 8585208.122 | 9018933.6344
Scenario 2: High TRC | PG&E | Com | BldgEnv | Com ¦ Com Wall Insulation (R14) - Marine | Com - Warehouse | Energy Efficiency | 20722.8159 | 21675.9361 | 22931.9607 | 24435.5129 | 26053.4857 | 27883.7562 | 29588.9419 | 31582.9259 | 33292.5115 | 35328.8349 | 37339.5949 | 39529.5568 | 41945.1468
Scenario 2: High TRC | PG&E | Com | BldgEnv | Com ¦ Com Wall Insulation (R14) - Hot-Dry | Com - Warehouse | Energy Efficiency | 4985213.161 | 5198350.7989 | 5417337.9015 | 5645472.1828 | 5896517.756 | 6180082.9388 | 6474999.661 | 6784346.606 | 7109386.3626 | 7453285.4788 | 7816109.6847 | 8191098.2294 | 8588560.9967
Scenario 2: High TRC | PG&E | Com | BldgEnv | Com ¦ Com Wall Insulation (R14) - Cold | Com - Warehouse | Energy Efficiency | 23714.2672 | 24802.8397 | 25939.8021 | 27134.5398 | 28410.0033 | 29783.919 | 31227.6211 | 32750.8072 | 34357.7199 | 36058.6113 | 37856.9051 | 39748.1384 | 41752.699
Scenario 2: High TRC | PG&E | Com | HVAC | Com ¦ Small Unitary Heat Pump (SEER 16) - Marine | Com - Warehouse | Energy Efficiency | 0 | 0 | 0 | 0 | 0 | 0 | 0 | 0 | 0 | 0 | 0 | 0 | 0
Scenario 2: High TRC | PG&E | Com | HVAC | Com ¦ Small Unitary Heat Pump (SEER 16) - Hot-Dry | Com - Warehouse | Energy Efficiency | 177358.5664 | 180602.8204 | 182774.0489 | 184068.5343 | 186489.4012 | 191957.4461 | 196109.0281 | 199799.8456 | 0 | 0 | 0 | 0 | 0
Scenario 2: High TRC | PG&E | Com | HVAC | Com ¦ Small Unitary Heat Pump (SEER 16) - Cold | Com - Warehouse | Energy Efficiency | 0 | 0 | 577.7237 | 581.8153 | 589.4674 | 606.7511 | 619.8737 | 631.5399 | 0 | 0 | 0 | 0 | 0
Scenario 2: High TRC | PG&E | Com | HVAC | Com ¦ Small Unitary Heat Pump (SEER 17) - Hot-Dry | Com - Warehouse | Energy Efficiency | 0 | 0 | 0 | 0 | 0 | 0 | 0 | 0 | 0 | 0 | 0 | 0 | 0
Scenario 2: High TRC | PG&E | Com | HVAC | Com ¦ Small Unitary Heat Pump (SEER 17) - Cold | Com - Warehouse | Energy Efficiency | 625.6278 | 637.0718 | 0 | 0 | 0 | 0 | 0 | 0 | 0 | 0 | 0 | 0 | 0
Scenario 2: High TRC | PG&E | Com | HVAC | Com ¦ Small Unitary AC (SEER 16) - Marine | Com - Warehouse | Energy Efficiency | 0 | 0 | 0 | 0 | 0 | 0 | 0 | 0 | 1771363.7283 | 1834095.4825 | 1903544.5043 | 1971129.323 | 2042009.9194
Scenario 2: High TRC | PG&E | Com | HVAC | Com ¦ Small Unitary AC (SEER 16) - Hot-Dry | Com - Warehouse | Energy Efficiency | 0 | 0 | 0 | 0 | 0 | 0 | 0 | 0 | 1696054.0521 | 1755602.4939 | 1821607.4348 | 1885688.2622 | 0
Scenario 2: High TRC | PG&E | Com | HVAC | Com ¦ Small Unitary AC (SEER 17) - Marine | Com - Warehouse | Energy Efficiency | 1372947.034 | 1417370.7407 | 1459226.9749 | 1499433.7163 | 1546307.7192 | 1607990.8316 | 1666343.4238 | 1725346.5344 | 0 | 0 | 0 | 0 | 0
Scenario 2: High TRC | PG&E | Com | HVAC | Com ¦ Small Unitary AC (SEER 17) - Hot-Dry | Com - Warehouse | Energy Efficiency | 1355782.3195 | 1398770.8288 | 1438962.4823 | 1477291.1872 | 1522297.3011 | 0 | 0 | 0 | 0 | 0 | 0 | 0 | 2014127.8414
Scenario 2: High TRC | PG&E | Com | HVAC | Com ¦ Small Unitary AC (SEER 18) - Hot-Dry | Com - Warehouse | Energy Efficiency | 0 | 0 | 0 | 0 | 0 | 1631455.2384 | 1688946.3896 | 1746769.8478 | 0 | 0 | 0 | 0 | 0
Scenario 2: High TRC | PG&E | Com | HVAC | Com ¦ Small Unitary AC (SEER 18) - Cold | Com - Warehouse | Energy Efficiency | 5422.9649 | 5629.3186 | 5834.7104 | 6041.8043 | 6271.9506 | 6546.5485 | 6818.9643 | 7100.6952 | 7392.0087 | 7699.4858 | 8032.7981 | 8370.6483 | 8727.102
Scenario 2: High TRC | PG&E | Com | HVAC | Com ¦ Ductless Mini Split Heat Pump (SEER 18) - Hot-Dry | Com - Warehouse | Energy Efficiency | 31765.3276 | 32564.0364 | 33220.4094 | 33773.5016 | 34528.2864 | 35630.348 | 36466.2631 | 37210.1786 | 37892.9645 | 38549.7174 | 39423.8078 | 40079.7099 | 40722.2873
Scenario 2: High TRC | PG&E | Com | HVAC | Com ¦ Ductless Mini Split Heat Pump (SEER 18) - Marine | Com - Warehouse | Energy Efficiency | 35491.6103 | 36384.013 | 37117.3829 | 37735.3564 | 38578.6824 | 39810.0231 | 40743.9966 | 41575.1783 | 42338.0595 | 43071.8539 | 44048.4808 | 44781.3246 | 45499.2805
Scenario 2: High TRC | PG&E | Com | HVAC | Com ¦ Ductless Mini Split Heat Pump (SEER 18) - Cold | Com - Warehouse | Energy Efficiency | 79.2705 | 81.2636 | 82.9016 | 84.2819 | 86.1654 | 88.9156 | 91.0017 | 92.8581 | 94.562 | 96.2009 | 98.3822 | 100.019 | 101.6226
Scenario 2: High TRC | PG&E | Com | HVAC | Com ¦ HVAC Energy Management System (Elec SC and Gas SH) - Marine | Com - Warehouse | Energy Efficiency | 0 | 0 | 0 | 0 | 0 | 0 | 48210.7254 | 50737.7791 | 0 | 0 | 0 | 0 | 0
Scenario 2: High TRC | PG&E | Com | HVAC | Com ¦ HVAC Energy Management System (Elec SC and Gas SH) - Cold | Com - Warehouse | Energy Efficiency | 114.7513 | 119.3211 | 125.014 | 131.6782 | 138.9203 | 147.9344 | 155.9291 | 165.0761 | 172.8686 | 181.9619 | 191.0727 | 200.7676 | 211.3412
Scenario 2: High TRC | PG&E | Com | HVAC | Com ¦ Large Packaged Heat Pump (IEER 14.0) - Fuel Sub - ZEAS 2030 - Marine | Com - Warehouse | Fuel Substitution | 1593442.7637 | 1692251.0661 | 1801323.6576 | 1920203.8584 | 2041739.8792 | 0 | 0 | 0 | 0 | 0 | 0 | 0 | 0
Scenario 2: High TRC | PG&E | Com | HVAC | Com ¦ Large Packaged Heat Pump (IEER 14.0) - Fuel Sub - ZEAS 2030 - Hot-Dry | Com - Warehouse | Fuel Substitution | 1324324.5003 | 1405373.4247 | 1494649.1786 | 1591814.0733 | 1691301.7153 | 0 | 0 | 0 | 0 | 0 | 0 | 0 | 0
Scenario 2: High TRC | PG&E | Com | HVAC | Com ¦ Large Packaged Heat Pump (IEER 14.0) - Fuel Sub - ZEAS 2030 - Cold | Com - Warehouse | Fuel Substitution | 7659.3039 | 8139.1955 | 8671.9402 | 9254.6861 | 9847.709 | 0 | 0 | 0 | 0 | 0 | 0 | 0 | 0
Scenario 2: High TRC | PG&E | Com | HVAC | Com ¦ Large Packaged Heat Pump (IEER 14.0) - Fuel Sub - Panel Upgrade - ZEAS 2030 - Marine | Com - Warehouse | Fuel Substitution | 364103.6291 | 386681.4475 | 411604.6687 | 438768.9406 | 466540.0707 | 0 | 0 | 0 | 0 | 0 | 0 | 0 | 0
Scenario 2: High TRC | PG&E | Com | HVAC | Com ¦ Large Packaged Heat Pump (IEER 14.0) - Fuel Sub - Panel Upgrade - ZEAS 2030 - Hot-Dry | Com - Warehouse | Fuel Substitution | 302609.7753 | 321129.5541 | 341529.1735 | 363731.4713 | 386464.5197 | 0 | 0 | 0 | 0 | 0 | 0 | 0 | 0
Scenario 2: High TRC | PG&E | Com | HVAC | Com ¦ Large Packaged Heat Pump (IEER 14.0) - Fuel Sub - Panel Upgrade - ZEAS 2030 - Cold | Com - Warehouse | Fuel Substitution | 1750.1604 | 1859.8162 | 1981.549 | 2114.7072 | 2250.2136 | 0 | 0 | 0 | 0 | 0 | 0 | 0 | 0
Scenario 2: High TRC | PG&E | Com | HVAC | Com ¦ Small Packaged Heat Pump (SEER 16) - Fuel Sub - ZEAS 2030 - Marine | Com - Warehouse | Fuel Substitution | 0 | 0 | 0 | 0 | 0 | 0 | 0 | 0 | 0 | 0 | 0 | 0 | 0
Scenario 2: High TRC | PG&E | Com | HVAC | Com ¦ Small Packaged Heat Pump (SEER 16) - Fuel Sub - ZEAS 2030 - Hot-Dry | Com - Warehouse | Fuel Substitution | 0 | 0 | 0 | 0 | 0 | 0 | 0 | 0 | 0 | 0 | 0 | 0 | 0
Scenario 2: High TRC | PG&E | Com | HVAC | Com ¦ Small Packaged Heat Pump (SEER 16) - Fuel Sub - ZEAS 2030 - Cold | Com - Warehouse | Fuel Substitution | 0 | 0 | 0 | 0 | 0 | 0 | 0 | 0 | 0 | 0 | 0 | 0 | 0
Scenario 2: High TRC | PG&E | Com | HVAC | Com ¦ Small Packaged Heat Pump (SEER 17) - Fuel Sub - ZEAS 2030 - Marine | Com - Warehouse | Fuel Substitution | 0 | 0 | 0 | 0 | 0 | 0 | 0 | 0 | 0 | 0 | 0 | 0 | 0
Scenario 2: High TRC | PG&E | Com | HVAC | Com ¦ Small Packaged Heat Pump (SEER 17) - Fuel Sub - ZEAS 2030 - Hot-Dry | Com - Warehouse | Fuel Substitution | 0 | 0 | 0 | 0 | 0 | 0 | 0 | 0 | 0 | 0 | 0 | 0 | 0
Scenario 2: High TRC | PG&E | Com | HVAC | Com ¦ Small Packaged Heat Pump (SEER 17) - Fuel Sub - ZEAS 2030 - Cold | Com - Warehouse | Fuel Substitution | 0 | 0 | 0 | 0 | 0 | 0 | 0 | 0 | 0 | 0 | 0 | 0 | 0
Scenario 2: High TRC | PG&E | Com | HVAC | Com ¦ Small Packaged Heat Pump (SEER 18) - Fuel Sub - ZEAS 2030 - Marine | Com - Warehouse | Fuel Substitution | 517378.5584 | 543900.8045 | 572100.6257 | 602064.1127 | 633561.4894 | 0 | 0 | 0 | 0 | 0 | 0 | 0 | 0
Scenario 2: High TRC | PG&E | Com | HVAC | Com ¦ Small Packaged Heat Pump (SEER 18) - Fuel Sub - ZEAS 2030 - Hot-Dry | Com - Warehouse | Fuel Substitution | 462034.5991 | 485450.3257 | 510293.9877 | 536651.6264 | 564402.3432 | 0 | 0 | 0 | 0 | 0 | 0 | 0 | 0
Scenario 2: High TRC | PG&E | Com | HVAC | Com ¦ Small Packaged Heat Pump (SEER 18) - Fuel Sub - ZEAS 2030 - Cold | Com - Warehouse | Fuel Substitution | 2151.8313 | 2269.5252 | 2396.8046 | 2533.6265 | 2675.5565 | 0 | 0 | 0 | 0 | 0 | 0 | 0 | 0
Scenario 2: High TRC | PG&E | Com | HVAC | Com ¦ Small Packaged Heat Pump (SEER 16) - Fuel Sub - Panel Upgrade - ZEAS 2030 - Marine | Com - Warehouse | Fuel Substitution | 0 | 0 | 0 | 0 | 0 | 0 | 0 | 0 | 0 | 0 | 0 | 0 | 0
Scenario 2: High TRC | PG&E | Com | HVAC | Com ¦ Small Packaged Heat Pump (SEER 16) - Fuel Sub - Panel Upgrade - ZEAS 2030 - Hot-Dry | Com - Warehouse | Fuel Substitution | 0 | 0 | 0 | 0 | 0 | 0 | 0 | 0 | 0 | 0 | 0 | 0 | 0
Scenario 2: High TRC | PG&E | Com | HVAC | Com ¦ Small Packaged Heat Pump (SEER 16) - Fuel Sub - Panel Upgrade - ZEAS 2030 - Cold | Com - Warehouse | Fuel Substitution | 0 | 0 | 0 | 0 | 0 | 0 | 0 | 0 | 0 | 0 | 0 | 0 | 0
Scenario 2: High TRC | PG&E | Com | HVAC | Com ¦ Small Packaged Heat Pump (SEER 17) - Fuel Sub - Panel Upgrade - ZEAS 2030 - Marine | Com - Warehouse | Fuel Substitution | 0 | 0 | 0 | 0 | 0 | 0 | 0 | 0 | 0 | 0 | 0 | 0 | 0
Scenario 2: High TRC | PG&E | Com | HVAC | Com ¦ Small Packaged Heat Pump (SEER 17) - Fuel Sub - Panel Upgrade - ZEAS 2030 - Hot-Dry | Com - Warehouse | Fuel Substitution | 0 | 0 | 0 | 0 | 0 | 0 | 0 | 0 | 0 | 0 | 0 | 0 | 0
Scenario 2: High TRC | PG&E | Com | HVAC | Com ¦ Small Packaged Heat Pump (SEER 17) - Fuel Sub - Panel Upgrade - ZEAS 2030 - Cold | Com - Warehouse | Fuel Substitution | 0 | 0 | 0 | 0 | 0 | 0 | 0 | 0 | 0 | 0 | 0 | 0 | 0
Scenario 2: High TRC | PG&E | Com | HVAC | Com ¦ Small Packaged Heat Pump (SEER 18) - Fuel Sub - Panel Upgrade - ZEAS 2030 - Marine | Com - Warehouse | Fuel Substitution | 118221.6362 | 124282.002 | 130725.6958 | 137572.3894 | 144769.5787 | 0 | 0 | 0 | 0 | 0 | 0 | 0 | 0
Scenario 2: High TRC | PG&E | Com | HVAC | Com ¦ Small Packaged Heat Pump (SEER 18) - Fuel Sub - Panel Upgrade - ZEAS 2030 - Hot-Dry | Com - Warehouse | Fuel Substitution | 105575.4735 | 110925.9958 | 116602.8031 | 122625.5559 | 128966.6288 | 0 | 0 | 0 | 0 | 0 | 0 | 0 | 0
Scenario 2: High TRC | PG&E | Com | HVAC | Com ¦ Small Packaged Heat Pump (SEER 18) - Fuel Sub - Panel Upgrade - ZEAS 2030 - Cold | Com - Warehouse | Fuel Substitution | 491.6961 | 518.5893 | 547.6728 | 578.9368 | 611.3679 | 0 | 0 | 0 | 0 | 0 | 0 | 0 | 0
Scenario 2: High TRC | PG&E | Com | WaterHeat | Com ¦ Com Heat Pump Water Heater (3.3 UEF - 50 Gal) - Marine | Com - Warehouse | Energy Efficiency | 523246.0006 | 544688.7333 | 565375.5756 | 585460.9863 | 609244.8417 | 635799.3061 | 655426.9672 | 671770.8653 | 685946.7315 | 699084.0365 | 718273.0078 | 734493.9389 | 749794.5064
Scenario 2: High TRC | PG&E | Com | WaterHeat | Com ¦ Com Heat Pump Water Heater (3.3 UEF - 50 Gal) - Hot-Dry | Com - Warehouse | Energy Efficiency | 386385.0472 | 402242.5637 | 417540.0787 | 432392.001 | 449981.3157 | 469621.1445 | 484133.5754 | 496214.8993 | 506691.4667 | 516398.8394 | 530585.6069 | 542575.0624 | 553882.9097
Scenario 2: High TRC | PG&E | Com | WaterHeat | Com ¦ Com Heat Pump Water Heater (3.3 UEF - 50 Gal) - Cold | Com - Warehouse | Energy Efficiency | 1071.137 | 1115.1237 | 1157.5558 | 1198.751 | 1247.5419 | 1302.0225 | 1342.2749 | 1375.7807 | 1404.8336 | 1431.7515 | 1471.0991 | 1504.3491 | 1535.7072
Scenario 2: High TRC | PG&E | Com | WaterHeat | Com ¦ Com Hot Water Tank Insulation - Marine | Com - Warehouse | Energy Efficiency | 214955.2734 | 225064.8144 | 235620.2097 | 246718.6439 | 258401.3986 | 270707.1399 | 283689.634 | 297401.8292 | 0 | 327192.0347 | 343361.201 | 360472.356 | 378608.8518
Scenario 2: High TRC | PG&E | Com | WaterHeat | Com ¦ Com Hot Water Tank Insulation - Hot-Dry | Com - Warehouse | Energy Efficiency | 151466.079 | 158589.6657 | 166027.4192 | 173847.8197 | 182079.9557 | 190751.0729 | 199899.0573 | 209561.2182 | 0 | 230552.5879 | 241946.0289 | 254003.2328 | 266782.9327
Scenario 2: High TRC | PG&E | Com | WaterHeat | Com ¦ Com Hot Water Tank Insulation - Cold | Com - Warehouse | Energy Efficiency | 309.0823 | 323.6187 | 338.7962 | 354.7545 | 371.5531 | 389.2474 | 407.9148 | 427.6314 | 0 | 470.4665 | 493.716 | 518.32 | 544.3983
Scenario 2: High TRC | PG&E | Com | WaterHeat | Com ¦ Faucet Aerators (Elec WH) - Marine | Com - Warehouse | Energy Efficiency | 21764.8265 | 23073.1119 | 23407.4914 | 23217.0385 | 24760.7126 | 27335.3259 | 28902.5689 | 29970.701 | 0 | 0 | 0 | 0 | 0
Scenario 2: High TRC | PG&E | Com | WaterHeat | Com ¦ Faucet Aerators (Elec WH) - Hot-Dry | Com - Warehouse | Energy Efficiency | 15489.5853 | 16420.6655 | 16658.6366 | 16523.0951 | 17621.6966 | 19453.9967 | 20569.3717 | 21329.5397 | 0 | 0 | 0 | 0 | 0
Scenario 2: High TRC | PG&E | Com | WaterHeat | Com ¦ Faucet Aerators (Elec WH) - Cold | Com - Warehouse | Energy Efficiency | 54.7188 | 58.008 | 58.8486 | 58.3698 | 62.2507 | 68.7236 | 72.6638 | 75.3491 | 0 | 0 | 0 | 0 | 0
Scenario 2: High TRC | PG&E | Com | WaterHeat | Com ¦ Com Hot Water Pipe Insulation - Marine | Com - Warehouse | Energy Efficiency | 20186362.8153 | 21135884.1577 | 22130222.5414 | 23176242.8753 | 24278146.5334 | 25439941.5494 | 26666225.1567 | 27961636.0811 | 29329939.4747 | 30776273.2574 | 32306154.5672 | 33926097.2032 | 35642808.8086
Scenario 2: High TRC | PG&E | Com | WaterHeat | Com ¦ Com Hot Water Pipe Insulation - Hot-Dry | Com - Warehouse | Energy Efficiency | 12065568.8283 | 12633106.1908 | 13227431.098 | 13852646.7671 | 14511264.3968 | 15205679.6244 | 15938640.2574 | 16712918.9034 | 0 | 18395252.61 | 19309676.2936 | 20277930.4339 | 21304024.2489
Scenario 2: High TRC | PG&E | Com | WaterHeat | Com ¦ Com Hot Water Pipe Insulation - Cold | Com - Warehouse | Energy Efficiency | 25363.153 | 26556.179 | 27805.5153 | 29119.7874 | 30504.2742 | 31964.0114 | 33504.7752 | 35132.3941 | 36851.5988 | 38668.8447 | 40591.0638 | 42626.4406 | 44783.4026
Scenario 2: High TRC | PG&E | Com | WaterHeat | Com ¦ Com Efficient Tankless Gas Water Heater (0.87 UEF - High Draw) - ZEAS 2030 - Marine | Com - Warehouse | Energy Efficiency | 1821.2312 | 1906.4736 | 2018.6652 | 2152.9119 | 2297.132 | 0 | 0 | 0 | 0 | 0 | 0 | 0 | 0
Scenario 2: High TRC | PG&E | Com | WaterHeat | Com ¦ Com Efficient Tankless Gas Water Heater (0.87 UEF - High Draw) - ZEAS 2030 - Hot-Dry | Com - Warehouse | Energy Efficiency | 1359.3353 | 1422.9584 | 1506.6959 | 1606.8947 | 1714.5375 | 0 | 0 | 0 | 0 | 0 | 0 | 0 | 0
Scenario 2: High TRC | PG&E | Com | WaterHeat | Com ¦ Com Efficient Tankless Gas Water Heater (0.87 UEF - High Draw) - ZEAS 2030 - Cold | Com - Warehouse | Energy Efficiency | 7.8665 | 8.2629 | 8.7619 | 9.3532 | 9.9806 | 0 | 0 | 0 | 0 | 0 | 0 | 0 | 0
Scenario 2: High TRC | PG&E | Com | WaterHeat | Com ¦ Com Heat Pump Water Heater (3.75 UEF - 50 Gal) - Fuel Sub - ZEAS 2030 - Marine | Com - Warehouse | Fuel Substitution | 232519.3837 | 245064.7957 | 258833.1615 | 273863.9818 | 289085.9788 | 182419.6068 | 187998.8975 | 192610.506 | 196660.785 | 200382.9458 | 205855.1713 | 210471.0229 | 214812.163
Scenario 2: High TRC | PG&E | Com | WaterHeat | Com ¦ Com Heat Pump Water Heater (3.75 UEF - 50 Gal) - Fuel Sub - ZEAS 2030 - Hot-Dry | Com - Warehouse | Fuel Substitution | 172342.3777 | 181654.7744 | 191877.5102 | 203039.8218 | 214341.5195 | 135447.4049 | 139593.6138 | 143019.9637 | 146028.7136 | 148793.3334 | 152859.6507 | 156288.9001 | 159513.7422
Scenario 2: High TRC | PG&E | Com | WaterHeat | Com ¦ Com Heat Pump Water Heater (3.75 UEF - 50 Gal) - Fuel Sub - ZEAS 2030 - Cold | Com - Warehouse | Fuel Substitution | 984.7145 | 1039.0815 | 1099.4251 | 1165.8871 | 1232.4076 | 766.0849 | 789.3465 | 808.6084 | 825.5514 | 841.1403 | 863.971 | 883.2627 | 901.4212
Scenario 2: High TRC | PG&E | Com | WaterHeat | Com ¦ Com Efficient Tankless Gas Water Heater (0.87 UEF - High Draw) - Panel Upgrade - ZEAS 2030 - Marine | Com - Warehouse | Energy Efficiency | 1511.0215 | 1581.7446 | 1674.8266 | 1786.2071 | 1905.8622 | 0 | 0 | 0 | 0 | 0 | 0 | 0 | 0
Scenario 2: High TRC | PG&E | Com | WaterHeat | Com ¦ Com Efficient Tankless Gas Water Heater (0.87 UEF - High Draw) - Panel Upgrade - ZEAS 2030 - Hot-Dry | Com - Warehouse | Energy Efficiency | 1127.8002 | 1180.5864 | 1250.0608 | 1333.1929 | 1422.5009 | 0 | 0 | 0 | 0 | 0 | 0 | 0 | 0
Scenario 2: High TRC | PG&E | Com | WaterHeat | Com ¦ Com Efficient Tankless Gas Water Heater (0.87 UEF - High Draw) - Panel Upgrade - ZEAS 2030 - Cold | Com - Warehouse | Energy Efficiency | 6.5266 | 6.8555 | 7.2695 | 7.76 | 8.2806 | 0 | 0 | 0 | 0 | 0 | 0 | 0 | 0
Scenario 2: High TRC | PG&E | Com | WaterHeat | Com ¦ Com Heat Pump Water Heater (3.75 UEF - 50 Gal) - Fuel Sub - Panel Upgrade - ZEAS 2030 - Marine | Com - Warehouse | Fuel Substitution | 192914.4337 | 203322.9898 | 214746.1944 | 227216.82 | 239846.0593 | 151348.1353 | 155977.1073 | 159803.222 | 163163.6183 | 166251.7847 | 170791.9279 | 174621.563 | 178223.2781
Scenario 2: High TRC | PG&E | Com | WaterHeat | Com ¦ Com Heat Pump Water Heater (3.75 UEF - 50 Gal) - Fuel Sub - Panel Upgrade - ZEAS 2030 - Hot-Dry | Com - Warehouse | Fuel Substitution | 142987.3573 | 150713.5766 | 159195.0771 | 168456.1159 | 177832.7992 | 112376.6931 | 115816.6796 | 118659.4205 | 121155.691 | 123449.414 | 126823.1168 | 129668.2633 | 132343.8191
Scenario 2: High TRC | PG&E | Com | WaterHeat | Com ¦ Com Heat Pump Water Heater (3.75 UEF - 50 Gal) - Fuel Sub - Panel Upgrade - ZEAS 2030 - Cold | Com - Warehouse | Fuel Substitution | 816.9884 | 862.0951 | 912.1604 | 967.302 | 1022.492 | 635.5979 | 654.8974 | 670.8784 | 684.9355 | 697.8691 | 716.8111 | 732.8168 | 747.8824
Scenario 2: High TRC | PG&E | Com | WaterHeat | Com ¦ Com Heat Pump Water Heater (100+ Gal, 200+ kBtuh - 4.3 COP) - Fuel Sub - ZEAS 2030 - Marine | Com - Warehouse | Fuel Substitution | 117881.9155 | 124298.5264 | 131291.3667 | 138883.201 | 146634.8791 | 0 | 0 | 0 | 0 | 0 | 0 | 0 | 0
Scenario 2: High TRC | PG&E | Com | WaterHeat | Com ¦ Com Heat Pump Water Heater (100+ Gal, 200+ kBtuh - 4.3 COP) - Fuel Sub - ZEAS 2030 - Hot-Dry | Com - Warehouse | Fuel Substitution | 86635.8176 | 91372.4118 | 96537.8109 | 102148.7108 | 107874.2687 | 0 | 0 | 0 | 0 | 0 | 0 | 0 | 0
Scenario 2: High TRC | PG&E | Com | WaterHeat | Com ¦ Com Heat Pump Water Heater (100+ Gal, 200+ kBtuh - 4.3 COP) - Fuel Sub - ZEAS 2030 - Cold | Com - Warehouse | Fuel Substitution | 246.0604 | 259.8945 | 275.1449 | 291.8537 | 308.7138 | 0 | 0 | 0 | 0 | 0 | 0 | 0 | 0
Scenario 2: High TRC | PG&E | Com | WaterHeat | Com ¦ Com Heat Pump Water Heater (100+ Gal, 200+ kBtuh - 4.3 COP) - Fuel Sub - Panel Upgrade - ZEAS 2030 - Marine | Com - Warehouse | Fuel Substitution | 97803.1277 | 103126.7993 | 108928.5515 | 115227.2712 | 121658.6085 | 0 | 0 | 0 | 0 | 0 | 0 | 0 | 0
Scenario 2: High TRC | PG&E | Com | WaterHeat | Com ¦ Com Heat Pump Water Heater (100+ Gal, 200+ kBtuh - 4.3 COP) - Fuel Sub - Panel Upgrade - ZEAS 2030 - Hot-Dry | Com - Warehouse | Fuel Substitution | 71879.1674 | 75808.979 | 80094.5574 | 84749.7545 | 89500.0801 | 0 | 0 | 0 | 0 | 0 | 0 | 0 | 0
Scenario 2: High TRC | PG&E | Com | WaterHeat | Com ¦ Com Heat Pump Water Heater (100+ Gal, 200+ kBtuh - 4.3 COP) - Fuel Sub - Panel Upgrade - ZEAS 2030 - Cold | Com - Warehouse | Fuel Substitution | 204.149 | 215.6267 | 228.2796 | 242.1423 | 256.1307 | 0 | 0 | 0 | 0 | 0 | 0 | 0 | 0
Scenario 2: High TRC | PG&E | Com | WaterHeat | Com ¦ Efficient Gas Water Heating Boiler (0.92 UEF) - ZEAS 2030 - Marine | Com - Warehouse | Energy Efficiency | 391817.9371 | 411183.4728 | 431718.4744 | 453500.904 | 476554.3688 | 0 | 0 | 0 | 0 | 0 | 0 | 0 | 0
Scenario 2: High TRC | PG&E | Com | WaterHeat | Com ¦ Efficient Gas Water Heating Boiler (0.92 UEF) - ZEAS 2030 - Hot-Dry | Com - Warehouse | Energy Efficiency | 277539.1766 | 291256.5049 | 305802.2096 | 321231.5142 | 337561.1401 | 0 | 0 | 0 | 0 | 0 | 0 | 0 | 0
Scenario 2: High TRC | PG&E | Com | WaterHeat | Com ¦ Efficient Gas Water Heating Boiler (0.92 UEF) - ZEAS 2030 - Cold | Com - Warehouse | Energy Efficiency | 573.1287 | 601.4555 | 631.493 | 663.3551 | 697.0764 | 0 | 0 | 0 | 0 | 0 | 0 | 0 | 0
Scenario 2: High TRC | PG&E | Com | WholeBlg | Com ¦ Com Title 24 2022 Code | Com - Warehouse | Energy Efficiency | 0 | 0 | 0 | 0 | 0 | 0 | 0 | 0 | 0 | 0 | 0 | 0 | 0
Scenario 2: High TRC | PG&E | Com | Lighting | Com ¦ LED Fixtures and Retrofit Kits - 140 lpw | Com - Warehouse | Energy Efficiency | 0 | 0 | 0 | 0 | 0 | 0 | 0 | 0 | 0 | 0 | 0 | 0 | 0
Scenario 2: High TRC | SCE | Com | BldgEnv | Com ¦ Com Wall Insulation (R14) - Marine | Com - Warehouse | Energy Efficiency | 101.3756 | 109.6943 | 116.8543 | 126.3088 | 139.8235 | 152.2993 | 162.1537 | 170.8842 | 0 | 0 | 0 | 0 | 0
Scenario 2: High TRC | SCE | Com | BldgEnv | Com ¦ Com Wall Insulation (R14) - Hot-Dry | Com - Warehouse | Energy Efficiency | 0 | 0 | 0 | 0 | 0 | 0 | 0 | 0 | 0 | 0 | 0 | 0 | 0
Scenario 2: High TRC | SCE | Com | BldgEnv | Com ¦ Com Wall Insulation (R14) - Cold | Com - Warehouse | Energy Efficiency | 14800.087 | 15681.6623 | 16481.8107 | 17271.6112 | 18490.945 | 19953.7539 | 20930.7547 | 21284.3897 | 0 | 0 | 0 | 0 | 0
Scenario 2: High TRC | SCE | Com | HVAC | Com ¦ Small Unitary Heat Pump (SEER 16) - Cold | Com - Warehouse | Energy Efficiency | 0 | 0 | 0 | 0 | 0 | 0 | 0 | 0 | 0 | 0 | 0 | 0 | 0
Scenario 2: High TRC | SCE | Com | HVAC | Com ¦ Small Unitary AC (SEER 16) - Cold | Com - Warehouse | Energy Efficiency | 0 | 0 | 0 | 0 | 0 | 0 | 0 | 0 | 0 | 0 | 0 | 0 | 0
Scenario 2: High TRC | SCE | Com | HVAC | Com ¦ Ductless Mini Split Heat Pump (SEER 18) - Hot-Dry | Com - Warehouse | Energy Efficiency | 53598.2035 | 55806.238 | 57838.1539 | 59742.1446 | 62069.1252 | 64621.6454 | 66271.9826 | 67099.3894 | 67907.7448 | 68667.0792 | 69603.4458 | 70147.6021 | 70722.1999
Scenario 2: High TRC | SCE | Com | HVAC | Com ¦ Ductless Mini Split Heat Pump (SEER 18) - Marine | Com - Warehouse | Energy Efficiency | 12533.9324 | 13050.2809 | 13525.4442 | 13970.6921 | 14514.8562 | 15111.7627 | 15497.6938 | 15691.1828 | 15880.2166 | 16057.7868 | 16276.756 | 16404.0069 | 16538.3765
Scenario 2: High TRC | SCE | Com | HVAC | Com ¦ Ductless Mini Split Heat Pump (SEER 18) - Cold | Com - Warehouse | Energy Efficiency | 695.1948 | 723.8341 | 750.189 | 774.8847 | 805.0668 | 838.1742 | 859.5799 | 870.3117 | 0 | 0 | 0 | 0 | 0
Scenario 2: High TRC | SCE | Com | WaterHeat | Com ¦ Com Heat Pump Water Heater (3.3 UEF - 50 Gal) - Marine | Com - Warehouse | Energy Efficiency | 370013.8376 | 390562.4574 | 411082.7185 | 431641.7125 | 455116.9092 | 477873.6206 | 493306.6437 | 502649.15 | 511115.393 | 518152.5347 | 528606.8837 | 536832.9337 | 544558.9715
Scenario 2: High TRC | SCE | Com | WaterHeat | Com ¦ Com Heat Pump Water Heater (3.3 UEF - 50 Gal) - Hot-Dry | Com - Warehouse | Energy Efficiency | 1442339.401 | 1522578.7467 | 1602706.7387 | 1682984.4009 | 1774655.8285 | 1863519.3379 | 1923763.434 | 1960206.2564 | 1993224.3594 | 2020656.9392 | 2061441.8055 | 2093518.4283 | 2123639.7125
Scenario 2: High TRC | SCE | Com | WaterHeat | Com ¦ Com Heat Pump Water Heater (3.3 UEF - 50 Gal) - Cold | Com - Warehouse | Energy Efficiency | 22627.4105 | 23884.3154 | 25139.4842 | 26397.0189 | 27832.9437 | 29224.9157 | 30168.8712 | 30740.2459 | 31258.0154 | 31688.3596 | 32327.7438 | 32830.8137 | 33303.2931
Scenario 2: High TRC | SCE | Com | WaterHeat | Com ¦ Faucet Aerators (Elec WH) - Cold | Com - Warehouse | Energy Efficiency | 0 | 0 | 0 | 0 | 0 | 0 | 0 | 0 | 0 | 0 | 0 | 0 | 0
Scenario 2: High TRC | SCE | Com | WholeBlg | Com ¦ Com Title 24 2022 Code | Com - Warehouse | Energy Efficiency | 0 | 0 | 0 | 0 | 0 | 0 | 9176716.2242 | 9665506.5908 | 10073324.5494 | 10484478.4661 | 10906329.8414 | 11190158.4851 | 11545667.3226
Scenario 2: High TRC | SCE | Com | Lighting | Com ¦ LED High and Low Bay - 155 lpw | Com - Warehouse | Energy Efficiency | 0 | 0 | 0 | 0 | 0 | 0 | 0 | 0 | 0 | 0 | 0 | 0 | 0
Scenario 2: High TRC | SCE | Com | Lighting | Com ¦ LED Fixtures and Retrofit Kits - 140 lpw - RET | Com - Warehouse | Energy Efficiency | 0 | 0 | 0 | 0 | 0 | 0 | 0 | 0 | 0 | 0 | 0 | 0 | 0
Scenario 2: High TRC | SCE | Com | Lighting | Com ¦ LED Fixtures and Retrofit Kits - 140 lpw | Com - Warehouse | Energy Efficiency | 0 | 0 | 0 | 0 | 0 | 941001.2583 | 967917.1105 | 985453.9491 | 0 | 0 | 0 | 0 | 0
Scenario 2: High TRC | SCG | Com | BldgEnv | Com ¦ Com Wall Insulation (R14) - Marine | Com - Warehouse | Energy Efficiency | 2384509.9168 | 2500163.1733 | 2621662.6753 | 2749820.3725 | 2885132.1555 | 3027957.1759 | 3178828.6242 | 3338420.4811 | 3507227.1809 | 3685933.8341 | 3875187.5975 | 4075655.5953 | 4288229.3114
Scenario 2: High TRC | SCG | Com | BldgEnv | Com ¦ Com Wall Insulation (R14) - Hot-Dry | Com - Warehouse | Energy Efficiency | 4279.9097 | 4685.8893 | 5055.9906 | 5538.3107 | 6152.4496 | 6775.3068 | 7390.6778 | 8082.2765 | 8751.691 | 9467.4234 | 10251.1069 | 11030.3293 | 11925.3215
Scenario 2: High TRC | SCG | Com | BldgEnv | Com ¦ Com Wall Insulation (R14) - Cold | Com - Warehouse | Energy Efficiency | 120548.2361 | 126395.0543 | 132537.4278 | 139016.4046 | 145857.0542 | 153077.5334 | 160704.7975 | 168772.9195 | 177306.8953 | 186341.3605 | 195909.0319 | 206043.6358 | 216790.2409
Scenario 2: High TRC | SCG | Com | HVAC | Com ¦ HVAC Energy Management System (Elec SC and Gas SH) - Cold | Com - Warehouse | Energy Efficiency | 0 | 0 | 0 | 0 | 260.0028 | 286.0823 | 311.7992 | 340.6875 | 0 | 0 | 431.0275 | 463.4219 | 500.6391
Scenario 2: High TRC | SCG | Com | WaterHeat | Com ¦ Com Hot Water Tank Insulation - Marine | Com - Warehouse | Energy Efficiency | 106044.5071 | 111159.4676 | 116502.0456 | 122121.8532 | 128040.0209 | 134276.3443 | 140858.3192 | 147813.0453 | 155162.8834 | 162931.2974 | 171141.548 | 179833.2555 | 189049.0621
Scenario 2: High TRC | SCG | Com | WaterHeat | Com ¦ Com Hot Water Tank Insulation - Hot-Dry | Com - Warehouse | Energy Efficiency | 575200.8822 | 602945.1741 | 631924.0968 | 662406.7536 | 694507.7587 | 728334.4868 | 764036.0794 | 801759.5286 | 841626.1228 | 883763.1344 | 928296.7315 | 975441.8217 | 1025429.7015
Scenario 2: High TRC | SCG | Com | WaterHeat | Com ¦ Com Hot Water Tank Insulation - Cold | Com - Warehouse | Energy Efficiency | 1439.8823 | 1509.3337 | 1581.8757 | 1658.182 | 1738.5395 | 1823.2168 | 1912.5875 | 2007.0194 | 2106.8162 | 2212.2965 | 2323.7761 | 2441.7929 | 2566.926
Scenario 2: High TRC | SCG | Com | WaterHeat | Com ¦ Faucet Aerators (Gas WH) - Marine | Com - Warehouse | Energy Efficiency | 0 | 0 | 0 | 0 | 0 | 0 | 0 | 153467.0101 | 0 | 0 | 0 | 0 | 0
Scenario 2: High TRC | SCG | Com | WaterHeat | Com ¦ Faucet Aerators (Gas WH) - Cold | Com - Warehouse | Energy Efficiency | 1753.2553 | 1837.8324 | 1926.1437 | 2019.0338 | 2116.8528 | 2219.9178 | 2328.6925 | 2443.6225 | 0 | 0 | 0 | 0 | 0
Scenario 2: High TRC | SCG | Com | WaterHeat | Com ¦ Com Hot Water Pipe Insulation - Marine | Com - Warehouse | Energy Efficiency | 9522228.9559 | 9981372.0339 | 10462374.7912 | 10968589.7955 | 11502070.5422 | 12064776.8534 | 12658956.5778 | 13286879.4325 | 13950389.9888 | 14652001.1014 | 15394410.126 | 16180802.3628 | 17014460.0507
Scenario 2: High TRC | SCG | Com | WaterHeat | Com ¦ Com Hot Water Pipe Insulation - Hot-Dry | Com - Warehouse | Energy Efficiency | 42963949.1986 | 45035585.9939 | 47205852.8638 | 49489876.4708 | 51896922.1117 | 54435832.4322 | 57116749.6431 | 59949914.625 | 62943650.0171 | 66109293.7269 | 69459016.1251 | 73007189.1704 | 76768622.2044
Scenario 2: High TRC | SCG | Com | WaterHeat | Com ¦ Com Hot Water Pipe Insulation - Cold | Com - Warehouse | Energy Efficiency | 118133.9322 | 123830.1172 | 129797.4959 | 136077.6609 | 142696.0881 | 149677.0911 | 157048.5571 | 164838.6445 | 173070.2373 | 181774.5102 | 190984.927 | 200741.0049 | 211083.4637
Scenario 2: High TRC | SCG | Com | WaterHeat | Com ¦ Com Efficient Tankless Gas Water Heater (0.87 UEF - High Draw) - ZEAS 2030 - Marine | Com - Warehouse | Energy Efficiency | 1286.6229 | 1408.6682 | 1519.9278 | 1664.9224 | 1849.5444 | 0 | 0 | 0 | 0 | 0 | 0 | 0 | 0
Scenario 2: High TRC | SCG | Com | WaterHeat | Com ¦ Com Efficient Tankless Gas Water Heater (0.87 UEF - High Draw) - ZEAS 2030 - Hot-Dry | Com - Warehouse | Energy Efficiency | 3509.4602 | 3842.3572 | 4145.8346 | 4541.3297 | 5044.9142 | 0 | 0 | 0 | 0 | 0 | 0 | 0 | 0
Scenario 2: High TRC | SCG | Com | WaterHeat | Com ¦ Com Efficient Tankless Gas Water Heater (0.87 UEF - High Draw) - ZEAS 2030 - Cold | Com - Warehouse | Energy Efficiency | 17.1584 | 18.786 | 20.2698 | 22.2034 | 24.6655 | 0 | 0 | 0 | 0 | 0 | 0 | 0 | 0
Scenario 2: High TRC | SCG | Com | WaterHeat | Com ¦ Com Efficient Tankless Gas Water Heater (0.87 UEF - High Draw) - Panel Upgrade - ZEAS 2030 - Marine | Com - Warehouse | Energy Efficiency | 1067.4729 | 1168.7302 | 1261.039 | 1381.3367 | 1534.5121 | 0 | 0 | 0 | 0 | 0 | 0 | 0 | 0
Scenario 2: High TRC | SCG | Com | WaterHeat | Com ¦ Com Efficient Tankless Gas Water Heater (0.87 UEF - High Draw) - Panel Upgrade - ZEAS 2030 - Hot-Dry | Com - Warehouse | Energy Efficiency | 2911.695 | 3187.8898 | 3439.676 | 3767.8065 | 4185.6156 | 0 | 0 | 0 | 0 | 0 | 0 | 0 | 0
Scenario 2: High TRC | SCG | Com | WaterHeat | Com ¦ Com Efficient Tankless Gas Water Heater (0.87 UEF - High Draw) - Panel Upgrade - ZEAS 2030 - Cold | Com - Warehouse | Energy Efficiency | 14.2358 | 15.5862 | 16.8172 | 18.4215 | 20.4643 | 0 | 0 | 0 | 0 | 0 | 0 | 0 | 0
Scenario 2: High TRC | SCG | Com | WaterHeat | Com ¦ Efficient Gas Water Heating Boiler (0.92 UEF) - ZEAS 2030 - Marine | Com - Warehouse | Energy Efficiency | 189080.0959 | 198695.7641 | 208828.4141 | 219587.8635 | 231023.082 | 0 | 0 | 0 | 0 | 0 | 0 | 0 | 0
Scenario 2: High TRC | SCG | Com | WaterHeat | Com ¦ Efficient Gas Water Heating Boiler (0.92 UEF) - ZEAS 2030 - Hot-Dry | Com - Warehouse | Energy Efficiency | 1029276.0642 | 1081619.8979 | 1136777.9729 | 1195348.0923 | 1257596.8263 | 0 | 0 | 0 | 0 | 0 | 0 | 0 | 0
Scenario 2: High TRC | SCG | Com | WaterHeat | Com ¦ Efficient Gas Water Heating Boiler (0.92 UEF) - ZEAS 2030 - Cold | Com - Warehouse | Energy Efficiency | 2622.6168 | 2755.99 | 2896.5339 | 3045.7718 | 3204.3828 | 0 | 0 | 0 | 0 | 0 | 0 | 0 | 0
Scenario 2: High TRC | SDG&E | Com | BldgEnv | Com ¦ Com Wall Insulation (R14) - Marine | Com - Warehouse | Energy Efficiency | 342.4773 | 366.8987 | 393.34 | 169743.1209 | 177640.8109 | 186216.3347 | 195252.7628 | 204749.9031 | 608.8345 | 654.686 | 699.8621 | 748.7839 | 805.8939
Scenario 2: High TRC | SDG&E | Com | BldgEnv | Com ¦ Com Wall Insulation (R14) - Hot-Dry | Com - Warehouse | Energy Efficiency | 432.6698 | 461.5263 | 492.5219 | 533.2202 | 565.5914 | 610.4312 | 653.0644 | 699.0376 | 748.3227 | 802.8214 | 856.2536 | 913.5091 | 980.5801
Scenario 2: High TRC | SDG&E | Com | HVAC | Com ¦ Ductless Mini Split Heat Pump (SEER 18) - Marine | Com - Warehouse | Energy Efficiency | 2150.5488 | 2182.2242 | 2199.6139 | 2204.6437 | 2221.4432 | 2272.5527 | 2306.0321 | 2326.2017 | 0 | 0 | 0 | 0 | 0
Scenario 2: High TRC | SDG&E | Com | HVAC | Com ¦ Large Packaged Heat Pump (IEER 14.0) - Fuel Sub - ZEAS 2030 - Marine | Com - Warehouse | Fuel Substitution | 94855.3935 | 101285.8337 | 108382.7864 | 116151.4236 | 124139.535 | 0 | 0 | 0 | 0 | 0 | 0 | 0 | 0
Scenario 2: High TRC | SDG&E | Com | HVAC | Com ¦ Large Packaged Heat Pump (IEER 14.0) - Fuel Sub - ZEAS 2030 - Hot-Dry | Com - Warehouse | Fuel Substitution | 454755.9556 | 485876.4445 | 520231.2936 | 557845.4899 | 596522.708 | 0 | 0 | 0 | 0 | 0 | 0 | 0 | 0
Scenario 2: High TRC | SDG&E | Com | HVAC | Com ¦ Large Packaged Heat Pump (IEER 14.0) - Fuel Sub - Panel Upgrade - ZEAS 2030 - Marine | Com - Warehouse | Fuel Substitution | 21674.5739 | 23143.9374 | 24765.5998 | 26540.743 | 28366.0363 | 0 | 0 | 0 | 0 | 0 | 0 | 0 | 0
Scenario 2: High TRC | SDG&E | Com | HVAC | Com ¦ Large Packaged Heat Pump (IEER 14.0) - Fuel Sub - Panel Upgrade - ZEAS 2030 - Hot-Dry | Com - Warehouse | Fuel Substitution | 103912.2945 | 111023.3645 | 118873.4897 | 127468.3798 | 136306.1716 | 0 | 0 | 0 | 0 | 0 | 0 | 0 | 0
Scenario 2: High TRC | SDG&E | Com | HVAC | Com ¦ Small Packaged Heat Pump (SEER 15) - Fuel Sub - ZEAS 2030 - Marine | Com - Warehouse | Fuel Substitution | 0 | 0 | 0 | 0 | 0 | 0 | 0 | 0 | 0 | 0 | 0 | 0 | 0
Scenario 2: High TRC | SDG&E | Com | HVAC | Com ¦ Small Packaged Heat Pump (SEER 15) - Fuel Sub - ZEAS 2030 - Hot-Dry | Com - Warehouse | Fuel Substitution | 0 | 0 | 0 | 0 | 0 | 0 | 0 | 0 | 0 | 0 | 0 | 0 | 0
Scenario 2: High TRC | SDG&E | Com | HVAC | Com ¦ Small Packaged Heat Pump (SEER 16) - Fuel Sub - ZEAS 2030 - Marine | Com - Warehouse | Fuel Substitution | 33048.8394 | 34669.1609 | 36365.7995 | 0 | 0 | 0 | 0 | 0 | 0 | 0 | 0 | 0 | 0
Scenario 2: High TRC | SDG&E | Com | HVAC | Com ¦ Small Packaged Heat Pump (SEER 16) - Fuel Sub - ZEAS 2030 - Hot-Dry | Com - Warehouse | Fuel Substitution | 166043.0495 | 174107.2865 | 182529.9899 | 191358.5403 | 0 | 0 | 0 | 0 | 0 | 0 | 0 | 0 | 0
Scenario 2: High TRC | SDG&E | Com | HVAC | Com ¦ Small Packaged Heat Pump (SEER 17) - Fuel Sub - ZEAS 2030 - Marine | Com - Warehouse | Fuel Substitution | 0 | 0 | 0 | 38775.6062 | 40676.1092 | 0 | 0 | 0 | 0 | 0 | 0 | 0 | 0
Scenario 2: High TRC | SDG&E | Com | HVAC | Com ¦ Small Packaged Heat Pump (SEER 17) - Fuel Sub - ZEAS 2030 - Hot-Dry | Com - Warehouse | Fuel Substitution | 0 | 0 | 0 | 0 | 203614.4953 | 0 | 0 | 0 | 0 | 0 | 0 | 0 | 0
Scenario 2: High TRC | SDG&E | Com | HVAC | Com ¦ Small Packaged Heat Pump (SEER 15) - Fuel Sub - Panel Upgrade - ZEAS 2030 - Marine | Com - Warehouse | Fuel Substitution | 0 | 0 | 0 | 0 | 0 | 0 | 0 | 0 | 0 | 0 | 0 | 0 | 0
Scenario 2: High TRC | SDG&E | Com | HVAC | Com ¦ Small Packaged Heat Pump (SEER 15) - Fuel Sub - Panel Upgrade - ZEAS 2030 - Hot-Dry | Com - Warehouse | Fuel Substitution | 0 | 0 | 0 | 0 | 0 | 0 | 0 | 0 | 0 | 0 | 0 | 0 | 0
Scenario 2: High TRC | SDG&E | Com | HVAC | Com ¦ Small Packaged Heat Pump (SEER 16) - Fuel Sub - Panel Upgrade - ZEAS 2030 - Marine | Com - Warehouse | Fuel Substitution | 7551.7004 | 7921.9459 | 8309.6299 | 0 | 0 | 0 | 0 | 0 | 0 | 0 | 0 | 0 | 0
Scenario 2: High TRC | SDG&E | Com | HVAC | Com ¦ Small Packaged Heat Pump (SEER 16) - Fuel Sub - Panel Upgrade - ZEAS 2030 - Hot-Dry | Com - Warehouse | Fuel Substitution | 37941.0408 | 39783.7288 | 41708.3269 | 43725.6616 | 0 | 0 | 0 | 0 | 0 | 0 | 0 | 0 | 0
Scenario 2: High TRC | SDG&E | Com | HVAC | Com ¦ Small Packaged Heat Pump (SEER 17) - Fuel Sub - Panel Upgrade - ZEAS 2030 - Marine | Com - Warehouse | Fuel Substitution | 0 | 0 | 0 | 8860.2736 | 9294.5409 | 0 | 0 | 0 | 0 | 0 | 0 | 0 | 0
Scenario 2: High TRC | SDG&E | Com | HVAC | Com ¦ Small Packaged Heat Pump (SEER 17) - Fuel Sub - Panel Upgrade - ZEAS 2030 - Hot-Dry | Com - Warehouse | Fuel Substitution | 0 | 0 | 0 | 0 | 46526.1623 | 0 | 0 | 0 | 0 | 0 | 0 | 0 | 0
Scenario 2: High TRC | SDG&E | Com | WaterHeat | Com ¦ Com Heat Pump Water Heater (3.3 UEF - 50 Gal) - Marine | Com - Warehouse | Energy Efficiency | 50019.9387 | 51932.6753 | 53750.6449 | 55465.188 | 57456.209 | 59739.2481 | 61334.1835 | 62464.3182 | 63465.2963 | 64246.3399 | 65534.845 | 66509.8358 | 67399.6584
Scenario 2: High TRC | SDG&E | Com | WaterHeat | Com ¦ Com Heat Pump Water Heater (3.3 UEF - 50 Gal) - Hot-Dry | Com - Warehouse | Energy Efficiency | 263796.2026 | 273885.727 | 283475.2607 | 292519.1009 | 303021.5624 | 315064.583 | 323477.3456 | 329437.9215 | 334717.0751 | 338835.8841 | 345631.9002 | 350773.8719 | 355466.4798
Scenario 2: High TRC | SDG&E | Com | WaterHeat | Com ¦ Com Hot Water Tank Insulation - Hot-Dry | Com - Warehouse | Energy Efficiency | 95721.8303 | 100247.1468 | 104972.6562 | 109941.7312 | 115172.8859 | 120683.4724 | 126497.5686 | 132638.9127 | 0 | 0 | 0 | 0 | 0
Scenario 2: High TRC | SDG&E | Com | WaterHeat | Com ¦ Faucet Aerators (Elec WH) - Marine | Com - Warehouse | Energy Efficiency | 1978.5741 | 2091.9295 | 2119.9275 | 2086.7517 | 2203.8999 | 2434.9502 | 2567.7524 | 2653.6919 | 0 | 0 | 0 | 0 | 0
Scenario 2: High TRC | SDG&E | Com | WaterHeat | Com ¦ Faucet Aerators (Elec WH) - Hot-Dry | Com - Warehouse | Energy Efficiency | 10446.761 | 11045.2712 | 11193.0995 | 11017.9331 | 11636.4691 | 12856.4015 | 13557.59 | 14011.3457 | 0 | 0 | 0 | 0 | 0
Scenario 2: High TRC | SDG&E | Com | WaterHeat | Com ¦ Com Hot Water Pipe Insulation - Hot-Dry | Com - Warehouse | Energy Efficiency | 7458004.8601 | 7810611.6387 | 8179901.4699 | 8568420.4854 | 8977730.3038 | 9409321.8495 | 9864904.7301 | 10346205.5902 | 0 | 0 | 0 | 0 | 0
Scenario 2: High TRC | SDG&E | Com | WaterHeat | Com ¦ Com Efficient Tankless Gas Water Heater (0.87 UEF - High Draw) - ZEAS 2030 - Marine | Com - Warehouse | Energy Efficiency | 200.4729 | 215.074 | 230.9221 | 251.5734 | 268.2853 | 0 | 0 | 0 | 0 | 0 | 0 | 0 | 0
Scenario 2: High TRC | SDG&E | Com | WaterHeat | Com ¦ Com Efficient Tankless Gas Water Heater (0.87 UEF - High Draw) - ZEAS 2030 - Hot-Dry | Com - Warehouse | Energy Efficiency | 532.83 | 571.6376 | 613.7598 | 668.648 | 713.0658 | 0 | 0 | 0 | 0 | 0 | 0 | 0 | 0
Scenario 2: High TRC | SDG&E | Com | WaterHeat | Com ¦ Com Heat Pump Water Heater (3.75 UEF - 50 Gal) - Fuel Sub - ZEAS 2030 - Marine | Com - Warehouse | Fuel Substitution | 50242.5607 | 53007.0874 | 56025.5142 | 59326.1731 | 62714.3104 | 35313.3755 | 36237.3541 | 36892.2904 | 37472.509 | 37924.5759 | 38672.6176 | 39239.2122 | 39753.0876
Scenario 2: High TRC | SDG&E | Com | WaterHeat | Com ¦ Com Heat Pump Water Heater (3.75 UEF - 50 Gal) - Fuel Sub - ZEAS 2030 - Hot-Dry | Com - Warehouse | Fuel Substitution | 131866.5674 | 139186.047 | 147180.0866 | 155924.0086 | 164899.5977 | 91285.7642 | 93693.0022 | 95390.3446 | 96890.1934 | 98051.6423 | 99993.0523 | 101455.5136 | 102778.458
Scenario 2: High TRC | SDG&E | Com | WaterHeat | Com ¦ Com Efficient Tankless Gas Water Heater (0.87 UEF - High Draw) - Panel Upgrade - ZEAS 2030 - Marine | Com - Warehouse | Energy Efficiency | 166.3264 | 178.4405 | 191.5892 | 208.723 | 222.5884 | 0 | 0 | 0 | 0 | 0 | 0 | 0 | 0
Scenario 2: High TRC | SDG&E | Com | WaterHeat | Com ¦ Com Efficient Tankless Gas Water Heater (0.87 UEF - High Draw) - Panel Upgrade - ZEAS 2030 - Hot-Dry | Com - Warehouse | Energy Efficiency | 442.0733 | 474.2707 | 509.2183 | 554.7574 | 591.6095 | 0 | 0 | 0 | 0 | 0 | 0 | 0 | 0
Scenario 2: High TRC | SDG&E | Com | WaterHeat | Com ¦ Com Heat Pump Water Heater (3.75 UEF - 50 Gal) - Fuel Sub - Panel Upgrade - ZEAS 2030 - Marine | Com - Warehouse | Fuel Substitution | 41684.7619 | 43978.4077 | 46482.7069 | 49221.1656 | 52032.2026 | 29298.4599 | 30065.0575 | 30608.4387 | 31089.8289 | 31464.8954 | 32085.5234 | 32555.6101 | 32981.9573
Scenario 2: High TRC | SDG&E | Com | WaterHeat | Com ¦ Com Heat Pump Water Heater (3.75 UEF - 50 Gal) - Fuel Sub - Panel Upgrade - ZEAS 2030 - Hot-Dry | Com - Warehouse | Fuel Substitution | 109405.7784 | 115478.5335 | 122110.951 | 129365.5236 | 136812.3036 | 75737.09 | 77734.304 | 79142.5387 | 80386.9187 | 81350.5384 | 82961.2687 | 84174.6294 | 85272.2371
Scenario 2: High TRC | SDG&E | Com | WaterHeat | Com ¦ Com Heat Pump Water Heater (100+ Gal, 200+ kBtuh - 4.3 COP) - Fuel Sub - ZEAS 2030 - Marine | Com - Warehouse | Fuel Substitution | 12371.3961 | 13063.9045 | 13816.0348 | 14634.3157 | 15478.7715 | 0 | 0 | 0 | 0 | 0 | 0 | 0 | 0
Scenario 2: High TRC | SDG&E | Com | WaterHeat | Com ¦ Com Heat Pump Water Heater (100+ Gal, 200+ kBtuh - 4.3 COP) - Fuel Sub - ZEAS 2030 - Hot-Dry | Com - Warehouse | Fuel Substitution | 65522.1075 | 69191.6248 | 73177.4441 | 77514.2123 | 81989.3828 | 0 | 0 | 0 | 0 | 0 | 0 | 0 | 0
Scenario 2: High TRC | SDG&E | Com | WaterHeat | Com ¦ Com Heat Pump Water Heater (100+ Gal, 200+ kBtuh - 4.3 COP) - Fuel Sub - Panel Upgrade - ZEAS 2030 - Marine | Com - Warehouse | Fuel Substitution | 10264.1803 | 10838.7339 | 11462.7542 | 12141.6575 | 12842.2774 | 0 | 0 | 0 | 0 | 0 | 0 | 0 | 0
Scenario 2: High TRC | SDG&E | Com | WaterHeat | Com ¦ Com Heat Pump Water Heater (100+ Gal, 200+ kBtuh - 4.3 COP) - Fuel Sub - Panel Upgrade - ZEAS 2030 - Hot-Dry | Com - Warehouse | Fuel Substitution | 54361.7485 | 57406.2381 | 60713.1542 | 64311.2421 | 68024.1583 | 0 | 0 | 0 | 0 | 0 | 0 | 0 | 0
Scenario 2: High TRC | SDG&E | Com | WaterHeat | Com ¦ Efficient Gas Water Heating Boiler (0.92 UEF) - ZEAS 2030 - Hot-Dry | Com - Warehouse | Energy Efficiency | 170955.9156 | 179481.7907 | 188490.3048 | 198057.8511 | 208129.4321 | 0 | 0 | 0 | 0 | 0 | 0 | 0 | 0
Scenario 2: High TRC | SDG&E | Com | WholeBlg | Com ¦ Com Title 24 2022 Code | Com - Warehouse | Energy Efficiency | 0 | 0 | 0 | 0 | 0 | 0 | 0 | 0 | 0 | 0 | 0 | 0 | 0
Scenario 2: High TRC | SDG&E | Com | Lighting | Com ¦ LED Fixtures and Retrofit Kits - 140 lpw | Com - Warehouse | Energy Efficiency | 0 | 0 | 0 | 0 | 0 | 0 | 0 | 0 | 0 | 0 | 0 | 0 | 0
Scenario 3: Aggressive Fuel Sub | PG&E | Res | AppPlug | Res ¦ Efficient Res Clothes Washer (Electric) | Res - Single Family | Energy Efficiency | 0 | 0 | 0 | 0 | 0 | 0 | 0 | 0 | 0 | 0 | 0 | 7590733.3395 | 7954710.1426
Scenario 3: Aggressive Fuel Sub | PG&E | Res | AppPlug | Res ¦ Efficient Gas Pool Heater - ZEAS 2030 | Res - Single Family | Energy Efficiency | 273417.3054 | 336288.5827 | 378584.7444 | 395414.9188 | 398640.115 | 0 | 0 | 0 | 0 | 0 | 0 | 0 | 0
Scenario 3: Aggressive Fuel Sub | PG&E | Res | AppPlug | Res ¦ Heat Pump Pool Heater - Fuel Sub - ZEAS 2030 | Res - Single Family | Fuel Substitution | 639103493.188 | 676817743.0064 | 717843298.2426 | 762421273.4679 | 809239292.7016 | 0 | 0 | 0 | 0 | 0 | 0 | 0 | 0
Scenario 3: Aggressive Fuel Sub | PG&E | Res | BldgEnv | Res ¦ Attic/Ceiling Insulation NEW (Add R-11) - Marine | Res - Single Family | Energy Efficiency | 635396.435 | 783007.8912 | 883045.4902 | 923786.4804 | 933017.6731 | 927935.4016 | 913399.6444 | 891673.8161 | 0 | 0 | 0 | 0 | 0
Scenario 3: Aggressive Fuel Sub | PG&E | Res | BldgEnv | Res ¦ Attic/Ceiling Insulation NEW (Add R-11) - Hot-Dry | Res - Single Family | Energy Efficiency | 683923.5762 | 841813.162 | 948055.5946 | 990290.7235 | 998838.1246 | 992303.6963 | 975331.0138 | 950648.2089 | 0 | 0 | 0 | 0 | 0
Scenario 3: Aggressive Fuel Sub | PG&E | Res | BldgEnv | Res ¦ Attic/Ceiling Insulation NEW (Add R-11) - Cold | Res - Single Family | Energy Efficiency | 2234.0316 | 2727.6117 | 3058.9501 | 3188.1568 | 3170.7429 | 3144.5198 | 3086.1662 | 3004.5668 | 0 | 0 | 0 | 0 | 0
Scenario 3: Aggressive Fuel Sub | PG&E | Res | BldgEnv | Res ¦ Floor Insulation (R30) - Marine | Res - Single Family | Energy Efficiency | 266655.2516 | 330037.7693 | 374356.9075 | 394287.3638 | 400444.7995 | 399793.5601 | 396078.9789 | 389442.2348 | 0 | 0 | 0 | 0 | 0
Scenario 3: Aggressive Fuel Sub | PG&E | Res | BldgEnv | Res ¦ Floor Insulation (R30) - Hot-Dry | Res - Single Family | Energy Efficiency | 230812.3051 | 286599.4949 | 326395.0895 | 345334.4465 | 352054.9322 | 352451.6713 | 350628.2983 | 346294.194 | 0 | 0 | 0 | 0 | 0
Scenario 3: Aggressive Fuel Sub | PG&E | Res | BldgEnv | Res ¦ Floor Insulation (R30) - Cold | Res - Single Family | Energy Efficiency | 2399.6064 | 2939.6541 | 3311.2939 | 3468.9839 | 3464.8799 | 3446.7396 | 3399.7687 | 3328.3901 | 0 | 0 | 0 | 0 | 0
Scenario 3: Aggressive Fuel Sub | PG&E | Res | HVAC | Res ¦ Packaged/Split System AC (SEER2 15.2) - Marine | Res - Single Family | Energy Efficiency | 30498825.7735 | 30788748.7279 | 30748828.7342 | 30412100.1928 | 30224693.9446 | 30822471.949 | 31140454.618 | 31359843.4915 | 0 | 0 | 0 | 0 | 0
Scenario 3: Aggressive Fuel Sub | PG&E | Res | HVAC | Res ¦ Packaged/Split System AC (SEER2 15.2) - Hot-Dry | Res - Single Family | Energy Efficiency | 98035783.2405 | 98964251.262 | 98831445.0689 | 97743628.2656 | 97135930.2237 | 99053844.4524 | 100071362.6995 | 100771375.6523 | 0 | 0 | 0 | 0 | 0
Scenario 3: Aggressive Fuel Sub | PG&E | Res | HVAC | Res ¦ Packaged/Split System AC (SEER2 15.2) - Cold | Res - Single Family | Energy Efficiency | 12579199.7944 | 12753150.5282 | 12807119.4351 | 12753515.8767 | 12759374.1488 | 13062287.8014 | 13265789.4966 | 13437797.5494 | 0 | 0 | 0 | 0 | 0
Scenario 3: Aggressive Fuel Sub | PG&E | Res | HVAC | Res ¦ Packaged/Split Heat Pump (SEER2 15.2) - Marine | Res - Single Family | Energy Efficiency | 9082007.6512 | 9527000.1409 | 9961804.0825 | 10392322.3995 | 10859437.3565 | 11294614.398 | 11641610.1524 | 11962624.3638 | 0 | 0 | 0 | 0 | 0
Scenario 3: Aggressive Fuel Sub | PG&E | Res | HVAC | Res ¦ Packaged/Split Heat Pump (SEER2 15.2) - Hot-Dry | Res - Single Family | Energy Efficiency | 48744518.0482 | 51132860.5026 | 53466519.4681 | 55777176.8334 | 58284253.9388 | 60619915.3879 | 62482294.4412 | 64205226.5972 | 65875359.6358 | 67423175.6772 | 69515973.5554 | 71559305.798 | 73508040.1029
Scenario 3: Aggressive Fuel Sub | PG&E | Res | HVAC | Res ¦ Packaged/Split Heat Pump (SEER2 15.2) - Cold | Res - Single Family | Energy Efficiency | 0 | 0 | 0 | 0 | 0 | 0 | 0 | 0 | 6003565.3383 | 6144625.8924 | 6335353.4858 | 6521573.0175 | 6699171.3455
Scenario 3: Aggressive Fuel Sub | PG&E | Res | HVAC | Res ¦ Packaged/Split Heat Pump (SEER2 16.0) - Cold | Res - Single Family | Energy Efficiency | 4585204.7997 | 4809866.7663 | 5029384.8725 | 5246739.3088 | 5482570.1763 | 5702276.6482 | 5877463.3095 | 6039532.7505 | 0 | 0 | 0 | 0 | 0
Scenario 3: Aggressive Fuel Sub | PG&E | Res | HVAC | Res ¦ Ductless Mini Split Heat Pump (SEER2 19.6) - Marine | Res - Single Family | Energy Efficiency | 196769.7856 | 206410.9442 | 215831.3589 | 225158.9218 | 235279.3834 | 244707.8816 | 252225.8537 | 259180.9126 | 0 | 0 | 0 | 0 | 0
Scenario 3: Aggressive Fuel Sub | PG&E | Res | HVAC | Res ¦ Ductless Mini Split Heat Pump (SEER2 19.6) - Hot-Dry | Res - Single Family | Energy Efficiency | 368317.9806 | 386364.5119 | 403997.8498 | 421457.3856 | 440401.0866 | 458049.5555 | 472121.8598 | 485140.4908 | 0 | 0 | 0 | 0 | 0
Scenario 3: Aggressive Fuel Sub | PG&E | Res | HVAC | Res ¦ Ductless Mini Split Heat Pump (SEER2 19.6) - Cold | Res - Single Family | Energy Efficiency | 8874.2305 | 9309.0425 | 9733.899 | 10154.568 | 10610.9963 | 11036.2174 | 11375.2747 | 11688.9447 | 0 | 0 | 0 | 0 | 0
Scenario 3: Aggressive Fuel Sub | PG&E | Res | HVAC | Res ¦ Res Smart Thermostat (Elec SC and Gas SH) - Hot-Dry | Res - Single Family | Energy Efficiency | 0 | 0 | 0 | 0 | 0 | 0 | 0 | 0 | 0 | 0 | 884424.976 | 872221.4118 | 859440.6149
Scenario 3: Aggressive Fuel Sub | PG&E | Res | HVAC | Res ¦ Res Smart Thermostat (Elec SC and Gas SH) - Cold | Res - Single Family | Energy Efficiency | 0 | 0 | 0 | 0 | 0 | 0 | 0 | 0 | 0 | 0 | 196.0947 | 192.3546 | 188.6174
Scenario 3: Aggressive Fuel Sub | PG&E | Res | HVAC | Res ¦ Res Brushless HVAC Motor - Hot-Dry | Res - Single Family | Energy Efficiency | 136230334.1613 | 136744486.8051 | 134533913.3942 | 0 | 0 | 0 | 0 | 0 | 0 | 0 | 0 | 0 | 0
Scenario 3: Aggressive Fuel Sub | PG&E | Res | HVAC | Res ¦ Res Brushless HVAC Motor - Cold | Res - Single Family | Energy Efficiency | 3072405.3673 | 3087423.7157 | 3042680.7841 | 2936461.0923 | 2879244.1445 | 2987463.2222 | 3043919.8617 | 3082893.5348 | 3119237.2907 | 3151579.9761 | 3242903.7548 | 3315194.644 | 3381951.6292
Scenario 3: Aggressive Fuel Sub | PG&E | Res | HVAC | Res ¦ HVAC Time Delay Relay - Marine | Res - Single Family | Energy Efficiency | 0 | 0 | 13280081.8373 | 0 | 0 | 0 | 0 | 0 | 0 | 0 | 0 | 0 | 0
Scenario 3: Aggressive Fuel Sub | PG&E | Res | HVAC | Res ¦ HVAC Time Delay Relay - Hot-Dry | Res - Single Family | Energy Efficiency | 0 | 0 | 27676101.7952 | 0 | 0 | 0 | 0 | 0 | 0 | 0 | 0 | 0 | 0
Scenario 3: Aggressive Fuel Sub | PG&E | Res | HVAC | Res ¦ HVAC Time Delay Relay - Cold | Res - Single Family | Energy Efficiency | 0 | 0 | 611559.4205 | 0 | 0 | 0 | 0 | 0 | 0 | 0 | 0 | 0 | 0
Scenario 3: Aggressive Fuel Sub | PG&E | Res | HVAC | Res ¦ Efficient HVAC System Furnace (AFUE 95) and AC (SEER2 15.2) - ZEAS 2030 - Hot-Dry | Res - Single Family | Energy Efficiency | 1547906.8938 | 1866463.8775 | 2050763.1516 | 2082946.1657 | 2048722.2798 | 0 | 0 | 0 | 0 | 0 | 0 | 0 | 0
Scenario 3: Aggressive Fuel Sub | PG&E | Res | HVAC | Res ¦ Efficient HVAC System Furnace (AFUE 95) and AC (SEER2 15.2) - ZEAS 2030 - Cold | Res - Single Family | Energy Efficiency | 1469.9193 | 1744.5955 | 1890.4209 | 1893.9595 | 1817.2442 | 0 | 0 | 0 | 0 | 0 | 0 | 0 | 0
Scenario 3: Aggressive Fuel Sub | PG&E | Res | HVAC | Res ¦ Packaged/Split Heat Pump (SEER2 15.2) - Fuel Sub - ZEAS 2030 - Hot-Dry | Res - Single Family | Fuel Substitution | 0 | 0 | 0 | 0 | 0 | 324273064.5473 | 330319085.855 | 335692508.245 | 0 | 0 | 0 | 0 | 0
Scenario 3: Aggressive Fuel Sub | PG&E | Res | HVAC | Res ¦ Packaged/Split Heat Pump (SEER2 15.2) - Fuel Sub - ZEAS 2030 - Cold | Res - Single Family | Fuel Substitution | 0 | 0 | 0 | 0 | 0 | 0 | 0 | 0 | 312875.424 | 317282.8341 | 323404.7093 | 328847.8662 | 334131.2341
Scenario 3: Aggressive Fuel Sub | PG&E | Res | HVAC | Res ¦ Packaged/Split Heat Pump (SEER2 16.0) - Fuel Sub - ZEAS 2030 - Marine | Res - Single Family | Fuel Substitution | 0 | 0 | 0 | 0 | 0 | 0 | 0 | 0 | 0 | 0 | 0 | 0 | 0
Scenario 3: Aggressive Fuel Sub | PG&E | Res | HVAC | Res ¦ Packaged/Split Heat Pump (SEER2 16.0) - Fuel Sub - ZEAS 2030 - Hot-Dry | Res - Single Family | Fuel Substitution | 0 | 0 | 0 | 0 | 0 | 0 | 0 | 0 | 0 | 0 | 0 | 0 | 0
Scenario 3: Aggressive Fuel Sub | PG&E | Res | HVAC | Res ¦ Packaged/Split Heat Pump (SEER2 16.0) - Fuel Sub - ZEAS 2030 - Cold | Res - Single Family | Fuel Substitution | 0 | 0 | 0 | 0 | 0 | 0 | 0 | 0 | 0 | 0 | 0 | 0 | 0
Scenario 3: Aggressive Fuel Sub | PG&E | Res | HVAC | Res ¦ Packaged/Split Heat Pump (SEER2 16.9) - Fuel Sub - ZEAS 2030 - Marine | Res - Single Family | Fuel Substitution | 0 | 0 | 0 | 0 | 0 | 0 | 0 | 0 | 0 | 0 | 0 | 0 | 0
Scenario 3: Aggressive Fuel Sub | PG&E | Res | HVAC | Res ¦ Packaged/Split Heat Pump (SEER2 16.9) - Fuel Sub - ZEAS 2030 - Hot-Dry | Res - Single Family | Fuel Substitution | 0 | 0 | 0 | 0 | 0 | 0 | 0 | 0 | 0 | 0 | 0 | 0 | 0
Scenario 3: Aggressive Fuel Sub | PG&E | Res | HVAC | Res ¦ Packaged/Split Heat Pump (SEER2 16.9) - Fuel Sub - ZEAS 2030 - Cold | Res - Single Family | Fuel Substitution | 0 | 0 | 0 | 0 | 0 | 331910.2361 | 338101.9707 | 343615.198 | 0 | 0 | 0 | 0 | 0
Scenario 3: Aggressive Fuel Sub | PG&E | Res | HVAC | Res ¦ Packaged/Split Heat Pump (SEER2 17.8) - Fuel Sub - ZEAS 2030 - Marine | Res - Single Family | Fuel Substitution | 0 | 0 | 0 | 0 | 0 | 0 | 0 | 0 | 0 | 0 | 0 | 0 | 0
Scenario 3: Aggressive Fuel Sub | PG&E | Res | HVAC | Res ¦ Packaged/Split Heat Pump (SEER2 17.8) - Fuel Sub - ZEAS 2030 - Hot-Dry | Res - Single Family | Fuel Substitution | 0 | 0 | 0 | 0 | 0 | 0 | 0 | 0 | 0 | 0 | 0 | 0 | 0
Scenario 3: Aggressive Fuel Sub | PG&E | Res | HVAC | Res ¦ Packaged/Split Heat Pump (SEER2 17.8) - Fuel Sub - ZEAS 2030 - Cold | Res - Single Family | Fuel Substitution | 0 | 0 | 0 | 0 | 0 | 0 | 0 | 0 | 0 | 0 | 0 | 0 | 0
Scenario 3: Aggressive Fuel Sub | PG&E | Res | HVAC | Res ¦ Packaged/Split Heat Pump (SEER2 18.7) - Fuel Sub - ZEAS 2030 - Marine | Res - Single Family | Fuel Substitution | 268079482.7364 | 289102104.6975 | 0 | 0 | 0 | 0 | 0 | 0 | 0 | 0 | 0 | 0 | 0
Scenario 3: Aggressive Fuel Sub | PG&E | Res | HVAC | Res ¦ Packaged/Split Heat Pump (SEER2 18.7) - Fuel Sub - ZEAS 2030 - Hot-Dry | Res - Single Family | Fuel Substitution | 509177272.1769 | 553996058.3566 | 0 | 0 | 0 | 0 | 0 | 0 | 0 | 0 | 0 | 0 | 0
Scenario 3: Aggressive Fuel Sub | PG&E | Res | HVAC | Res ¦ Packaged/Split Heat Pump (SEER2 18.7) - Fuel Sub - ZEAS 2030 - Cold | Res - Single Family | Fuel Substitution | 0 | 0 | 0 | 0 | 0 | 0 | 0 | 0 | 0 | 0 | 0 | 0 | 0
Scenario 3: Aggressive Fuel Sub | PG&E | Res | HVAC | Res ¦ Packaged/Split Heat Pump (SEER2 19.6) - Fuel Sub - ZEAS 2030 - Marine | Res - Single Family | Fuel Substitution | 0 | 0 | 329661953.0888 | 356288565.2532 | 383743530.2404 | 0 | 0 | 0 | 0 | 0 | 0 | 0 | 0
Scenario 3: Aggressive Fuel Sub | PG&E | Res | HVAC | Res ¦ Packaged/Split Heat Pump (SEER2 19.6) - Fuel Sub - ZEAS 2030 - Hot-Dry | Res - Single Family | Fuel Substitution | 0 | 0 | 654244877.0765 | 712461697.3592 | 772157706.2194 | 0 | 0 | 0 | 0 | 0 | 0 | 0 | 0
Scenario 3: Aggressive Fuel Sub | PG&E | Res | HVAC | Res ¦ Packaged/Split Heat Pump (SEER2 19.6) - Fuel Sub - ZEAS 2030 - Cold | Res - Single Family | Fuel Substitution | 399692.6605 | 427232.0978 | 457900.216 | 491677.3219 | 526699.7783 | 0 | 0 | 0 | 0 | 0 | 0 | 0 | 0
Scenario 3: Aggressive Fuel Sub | PG&E | Res | HVAC | Res ¦ Efficient HVAC System Furnace (AFUE 95) and AC (SEER2 15.2) - Panel Upgrade - ZEAS 2030 - Marine | Res - Single Family | Energy Efficiency | 620556.7366 | 747576.204 | 820455.6382 | 832215.888 | 817532.6932 | 0 | 0 | 0 | 0 | 0 | 0 | 0 | 0
Scenario 3: Aggressive Fuel Sub | PG&E | Res | HVAC | Res ¦ Efficient HVAC System Furnace (AFUE 95) and AC (SEER2 15.2) - Panel Upgrade - ZEAS 2030 - Hot-Dry | Res - Single Family | Energy Efficiency | 1745512.0292 | 2104735.8619 | 2312562.7029 | 2348854.1868 | 2310261.2942 | 0 | 0 | 0 | 0 | 0 | 0 | 0 | 0
Scenario 3: Aggressive Fuel Sub | PG&E | Res | HVAC | Res ¦ Efficient HVAC System Furnace (AFUE 95) and AC (SEER2 15.2) - Panel Upgrade - ZEAS 2030 - Cold | Res - Single Family | Energy Efficiency | 1657.5686 | 1967.3099 | 2131.7512 | 2135.7416 | 2049.2328 | 0 | 0 | 0 | 0 | 0 | 0 | 0 | 0
Scenario 3: Aggressive Fuel Sub | PG&E | Res | HVAC | Res ¦ Packaged/Split Heat Pump (SEER2 15.2) - Fuel Sub - Panel Upgrade - ZEAS 2030 - Cold | Res - Single Family | Fuel Substitution | 0 | 0 | 0 | 0 | 0 | 0 | 0 | 0 | 352816.9674 | 357787.0257 | 364690.4169 | 370828.4448 | 376786.2853
Scenario 3: Aggressive Fuel Sub | PG&E | Res | HVAC | Res ¦ Packaged/Split Heat Pump (SEER2 16.0) - Fuel Sub - Panel Upgrade - ZEAS 2030 - Hot-Dry | Res - Single Family | Fuel Substitution | 0 | 0 | 0 | 0 | 0 | 406565510.8383 | 414146901.627 | 420888115.0944 | 0 | 0 | 0 | 0 | 0
Scenario 3: Aggressive Fuel Sub | PG&E | Res | HVAC | Res ¦ Packaged/Split Heat Pump (SEER2 16.9) - Fuel Sub - Panel Upgrade - ZEAS 2030 - Marine | Res - Single Family | Fuel Substitution | 0 | 0 | 0 | 0 | 0 | 0 | 0 | 0 | 0 | 0 | 0 | 0 | 0
Scenario 3: Aggressive Fuel Sub | PG&E | Res | HVAC | Res ¦ Packaged/Split Heat Pump (SEER2 16.9) - Fuel Sub - Panel Upgrade - ZEAS 2030 - Hot-Dry | Res - Single Family | Fuel Substitution | 0 | 0 | 0 | 0 | 0 | 0 | 0 | 0 | 0 | 0 | 0 | 0 | 0
Scenario 3: Aggressive Fuel Sub | PG&E | Res | HVAC | Res ¦ Packaged/Split Heat Pump (SEER2 16.9) - Fuel Sub - Panel Upgrade - ZEAS 2030 - Cold | Res - Single Family | Fuel Substitution | 0 | 0 | 0 | 0 | 0 | 0 | 0 | 0 | 0 | 0 | 0 | 0 | 0
Scenario 3: Aggressive Fuel Sub | PG&E | Res | HVAC | Res ¦ Packaged/Split Heat Pump (SEER2 17.8) - Fuel Sub - Panel Upgrade - ZEAS 2030 - Marine | Res - Single Family | Fuel Substitution | 0 | 0 | 0 | 0 | 0 | 0 | 0 | 0 | 0 | 0 | 0 | 0 | 0
Scenario 3: Aggressive Fuel Sub | PG&E | Res | HVAC | Res ¦ Packaged/Split Heat Pump (SEER2 17.8) - Fuel Sub - Panel Upgrade - ZEAS 2030 - Hot-Dry | Res - Single Family | Fuel Substitution | 0 | 0 | 0 | 0 | 0 | 0 | 0 | 0 | 0 | 0 | 0 | 0 | 0
Scenario 3: Aggressive Fuel Sub | PG&E | Res | HVAC | Res ¦ Packaged/Split Heat Pump (SEER2 17.8) - Fuel Sub - Panel Upgrade - ZEAS 2030 - Cold | Res - Single Family | Fuel Substitution | 0 | 0 | 0 | 0 | 0 | 393542.911 | 400884.6906 | 407422.8589 | 0 | 0 | 0 | 0 | 0
Scenario 3: Aggressive Fuel Sub | PG&E | Res | HVAC | Res ¦ Packaged/Split Heat Pump (SEER2 18.7) - Fuel Sub - Panel Upgrade - ZEAS 2030 - Marine | Res - Single Family | Fuel Substitution | 0 | 0 | 0 | 0 | 0 | 0 | 0 | 0 | 0 | 0 | 0 | 0 | 0
Scenario 3: Aggressive Fuel Sub | PG&E | Res | HVAC | Res ¦ Packaged/Split Heat Pump (SEER2 18.7) - Fuel Sub - Panel Upgrade - ZEAS 2030 - Hot-Dry | Res - Single Family | Fuel Substitution | 0 | 0 | 0 | 0 | 0 | 0 | 0 | 0 | 0 | 0 | 0 | 0 | 0
Scenario 3: Aggressive Fuel Sub | PG&E | Res | HVAC | Res ¦ Packaged/Split Heat Pump (SEER2 18.7) - Fuel Sub - Panel Upgrade - ZEAS 2030 - Cold | Res - Single Family | Fuel Substitution | 0 | 0 | 0 | 0 | 0 | 0 | 0 | 0 | 0 | 0 | 0 | 0 | 0
Scenario 3: Aggressive Fuel Sub | PG&E | Res | HVAC | Res ¦ Packaged/Split Heat Pump (SEER2 19.6) - Fuel Sub - Panel Upgrade - ZEAS 2030 - Marine | Res - Single Family | Fuel Substitution | 320754154.7977 | 344723113.8936 | 371746457.7385 | 401772211.8813 | 432732066.0158 | 0 | 0 | 0 | 0 | 0 | 0 | 0 | 0
Scenario 3: Aggressive Fuel Sub | PG&E | Res | HVAC | Res ¦ Packaged/Split Heat Pump (SEER2 19.6) - Fuel Sub - Panel Upgrade - ZEAS 2030 - Hot-Dry | Res - Single Family | Fuel Substitution | 627889976.8913 | 679194709.0014 | 737765499.682 | 803414254.4689 | 870731030.4176 | 0 | 0 | 0 | 0 | 0 | 0 | 0 | 0
Scenario 3: Aggressive Fuel Sub | PG&E | Res | HVAC | Res ¦ Packaged/Split Heat Pump (SEER2 19.6) - Fuel Sub - Panel Upgrade - ZEAS 2030 - Cold | Res - Single Family | Fuel Substitution | 450717.2554 | 481772.3656 | 516355.5627 | 554444.6396 | 593938.0479 | 0 | 0 | 0 | 0 | 0 | 0 | 0 | 0
Scenario 3: Aggressive Fuel Sub | PG&E | Res | HVAC | Res ¦ Res Efficient Furnace FS (AFUE = 95) - ZEAS 2030 - Marine | Res - Single Family | Energy Efficiency | 73452284.6411 | 76744670.3727 | 80010587.0532 | 83269718.7946 | 86782697.623 | 0 | 0 | 0 | 0 | 0 | 0 | 0 | 0
Scenario 3: Aggressive Fuel Sub | PG&E | Res | HVAC | Res ¦ Res Efficient Furnace FS (AFUE = 95) - ZEAS 2030 - Hot-Dry | Res - Single Family | Energy Efficiency | 10740299.6479 | 11260232.4646 | 11786710.7011 | 12321885.4079 | 12893449.1632 | 0 | 0 | 0 | 0 | 0 | 0 | 0 | 0
Scenario 3: Aggressive Fuel Sub | PG&E | Res | HVAC | Res ¦ Res Efficient Furnace FS (AFUE = 95) - ZEAS 2030 - Cold | Res - Single Family | Energy Efficiency | 4632.3016 | 4851.0512 | 5070.5481 | 5291.7262 | 5527.5534 | 0 | 0 | 0 | 0 | 0 | 0 | 0 | 0
Scenario 3: Aggressive Fuel Sub | PG&E | Res | HVAC | Res ¦ Res Furnace Heat Pump Heating Only (SEER2 15.2) - Fuel Sub - ZEAS 2030 - Hot-Dry | Res - Single Family | Fuel Substitution | 0 | 0 | 0 | 0 | 0 | 0 | 0 | 0 | 44926201.4082 | 45469468.3298 | 46343901.3273 | 47078299.0176 | 47774683.1583
Scenario 3: Aggressive Fuel Sub | PG&E | Res | HVAC | Res ¦ Res Furnace Heat Pump Heating Only (SEER2 16.0) - Fuel Sub - ZEAS 2030 - Cold | Res - Single Family | Fuel Substitution | 0 | 0 | 0 | 0 | 0 | 0 | 0 | 0 | 0 | 54093.2153 | 0 | 56034.4833 | 56897.1286
Scenario 3: Aggressive Fuel Sub | PG&E | Res | HVAC | Res ¦ Res Furnace Heat Pump Heating Only (SEER2 16.9) - Fuel Sub - ZEAS 2030 - Hot-Dry | Res - Single Family | Fuel Substitution | 0 | 0 | 0 | 0 | 0 | 51835177.2239 | 52789455.2365 | 53599769.4196 | 0 | 0 | 0 | 0 | 0
Scenario 3: Aggressive Fuel Sub | PG&E | Res | HVAC | Res ¦ Res Furnace Heat Pump Heating Only (SEER2 16.9) - Fuel Sub - ZEAS 2030 - Cold | Res - Single Family | Fuel Substitution | 0 | 0 | 0 | 0 | 0 | 0 | 0 | 0 | 54943.8787 | 0 | 56734.0227 | 0 | 0
Scenario 3: Aggressive Fuel Sub | PG&E | Res | HVAC | Res ¦ Res Furnace Heat Pump Heating Only (SEER2 17.8) - Fuel Sub - ZEAS 2030 - Cold | Res - Single Family | Fuel Substitution | 0 | 0 | 0 | 0 | 0 | 55312.5078 | 56336.3291 | 57223.0647 | 0 | 0 | 0 | 0 | 0
Scenario 3: Aggressive Fuel Sub | PG&E | Res | HVAC | Res ¦ Res Efficient Furnace FS (AFUE = 95) - Panel Upgrade - ZEAS 2030 - Marine | Res - Single Family | Energy Efficiency | 82829172.0421 | 86541862.3351 | 90224704.5493 | 93899895.662 | 97861339.8728 | 0 | 0 | 0 | 0 | 0 | 0 | 0 | 0
Scenario 3: Aggressive Fuel Sub | PG&E | Res | HVAC | Res ¦ Res Efficient Furnace FS (AFUE = 95) - Panel Upgrade - ZEAS 2030 - Hot-Dry | Res - Single Family | Energy Efficiency | 12111401.7306 | 12697708.9495 | 13291397.1736 | 13894892.0557 | 14539421.3968 | 0 | 0 | 0 | 0 | 0 | 0 | 0 | 0
Scenario 3: Aggressive Fuel Sub | PG&E | Res | HVAC | Res ¦ Res Efficient Furnace FS (AFUE = 95) - Panel Upgrade - ZEAS 2030 - Cold | Res - Single Family | Energy Efficiency | 5223.6593 | 5470.3343 | 5717.8521 | 5967.2657 | 6233.1985 | 0 | 0 | 0 | 0 | 0 | 0 | 0 | 0
Scenario 3: Aggressive Fuel Sub | PG&E | Res | HVAC | Res ¦ Res Furnace Heat Pump Heating Only (SEER2 15.2) - Fuel Sub - Panel Upgrade - ZEAS 2030 - Marine | Res - Single Family | Fuel Substitution | 0 | 0 | 0 | 0 | 0 | 27144962.277 | 27511299.9831 | 27403085.2134 | 0 | 0 | 0 | 0 | 0
Scenario 3: Aggressive Fuel Sub | PG&E | Res | HVAC | Res ¦ Res Furnace Heat Pump Heating Only (SEER2 15.2) - Fuel Sub - Panel Upgrade - ZEAS 2030 - Hot-Dry | Res - Single Family | Fuel Substitution | 0 | 0 | 0 | 0 | 0 | 0 | 0 | 0 | 50661461.1624 | 51274081.3081 | 52260144.0499 | 53088294.6369 | 53873578.8806
Scenario 3: Aggressive Fuel Sub | PG&E | Res | HVAC | Res ¦ Res Furnace Heat Pump Heating Only (SEER2 16.0) - Fuel Sub - Panel Upgrade - ZEAS 2030 - Cold | Res - Single Family | Fuel Substitution | 0 | 0 | 0 | 0 | 0 | 0 | 0 | 0 | 0 | 60998.7321 | 0 | 63187.8216 | 64160.5918
Scenario 3: Aggressive Fuel Sub | PG&E | Res | HVAC | Res ¦ Res Furnace Heat Pump Heating Only (SEER2 16.9) - Fuel Sub - Panel Upgrade - ZEAS 2030 - Hot-Dry | Res - Single Family | Fuel Substitution | 0 | 0 | 0 | 0 | 0 | 58452433.8908 | 59528534.6284 | 60442293.1753 | 0 | 0 | 0 | 0 | 0
Scenario 3: Aggressive Fuel Sub | PG&E | Res | HVAC | Res ¦ Res Furnace Heat Pump Heating Only (SEER2 16.9) - Fuel Sub - Panel Upgrade - ZEAS 2030 - Cold | Res - Single Family | Fuel Substitution | 0 | 0 | 0 | 0 | 0 | 0 | 0 | 0 | 61957.9908 | 0 | 63976.6639 | 0 | 0
Scenario 3: Aggressive Fuel Sub | PG&E | Res | HVAC | Res ¦ Res Furnace Heat Pump Heating Only (SEER2 17.8) - Fuel Sub - Panel Upgrade - ZEAS 2030 - Cold | Res - Single Family | Fuel Substitution | 0 | 0 | 0 | 0 | 0 | 62373.679 | 63528.2009 | 64528.1368 | 0 | 0 | 0 | 0 | 0
Scenario 3: Aggressive Fuel Sub | PG&E | Res | HVAC | Res ¦ Ductless Mini Split Heat Pump (SEER2 15.2) - Fuel Sub - ZEAS 2030 - Marine | Res - Single Family | Fuel Substitution | 0 | 0 | 0 | 0 | 0 | 0 | 0 | 0 | 0 | 0 | 0 | 0 | 0
Scenario 3: Aggressive Fuel Sub | PG&E | Res | HVAC | Res ¦ Ductless Mini Split Heat Pump (SEER2 15.2) - Fuel Sub - ZEAS 2030 - Hot-Dry | Res - Single Family | Fuel Substitution | 0 | 0 | 0 | 0 | 0 | 0 | 0 | 0 | 0 | 0 | 0 | 0 | 0
Scenario 3: Aggressive Fuel Sub | PG&E | Res | HVAC | Res ¦ Ductless Mini Split Heat Pump (SEER2 15.2) - Fuel Sub - ZEAS 2030 - Cold | Res - Single Family | Fuel Substitution | 0 | 0 | 0 | 0 | 0 | 0 | 0 | 0 | 0 | 0 | 0 | 0 | 0
Scenario 3: Aggressive Fuel Sub | PG&E | Res | HVAC | Res ¦ Ductless Mini Split Heat Pump (SEER2 16.0) - Fuel Sub - ZEAS 2030 - Marine | Res - Single Family | Fuel Substitution | 0 | 0 | 0 | 0 | 0 | -125791.7799 | -128312.588 | -131097.4474 | 0 | 0 | 0 | 0 | 0
Scenario 3: Aggressive Fuel Sub | PG&E | Res | HVAC | Res ¦ Ductless Mini Split Heat Pump (SEER2 16.0) - Fuel Sub - ZEAS 2030 - Hot-Dry | Res - Single Family | Fuel Substitution | 0 | 0 | 0 | 0 | 0 | -94519.1663 | -96471.1468 | -98794.6696 | 0 | 0 | 0 | 0 | 0
Scenario 3: Aggressive Fuel Sub | PG&E | Res | HVAC | Res ¦ Ductless Mini Split Heat Pump (SEER2 16.0) - Fuel Sub - ZEAS 2030 - Cold | Res - Single Family | Fuel Substitution | 0 | 0 | 0 | 0 | 0 | -149.6679 | -152.9909 | -157.5967 | 0 | 0 | 0 | 0 | 0
Scenario 3: Aggressive Fuel Sub | PG&E | Res | HVAC | Res ¦ Ductless Mini Split Heat Pump (SEER2 17.8) - Fuel Sub - ZEAS 2030 - Marine | Res - Single Family | Fuel Substitution | 2610371.651 | 0 | 0 | 0 | 0 | 0 | 0 | 0 | 0 | 0 | 0 | 0 | 0
Scenario 3: Aggressive Fuel Sub | PG&E | Res | HVAC | Res ¦ Ductless Mini Split Heat Pump (SEER2 17.8) - Fuel Sub - ZEAS 2030 - Hot-Dry | Res - Single Family | Fuel Substitution | 0 | 0 | 0 | 0 | 0 | 0 | 0 | 0 | 0 | 0 | 0 | 0 | 0
Scenario 3: Aggressive Fuel Sub | PG&E | Res | HVAC | Res ¦ Ductless Mini Split Heat Pump (SEER2 17.8) - Fuel Sub - ZEAS 2030 - Cold | Res - Single Family | Fuel Substitution | 0 | 0 | 0 | 0 | 0 | 0 | 0 | 0 | 0 | 0 | 0 | 0 | 0
Scenario 3: Aggressive Fuel Sub | PG&E | Res | HVAC | Res ¦ Ductless Mini Split Heat Pump (SEER2 19.6) - Fuel Sub - ZEAS 2030 - Marine | Res - Single Family | Fuel Substitution | 0 | 2856487.2666 | 3031658.2151 | 3220381.5789 | 3419067.057 | 0 | 0 | 0 | 0 | 0 | 0 | 0 | 0
Scenario 3: Aggressive Fuel Sub | PG&E | Res | HVAC | Res ¦ Ductless Mini Split Heat Pump (SEER2 19.6) - Fuel Sub - ZEAS 2030 - Hot-Dry | Res - Single Family | Fuel Substitution | 3322254.1294 | 3506197.4756 | 3701792.8261 | 3909912.0647 | 4130770.1316 | 0 | 0 | 0 | 0 | 0 | 0 | 0 | 0
Scenario 3: Aggressive Fuel Sub | PG&E | Res | HVAC | Res ¦ Ductless Mini Split Heat Pump (SEER2 19.6) - Fuel Sub - ZEAS 2030 - Cold | Res - Single Family | Fuel Substitution | 12290.8006 | 12848.5046 | 13414.5694 | 13994.4703 | 14625.161 | 0 | 0 | 0 | 0 | 0 | 0 | 0 | 0
Scenario 3: Aggressive Fuel Sub | PG&E | Res | HVAC | Res ¦ Ductless Mini Split Heat Pump (SEER2 15.2) - Fuel Sub - Panel Upgrade - ZEAS 2030 - Marine | Res - Single Family | Fuel Substitution | 0 | 0 | 0 | 0 | 0 | 0 | 0 | 0 | 0 | 0 | 0 | 0 | 0
Scenario 3: Aggressive Fuel Sub | PG&E | Res | HVAC | Res ¦ Ductless Mini Split Heat Pump (SEER2 15.2) - Fuel Sub - Panel Upgrade - ZEAS 2030 - Hot-Dry | Res - Single Family | Fuel Substitution | 0 | 0 | 0 | 0 | 0 | 0 | 0 | 0 | 0 | 0 | 0 | 0 | 0
Scenario 3: Aggressive Fuel Sub | PG&E | Res | HVAC | Res ¦ Ductless Mini Split Heat Pump (SEER2 16.0) - Fuel Sub - Panel Upgrade - ZEAS 2030 - Marine | Res - Single Family | Fuel Substitution | 0 | 0 | 0 | 0 | 0 | 0 | 0 | 0 | 0 | 0 | 0 | 0 | 0
Scenario 3: Aggressive Fuel Sub | PG&E | Res | HVAC | Res ¦ Ductless Mini Split Heat Pump (SEER2 16.0) - Fuel Sub - Panel Upgrade - ZEAS 2030 - Hot-Dry | Res - Single Family | Fuel Substitution | 0 | 0 | 0 | 0 | 0 | 0 | 0 | 0 | 0 | 0 | 0 | 0 | 0
Scenario 3: Aggressive Fuel Sub | PG&E | Res | HVAC | Res ¦ Ductless Mini Split Heat Pump (SEER2 16.0) - Fuel Sub - Panel Upgrade - ZEAS 2030 - Cold | Res - Single Family | Fuel Substitution | 0 | 0 | 0 | 0 | 0 | 0 | 0 | 0 | 0 | 0 | 0 | 0 | 0
Scenario 3: Aggressive Fuel Sub | PG&E | Res | HVAC | Res ¦ Ductless Mini Split Heat Pump (SEER2 17.8) - Fuel Sub - Panel Upgrade - ZEAS 2030 - Marine | Res - Single Family | Fuel Substitution | 0 | 0 | 0 | 0 | 0 | -42343.3467 | -43328.1389 | -44809.5175 | 0 | 0 | 0 | 0 | 0
Scenario 3: Aggressive Fuel Sub | PG&E | Res | HVAC | Res ¦ Ductless Mini Split Heat Pump (SEER2 17.8) - Fuel Sub - Panel Upgrade - ZEAS 2030 - Hot-Dry | Res - Single Family | Fuel Substitution | 0 | 0 | 0 | 0 | 0 | 0 | 0 | 0 | 0 | 0 | 0 | 0 | 0
Scenario 3: Aggressive Fuel Sub | PG&E | Res | HVAC | Res ¦ Ductless Mini Split Heat Pump (SEER2 17.8) - Fuel Sub - Panel Upgrade - ZEAS 2030 - Cold | Res - Single Family | Fuel Substitution | 0 | 0 | 0 | 0 | 0 | 0 | 0 | 0 | 0 | 0 | 0 | 0 | 0
Scenario 3: Aggressive Fuel Sub | PG&E | Res | HVAC | Res ¦ Ductless Mini Split Heat Pump (SEER2 19.6) - Fuel Sub - Panel Upgrade - ZEAS 2030 - Marine | Res - Single Family | Fuel Substitution | 3038360.3025 | 3221145.2155 | 3418678.4128 | 3631494.1209 | 3855543.7026 | 0 | 0 | 0 | 0 | 0 | 0 | 0 | 0
Scenario 3: Aggressive Fuel Sub | PG&E | Res | HVAC | Res ¦ Ductless Mini Split Heat Pump (SEER2 19.6) - Fuel Sub - Panel Upgrade - ZEAS 2030 - Hot-Dry | Res - Single Family | Fuel Substitution | 3746371.6778 | 3953797.1533 | 4174362.123 | 4409049.775 | 4658102.4888 | 161650.3649 | 164457.2288 | 166309.1532 | 0 | 0 | 0 | 0 | 0
Scenario 3: Aggressive Fuel Sub | PG&E | Res | HVAC | Res ¦ Ductless Mini Split Heat Pump (SEER2 19.6) - Fuel Sub - Panel Upgrade - ZEAS 2030 - Cold | Res - Single Family | Fuel Substitution | 13859.839 | 14488.7393 | 15127.0676 | 15780.9984 | 16492.2028 | 747.4573 | 760.8164 | 770.8982 | 0 | 0 | 0 | 0 | 0
Scenario 3: Aggressive Fuel Sub | PG&E | Res | HVAC | Res ¦ Res Efficient Furnace (AFUE 95, VSM) - ZEAS 2030 - Marine | Res - Single Family | Energy Efficiency | 604167.3354 | 636022.2105 | 668707.9054 | 702332.2049 | 737798.2511 | 0 | 0 | 0 | 0 | 0 | 0 | 0 | 0
Scenario 3: Aggressive Fuel Sub | PG&E | Res | HVAC | Res ¦ Res Efficient Furnace (AFUE 95, VSM) - ZEAS 2030 - Hot-Dry | Res - Single Family | Energy Efficiency | 2284030.5962 | 2405288.9014 | 2529988.8049 | 2658499.1509 | 2793956.2735 | 0 | 0 | 0 | 0 | 0 | 0 | 0 | 0
Scenario 3: Aggressive Fuel Sub | PG&E | Res | HVAC | Res ¦ Res Efficient Furnace (AFUE 95, VSM) - ZEAS 2030 - Cold | Res - Single Family | Energy Efficiency | 492.1847 | 517.6865 | 543.703 | 570.3428 | 598.4915 | 0 | 0 | 0 | 0 | 0 | 0 | 0 | 0
Scenario 3: Aggressive Fuel Sub | PG&E | Res | WaterHeat | Res ¦ Res Heat Pump Water Heater (3.50 UEF - 50 Gal) - Marine | Res - Single Family | Energy Efficiency | 166245759.6501 | 172290103.9322 | 177569448.5806 | 182107050.342 | 187511250.0273 | 194633343.4824 | 200223273.9766 | 205191283.2527 | 209787842.7747 | 214123713.961 | 220062976.9272 | 225235454.6965 | 230202495.3331
Scenario 3: Aggressive Fuel Sub | PG&E | Res | WaterHeat | Res ¦ Res Heat Pump Water Heater (3.50 UEF - 50 Gal) - Hot-Dry | Res - Single Family | Energy Efficiency | 199910692.2433 | 207201289.9283 | 213565854.3714 | 219032678.5874 | 225549269.4238 | 234146400.4134 | 240887199.7618 | 246874166.127 | 252410560.7223 | 257630431.5086 | 264791717.0822 | 271023459.5387 | 277005668.4546
Scenario 3: Aggressive Fuel Sub | PG&E | Res | WaterHeat | Res ¦ Res Heat Pump Water Heater (3.50 UEF - 50 Gal) - Cold | Res - Single Family | Energy Efficiency | 9358473.4301 | 9707903.2207 | 10011746.9361 | 10271448.4091 | 10583098.5847 | 10997540.6962 | 11320003.4804 | 11604995.6199 | 11867469.4584 | 12114013.3208 | 12456311.4965 | 12752361.5617 | 13035818.8014
Scenario 3: Aggressive Fuel Sub | PG&E | Res | WaterHeat | Res ¦ Res Low Flow Showerheads (Elec WH) | Res - Single Family | Energy Efficiency | 2093228.5818 | 2178131.5548 | 2251272.4137 | 2313091.0008 | 2393880.2447 | 2511041.7071 | 2600734.2475 | 2679298.4836 | 2748970.9802 | 2809831.97 | 2895632.7617 | 2965935.0957 | 3032568.0322
Scenario 3: Aggressive Fuel Sub | PG&E | Res | WaterHeat | Res ¦ Res Low Flow Showerheads (Gas WH) | Res - Single Family | Energy Efficiency | 332085387.6727 | 349391035.2581 | 367354468.1546 | 386002841.7241 | 405498402.7186 | 426140436.9409 | 447982461.1953 | 471123614.3659 | 495688746.8098 | 521808132.4708 | 549578039.7111 | 579119234.5884 | 610542918.9665
Scenario 3: Aggressive Fuel Sub | PG&E | Res | WaterHeat | Res ¦ Res Tankless Gas Water Heater (0.87 UEF - High Draw) - ZEAS 2030 - Marine | Res - Single Family | Energy Efficiency | 3838029.8594 | 4729227.1598 | 5334404.4351 | 5582749.6293 | 5639636.4038 | 0 | 0 | 0 | 0 | 0 | 0 | 0 | 0
Scenario 3: Aggressive Fuel Sub | PG&E | Res | WaterHeat | Res ¦ Res Tankless Gas Water Heater (0.87 UEF - High Draw) - ZEAS 2030 - Hot-Dry | Res - Single Family | Energy Efficiency | 3906045.3288 | 4813040.8609 | 5428950.1844 | 5681705.1683 | 5739607.2504 | 0 | 0 | 0 | 0 | 0 | 0 | 0 | 0
Scenario 3: Aggressive Fuel Sub | PG&E | Res | WaterHeat | Res ¦ Res Tankless Gas Water Heater (0.87 UEF - High Draw) - ZEAS 2030 - Cold | Res - Single Family | Energy Efficiency | 13888.4102 | 16981.0368 | 19080.9909 | 19933.7159 | 19863.0675 | 0 | 0 | 0 | 0 | 0 | 0 | 0 | 0
Scenario 3: Aggressive Fuel Sub | PG&E | Res | WaterHeat | Res ¦ Res Heat Pump Water Heater (3.70 UEF - 50 Gal) - Fuel Sub - ZEAS 2030 - Marine | Res - Single Family | Fuel Substitution | 1563842179.1996 | 1661786612.0963 | 1769536261.179 | 1887524803.2398 | 2010226756.8031 | 933441572.1721 | 960855737.0196 | 985376285.8221 | 1008122396.0106 | 1029557289.3884 | 1058597998.4815 | 1083928835.3719 | 1108270532.4131
Scenario 3: Aggressive Fuel Sub | PG&E | Res | WaterHeat | Res ¦ Res Heat Pump Water Heater (3.70 UEF - 50 Gal) - Fuel Sub - ZEAS 2030 - Hot-Dry | Res - Single Family | Fuel Substitution | 1576959149.0295 | 1676323860.9547 | 1785736514.7294 | 1905636083.7386 | 2030270482.433 | 960925958.2264 | 989204416.7925 | 1014484000.7379 | 1037923711.399 | 1060003227.7399 | 1089957173.3628 | 1116066737.0792 | 1141149521.0245
Scenario 3: Aggressive Fuel Sub | PG&E | Res | WaterHeat | Res ¦ Res Heat Pump Water Heater (3.70 UEF - 50 Gal) - Fuel Sub - ZEAS 2030 - Cold | Res - Single Family | Fuel Substitution | 3891327.12 | 4165059.8593 | 4473149.8327 | 4816708.6752 | 5169764.691 | 1686718.2602 | 1737069.4124 | 1781905.8967 | 1823347.9963 | 1862272.9185 | 1915578.1942 | 1961819.4651 | 2006151.9813
Scenario 3: Aggressive Fuel Sub | PG&E | Res | WaterHeat | Res ¦ Res Tankless Gas Water Heater (0.87 UEF - High Draw) - Panel Upgrade - ZEAS 2030 - Marine | Res - Single Family | Energy Efficiency | 3838029.8594 | 4729227.1598 | 5334404.4351 | 5582749.6293 | 5639636.4038 | 0 | 0 | 0 | 0 | 0 | 0 | 0 | 0
Scenario 3: Aggressive Fuel Sub | PG&E | Res | WaterHeat | Res ¦ Res Tankless Gas Water Heater (0.87 UEF - High Draw) - Panel Upgrade - ZEAS 2030 - Hot-Dry | Res - Single Family | Energy Efficiency | 3906045.3288 | 4813040.8609 | 5428950.1844 | 5681705.1683 | 5739607.2504 | 0 | 0 | 0 | 0 | 0 | 0 | 0 | 0
Scenario 3: Aggressive Fuel Sub | PG&E | Res | WaterHeat | Res ¦ Res Tankless Gas Water Heater (0.87 UEF - High Draw) - Panel Upgrade - ZEAS 2030 - Cold | Res - Single Family | Energy Efficiency | 13888.4102 | 16981.0368 | 19080.9909 | 19933.7159 | 19863.0675 | 0 | 0 | 0 | 0 | 0 | 0 | 0 | 0
Scenario 3: Aggressive Fuel Sub | PG&E | Res | WaterHeat | Res ¦ Res Heat Pump Water Heater (3.70 UEF - 50 Gal) - Fuel Sub - Panel Upgrade - ZEAS 2030 - Marine | Res - Single Family | Fuel Substitution | 1563842179.1996 | 1661786612.0963 | 1769536261.179 | 1887524803.2398 | 2010226756.8031 | 933441572.1721 | 960855737.0196 | 985376285.8221 | 1008122396.0106 | 1029557289.3884 | 1058597998.4815 | 1083928835.3719 | 1108270532.4131
Scenario 3: Aggressive Fuel Sub | PG&E | Res | WaterHeat | Res ¦ Res Heat Pump Water Heater (3.70 UEF - 50 Gal) - Fuel Sub - Panel Upgrade - ZEAS 2030 - Hot-Dry | Res - Single Family | Fuel Substitution | 1576959149.0295 | 1676323860.9547 | 1785736514.7294 | 1905636083.7386 | 2030270482.433 | 960925958.2264 | 989204416.7925 | 1014484000.7379 | 1037923711.399 | 1060003227.7399 | 1089957173.3628 | 1116066737.0792 | 1141149521.0245
Scenario 3: Aggressive Fuel Sub | PG&E | Res | WaterHeat | Res ¦ Res Heat Pump Water Heater (3.70 UEF - 50 Gal) - Fuel Sub - Panel Upgrade - ZEAS 2030 - Cold | Res - Single Family | Fuel Substitution | 3891327.12 | 4165059.8593 | 4473149.8327 | 4816708.6752 | 5169764.691 | 1686718.2602 | 1737069.4124 | 1781905.8967 | 1823347.9963 | 1862272.9185 | 1915578.1942 | 1961819.4651 | 2006151.9813
Scenario 3: Aggressive Fuel Sub | PG&E | Res | WholeBlg | Res ¦ Res All-Electric Homes - Marine | Res - Single Family | Energy Efficiency | 0 | 0 | 0 | 0 | 0 | 0 | 0 | 0 | 0 | 0 | 0 | 0 | 0
Scenario 3: Aggressive Fuel Sub | PG&E | Res | WholeBlg | Res ¦ Res All-Electric Homes - Hot-Dry | Res - Single Family | Energy Efficiency | 0 | 0 | 0 | 0 | 0 | 0 | 0 | 0 | 0 | 0 | 0 | 56020244.1687 | 54395823.8308
Scenario 3: Aggressive Fuel Sub | PG&E | Res | WholeBlg | Res ¦ Res All-Electric Homes - Cold | Res - Single Family | Energy Efficiency | 0 | 211069.7582 | 236919.1893 | 246549.4004 | 245186.7025 | 241666.7682 | 233536.4135 | 223118.4269 | 212546.7453 | 203012.5648 | 196254.7515 | 190384.5897 | 184667.1071
Scenario 3: Aggressive Fuel Sub | SCE | Res | AppPlug | Res ¦ Efficient Res Clothes Washer (Electric) | Res - Single Family | Energy Efficiency | 0 | 0 | 0 | 0 | 0 | 0 | 0 | 0 | 0 | 0 | 0 | 0 | 0
Scenario 3: Aggressive Fuel Sub | SCE | Res | BldgEnv | Res ¦ Attic/Ceiling Insulation NEW (Add R-11) - Marine | Res - Single Family | Energy Efficiency | 52089.125 | 63678.5415 | 70608.3574 | 72808.4013 | 75708.1605 | 75473.5754 | 72798.3675 | 69080.2309 | 0 | 0 | 0 | 0 | 0
Scenario 3: Aggressive Fuel Sub | SCE | Res | BldgEnv | Res ¦ Attic/Ceiling Insulation NEW (Add R-11) - Hot-Dry | Res - Single Family | Energy Efficiency | 479839.1749 | 586599.5791 | 650436.2653 | 670702.8234 | 697415.0793 | 695254.1075 | 670610.3926 | 636359.3354 | 0 | 0 | 0 | 0 | 0
Scenario 3: Aggressive Fuel Sub | SCE | Res | BldgEnv | Res ¦ Attic/Ceiling Insulation NEW (Add R-11) - Cold | Res - Single Family | Energy Efficiency | 9694.4963 | 11851.4447 | 13141.1779 | 13550.6361 | 14090.3208 | 14046.6613 | 13548.7686 | 12856.7727 | 0 | 0 | 0 | 0 | 0
Scenario 3: Aggressive Fuel Sub | SCE | Res | BldgEnv | Res ¦ Attic/Ceiling Insulation RET (Add R-30) - Marine | Res - Single Family | Energy Efficiency | 0 | 0 | 0 | 0 | 0 | 0 | 0 | 0 | 0 | 0 | 0 | 0 | 0
Scenario 3: Aggressive Fuel Sub | SCE | Res | BldgEnv | Res ¦ Attic/Ceiling Insulation RET (Add R-30) - Hot-Dry | Res - Single Family | Energy Efficiency | 0 | 0 | 0 | 0 | 0 | 0 | 0 | 0 | 0 | 0 | 0 | 0 | 0
Scenario 3: Aggressive Fuel Sub | SCE | Res | BldgEnv | Res ¦ Attic/Ceiling Insulation RET (Add R-30) - Cold | Res - Single Family | Energy Efficiency | 0 | 0 | 0 | 0 | 0 | 0 | 0 | 0 | 0 | 0 | 0 | 0 | 0
Scenario 3: Aggressive Fuel Sub | SCE | Res | BldgEnv | Res ¦ Wall Insulation (R13) - Marine | Res - Single Family | Energy Efficiency | 6252471.7073 | 6601285.2382 | 6920882.4647 | 7213131.7823 | 7575803.417 | 8027538.996 | 8333373.7593 | 8540368.8215 | 0 | 0 | 0 | 0 | 0
Scenario 3: Aggressive Fuel Sub | SCE | Res | BldgEnv | Res ¦ Wall Insulation (R13) - Hot-Dry | Res - Single Family | Energy Efficiency | 54258068.749 | 57285023.4361 | 60058443.1491 | 62594541.5607 | 65741754.9202 | 69661852.6427 | 72315843.6384 | 74112117.6309 | 0 | 0 | 0 | 0 | 0
Scenario 3: Aggressive Fuel Sub | SCE | Res | BldgEnv | Res ¦ Wall Insulation (R13) - Cold | Res - Single Family | Energy Efficiency | 1269209.4349 | 1340016.2206 | 1404892.2943 | 1464216.9276 | 1537836.8146 | 1629536.0794 | 1691618.4663 | 1733637.0628 | 0 | 0 | 0 | 0 | 0
Scenario 3: Aggressive Fuel Sub | SCE | Res | HVAC | Res ¦ Packaged/Split System AC (SEER2 15.2) - Marine | Res - Single Family | Energy Efficiency | 11433961.316 | 11790960.5381 | 12076011.4959 | 12291777.2231 | 12581158.5413 | 13046637.7003 | 13359917.787 | 13556232.4007 | 0 | 0 | 0 | 0 | 0
Scenario 3: Aggressive Fuel Sub | SCE | Res | HVAC | Res ¦ Packaged/Split System AC (SEER2 15.2) - Hot-Dry | Res - Single Family | Energy Efficiency | 219377747.8647 | 226227314.971 | 231696446.3972 | 235836236.4468 | 241388452.3503 | 250319370.2322 | 256330119.9609 | 260096711.1403 | 0 | 0 | 0 | 0 | 0
Scenario 3: Aggressive Fuel Sub | SCE | Res | HVAC | Res ¦ Packaged/Split System AC (SEER2 15.2) - Cold | Res - Single Family | Energy Efficiency | 6043983.325 | 6232692.8445 | 6383370.5657 | 6497424.1663 | 6650390.9128 | 6896442.845 | 7062042.4625 | 7165814.2192 | 0 | 0 | 0 | 0 | 0
Scenario 3: Aggressive Fuel Sub | SCE | Res | HVAC | Res ¦ Packaged/Split Heat Pump (SEER2 15.2) - Marine | Res - Single Family | Energy Efficiency | 0 | 0 | 0 | 0 | 0 | 0 | 0 | 0 | 0 | 0 | 0 | 0 | 0
Scenario 3: Aggressive Fuel Sub | SCE | Res | HVAC | Res ¦ Packaged/Split Heat Pump (SEER2 15.2) - Hot-Dry | Res - Single Family | Energy Efficiency | 0 | 0 | 0 | 0 | 0 | 0 | 0 | 0 | 0 | 0 | 0 | 0 | 0
Scenario 3: Aggressive Fuel Sub | SCE | Res | HVAC | Res ¦ Packaged/Split Heat Pump (SEER2 15.2) - Cold | Res - Single Family | Energy Efficiency | 720429.4423 | 758580.5989 | 0 | 0 | 0 | 0 | 0 | 0 | 993310.2722 | 1015992.7735 | 1046025.21 | 1075299.9614 | 1103146.9481
Scenario 3: Aggressive Fuel Sub | SCE | Res | HVAC | Res ¦ Packaged/Split Heat Pump (SEER2 16.0) - Cold | Res - Single Family | Energy Efficiency | 0 | 0 | 822020.5929 | 860984.8789 | 903838.8877 | 943261.8872 | 973420.261 | 999252.2335 | 0 | 0 | 0 | 0 | 0
Scenario 3: Aggressive Fuel Sub | SCE | Res | HVAC | Res ¦ Ductless Mini Split Heat Pump (SEER2 19.6) - Marine | Res - Single Family | Energy Efficiency | 40918.5538 | 43085.4422 | 45233.9804 | 47378.0991 | 49736.2607 | 51905.6214 | 53565.1702 | 54986.6467 | 0 | 0 | 0 | 0 | 0
Scenario 3: Aggressive Fuel Sub | SCE | Res | HVAC | Res ¦ Ductless Mini Split Heat Pump (SEER2 19.6) - Hot-Dry | Res - Single Family | Energy Efficiency | 346035.8769 | 364360.5985 | 382530.1385 | 400662.3043 | 420604.5662 | 438950.196 | 452984.5 | 465005.4982 | 0 | 0 | 0 | 0 | 0
Scenario 3: Aggressive Fuel Sub | SCE | Res | HVAC | Res ¦ Ductless Mini Split Heat Pump (SEER2 19.6) - Cold | Res - Single Family | Energy Efficiency | 16620.9784 | 17501.1611 | 18373.8901 | 19244.8239 | 20202.7012 | 21083.8882 | 21757.9913 | 22335.3902 | 0 | 0 | 0 | 0 | 0
Scenario 3: Aggressive Fuel Sub | SCE | Res | HVAC | Res ¦ Res Brushless HVAC Motor - Hot-Dry | Res - Single Family | Energy Efficiency | 194724669.6687 | 202652073.3221 | 211531923.0125 | 217059439.2788 | 226932838.4705 | 244957806.5827 | 256331120.8603 | 261033099.9696 | 265389746.7059 | 268966461.9501 | 275152410.1099 | 278263641.0846 | 281226125.3867
Scenario 3: Aggressive Fuel Sub | SCE | Res | HVAC | Res ¦ Res Brushless HVAC Motor - Cold | Res - Single Family | Energy Efficiency | 6497571.3581 | 6762092.9054 | 7058395.6652 | 7242837.7876 | 7572293.2999 | 8173750.3045 | 8553254.9724 | 8710150.577 | 8855523.1336 | 8974870.9418 | 9181283.6149 | 9285099.1474 | 9383951.302
Scenario 3: Aggressive Fuel Sub | SCE | Res | HVAC | Res ¦ HVAC Time Delay Relay - Marine | Res - Single Family | Energy Efficiency | 4350612.5692 | 4844675.2793 | 5076386.8619 | 4633383.1638 | 4406355.3781 | 5345210.8932 | 5913038.6227 | 6044589.1334 | 6098586.3367 | 6107366.1101 | 6379979.2683 | 6464452.0326 | 6539496.4203
Scenario 3: Aggressive Fuel Sub | SCE | Res | HVAC | Res ¦ HVAC Time Delay Relay - Hot-Dry | Res - Single Family | Energy Efficiency | 45565253.051 | 50739718.0376 | 53166502.0197 | 48526793.1778 | 46149063.987 | 55981975.6617 | 61929003.5275 | 63306770.9606 | 63872299.6514 | 63964252.8169 | 66819411.1058 | 67704119.3668 | 68490081.4498
Scenario 3: Aggressive Fuel Sub | SCE | Res | HVAC | Res ¦ HVAC Time Delay Relay - Cold | Res - Single Family | Energy Efficiency | 1066949.497 | 1188114.0345 | 1244939.2638 | 1136296.5002 | 1080619.931 | 1310865.9949 | 1450120.7551 | 1482382.3618 | 1495624.7013 | 1497777.8636 | 1564633.8447 | 1585350.0478 | 1603754.0243
Scenario 3: Aggressive Fuel Sub | SCE | Res | WaterHeat | Res ¦ Res Heat Pump Water Heater (3.50 UEF - 50 Gal) - Marine | Res - Single Family | Energy Efficiency | 34471485.9636 | 35900166.3174 | 37198801.3577 | 38359755.5778 | 39747540.4013 | 41450167.4778 | 42679590.1228 | 43541228.549 | 44380571.9827 | 45118261.115 | 46129367.6846 | 46956250.1338 | 47742158.2369
Scenario 3: Aggressive Fuel Sub | SCE | Res | WaterHeat | Res ¦ Res Heat Pump Water Heater (3.50 UEF - 50 Gal) - Hot-Dry | Res - Single Family | Energy Efficiency | 89506656.8817 | 93226592.1545 | 96607139.2059 | 99628344.2711 | 103241608.4263 | 107677027.4098 | 110876758.7643 | 113115986.3413 | 115296771.3276 | 117211879.9362 | 119840671.5899 | 121988178.478 | 124028455.5258
Scenario 3: Aggressive Fuel Sub | SCE | Res | WaterHeat | Res ¦ Res Heat Pump Water Heater (3.50 UEF - 50 Gal) - Cold | Res - Single Family | Energy Efficiency | 12669838.3126 | 13210636.1378 | 13701017.4201 | 14137981.1023 | 14663010.7994 | 15310844.909 | 15774108.3931 | 16093764.5927 | 16404384.8385 | 16675013.468 | 17051834.6976 | 17356470.209 | 17644769.5257
Scenario 3: Aggressive Fuel Sub | SCE | Res | WaterHeat | Res ¦ Res Faucet Aerators (Elec WH) | Res - Single Family | Energy Efficiency | 0 | 0 | 0 | 0 | 0 | 0 | 0 | 0 | 0 | 0 | 1443.0935 | 1388.7658 | 1332.0356
Scenario 3: Aggressive Fuel Sub | SCE | Res | WaterHeat | Res ¦ Res Low Flow Showerheads (Elec WH) | Res - Single Family | Energy Efficiency | 270222.8903 | 284701.649 | 297952.4257 | 309860.1294 | 324620.4575 | 343520.8111 | 356936.4475 | 365832.8989 | 374001.2037 | 380297.0981 | 388933.826 | 395340.9796 | 401366.0253
Scenario 3: Aggressive Fuel Sub | SCE | Res | WholeBlg | Res ¦ Res All-Electric Homes - Marine | Res - Single Family | Energy Efficiency | 0 | 0 | 0 | 0 | 0 | 0 | 0 | 0 | 0 | 0 | 0 | 0 | 0
Scenario 3: Aggressive Fuel Sub | SCE | Res | WholeBlg | Res ¦ Res All-Electric Homes - Hot-Dry | Res - Single Family | Energy Efficiency | 0 | 0 | 0 | 0 | 0 | 0 | 0 | 0 | 0 | 0 | 0 | 0 | 0
Scenario 3: Aggressive Fuel Sub | SCE | Res | WholeBlg | Res ¦ Res All-Electric Homes - Cold | Res - Single Family | Energy Efficiency | 0 | 2212959.4515 | 2508134.9291 | 2644302.0804 | 2808742.8723 | 2829292.1966 | 2749730.9662 | 2629977.1809 | 2514628.1559 | 2402407.1506 | 2321697.1148 | 2248585.3491 | 2174610.6333
Scenario 3: Aggressive Fuel Sub | SCG | Res | AppPlug | Res ¦ Efficient Res Clothes Washer (Gas) | Res - Single Family | Energy Efficiency | 0 | 0 | 0 | 0 | 0 | 0 | 0 | 0 | 0 | 0 | 0 | 0 | 0
Scenario 3: Aggressive Fuel Sub | SCG | Res | BldgEnv | Res ¦ Attic/Ceiling Insulation NEW (Add R-11) - Marine | Res - Single Family | Energy Efficiency | 251953.6527 | 307812.9198 | 347597.3902 | 367323.3427 | 385404.9095 | 390681.8982 | 387712.1138 | 381245.1644 | 0 | 0 | 0 | 0 | 0
Scenario 3: Aggressive Fuel Sub | SCG | Res | BldgEnv | Res ¦ Attic/Ceiling Insulation NEW (Add R-11) - Hot-Dry | Res - Single Family | Energy Efficiency | 1634525.8574 | 1996907.6506 | 2255005.6974 | 2382975.9774 | 2500278.4577 | 2534512.4308 | 2515246.2313 | 2473292.4991 | 0 | 0 | 0 | 0 | 0
Scenario 3: Aggressive Fuel Sub | SCG | Res | BldgEnv | Res ¦ Attic/Ceiling Insulation NEW (Add R-11) - Cold | Res - Single Family | Energy Efficiency | 35551.5906 | 43433.5394 | 49047.275 | 51830.6798 | 54382.0556 | 55126.6582 | 54707.6106 | 53795.1002 | 0 | 0 | 0 | 0 | 0
Scenario 3: Aggressive Fuel Sub | SCG | Res | BldgEnv | Res ¦ Wall Insulation (R13) - Cold | Res - Single Family | Energy Efficiency | 0 | 0 | 0 | 0 | 0 | 0 | 6513526.1285 | 6864180.976 | 0 | 0 | 0 | 0 | 0
Scenario 3: Aggressive Fuel Sub | SCG | Res | BldgEnv | Res ¦ Floor Insulation (R30) - Marine | Res - Single Family | Energy Efficiency | 186282.6236 | 227217.2481 | 256172.5599 | 270281.5568 | 283148.2687 | 286597.0541 | 284013.2954 | 278897.4099 | 0 | 0 | 0 | 0 | 0
Scenario 3: Aggressive Fuel Sub | SCG | Res | BldgEnv | Res ¦ Floor Insulation (R30) - Hot-Dry | Res - Single Family | Energy Efficiency | 568622.896 | 693574.7797 | 781960.1209 | 825027.4695 | 864302.7751 | 874830.1034 | 866943.2466 | 851327.1385 | 0 | 0 | 0 | 0 | 0
Scenario 3: Aggressive Fuel Sub | SCG | Res | BldgEnv | Res ¦ Floor Insulation (R30) - Cold | Res - Single Family | Energy Efficiency | 57177.1308 | 69741.5039 | 78628.9761 | 82959.557 | 86908.8339 | 87967.3956 | 87174.3431 | 85604.0858 | 0 | 0 | 0 | 0 | 0
Scenario 3: Aggressive Fuel Sub | SCG | Res | HVAC | Res ¦ Res Smart Thermostat (Elec SC and Gas SH) - Marine | Res - Single Family | Energy Efficiency | 0 | 0 | 0 | 0 | 0 | 0 | 0 | 0 | 0 | 0 | 0 | 0 | 0
Scenario 3: Aggressive Fuel Sub | SCG | Res | HVAC | Res ¦ Res Smart Thermostat (Elec SC and Gas SH) - Hot-Dry | Res - Single Family | Energy Efficiency | 0 | 0 | 0 | 0 | 0 | 0 | 0 | 0 | 0 | 0 | 0 | 0 | 0
Scenario 3: Aggressive Fuel Sub | SCG | Res | HVAC | Res ¦ Res Smart Thermostat (Elec SC and Gas SH) - Cold | Res - Single Family | Energy Efficiency | 0 | 0 | 0 | 0 | 0 | 0 | 0 | 0 | 0 | 0 | 0 | 17682.8564 | 17555.3459
Scenario 3: Aggressive Fuel Sub | SCG | Res | HVAC | Res ¦ Efficient HVAC System Furnace (AFUE 95) and AC (SEER2 15.2) - Panel Upgrade - ZEAS 2030 - Marine | Res - Single Family | Energy Efficiency | 0 | 0 | 0 | 0 | 0 | 0 | 0 | 0 | 0 | 0 | 0 | 0 | 0
Scenario 3: Aggressive Fuel Sub | SCG | Res | HVAC | Res ¦ Efficient HVAC System Furnace (AFUE 95) and AC (SEER2 15.2) - Panel Upgrade - ZEAS 2030 - Hot-Dry | Res - Single Family | Energy Efficiency | 0 | 0 | 0 | 0 | 0 | 0 | 0 | 0 | 0 | 0 | 0 | 0 | 0
Scenario 3: Aggressive Fuel Sub | SCG | Res | HVAC | Res ¦ Efficient HVAC System Furnace (AFUE 95) and AC (SEER2 15.2) - Panel Upgrade - ZEAS 2030 - Cold | Res - Single Family | Energy Efficiency | 30898.5144 | 37707.0945 | 42534.0027 | 44899.8054 | 0 | 0 | 0 | 0 | 0 | 0 | 0 | 0 | 0
Scenario 3: Aggressive Fuel Sub | SCG | Res | HVAC | Res ¦ Res Efficient Furnace FS (AFUE = 95) - ZEAS 2030 - Marine | Res - Single Family | Energy Efficiency | 0 | 0 | 0 | 0 | 0 | 0 | 0 | 0 | 0 | 0 | 0 | 0 | 0
Scenario 3: Aggressive Fuel Sub | SCG | Res | HVAC | Res ¦ Res Efficient Furnace FS (AFUE = 95) - ZEAS 2030 - Hot-Dry | Res - Single Family | Energy Efficiency | 11534863.5892 | 12187331.6104 | 12872088.0604 | 13590472.8787 | 14352583.4947 | 0 | 0 | 0 | 0 | 0 | 0 | 0 | 0
Scenario 3: Aggressive Fuel Sub | SCG | Res | HVAC | Res ¦ Res Efficient Furnace FS (AFUE = 95) - ZEAS 2030 - Cold | Res - Single Family | Energy Efficiency | 721886.3837 | 762719.7908 | 805573.9046 | 850532.5827 | 898227.7524 | 0 | 0 | 0 | 0 | 0 | 0 | 0 | 0
Scenario 3: Aggressive Fuel Sub | SCG | Res | HVAC | Res ¦ Res Efficient Furnace FS (AFUE = 95) - Panel Upgrade - ZEAS 2030 - Marine | Res - Single Family | Energy Efficiency | 25216331.6172 | 26642690.0534 | 28139634.1296 | 29710093.0837 | 31376140.8764 | 0 | 0 | 0 | 0 | 0 | 0 | 0 | 0
Scenario 3: Aggressive Fuel Sub | SCG | Res | HVAC | Res ¦ Res Efficient Furnace FS (AFUE = 95) - Panel Upgrade - ZEAS 2030 - Hot-Dry | Res - Single Family | Energy Efficiency | 13007399.3666 | 13743161.1777 | 14515333.3447 | 15325426.8632 | 16184828.1961 | 0 | 0 | 0 | 0 | 0 | 0 | 0 | 0
Scenario 3: Aggressive Fuel Sub | SCG | Res | HVAC | Res ¦ Res Efficient Furnace FS (AFUE = 95) - Panel Upgrade - ZEAS 2030 - Cold | Res - Single Family | Energy Efficiency | 814042.0923 | 860088.2747 | 908413.1265 | 959111.2102 | 1012895.125 | 0 | 0 | 0 | 0 | 0 | 0 | 0 | 0
Scenario 3: Aggressive Fuel Sub | SCG | Res | HVAC | Res ¦ Res Efficient Furnace (AFUE 95, VSM) - ZEAS 2030 - Marine | Res - Single Family | Energy Efficiency | 115362.0692 | 121887.5093 | 128735.8712 | 135920.556 | 143542.5497 | 0 | 0 | 0 | 0 | 0 | 0 | 0 | 0
Scenario 3: Aggressive Fuel Sub | SCG | Res | HVAC | Res ¦ Res Efficient Furnace (AFUE 95, VSM) - ZEAS 2030 - Hot-Dry | Res - Single Family | Energy Efficiency | 1083577.7287 | 1144870.1585 | 1209195.7427 | 1276680.3543 | 1348272.5395 | 0 | 0 | 0 | 0 | 0 | 0 | 0 | 0
Scenario 3: Aggressive Fuel Sub | SCG | Res | HVAC | Res ¦ Res Efficient Furnace (AFUE 95, VSM) - ZEAS 2030 - Cold | Res - Single Family | Energy Efficiency | 43456.4396 | 45914.5473 | 48494.2984 | 51200.741 | 54071.9162 | 0 | 0 | 0 | 0 | 0 | 0 | 0 | 0
Scenario 3: Aggressive Fuel Sub | SCG | Res | WaterHeat | Res ¦ Res Faucet Aerators (Gas WH) | Res - Single Family | Energy Efficiency | 1070104.0397 | 1302573.7908 | 1465325.2502 | 1542504.413 | 1612157.6174 | 1627889.6067 | 1609293.8674 | 1576462.0151 | 1545285.3982 | 1519790.7598 | 1500394.2262 | 1487139.9223 | 1475739.4045
Scenario 3: Aggressive Fuel Sub | SCG | Res | WaterHeat | Res ¦ Res Low Flow Showerheads (Gas WH) | Res - Single Family | Energy Efficiency | 250938161.3272 | 264281997.3816 | 278208979.905 | 292759011.8607 | 308151307.7235 | 324352631.0966 | 341468586.1661 | 359609972.7284 | 378879973.77 | 399365947.8258 | 421151416.1668 | 444328753.9227 | 468989186.7067
Scenario 3: Aggressive Fuel Sub | SCG | Res | WaterHeat | Res ¦ Res Tankless Gas Water Heater (0.87 UEF - High Draw) - ZEAS 2030 - Marine | Res - Single Family | Energy Efficiency | 1570500.8026 | 1915610.0745 | 2159724.8477 | 2278674.1657 | 2387150.0982 | 0 | 0 | 0 | 0 | 0 | 0 | 0 | 0
Scenario 3: Aggressive Fuel Sub | SCG | Res | WaterHeat | Res ¦ Res Tankless Gas Water Heater (0.87 UEF - High Draw) - ZEAS 2030 - Hot-Dry | Res - Single Family | Energy Efficiency | 6957126.6046 | 8485918.4988 | 9567317.1077 | 10094248.0479 | 10574783.1707 | 0 | 0 | 0 | 0 | 0 | 0 | 0 | 0
Scenario 3: Aggressive Fuel Sub | SCG | Res | WaterHeat | Res ¦ Res Tankless Gas Water Heater (0.87 UEF - High Draw) - ZEAS 2030 - Cold | Res - Single Family | Energy Efficiency | 114992.2636 | 140261.2073 | 158135.3213 | 166844.8051 | 174787.4264 | 0 | 0 | 0 | 0 | 0 | 0 | 0 | 0
Scenario 3: Aggressive Fuel Sub | SCG | Res | WaterHeat | Res ¦ Res Tankless Gas Water Heater (0.87 UEF - High Draw) - Panel Upgrade - ZEAS 2030 - Marine | Res - Single Family | Energy Efficiency | 1570500.8026 | 1915610.0745 | 2159724.8477 | 2278674.1657 | 2387150.0982 | 0 | 0 | 0 | 0 | 0 | 0 | 0 | 0
Scenario 3: Aggressive Fuel Sub | SCG | Res | WaterHeat | Res ¦ Res Tankless Gas Water Heater (0.87 UEF - High Draw) - Panel Upgrade - ZEAS 2030 - Hot-Dry | Res - Single Family | Energy Efficiency | 6957126.6046 | 8485918.4988 | 9567317.1077 | 10094248.0479 | 10574783.1707 | 0 | 0 | 0 | 0 | 0 | 0 | 0 | 0
Scenario 3: Aggressive Fuel Sub | SCG | Res | WaterHeat | Res ¦ Res Tankless Gas Water Heater (0.87 UEF - High Draw) - Panel Upgrade - ZEAS 2030 - Cold | Res - Single Family | Energy Efficiency | 114992.2636 | 140261.2073 | 158135.3213 | 166844.8051 | 174787.4264 | 0 | 0 | 0 | 0 | 0 | 0 | 0 | 0
Scenario 3: Aggressive Fuel Sub | SCG | Res | WholeBlg | Res ¦ Res All-Electric Homes - Marine | Res - Single Family | Energy Efficiency | 0 | 0 | 0 | 0 | 0 | 0 | 0 | 0 | 0 | 0 | 0 | 0 | 0
Scenario 3: Aggressive Fuel Sub | SCG | Res | WholeBlg | Res ¦ Res All-Electric Homes - Hot-Dry | Res - Single Family | Energy Efficiency | 0 | 0 | 0 | 0 | 0 | 0 | 0 | 0 | 0 | 0 | 0 | 0 | 0
Scenario 3: Aggressive Fuel Sub | SCG | Res | WholeBlg | Res ¦ Res All-Electric Homes - Cold | Res - Single Family | Energy Efficiency | 0 | 0 | 0 | 0 | 0 | 0 | 0 | 0 | 0 | 0 | 0 | 0 | 0
Scenario 3: Aggressive Fuel Sub | SDG&E | Res | AppPlug | Res ¦ Efficient Res Clothes Washer (Electric) | Res - Single Family | Energy Efficiency | 0 | 0 | 0 | 0 | 0 | 663373.6765 | 695657.8297 | 728520.6397 | 762845.8379 | 798389.1001 | 836986.847 | 877203.6716 | 919706.6127
Scenario 3: Aggressive Fuel Sub | SDG&E | Res | AppPlug | Res ¦ Efficient Gas Pool Heater - ZEAS 2030 | Res - Single Family | Energy Efficiency | 33413.8462 | 41549.6443 | 46485.763 | 48360.8475 | 45522.1825 | 0 | 0 | 0 | 0 | 0 | 0 | 0 | 0
Scenario 3: Aggressive Fuel Sub | SDG&E | Res | AppPlug | Res ¦ Heat Pump Pool Heater - Fuel Sub - ZEAS 2030 | Res - Single Family | Fuel Substitution | 80433809.0219 | 85558964.6196 | 91118375.9764 | 97149777.2851 | 103501997.7704 | 0 | 0 | 0 | 0 | 0 | 0 | 0 | 0
Scenario 3: Aggressive Fuel Sub | SDG&E | Res | BldgEnv | Res ¦ Attic/Ceiling Insulation NEW (Add R-11) - Marine | Res - Single Family | Energy Efficiency | 28786.3021 | 35842.3783 | 40132.1212 | 41764.2886 | 39342.2318 | 38908.9423 | 38130.6189 | 37106.1895 | 0 | 0 | 0 | 0 | 0
Scenario 3: Aggressive Fuel Sub | SDG&E | Res | BldgEnv | Res ¦ Attic/Ceiling Insulation NEW (Add R-11) - Hot-Dry | Res - Single Family | Energy Efficiency | 111298.6468 | 138670.4587 | 155398.85 | 161881.7074 | 152626.0461 | 151070.1447 | 148249.1717 | 144499.6978 | 0 | 0 | 0 | 0 | 0
Scenario 3: Aggressive Fuel Sub | SDG&E | Res | BldgEnv | Res ¦ Attic/Ceiling Insulation RET (Add R-30) - Marine | Res - Single Family | Energy Efficiency | 3779484.8164 | 3978323.8426 | 4183772.5308 | 4397409.2005 | 4629912.5168 | 4879766.273 | 5125502.7623 | 5374372.6307 | 0 | 0 | 0 | 0 | 0
Scenario 3: Aggressive Fuel Sub | SDG&E | Res | BldgEnv | Res ¦ Attic/Ceiling Insulation RET (Add R-30) - Hot-Dry | Res - Single Family | Energy Efficiency | 14826170.7998 | 15600521.337 | 16403746.9808 | 17241661.8649 | 18149023.9343 | 19121643.9475 | 20091649.0627 | 21082947.7758 | 0 | 0 | 0 | 0 | 0
Scenario 3: Aggressive Fuel Sub | SDG&E | Res | BldgEnv | Res ¦ Wall Insulation (R13) - Marine | Res - Single Family | Energy Efficiency | 6848754.8046 | 7211914.1796 | 7585568.11 | 7972766.4987 | 8396448.8677 | 8852982.8579 | 9295244.7937 | 9738655.072 | 10202604.7564 | 10675975.6433 | 11200200.8661 | 11744095.8891 | 12313117.6623
Scenario 3: Aggressive Fuel Sub | SDG&E | Res | BldgEnv | Res ¦ Wall Insulation (R13) - Hot-Dry | Res - Single Family | Energy Efficiency | 24121801.8772 | 25387008.9265 | 26696403.1416 | 28059801.4488 | 29540511.7625 | 31130052.1467 | 32702513.0061 | 34301088.981 | 0 | 0 | 0 | 0 | 0
Scenario 3: Aggressive Fuel Sub | SDG&E | Res | BldgEnv | Res ¦ Floor Insulation (R30) - Marine | Res - Single Family | Energy Efficiency | 6699.8735 | 8411.815 | 9564.2804 | 10161.7512 | 9723.1438 | 9752.9396 | 9865.7676 | 9985.0446 | 0 | 0 | 0 | 0 | 0
Scenario 3: Aggressive Fuel Sub | SDG&E | Res | BldgEnv | Res ¦ Floor Insulation (R30) - Hot-Dry | Res - Single Family | Energy Efficiency | 14535.3524 | 18374.7687 | 21147.1794 | 22824.8586 | 22093.0042 | 22386.9577 | 23141.3339 | 24018.4354 | 0 | 0 | 0 | 0 | 0
Scenario 3: Aggressive Fuel Sub | SDG&E | Res | HVAC | Res ¦ Packaged/Split System AC (SEER2 15.2) - Marine | Res - Single Family | Energy Efficiency | 3225163.5127 | 3289157.1059 | 3326395.6386 | 3339061.7508 | 3368823.9067 | 3464364.2415 | 3519118.9108 | 3543735.2484 | 0 | 0 | 0 | 0 | 0
Scenario 3: Aggressive Fuel Sub | SDG&E | Res | HVAC | Res ¦ Packaged/Split System AC (SEER2 15.2) - Hot-Dry | Res - Single Family | Energy Efficiency | 16842609.3748 | 17167852.8493 | 17350581.8297 | 17402296.752 | 17543991.6901 | 18033349.0556 | 18305363.2877 | 18416414.3668 | 0 | 0 | 0 | 0 | 0
Scenario 3: Aggressive Fuel Sub | SDG&E | Res | HVAC | Res ¦ Packaged/Split Heat Pump (SEER2 15.2) - Marine | Res - Single Family | Energy Efficiency | 0 | 0 | 0 | 0 | 0 | 0 | 0 | 0 | 0 | 0 | 0 | 0 | 0
Scenario 3: Aggressive Fuel Sub | SDG&E | Res | HVAC | Res ¦ Packaged/Split Heat Pump (SEER2 15.2) - Hot-Dry | Res - Single Family | Energy Efficiency | 0 | 0 | 0 | 0 | 0 | 0 | 0 | 0 | 0 | 0 | 0 | 0 | 0
Scenario 3: Aggressive Fuel Sub | SDG&E | Res | HVAC | Res ¦ Ductless Mini Split Heat Pump (SEER2 19.6) - Marine | Res - Single Family | Energy Efficiency | 19253.9179 | 20280.4932 | 21308.0048 | 22345.2605 | 23451.5245 | 24444.3436 | 25220.1002 | 25920.8201 | 0 | 0 | 0 | 0 | 0
Scenario 3: Aggressive Fuel Sub | SDG&E | Res | HVAC | Res ¦ Ductless Mini Split Heat Pump (SEER2 19.6) - Hot-Dry | Res - Single Family | Energy Efficiency | 96046.2675 | 101167.2371 | 106292.8772 | 111467.1247 | 116985.6137 | 121938.1937 | 125807.9787 | 129303.4509 | 0 | 0 | 0 | 0 | 0
Scenario 3: Aggressive Fuel Sub | SDG&E | Res | HVAC | Res ¦ Res Smart Thermostat (Elec SC and Gas SH) - Marine | Res - Single Family | Energy Efficiency | 0 | 0 | 0 | 0 | 15779.7682 | 15640.6753 | 15307.9382 | 14867.3509 | 14418.6913 | 13977.0492 | 13647.6259 | 13442.6636 | 13263.6731
Scenario 3: Aggressive Fuel Sub | SDG&E | Res | HVAC | Res ¦ Res Smart Thermostat (Elec SC and Gas SH) - Hot-Dry | Res - Single Family | Energy Efficiency | 0 | 0 | 0 | 0 | 0 | 0 | 0 | 0 | 0 | 0 | 0 | 0 | 0
Scenario 3: Aggressive Fuel Sub | SDG&E | Res | HVAC | Res ¦ HVAC Time Delay Relay - Marine | Res - Single Family | Energy Efficiency | 975590.9189 | 1080200.3663 | 1125769.0969 | 1016563.9749 | 929639.9992 | 1091411.638 | 1186681.1617 | 1214176.8437 | 1224258.3099 | 1219588.6762 | 1277860.8548 | 1292514.2245 | 1304770.0305
Scenario 3: Aggressive Fuel Sub | SDG&E | Res | HVAC | Res ¦ HVAC Time Delay Relay - Hot-Dry | Res - Single Family | Energy Efficiency | 3322383.8932 | 3678632.3337 | 3833817.067 | 3461918.0145 | 3165897.6116 | 3716812.4231 | 4041253.6666 | 4134890.466 | 4169222.9924 | 4153320.5114 | 4351766.9545 | 4401669.1404 | 4443406.401
Scenario 3: Aggressive Fuel Sub | SDG&E | Res | HVAC | Res ¦ Efficient HVAC System Furnace (AFUE 95) and AC (SEER2 15.2) - ZEAS 2030 - Marine | Res - Single Family | Energy Efficiency | 0 | 0 | 0 | 0 | 0 | 0 | 0 | 0 | 0 | 0 | 0 | 0 | 0
Scenario 3: Aggressive Fuel Sub | SDG&E | Res | HVAC | Res ¦ Efficient HVAC System Furnace (AFUE 95) and AC (SEER2 15.2) - ZEAS 2030 - Hot-Dry | Res - Single Family | Energy Efficiency | 0 | 0 | 0 | 0 | 0 | 0 | 0 | 0 | 0 | 0 | 0 | 0 | 0
Scenario 3: Aggressive Fuel Sub | SDG&E | Res | HVAC | Res ¦ Packaged/Split Heat Pump (SEER2 16.9) - Fuel Sub - ZEAS 2030 - Marine | Res - Single Family | Fuel Substitution | 0 | 0 | 0 | 0 | 0 | 0 | 0 | 0 | 0 | 0 | 0 | 0 | 0
Scenario 3: Aggressive Fuel Sub | SDG&E | Res | HVAC | Res ¦ Packaged/Split Heat Pump (SEER2 16.9) - Fuel Sub - ZEAS 2030 - Hot-Dry | Res - Single Family | Fuel Substitution | 0 | 0 | 0 | 0 | 0 | 0 | 0 | 0 | 0 | 0 | 0 | 0 | 0
Scenario 3: Aggressive Fuel Sub | SDG&E | Res | HVAC | Res ¦ Packaged/Split Heat Pump (SEER2 17.8) - Fuel Sub - ZEAS 2030 - Marine | Res - Single Family | Fuel Substitution | 0 | 0 | 0 | 0 | 0 | 0 | 0 | 0 | 0 | 0 | 0 | 0 | 0
Scenario 3: Aggressive Fuel Sub | SDG&E | Res | HVAC | Res ¦ Packaged/Split Heat Pump (SEER2 17.8) - Fuel Sub - ZEAS 2030 - Hot-Dry | Res - Single Family | Fuel Substitution | 0 | 0 | 0 | 0 | 0 | 0 | 0 | 0 | 0 | 0 | 0 | 0 | 0
Scenario 3: Aggressive Fuel Sub | SDG&E | Res | HVAC | Res ¦ Packaged/Split Heat Pump (SEER2 18.7) - Fuel Sub - ZEAS 2030 - Marine | Res - Single Family | Fuel Substitution | 58312293.3036 | 61915430.1916 | 65854011.6708 | 70139158.1182 | 74608549.3664 | 0 | 0 | 0 | 0 | 0 | 0 | 0 | 0
Scenario 3: Aggressive Fuel Sub | SDG&E | Res | HVAC | Res ¦ Packaged/Split Heat Pump (SEER2 18.7) - Fuel Sub - ZEAS 2030 - Hot-Dry | Res - Single Family | Fuel Substitution | 0 | 0 | 0 | 0 | 0 | 0 | 0 | 0 | 0 | 0 | 0 | 0 | 0
Scenario 3: Aggressive Fuel Sub | SDG&E | Res | HVAC | Res ¦ Packaged/Split Heat Pump (SEER2 19.6) - Fuel Sub - ZEAS 2030 - Hot-Dry | Res - Single Family | Fuel Substitution | 194367682.6991 | 206020626.2509 | 218689051.8415 | 232412746.4861 | 246770406.7061 | 0 | 0 | 0 | 0 | 0 | 0 | 0 | 0
Scenario 3: Aggressive Fuel Sub | SDG&E | Res | HVAC | Res ¦ Efficient HVAC System Furnace (AFUE 95) and AC (SEER2 15.2) - Panel Upgrade - ZEAS 2030 - Marine | Res - Single Family | Energy Efficiency | 98142.4425 | 119742.0386 | 130840.6997 | 132414.6958 | 121726.8832 | 0 | 0 | 0 | 0 | 0 | 0 | 0 | 0
Scenario 3: Aggressive Fuel Sub | SDG&E | Res | HVAC | Res ¦ Efficient HVAC System Furnace (AFUE 95) and AC (SEER2 15.2) - Panel Upgrade - ZEAS 2030 - Hot-Dry | Res - Single Family | Energy Efficiency | 236742.5621 | 288511.3864 | 314795.5112 | 318032.5711 | 291910.441 | 0 | 0 | 0 | 0 | 0 | 0 | 0 | 0
Scenario 3: Aggressive Fuel Sub | SDG&E | Res | HVAC | Res ¦ Packaged/Split Heat Pump (SEER2 17.8) - Fuel Sub - Panel Upgrade - ZEAS 2030 - Marine | Res - Single Family | Fuel Substitution | 0 | 0 | 0 | 0 | 0 | 0 | 0 | 0 | 0 | 0 | 0 | 0 | 0
Scenario 3: Aggressive Fuel Sub | SDG&E | Res | HVAC | Res ¦ Packaged/Split Heat Pump (SEER2 17.8) - Fuel Sub - Panel Upgrade - ZEAS 2030 - Hot-Dry | Res - Single Family | Fuel Substitution | 0 | 0 | 0 | 0 | 0 | 0 | 0 | 0 | 0 | 0 | 0 | 0 | 0
Scenario 3: Aggressive Fuel Sub | SDG&E | Res | HVAC | Res ¦ Packaged/Split Heat Pump (SEER2 18.7) - Fuel Sub - Panel Upgrade - ZEAS 2030 - Marine | Res - Single Family | Fuel Substitution | 0 | 0 | 0 | 0 | 0 | 0 | 0 | 0 | 0 | 0 | 0 | 0 | 0
Scenario 3: Aggressive Fuel Sub | SDG&E | Res | HVAC | Res ¦ Packaged/Split Heat Pump (SEER2 18.7) - Fuel Sub - Panel Upgrade - ZEAS 2030 - Hot-Dry | Res - Single Family | Fuel Substitution | 0 | 0 | 0 | 0 | 0 | 0 | 0 | 0 | 0 | 0 | 0 | 0 | 0
Scenario 3: Aggressive Fuel Sub | SDG&E | Res | HVAC | Res ¦ Packaged/Split Heat Pump (SEER2 19.6) - Fuel Sub - Panel Upgrade - ZEAS 2030 - Marine | Res - Single Family | Fuel Substitution | 68749898.1039 | 72877981.2163 | 77364820.6579 | 82224608.6273 | 87309977.9324 | 0 | 0 | 0 | 0 | 0 | 0 | 0 | 0
Scenario 3: Aggressive Fuel Sub | SDG&E | Res | HVAC | Res ¦ Packaged/Split Heat Pump (SEER2 19.6) - Fuel Sub - Panel Upgrade - ZEAS 2030 - Hot-Dry | Res - Single Family | Fuel Substitution | 219180578.3628 | 232321131.7297 | 246606803.1404 | 262082458.8034 | 278273011.8176 | 0 | 0 | 0 | 0 | 0 | 0 | 0 | 0
Scenario 3: Aggressive Fuel Sub | SDG&E | Res | HVAC | Res ¦ Res Efficient Furnace FS (AFUE = 95) - ZEAS 2030 - Marine | Res - Single Family | Energy Efficiency | 2125500.0703 | 2221998.9653 | 2317919.75 | 2414020.7004 | 0 | 0 | 0 | 0 | 0 | 0 | 0 | 0 | 0
Scenario 3: Aggressive Fuel Sub | SDG&E | Res | HVAC | Res ¦ Res Efficient Furnace FS (AFUE = 95) - ZEAS 2030 - Hot-Dry | Res - Single Family | Energy Efficiency | 8039351.1863 | 8381409.2862 | 8714813.4779 | 9042632.1112 | 9397015.055 | 0 | 0 | 0 | 0 | 0 | 0 | 0 | 0
Scenario 3: Aggressive Fuel Sub | SDG&E | Res | HVAC | Res ¦ Res Efficient Furnace FS (AFUE = 95) - Panel Upgrade - ZEAS 2030 - Marine | Res - Single Family | Energy Efficiency | 2396840.5048 | 2505658.4077 | 2613824.3989 | 2722193.5557 | 2838168.6296 | 0 | 0 | 0 | 0 | 0 | 0 | 0 | 0
Scenario 3: Aggressive Fuel Sub | SDG&E | Res | HVAC | Res ¦ Res Efficient Furnace FS (AFUE = 95) - Panel Upgrade - ZEAS 2030 - Hot-Dry | Res - Single Family | Energy Efficiency | 9065651.3377 | 9451376.4291 | 9827342.858 | 10197010.6785 | 10596633.9982 | 0 | 0 | 0 | 0 | 0 | 0 | 0 | 0
Scenario 3: Aggressive Fuel Sub | SDG&E | Res | HVAC | Res ¦ Ductless Mini Split Heat Pump (SEER2 15.2) - Fuel Sub - ZEAS 2030 - Marine | Res - Single Family | Fuel Substitution | 762952.9834 | 806932.856 | 0 | 0 | 0 | 0 | 0 | 0 | 0 | 0 | 0 | 0 | 0
Scenario 3: Aggressive Fuel Sub | SDG&E | Res | HVAC | Res ¦ Ductless Mini Split Heat Pump (SEER2 15.2) - Fuel Sub - ZEAS 2030 - Hot-Dry | Res - Single Family | Fuel Substitution | 0 | 0 | 0 | 0 | 0 | 0 | 0 | 0 | 0 | 0 | 0 | 0 | 0
Scenario 3: Aggressive Fuel Sub | SDG&E | Res | HVAC | Res ¦ Ductless Mini Split Heat Pump (SEER2 16.0) - Fuel Sub - ZEAS 2030 - Marine | Res - Single Family | Fuel Substitution | 0 | 0 | 868501.8061 | 918366.9658 | 971442.0095 | -87769.4107 | -89447.4012 | -91360.8755 | 0 | 0 | 0 | 0 | 0
Scenario 3: Aggressive Fuel Sub | SDG&E | Res | HVAC | Res ¦ Ductless Mini Split Heat Pump (SEER2 16.0) - Fuel Sub - ZEAS 2030 - Hot-Dry | Res - Single Family | Fuel Substitution | 0 | 0 | 0 | 0 | 0 | -352878.6615 | -359593.8154 | -367463.4932 | 0 | 0 | 0 | 0 | 0
Scenario 3: Aggressive Fuel Sub | SDG&E | Res | HVAC | Res ¦ Ductless Mini Split Heat Pump (SEER2 17.8) - Fuel Sub - ZEAS 2030 - Hot-Dry | Res - Single Family | Fuel Substitution | 4236293.4908 | 4471674.2845 | 4720686.9415 | 0 | 0 | 0 | 0 | 0 | 0 | 0 | 0 | 0 | 0
Scenario 3: Aggressive Fuel Sub | SDG&E | Res | HVAC | Res ¦ Ductless Mini Split Heat Pump (SEER2 19.6) - Fuel Sub - ZEAS 2030 - Hot-Dry | Res - Single Family | Fuel Substitution | 0 | 0 | 0 | 5095107.7217 | 5377828.0084 | 0 | 0 | 0 | 0 | 0 | 0 | 0 | 0
Scenario 3: Aggressive Fuel Sub | SDG&E | Res | HVAC | Res ¦ Ductless Mini Split Heat Pump (SEER2 15.2) - Fuel Sub - Panel Upgrade - ZEAS 2030 - Marine | Res - Single Family | Fuel Substitution | 0 | 0 | 0 | 0 | 0 | 0 | 0 | 0 | 0 | 0 | 0 | 0 | 0
Scenario 3: Aggressive Fuel Sub | SDG&E | Res | HVAC | Res ¦ Ductless Mini Split Heat Pump (SEER2 15.2) - Fuel Sub - Panel Upgrade - ZEAS 2030 - Hot-Dry | Res - Single Family | Fuel Substitution | 0 | 0 | 0 | 0 | 0 | 0 | 0 | 0 | 0 | 0 | 0 | 0 | 0
Scenario 3: Aggressive Fuel Sub | SDG&E | Res | HVAC | Res ¦ Ductless Mini Split Heat Pump (SEER2 16.0) - Fuel Sub - Panel Upgrade - ZEAS 2030 - Marine | Res - Single Family | Fuel Substitution | 0 | 0 | 0 | 0 | 0 | 0 | 0 | 0 | 0 | 0 | 0 | 0 | 0
Scenario 3: Aggressive Fuel Sub | SDG&E | Res | HVAC | Res ¦ Ductless Mini Split Heat Pump (SEER2 16.0) - Fuel Sub - Panel Upgrade - ZEAS 2030 - Hot-Dry | Res - Single Family | Fuel Substitution | 0 | 0 | 0 | 0 | 0 | 0 | 0 | 0 | 0 | 0 | 0 | 0 | 0
Scenario 3: Aggressive Fuel Sub | SDG&E | Res | HVAC | Res ¦ Ductless Mini Split Heat Pump (SEER2 17.8) - Fuel Sub - Panel Upgrade - ZEAS 2030 - Marine | Res - Single Family | Fuel Substitution | 902148.0745 | 952649.5682 | 1005996.9851 | 1062464.6514 | 1122704.7831 | -70862.5521 | -72174.9826 | -73959.0556 | 0 | 0 | 0 | 0 | 0
Scenario 3: Aggressive Fuel Sub | SDG&E | Res | HVAC | Res ¦ Ductless Mini Split Heat Pump (SEER2 17.8) - Fuel Sub - Panel Upgrade - ZEAS 2030 - Hot-Dry | Res - Single Family | Fuel Substitution | 0 | 0 | 0 | 0 | 0 | -258254.4025 | -262946.1986 | -269963.9033 | 0 | 0 | 0 | 0 | 0
Scenario 3: Aggressive Fuel Sub | SDG&E | Res | HVAC | Res ¦ Ductless Mini Split Heat Pump (SEER2 19.6) - Fuel Sub - Panel Upgrade - ZEAS 2030 - Hot-Dry | Res - Single Family | Fuel Substitution | 4896245.6888 | 5164261.1298 | 5446872.0819 | 5745547.0053 | 6064359.2435 | 0 | 0 | 0 | 0 | 0 | 0 | 0 | 0
Scenario 3: Aggressive Fuel Sub | SDG&E | Res | HVAC | Res ¦ Res Efficient Furnace (AFUE 95, VSM) - ZEAS 2030 - Hot-Dry | Res - Single Family | Energy Efficiency | 354252.5916 | 372933.0888 | 392082.4329 | 411815.3 | 432534.2574 | 0 | 0 | 0 | 0 | 0 | 0 | 0 | 0
Scenario 3: Aggressive Fuel Sub | SDG&E | Res | WaterHeat | Res ¦ Res Heat Pump Water Heater (3.50 UEF - 50 Gal) - Marine | Res - Single Family | Energy Efficiency | 1180690.4911 | 1222673.8072 | 1259946.4694 | 1292417.0529 | 1330139.153 | 1379538.6619 | 1416356.3714 | 1444804.1624 | 1471959.1093 | 1495165.8068 | 1528043.9811 | 1553845.5204 | 1578020.7164
Scenario 3: Aggressive Fuel Sub | SDG&E | Res | WaterHeat | Res ¦ Res Heat Pump Water Heater (3.50 UEF - 50 Gal) - Hot-Dry | Res - Single Family | Energy Efficiency | 31645879.3452 | 32771152.1967 | 33770166.0614 | 34640470.4947 | 35651530.5807 | 36975578.5939 | 37962398.4258 | 38724880.5226 | 39452710.7041 | 40074716.5166 | 40955945.5469 | 41647500.5351 | 42295464.8763
Scenario 3: Aggressive Fuel Sub | SDG&E | Res | WaterHeat | Res ¦ Res Faucet Aerators (Elec WH) | Res - Single Family | Energy Efficiency | 1566.695 | 1950.5584 | 2172.5416 | 2221.3432 | 2072.6743 | 2064.655 | 2001.4048 | 1905.2616 | 1809.5673 | 1713.1369 | 1645.3081 | 1580.1117 | 1514.9409
Scenario 3: Aggressive Fuel Sub | SDG&E | Res | WaterHeat | Res ¦ Res Faucet Aerators (Gas WH) | Res - Single Family | Energy Efficiency | 223153.9964 | 277481.6761 | 310325.571 | 322651.9504 | 303448.1835 | 299613.0998 | 293618.7653 | 285965.9634 | 278220.2221 | 271221.153 | 265391.8467 | 262350.4576 | 260256.3946
Scenario 3: Aggressive Fuel Sub | SDG&E | Res | WaterHeat | Res ¦ Res Low Flow Showerheads (Elec WH) | Res - Single Family | Energy Efficiency | 433575.6503 | 453149.1244 | 470711.8768 | 486162.5929 | 505001.8836 | 530733.1301 | 549829.8141 | 564078.4224 | 576839.326 | 586310.3095 | 599498.9515 | 608678.4632 | 617150.7193
Scenario 3: Aggressive Fuel Sub | SDG&E | Res | WaterHeat | Res ¦ Res Low Flow Showerheads (Gas WH) | Res - Single Family | Energy Efficiency | 59514392.3193 | 62610528.6655 | 65829819.7288 | 69190713.8673 | 72684682.6187 | 76420774.443 | 80378550.7698 | 84575038.3886 | 89029627.1514 | 93762141.4522 | 98792368.5774 | 104144730.1709 | 109838373.3801
Scenario 3: Aggressive Fuel Sub | SDG&E | Res | WaterHeat | Res ¦ Res Tankless Gas Water Heater (0.87 UEF - High Draw) - ZEAS 2030 - Marine | Res - Single Family | Energy Efficiency | 253536.481 | 315833.8458 | 354026.4144 | 369028.9234 | 348052.1042 | 0 | 0 | 0 | 0 | 0 | 0 | 0 | 0
Scenario 3: Aggressive Fuel Sub | SDG&E | Res | WaterHeat | Res ¦ Res Tankless Gas Water Heater (0.87 UEF - High Draw) - ZEAS 2030 - Hot-Dry | Res - Single Family | Energy Efficiency | 1080387.8796 | 1345854.2093 | 1508603.5916 | 1572533.8979 | 1483146.2986 | 0 | 0 | 0 | 0 | 0 | 0 | 0 | 0
Scenario 3: Aggressive Fuel Sub | SDG&E | Res | WaterHeat | Res ¦ Res Heat Pump Water Heater (3.70 UEF - 50 Gal) - Fuel Sub - ZEAS 2030 - Marine | Res - Single Family | Fuel Substitution | 139058841.9696 | 147694530.4312 | 157113602.9914 | 167375420.9849 | 178093974.134 | 80397575.6739 | 82580996.38 | 84283388.4102 | 85910400.8553 | 87306609.4234 | 89260131.939 | 90798479.8445 | 92240676.0904
Scenario 3: Aggressive Fuel Sub | SDG&E | Res | WaterHeat | Res ¦ Res Heat Pump Water Heater (3.70 UEF - 50 Gal) - Fuel Sub - ZEAS 2030 - Hot-Dry | Res - Single Family | Fuel Substitution | 595847125.9067 | 632794758.2249 | 673083395.929 | 716966375.7508 | 762809252.9721 | 328851883.4713 | 337782774.8021 | 344746104.49 | 351401107.4863 | 357112048.5625 | 365102582.5218 | 371394919.0991 | 377293964.5345
Scenario 3: Aggressive Fuel Sub | SDG&E | Res | WaterHeat | Res ¦ Res Tankless Gas Water Heater (0.87 UEF - High Draw) - Panel Upgrade - ZEAS 2030 - Marine | Res - Single Family | Energy Efficiency | 253536.481 | 315833.8458 | 354026.4144 | 369028.9234 | 348052.1042 | 0 | 0 | 0 | 0 | 0 | 0 | 0 | 0
Scenario 3: Aggressive Fuel Sub | SDG&E | Res | WaterHeat | Res ¦ Res Tankless Gas Water Heater (0.87 UEF - High Draw) - Panel Upgrade - ZEAS 2030 - Hot-Dry | Res - Single Family | Energy Efficiency | 1080387.8796 | 1345854.2093 | 1508603.5916 | 1572533.8979 | 1483146.2986 | 0 | 0 | 0 | 0 | 0 | 0 | 0 | 0
Scenario 3: Aggressive Fuel Sub | SDG&E | Res | WaterHeat | Res ¦ Res Heat Pump Water Heater (3.70 UEF - 50 Gal) - Fuel Sub - Panel Upgrade - ZEAS 2030 - Marine | Res - Single Family | Fuel Substitution | 139058841.9696 | 147694530.4312 | 157113602.9914 | 167375420.9849 | 178093974.134 | 80397575.6739 | 82580996.38 | 84283388.4102 | 85910400.8553 | 87306609.4234 | 89260131.939 | 90798479.8445 | 92240676.0904
Scenario 3: Aggressive Fuel Sub | SDG&E | Res | WaterHeat | Res ¦ Res Heat Pump Water Heater (3.70 UEF - 50 Gal) - Fuel Sub - Panel Upgrade - ZEAS 2030 - Hot-Dry | Res - Single Family | Fuel Substitution | 595847125.9067 | 632794758.2249 | 673083395.929 | 716966375.7508 | 762809252.9721 | 328851883.4713 | 337782774.8021 | 344746104.49 | 351401107.4863 | 357112048.5625 | 365102582.5218 | 371394919.0991 | 377293964.5345
Scenario 3: Aggressive Fuel Sub | PG&E | Res | AppPlug | Res ¦ Efficient Res Clothes Washer (Electric) | Res - Multi Family | Energy Efficiency | 0 | 0 | 1677657.2317 | 1750195.3534 | 1829488.4484 | 1919051.4997 | 2006686.6141 | 2095715.2309 | 2186928.3465 | 2280792.4175 | 2385354.4589 | 2492943.8986 | 2605663.5333
Scenario 3: Aggressive Fuel Sub | PG&E | Res | AppPlug | Res ¦ Heat Pump Pool Heater - Fuel Sub - ZEAS 2030 | Res - Multi Family | Fuel Substitution | 61301375.8782 | 64774235.499 | 68547603.8687 | 72642834.6009 | 76936873.9868 | 0 | 0 | 0 | 0 | 0 | 0 | 0 | 0
Scenario 3: Aggressive Fuel Sub | PG&E | Res | HVAC | Res ¦ Packaged/Split Heat Pump (SEER2 15.2) - Hot-Dry | Res - Multi Family | Energy Efficiency | 24245369.412 | 25393126.214 | 26526344.5215 | 27643640.2438 | 28853086.9392 | 29975223.9295 | 30862013.7516 | 31677794.9552 | 32463446.7108 | 33184568.0357 | 34172662.3747 | 35136187.0152 | 36051161.7827
Scenario 3: Aggressive Fuel Sub | PG&E | Res | HVAC | Res ¦ Packaged/Split Heat Pump (SEER2 15.2) - Cold | Res - Multi Family | Energy Efficiency | 0 | 0 | 0 | 0 | 0 | 0 | 0 | 0 | 0 | 0 | 0 | 0 | 0
Scenario 3: Aggressive Fuel Sub | PG&E | Res | HVAC | Res ¦ Packaged/Split Heat Pump (SEER2 16.0) - Cold | Res - Multi Family | Energy Efficiency | 3104511.5842 | 3251476.7315 | 3396580.2893 | 3539645.0311 | 3694509.2945 | 3838193.9391 | 3951743.4267 | 4056200.577 | 4156799.7857 | 4249136.1601 | 4375657.24 | 4499032.2795 | 4616190.7239
Scenario 3: Aggressive Fuel Sub | PG&E | Res | HVAC | Res ¦ Res Smart Thermostat (Elec SC and Gas SH) - Hot-Dry | Res - Multi Family | Energy Efficiency | 0 | 0 | 0 | 0 | 0 | 0 | 0 | 0 | 0 | 0 | 219289.3823 | 219298.4009 | 219355.5339
Scenario 3: Aggressive Fuel Sub | PG&E | Res | HVAC | Res ¦ Res Smart Thermostat (Elec SC and Gas SH) - Cold | Res - Multi Family | Energy Efficiency | 0 | 0 | 0 | 0 | 0 | 0 | 0 | 0 | 0 | 0 | 0 | 111.7607 | 111.2359
Scenario 3: Aggressive Fuel Sub | PG&E | Res | HVAC | Res ¦ HVAC Time Delay Relay - Marine | Res - Multi Family | Energy Efficiency | 0 | 0 | 2710866.8013 | 0 | 0 | 0 | 0 | 0 | 0 | 0 | 0 | 0 | 0
Scenario 3: Aggressive Fuel Sub | PG&E | Res | HVAC | Res ¦ HVAC Time Delay Relay - Hot-Dry | Res - Multi Family | Energy Efficiency | 0 | 0 | 5263537.6041 | 0 | 0 | 0 | 0 | 0 | 0 | 0 | 0 | 0 | 0
Scenario 3: Aggressive Fuel Sub | PG&E | Res | HVAC | Res ¦ HVAC Time Delay Relay - Cold | Res - Multi Family | Energy Efficiency | 0 | 0 | 160505.736 | 0 | 0 | 0 | 0 | 0 | 0 | 0 | 0 | 0 | 0
Scenario 3: Aggressive Fuel Sub | PG&E | Res | HVAC | Res ¦ Packaged/Split Heat Pump (SEER2 15.2) - Fuel Sub - ZEAS 2030 - Marine | Res - Multi Family | Fuel Substitution | 0 | 0 | 0 | 0 | 0 | 0 | 0 | 0 | 0 | 0 | 0 | 0 | 0
Scenario 3: Aggressive Fuel Sub | PG&E | Res | HVAC | Res ¦ Packaged/Split Heat Pump (SEER2 15.2) - Fuel Sub - ZEAS 2030 - Hot-Dry | Res - Multi Family | Fuel Substitution | 0 | 0 | 0 | 0 | 0 | 37034844.6017 | 37682471.6177 | 38252934.1244 | 38783074.629 | 39284577.4369 | 39996694.624 | 40623395.0667 | 41228929.4545
Scenario 3: Aggressive Fuel Sub | PG&E | Res | HVAC | Res ¦ Packaged/Split Heat Pump (SEER2 16.0) - Fuel Sub - ZEAS 2030 - Marine | Res - Multi Family | Fuel Substitution | 0 | 0 | 0 | 0 | 0 | 0 | 0 | 0 | 0 | 0 | 0 | 0 | 0
Scenario 3: Aggressive Fuel Sub | PG&E | Res | HVAC | Res ¦ Packaged/Split Heat Pump (SEER2 16.0) - Fuel Sub - ZEAS 2030 - Hot-Dry | Res - Multi Family | Fuel Substitution | 30499669.6381 | 0 | 0 | 0 | 0 | 0 | 0 | 0 | 0 | 0 | 0 | 0 | 0
Scenario 3: Aggressive Fuel Sub | PG&E | Res | HVAC | Res ¦ Packaged/Split Heat Pump (SEER2 16.0) - Fuel Sub - ZEAS 2030 - Cold | Res - Multi Family | Fuel Substitution | 0 | 0 | 0 | 0 | 0 | 0 | 0 | 0 | 0 | 0 | 0 | 0 | 0
Scenario 3: Aggressive Fuel Sub | PG&E | Res | HVAC | Res ¦ Packaged/Split Heat Pump (SEER2 16.9) - Fuel Sub - ZEAS 2030 - Marine | Res - Multi Family | Fuel Substitution | 8122155.5818 | 8687952.1948 | 9320212.4047 | 10018040.1784 | 0 | 0 | 0 | 0 | 0 | 0 | 0 | 0 | 0
Scenario 3: Aggressive Fuel Sub | PG&E | Res | HVAC | Res ¦ Packaged/Split Heat Pump (SEER2 16.9) - Fuel Sub - ZEAS 2030 - Hot-Dry | Res - Multi Family | Fuel Substitution | 0 | 32448087.5912 | 34594546.464 | 36939357.8377 | 39378673.2582 | 0 | 0 | 0 | 0 | 0 | 0 | 0 | 0
Scenario 3: Aggressive Fuel Sub | PG&E | Res | HVAC | Res ¦ Packaged/Split Heat Pump (SEER2 16.9) - Fuel Sub - ZEAS 2030 - Cold | Res - Multi Family | Fuel Substitution | 0 | 0 | 0 | 0 | 0 | 0 | 0 | 0 | 0 | 0 | 0 | 0 | 0
Scenario 3: Aggressive Fuel Sub | PG&E | Res | HVAC | Res ¦ Packaged/Split Heat Pump (SEER2 17.8) - Fuel Sub - ZEAS 2030 - Marine | Res - Multi Family | Fuel Substitution | 0 | 0 | 0 | 0 | 10873975.5725 | 0 | 0 | 0 | 0 | 0 | 0 | 0 | 0
Scenario 3: Aggressive Fuel Sub | PG&E | Res | HVAC | Res ¦ Packaged/Split Heat Pump (SEER2 17.8) - Fuel Sub - ZEAS 2030 - Cold | Res - Multi Family | Fuel Substitution | 0 | 0 | 0 | 0 | 0 | 44482.4379 | 45260.6189 | 45947.0682 | 46585.6487 | 47190.2727 | 48045.7692 | 48799.7197 | 49528.6164
Scenario 3: Aggressive Fuel Sub | PG&E | Res | HVAC | Res ¦ Packaged/Split Heat Pump (SEER2 18.7) - Fuel Sub - ZEAS 2030 - Cold | Res - Multi Family | Fuel Substitution | 38137.241 | 40306.4535 | 0 | 0 | 0 | 0 | 0 | 0 | 0 | 0 | 0 | 0 | 0
Scenario 3: Aggressive Fuel Sub | PG&E | Res | HVAC | Res ¦ Packaged/Split Heat Pump (SEER2 19.6) - Fuel Sub - ZEAS 2030 - Cold | Res - Multi Family | Fuel Substitution | 0 | 0 | 44607.2568 | 47123.2417 | 49776.0033 | 0 | 0 | 0 | 0 | 0 | 0 | 0 | 0
Scenario 3: Aggressive Fuel Sub | PG&E | Res | HVAC | Res ¦ Packaged/Split Heat Pump (SEER2 15.2) - Fuel Sub - Panel Upgrade - ZEAS 2030 - Marine | Res - Multi Family | Fuel Substitution | 0 | 0 | 0 | 0 | 0 | 0 | 0 | 0 | 0 | 0 | 0 | 0 | 0
Scenario 3: Aggressive Fuel Sub | PG&E | Res | HVAC | Res ¦ Packaged/Split Heat Pump (SEER2 15.2) - Fuel Sub - Panel Upgrade - ZEAS 2030 - Hot-Dry | Res - Multi Family | Fuel Substitution | 0 | 0 | 0 | 0 | 0 | 41762697.104 | 42492999.9093 | 43136287.4169 | 43734105.4328 | 44299629.8756 | 45102655.6398 | 45809360.3943 | 46492197.0444
Scenario 3: Aggressive Fuel Sub | PG&E | Res | HVAC | Res ¦ Packaged/Split Heat Pump (SEER2 16.0) - Fuel Sub - Panel Upgrade - ZEAS 2030 - Marine | Res - Multi Family | Fuel Substitution | 0 | 0 | 0 | 0 | 0 | 0 | 0 | 0 | 0 | 0 | 0 | 0 | 0
Scenario 3: Aggressive Fuel Sub | PG&E | Res | HVAC | Res ¦ Packaged/Split Heat Pump (SEER2 16.0) - Fuel Sub - Panel Upgrade - ZEAS 2030 - Hot-Dry | Res - Multi Family | Fuel Substitution | 34393244.4855 | 0 | 0 | 0 | 0 | 0 | 0 | 0 | 0 | 0 | 0 | 0 | 0
Scenario 3: Aggressive Fuel Sub | PG&E | Res | HVAC | Res ¦ Packaged/Split Heat Pump (SEER2 16.0) - Fuel Sub - Panel Upgrade - ZEAS 2030 - Cold | Res - Multi Family | Fuel Substitution | 0 | 0 | 0 | 0 | 0 | 0 | 0 | 0 | 0 | 0 | 0 | 0 | 0
Scenario 3: Aggressive Fuel Sub | PG&E | Res | HVAC | Res ¦ Packaged/Split Heat Pump (SEER2 16.9) - Fuel Sub - Panel Upgrade - ZEAS 2030 - Marine | Res - Multi Family | Fuel Substitution | 9159026.5071 | 9797052.475 | 10510026.7542 | 11296938.9246 | 0 | 0 | 0 | 0 | 0 | 0 | 0 | 0 | 0
Scenario 3: Aggressive Fuel Sub | PG&E | Res | HVAC | Res ¦ Packaged/Split Heat Pump (SEER2 16.9) - Fuel Sub - Panel Upgrade - ZEAS 2030 - Hot-Dry | Res - Multi Family | Fuel Substitution | 0 | 36590396.6454 | 39010871.5445 | 41655020.5404 | 44405737.9295 | 0 | 0 | 0 | 0 | 0 | 0 | 0 | 0
Scenario 3: Aggressive Fuel Sub | PG&E | Res | HVAC | Res ¦ Packaged/Split Heat Pump (SEER2 16.9) - Fuel Sub - Panel Upgrade - ZEAS 2030 - Cold | Res - Multi Family | Fuel Substitution | 0 | 0 | 0 | 0 | 0 | 0 | 0 | 0 | 0 | 0 | 0 | 0 | 0
Scenario 3: Aggressive Fuel Sub | PG&E | Res | HVAC | Res ¦ Packaged/Split Heat Pump (SEER2 17.8) - Fuel Sub - Panel Upgrade - ZEAS 2030 - Marine | Res - Multi Family | Fuel Substitution | 0 | 0 | 0 | 0 | 12262142.6669 | 0 | 0 | 0 | 0 | 0 | 0 | 0 | 0
Scenario 3: Aggressive Fuel Sub | PG&E | Res | HVAC | Res ¦ Packaged/Split Heat Pump (SEER2 17.8) - Fuel Sub - Panel Upgrade - ZEAS 2030 - Cold | Res - Multi Family | Fuel Substitution | 0 | 0 | 0 | 0 | 0 | 50161.047 | 51038.5703 | 51812.6514 | 52532.7527 | 53214.5629 | 54179.2717 | 55029.4712 | 55851.4185
Scenario 3: Aggressive Fuel Sub | PG&E | Res | HVAC | Res ¦ Packaged/Split Heat Pump (SEER2 18.7) - Fuel Sub - Panel Upgrade - ZEAS 2030 - Cold | Res - Multi Family | Fuel Substitution | 43005.8249 | 45451.9583 | 0 | 0 | 0 | 0 | 0 | 0 | 0 | 0 | 0 | 0 | 0
Scenario 3: Aggressive Fuel Sub | PG&E | Res | HVAC | Res ¦ Packaged/Split Heat Pump (SEER2 19.6) - Fuel Sub - Panel Upgrade - ZEAS 2030 - Cold | Res - Multi Family | Fuel Substitution | 0 | 0 | 50301.8002 | 53138.9747 | 56130.3867 | 0 | 0 | 0 | 0 | 0 | 0 | 0 | 0
Scenario 3: Aggressive Fuel Sub | PG&E | Res | HVAC | Res ¦ Res Furnace Heat Pump Heating Only (SEER2 16.0) - Fuel Sub - ZEAS 2030 - Hot-Dry | Res - Multi Family | Fuel Substitution | 0 | 0 | 0 | 0 | 0 | 6785502.0451 | 6903098.2783 | 7003385.9386 | 7094411.4909 | 7178721.1763 | 7308611.8677 | 7419356.8718 | 7524994.016
Scenario 3: Aggressive Fuel Sub | PG&E | Res | HVAC | Res ¦ Res Furnace Heat Pump Heating Only (SEER2 19.6) - Fuel Sub - ZEAS 2030 - Cold | Res - Multi Family | Fuel Substitution | 0 | 0 | 0 | 0 | 0 | 20460.536 | 20816.9447 | 21126.5892 | 21411.5136 | 21678.7016 | 22071.363 | 22412.2771 | 22739.8945
Scenario 3: Aggressive Fuel Sub | PG&E | Res | HVAC | Res ¦ Res Furnace Heat Pump Heating Only (SEER2 16.0) - Fuel Sub - Panel Upgrade - ZEAS 2030 - Hot-Dry | Res - Multi Family | Fuel Substitution | 0 | 0 | 0 | 0 | 0 | 7651736.3487 | 7784344.867 | 7897435.2074 | 8000081.0429 | 8095153.6669 | 8241626.1487 | 8366508.8128 | 8485631.5499
Scenario 3: Aggressive Fuel Sub | PG&E | Res | HVAC | Res ¦ Res Furnace Heat Pump Heating Only (SEER2 19.6) - Fuel Sub - Panel Upgrade - ZEAS 2030 - Cold | Res - Multi Family | Fuel Substitution | 0 | 0 | 0 | 0 | 0 | 23072.5193 | 23474.427 | 23823.6005 | 24144.8983 | 24446.1954 | 24888.9838 | 25273.4189 | 25642.8597
Scenario 3: Aggressive Fuel Sub | PG&E | Res | HVAC | Res ¦ Ductless Mini Split Heat Pump (SEER2 15.2) - Fuel Sub - ZEAS 2030 - Marine | Res - Multi Family | Fuel Substitution | 0 | 0 | 0 | 0 | 20776.2544 | 0 | 0 | 0 | 0 | 0 | 0 | 0 | 0
Scenario 3: Aggressive Fuel Sub | PG&E | Res | HVAC | Res ¦ Ductless Mini Split Heat Pump (SEER2 15.2) - Fuel Sub - Panel Upgrade - ZEAS 2030 - Marine | Res - Multi Family | Fuel Substitution | 0 | 0 | 0 | 0 | 23428.5421 | 0 | 0 | 0 | 0 | 0 | 0 | 0 | 0
Scenario 3: Aggressive Fuel Sub | PG&E | Res | HVAC | Res ¦ Res Efficient Furnace (AFUE 95, VSM) - ZEAS 2030 - Cold | Res - Multi Family | Energy Efficiency | 0 | 155.4262 | 163.0542 | 170.8824 | 179.1603 | 0 | 0 | 0 | 0 | 0 | 0 | 0 | 0
Scenario 3: Aggressive Fuel Sub | PG&E | Res | HVAC | Res ¦ Efficient Condensing Central Boiler - ZEAS 2030 - Cold | Res - Multi Family | Energy Efficiency | 270.0936 | 284.0717 | 298.8159 | 314.1921 | 330.3212 | 0 | 0 | 0 | 0 | 0 | 0 | 0 | 0
Scenario 3: Aggressive Fuel Sub | PG&E | Res | WaterHeat | Res ¦ Res Heat Pump Water Heater (3.50 UEF - 50 Gal) - Marine | Res - Multi Family | Energy Efficiency | 58523162.4551 | 60553295.0551 | 62347129.774 | 63872378.0252 | 65691203.5062 | 68106376.2898 | 69983768.1123 | 71639758.1143 | 73157644.2946 | 74575826.0845 | 76549199.6758 | 78256646.7425 | 79889201.5981
Scenario 3: Aggressive Fuel Sub | PG&E | Res | WaterHeat | Res ¦ Res Heat Pump Water Heater (3.50 UEF - 50 Gal) - Hot-Dry | Res - Multi Family | Energy Efficiency | 52132763.6776 | 53946783.2618 | 55548768.2107 | 56910040.626 | 58534740.5426 | 60694336.2423 | 62371399.4322 | 63849742.9748 | 65204085.1418 | 66468847.5841 | 68231474.7239 | 69755354.8219 | 71211897.9959
Scenario 3: Aggressive Fuel Sub | PG&E | Res | WaterHeat | Res ¦ Res Heat Pump Water Heater (3.50 UEF - 50 Gal) - Cold | Res - Multi Family | Energy Efficiency | 3581160.7774 | 3705318.4708 | 3815036.0945 | 3908336.7618 | 4019577.8803 | 4167264.3115 | 4282086.7979 | 4383380.1604 | 4476235.0444 | 4562998.4662 | 4683693.4908 | 4788139.4495 | 4888010.483
Scenario 3: Aggressive Fuel Sub | PG&E | Res | WaterHeat | Res ¦ Res Low Flow Showerheads (Elec WH) | Res - Multi Family | Energy Efficiency | 1461083.1104 | 1517942.8771 | 1567396.1711 | 1608742.9704 | 1663024.7128 | 1742433.7559 | 1802679.4483 | 1855072.5458 | 1901065.2502 | 1940718.5349 | 1997528.2389 | 2043644.7021 | 2087133.4252
Scenario 3: Aggressive Fuel Sub | PG&E | Res | WaterHeat | Res ¦ Res Low Flow Showerheads (Gas WH) | Res - Multi Family | Energy Efficiency | 56951668.0562 | 59795445.8772 | 62784540.5436 | 65892132.6801 | 69143568.9211 | 72583383.1642 | 76225129.2964 | 80080490.5758 | 84162331.9822 | 88490677.3072 | 93090329.4308 | 97985827.9349 | 103188880.1009
Scenario 3: Aggressive Fuel Sub | PG&E | Res | WaterHeat | Res ¦ Res Condensing Eff. Small Gas Storage Water Heater (0.68 UEF - 50 Gal) - ZEAS 2030 - Marine | Res - Multi Family | Energy Efficiency | 0 | 0 | 0 | 0 | 0 | 0 | 0 | 0 | 0 | 0 | 0 | 0 | 0
Scenario 3: Aggressive Fuel Sub | PG&E | Res | WaterHeat | Res ¦ Res Condensing Eff. Small Gas Storage Water Heater (0.68 UEF - 50 Gal) - ZEAS 2030 - Hot-Dry | Res - Multi Family | Energy Efficiency | 0 | 0 | 0 | 0 | 0 | 0 | 0 | 0 | 0 | 0 | 0 | 0 | 0
Scenario 3: Aggressive Fuel Sub | PG&E | Res | WaterHeat | Res ¦ Res Condensing Eff. Small Gas Storage Water Heater (0.68 UEF - 50 Gal) - ZEAS 2030 - Cold | Res - Multi Family | Energy Efficiency | 0 | 0 | 0 | 0 | 0 | 0 | 0 | 0 | 0 | 0 | 0 | 0 | 0
Scenario 3: Aggressive Fuel Sub | PG&E | Res | WaterHeat | Res ¦ Res Tankless Gas Water Heater (0.87 UEF - High Draw) - ZEAS 2030 - Marine | Res - Multi Family | Energy Efficiency | 421695.7796 | 485493.5014 | 547107.0109 | 576356.6741 | 586275.2812 | 0 | 0 | 0 | 0 | 0 | 0 | 0 | 0
Scenario 3: Aggressive Fuel Sub | PG&E | Res | WaterHeat | Res ¦ Res Tankless Gas Water Heater (0.87 UEF - High Draw) - ZEAS 2030 - Hot-Dry | Res - Multi Family | Energy Efficiency | 572512.8969 | 659125.9822 | 742772.9071 | 782480.7818 | 795944.4097 | 0 | 0 | 0 | 0 | 0 | 0 | 0 | 0
Scenario 3: Aggressive Fuel Sub | PG&E | Res | WaterHeat | Res ¦ Res Tankless Gas Water Heater (0.87 UEF - High Draw) - ZEAS 2030 - Cold | Res - Multi Family | Energy Efficiency | 965.2935 | 1078.5772 | 1185.8723 | 1233.1171 | 1236.5455 | 0 | 0 | 0 | 0 | 0 | 0 | 0 | 0
Scenario 3: Aggressive Fuel Sub | PG&E | Res | WaterHeat | Res ¦ Res Heat Pump Water Heater (3.70 UEF - 50 Gal) - Fuel Sub - ZEAS 2030 - Marine | Res - Multi Family | Fuel Substitution | 144466581.5215 | 153149035.4769 | 162644515.001 | 172990116.4341 | 183764626.5955 | 105406176.6141 | 108377216.5913 | 111015418.6113 | 113447822.1667 | 115727176.894 | 118854866.0163 | 121559323.1721 | 124146672.2169
Scenario 3: Aggressive Fuel Sub | PG&E | Res | WaterHeat | Res ¦ Res Heat Pump Water Heater (3.70 UEF - 50 Gal) - Fuel Sub - ZEAS 2030 - Hot-Dry | Res - Multi Family | Fuel Substitution | 193505085.0361 | 205171782.2793 | 217935499.0771 | 231846046.5032 | 246331104.8175 | 125645246.1288 | 129193301.5227 | 132342299.3268 | 135244465.5042 | 137963005.2319 | 141697860.7293 | 144925323.8318 | 148012215.0055
Scenario 3: Aggressive Fuel Sub | PG&E | Res | WaterHeat | Res ¦ Res Heat Pump Water Heater (3.70 UEF - 50 Gal) - Fuel Sub - ZEAS 2030 - Cold | Res - Multi Family | Fuel Substitution | 302431.7277 | 320909.7942 | 341193.1678 | 363359.3733 | 386397.2289 | 201093.7043 | 206758.3724 | 211789.2805 | 216428.3728 | 220776.1113 | 226739.5957 | 231897.1769 | 236831.8588
Scenario 3: Aggressive Fuel Sub | PG&E | Res | WaterHeat | Res ¦ Res Condensing Eff. Small Gas Storage Water Heater (0.68 UEF - 50 Gal) - Panel Upgrade - ZEAS 2030 - Marine | Res - Multi Family | Energy Efficiency | 0 | 0 | 0 | 0 | 0 | 0 | 0 | 0 | 0 | 0 | 0 | 0 | 0
Scenario 3: Aggressive Fuel Sub | PG&E | Res | WaterHeat | Res ¦ Res Condensing Eff. Small Gas Storage Water Heater (0.68 UEF - 50 Gal) - Panel Upgrade - ZEAS 2030 - Hot-Dry | Res - Multi Family | Energy Efficiency | 0 | 0 | 0 | 0 | 0 | 0 | 0 | 0 | 0 | 0 | 0 | 0 | 0
Scenario 3: Aggressive Fuel Sub | PG&E | Res | WaterHeat | Res ¦ Res Condensing Eff. Small Gas Storage Water Heater (0.68 UEF - 50 Gal) - Panel Upgrade - ZEAS 2030 - Cold | Res - Multi Family | Energy Efficiency | 0 | 0 | 0 | 0 | 0 | 0 | 0 | 0 | 0 | 0 | 0 | 0 | 0
Scenario 3: Aggressive Fuel Sub | PG&E | Res | WaterHeat | Res ¦ Res Tankless Gas Water Heater (0.87 UEF - High Draw) - Panel Upgrade - ZEAS 2030 - Marine | Res - Multi Family | Energy Efficiency | 421695.7796 | 485493.5014 | 547107.0109 | 576356.6741 | 586275.2812 | 0 | 0 | 0 | 0 | 0 | 0 | 0 | 0
Scenario 3: Aggressive Fuel Sub | PG&E | Res | WaterHeat | Res ¦ Res Tankless Gas Water Heater (0.87 UEF - High Draw) - Panel Upgrade - ZEAS 2030 - Hot-Dry | Res - Multi Family | Energy Efficiency | 572512.8969 | 659125.9822 | 742772.9071 | 782480.7818 | 795944.4097 | 0 | 0 | 0 | 0 | 0 | 0 | 0 | 0
Scenario 3: Aggressive Fuel Sub | PG&E | Res | WaterHeat | Res ¦ Res Tankless Gas Water Heater (0.87 UEF - High Draw) - Panel Upgrade - ZEAS 2030 - Cold | Res - Multi Family | Energy Efficiency | 965.2935 | 1078.5772 | 1185.8723 | 1233.1171 | 1236.5455 | 0 | 0 | 0 | 0 | 0 | 0 | 0 | 0
Scenario 3: Aggressive Fuel Sub | PG&E | Res | WaterHeat | Res ¦ Res Heat Pump Water Heater (3.70 UEF - 50 Gal) - Fuel Sub - Panel Upgrade - ZEAS 2030 - Marine | Res - Multi Family | Fuel Substitution | 144466581.5215 | 153149035.4769 | 162644515.001 | 172990116.4341 | 183764626.5955 | 105406176.6141 | 108377216.5913 | 111015418.6113 | 113447822.1667 | 115727176.894 | 118854866.0163 | 121559323.1721 | 124146672.2169
Scenario 3: Aggressive Fuel Sub | PG&E | Res | WaterHeat | Res ¦ Res Heat Pump Water Heater (3.70 UEF - 50 Gal) - Fuel Sub - Panel Upgrade - ZEAS 2030 - Hot-Dry | Res - Multi Family | Fuel Substitution | 193505085.0361 | 205171782.2793 | 217935499.0771 | 231846046.5032 | 246331104.8175 | 125645246.1288 | 129193301.5227 | 132342299.3268 | 135244465.5042 | 137963005.2319 | 141697860.7293 | 144925323.8318 | 148012215.0055
Scenario 3: Aggressive Fuel Sub | PG&E | Res | WaterHeat | Res ¦ Res Heat Pump Water Heater (3.70 UEF - 50 Gal) - Fuel Sub - Panel Upgrade - ZEAS 2030 - Cold | Res - Multi Family | Fuel Substitution | 302431.7277 | 320909.7942 | 341193.1678 | 363359.3733 | 386397.2289 | 201093.7043 | 206758.3724 | 211789.2805 | 216428.3728 | 220776.1113 | 226739.5957 | 231897.1769 | 236831.8588
Scenario 3: Aggressive Fuel Sub | PG&E | Res | WaterHeat | Res ¦ Res Central Heat Pump Water Heater (150+ kBtuh, 3.0 COP) - Fuel Sub - ZEAS 2030 - Marine | Res - Multi Family | Fuel Substitution | 3205252209.4111 | 3457267377.2011 | 3748140308.9358 | 4078652661.0768 | 4413169725.7916 | 0 | 0 | 0 | 0 | 0 | 0 | 0 | 0
Scenario 3: Aggressive Fuel Sub | PG&E | Res | WaterHeat | Res ¦ Res Central Heat Pump Water Heater (150+ kBtuh, 3.0 COP) - Fuel Sub - ZEAS 2030 - Hot-Dry | Res - Multi Family | Fuel Substitution | 3606814033.4816 | 3897920740.7975 | 4235195423.3783 | 4619518223.5958 | 5007784374.3235 | 0 | 0 | 0 | 0 | 0 | 0 | 0 | 0
Scenario 3: Aggressive Fuel Sub | PG&E | Res | WaterHeat | Res ¦ Res Central Heat Pump Water Heater (150+ kBtuh, 3.0 COP) - Fuel Sub - ZEAS 2030 - Cold | Res - Multi Family | Fuel Substitution | 6731528.1717 | 7231882.7819 | 7804218.7243 | 8450182.4411 | 9106884.7211 | 0 | 0 | 0 | 0 | 0 | 0 | 0 | 0
Scenario 3: Aggressive Fuel Sub | PG&E | Res | WaterHeat | Res ¦ Res Central Heat Pump Water Heater (150+ kBtuh, 3.0 COP) - Fuel Sub - Panel Upgrade - ZEAS 2030 - Marine | Res - Multi Family | Fuel Substitution | 3205252209.4111 | 3457267377.2011 | 3748140308.9358 | 4078652661.0768 | 4413169725.7916 | 0 | 0 | 0 | 0 | 0 | 0 | 0 | 0
Scenario 3: Aggressive Fuel Sub | PG&E | Res | WaterHeat | Res ¦ Res Central Heat Pump Water Heater (150+ kBtuh, 3.0 COP) - Fuel Sub - Panel Upgrade - ZEAS 2030 - Hot-Dry | Res - Multi Family | Fuel Substitution | 3606814033.4816 | 3897920740.7975 | 4235195423.3783 | 4619518223.5958 | 5007784374.3235 | 0 | 0 | 0 | 0 | 0 | 0 | 0 | 0
Scenario 3: Aggressive Fuel Sub | PG&E | Res | WaterHeat | Res ¦ Res Central Heat Pump Water Heater (150+ kBtuh, 3.0 COP) - Fuel Sub - Panel Upgrade - ZEAS 2030 - Cold | Res - Multi Family | Fuel Substitution | 6731528.1717 | 7231882.7819 | 7804218.7243 | 8450182.4411 | 9106884.7211 | 0 | 0 | 0 | 0 | 0 | 0 | 0 | 0
Scenario 3: Aggressive Fuel Sub | PG&E | Res | WholeBlg | Res ¦ Res All-Electric Homes - Marine | Res - Multi Family | Energy Efficiency | 0 | 0 | 0 | 0 | 0 | 0 | 0 | 0 | 0 | 0 | 12695665.1097 | 12552689.2596 | 12400877.5132
Scenario 3: Aggressive Fuel Sub | PG&E | Res | WholeBlg | Res ¦ Res All-Electric Homes - Hot-Dry | Res - Multi Family | Energy Efficiency | 0 | 0 | 0 | 0 | 0 | 18441473.7134 | 18176198.471 | 17749246.8416 | 17199450.9567 | 16592132.3823 | 16242682.2477 | 16043421.2447 | 15832920.6119
Scenario 3: Aggressive Fuel Sub | PG&E | Res | WholeBlg | Res ¦ Res All-Electric Homes - Cold | Res - Multi Family | Energy Efficiency | 0 | 48889.7383 | 53877.5529 | 55979.9589 | 56201.9586 | 55970.6424 | 55015.4001 | 53607.7109 | 51781.0833 | 49728.4719 | 48451.1106 | 47715.1668 | 47027.6251
Scenario 3: Aggressive Fuel Sub | SCE | Res | AppPlug | Res ¦ Efficient Res Clothes Washer (Electric) | Res - Multi Family | Energy Efficiency | 0 | 0 | 0 | 0 | 0 | 0 | 0 | 0 | 0 | 0 | 0 | 0 | 0
Scenario 3: Aggressive Fuel Sub | SCE | Res | HVAC | Res ¦ Packaged/Split Heat Pump (SEER2 15.2) - Cold | Res - Multi Family | Energy Efficiency | 4924564.7586 | 0 | 0 | 0 | 0 | 0 | 0 | 0 | 0 | 0 | 0 | 0 | 0
Scenario 3: Aggressive Fuel Sub | SCE | Res | HVAC | Res ¦ Packaged/Split Heat Pump (SEER2 16.0) - Cold | Res - Multi Family | Energy Efficiency | 0 | 5235053.1831 | 5486518.8936 | 5737676.1912 | 6013912.9774 | 6267065.9712 | 6459544.1615 | 6622939.7238 | 6786659.0983 | 6932488.1384 | 7128017.3875 | 7318245.2718 | 7498251.1833
Scenario 3: Aggressive Fuel Sub | SCE | Res | HVAC | Res ¦ HVAC Time Delay Relay - Marine | Res - Multi Family | Energy Efficiency | 727194.1567 | 808847.8127 | 846562.4978 | 771799.8722 | 733142.1328 | 888332.7525 | 981575.5172 | 1002263.6041 | 1010058.4869 | 1010353.7842 | 1054243.5606 | 1066978.2798 | 1078128.036
Scenario 3: Aggressive Fuel Sub | SCE | Res | HVAC | Res ¦ HVAC Time Delay Relay - Hot-Dry | Res - Multi Family | Energy Efficiency | 7779907.1439 | 8653481.0798 | 9056972.699 | 8257122.6454 | 7843541.7331 | 9503852.9444 | 10501413.2856 | 10722745.365 | 10806139.1376 | 10809298.3845 | 11278854.3917 | 11415097.143 | 11534383.1238
Scenario 3: Aggressive Fuel Sub | SCE | Res | HVAC | Res ¦ HVAC Time Delay Relay - Cold | Res - Multi Family | Energy Efficiency | 222922.4699 | 247953.5218 | 259515.0157 | 236596.4196 | 224745.831 | 272319.7505 | 300903.4612 | 307245.4256 | 309634.9587 | 309725.4825 | 323179.9599 | 327083.8074 | 330501.782
Scenario 3: Aggressive Fuel Sub | SCE | Res | WaterHeat | Res ¦ Res Heat Pump Water Heater (3.50 UEF - 50 Gal) - Marine | Res - Multi Family | Energy Efficiency | 23486327.4779 | 24376967.8399 | 25215284.8388 | 25962378.791 | 26860545.7094 | 27971202.2735 | 28766106.0972 | 29311398.2191 | 29838551.0316 | 30294460.6799 | 30932748.5734 | 31447381.4907 | 31933095.7475
Scenario 3: Aggressive Fuel Sub | SCE | Res | WaterHeat | Res ¦ Res Heat Pump Water Heater (3.50 UEF - 50 Gal) - Hot-Dry | Res - Multi Family | Energy Efficiency | 50364111.4516 | 52279950.5713 | 54082575.5865 | 55688504.5518 | 57620153.8777 | 60010120.2766 | 61718965.1752 | 62889364.657 | 64020545.6524 | 64997963.632 | 66368607.6663 | 67472409.832 | 68513721.5317
Scenario 3: Aggressive Fuel Sub | SCE | Res | WaterHeat | Res ¦ Res Heat Pump Water Heater (3.50 UEF - 50 Gal) - Cold | Res - Multi Family | Energy Efficiency | 2572749.1751 | 2669786.4608 | 2761181.5199 | 2842678.9665 | 2940569.8653 | 3061502.8945 | 3148202.8804 | 3207840.5739 | 3265519.5644 | 3315481.7988 | 3385233.6416 | 3441588.1035 | 3494816.914
Scenario 3: Aggressive Fuel Sub | SCE | Res | WaterHeat | Res ¦ Res Low Flow Showerheads (Elec WH) | Res - Multi Family | Energy Efficiency | 841553.4021 | 883617.7062 | 923130.0378 | 958535.0197 | 1002637.1165 | 1059465.4717 | 1099497.2888 | 1125538.1216 | 1149209.3963 | 1167015.4029 | 1191948.1808 | 1210052.5328 | 1226937.0609
Scenario 3: Aggressive Fuel Sub | SCE | Res | WholeBlg | Res ¦ Res All-Electric Homes - Marine | Res - Multi Family | Energy Efficiency | 0 | 0 | 0 | 0 | 0 | 0 | 0 | 0 | 0 | 0 | 0 | 0 | 0
Scenario 3: Aggressive Fuel Sub | SCE | Res | WholeBlg | Res ¦ Res All-Electric Homes - Hot-Dry | Res - Multi Family | Energy Efficiency | 0 | 0 | 0 | 0 | 0 | 0 | 0 | 0 | 0 | 0 | 0 | 0 | 0
Scenario 3: Aggressive Fuel Sub | SCE | Res | WholeBlg | Res ¦ Res All-Electric Homes - Cold | Res - Multi Family | Energy Efficiency | 0 | 0 | 0 | 647299.0956 | 670334.3142 | 670561.1664 | 661064.4982 | 643589.8017 | 623680.4654 | 600506.9512 | 584491.9781 | 571793.2865 | 557937.3013
Scenario 3: Aggressive Fuel Sub | SCG | Res | AppPlug | Res ¦ Efficient Res Clothes Washer (Gas) | Res - Multi Family | Energy Efficiency | 0 | 0 | 0 | 0 | 0 | 0 | 0 | 0 | 0 | 0 | 0 | 0 | 0
Scenario 3: Aggressive Fuel Sub | SCG | Res | BldgEnv | Res ¦ Wall Insulation (R13) - Cold | Res - Multi Family | Energy Efficiency | 0 | 0 | 0 | 0 | 0 | 0 | 0 | 0 | 1427209.0201 | 1503491.6797 | 1584475.5547 | 1670493.4588 | 1761905.8378
Scenario 3: Aggressive Fuel Sub | SCG | Res | HVAC | Res ¦ Res Smart Thermostat (Elec SC and Gas SH) - Marine | Res - Multi Family | Energy Efficiency | 0 | 0 | 0 | 0 | 0 | 0 | 0 | 0 | 0 | 0 | 0 | 0 | 0
Scenario 3: Aggressive Fuel Sub | SCG | Res | HVAC | Res ¦ Res Smart Thermostat (Elec SC and Gas SH) - Hot-Dry | Res - Multi Family | Energy Efficiency | 0 | 0 | 0 | 0 | 0 | 0 | 0 | 0 | 0 | 0 | 0 | 0 | 0
Scenario 3: Aggressive Fuel Sub | SCG | Res | HVAC | Res ¦ Res Smart Thermostat (Elec SC and Gas SH) - Cold | Res - Multi Family | Energy Efficiency | 0 | 0 | 0 | 0 | 0 | 0 | 0 | 0 | 0 | 0 | 0 | 1044.3561 | 1049.013
Scenario 3: Aggressive Fuel Sub | SCG | Res | HVAC | Res ¦ Res Efficient Furnace FS (AFUE = 95) - ZEAS 2030 - Cold | Res - Multi Family | Energy Efficiency | 0 | 0 | 0 | 0 | 0 | 0 | 0 | 0 | 0 | 0 | 0 | 0 | 0
Scenario 3: Aggressive Fuel Sub | SCG | Res | HVAC | Res ¦ Res Efficient Furnace FS (AFUE = 95) - Panel Upgrade - ZEAS 2030 - Hot-Dry | Res - Multi Family | Energy Efficiency | 0 | 0 | 0 | 0 | 0 | 0 | 0 | 0 | 0 | 0 | 0 | 0 | 0
Scenario 3: Aggressive Fuel Sub | SCG | Res | HVAC | Res ¦ Efficient Condensing Central Boiler - ZEAS 2030 - Cold | Res - Multi Family | Energy Efficiency | 4715.374 | 4960.0275 | 5221.5755 | 5496.4056 | 5787.2641 | 0 | 0 | 0 | 0 | 0 | 0 | 0 | 0
Scenario 3: Aggressive Fuel Sub | SCG | Res | WaterHeat | Res ¦ Res Faucet Aerators (Gas WH) | Res - Multi Family | Energy Efficiency | 295914.7616 | 303467.1477 | 322944.9856 | 332471.7587 | 339569.6787 | 340929.4124 | 342535.5637 | 342542.0961 | 341234.8346 | 339205.017 | 338017.1774 | 339290.7223 | 340647.4256
Scenario 3: Aggressive Fuel Sub | SCG | Res | WaterHeat | Res ¦ Res Low Flow Showerheads (Gas WH) | Res - Multi Family | Energy Efficiency | 50713016.5727 | 53258547.7503 | 55971679.599 | 58814894.8406 | 61817480.4458 | 64983297.1069 | 68338980.8538 | 71893456.0494 | 75660785.6186 | 79657351.7257 | 83902474.7846 | 88417448.6442 | 93215549.5065
Scenario 3: Aggressive Fuel Sub | SCG | Res | WaterHeat | Res ¦ Res Tankless Gas Water Heater (0.87 UEF - High Draw) - ZEAS 2030 - Marine | Res - Multi Family | Energy Efficiency | 335165.5665 | 344426.9016 | 367344.5005 | 379045.3553 | 388044.6825 | 0 | 0 | 0 | 0 | 0 | 0 | 0 | 0
Scenario 3: Aggressive Fuel Sub | SCG | Res | WaterHeat | Res ¦ Res Tankless Gas Water Heater (0.87 UEF - High Draw) - ZEAS 2030 - Hot-Dry | Res - Multi Family | Energy Efficiency | 1064071.3383 | 1093473.8851 | 1166231.8367 | 1203379.2814 | 1231950.015 | 0 | 0 | 0 | 0 | 0 | 0 | 0 | 0
Scenario 3: Aggressive Fuel Sub | SCG | Res | WaterHeat | Res ¦ Res Tankless Gas Water Heater (0.87 UEF - High Draw) - ZEAS 2030 - Cold | Res - Multi Family | Energy Efficiency | 19306.9997 | 19840.4931 | 21160.6468 | 21834.6671 | 22353.0676 | 0 | 0 | 0 | 0 | 0 | 0 | 0 | 0
Scenario 3: Aggressive Fuel Sub | SCG | Res | WaterHeat | Res ¦ Res Tankless Gas Water Heater (0.87 UEF - High Draw) - Panel Upgrade - ZEAS 2030 - Marine | Res - Multi Family | Energy Efficiency | 335165.5665 | 344426.9016 | 367344.5005 | 379045.3553 | 388044.6825 | 0 | 0 | 0 | 0 | 0 | 0 | 0 | 0
Scenario 3: Aggressive Fuel Sub | SCG | Res | WaterHeat | Res ¦ Res Tankless Gas Water Heater (0.87 UEF - High Draw) - Panel Upgrade - ZEAS 2030 - Hot-Dry | Res - Multi Family | Energy Efficiency | 1064071.3383 | 1093473.8851 | 1166231.8367 | 1203379.2814 | 1231950.015 | 0 | 0 | 0 | 0 | 0 | 0 | 0 | 0
Scenario 3: Aggressive Fuel Sub | SCG | Res | WaterHeat | Res ¦ Res Tankless Gas Water Heater (0.87 UEF - High Draw) - Panel Upgrade - ZEAS 2030 - Cold | Res - Multi Family | Energy Efficiency | 19306.9997 | 19840.4931 | 21160.6468 | 21834.6671 | 22353.0676 | 0 | 0 | 0 | 0 | 0 | 0 | 0 | 0
Scenario 3: Aggressive Fuel Sub | SCG | Res | WaterHeat | Res ¦ Res Hot Water Tank Insulation | Res - Multi Family | Energy Efficiency | 2490372.9916 | 2614315.9615 | 2744114.6756 | 2880959.2468 | 3025388.3522 | 3177914.3507 | 3339234.0326 | 3510041.1415 | 3690924.3743 | 3882503.5628 | 4085399.192 | 4300623.87 | 4529270.8511
Scenario 3: Aggressive Fuel Sub | SCG | Res | WholeBlg | Res ¦ Res All-Electric Homes - Marine | Res - Multi Family | Energy Efficiency | 0 | 0 | 0 | 0 | 0 | 0 | 0 | 0 | 0 | 0 | 0 | 0 | 0
Scenario 3: Aggressive Fuel Sub | SCG | Res | WholeBlg | Res ¦ Res All-Electric Homes - Hot-Dry | Res - Multi Family | Energy Efficiency | 0 | 0 | 0 | 0 | 0 | 0 | 0 | 0 | 0 | 0 | 0 | 0 | 0
Scenario 3: Aggressive Fuel Sub | SCG | Res | WholeBlg | Res ¦ Res All-Electric Homes - Cold | Res - Multi Family | Energy Efficiency | 0 | 0 | 0 | 0 | 0 | 0 | 0 | 0 | 0 | 0 | 0 | 0 | 0
Scenario 3: Aggressive Fuel Sub | SDG&E | Res | AppPlug | Res ¦ Efficient Res Clothes Washer (Electric) | Res - Multi Family | Energy Efficiency | 678546.7528 | 710200.0664 | 742179.2869 | 774895.9182 | 810227.6166 | 850290.1601 | 888692.0555 | 926350.4214 | 965015.6157 | 1004070.7965 | 1047304.4165 | 1091538.569 | 1137991.1376
Scenario 3: Aggressive Fuel Sub | SDG&E | Res | AppPlug | Res ¦ Efficient Res Clothes Washer (Gas) | Res - Multi Family | Energy Efficiency | 0 | 0 | 0 | 14588219.1671 | 15252724.5957 | 16006536.488 | 16729027.9352 | 17437397.3999 | 18164633.0679 | 18899179.3385 | 19712385.8304 | 20544504.5264 | 21418391.3071
Scenario 3: Aggressive Fuel Sub | SDG&E | Res | AppPlug | Res ¦ Heat Pump Pool Heater - Fuel Sub - ZEAS 2030 | Res - Multi Family | Fuel Substitution | 51200799.6584 | 54225014.2014 | 57498173.9261 | 61041524.498 | 64765693.2188 | 0 | 0 | 0 | 0 | 0 | 0 | 0 | 0
Scenario 3: Aggressive Fuel Sub | SDG&E | Res | BldgEnv | Res ¦ Wall Insulation (R13) - Marine | Res - Multi Family | Energy Efficiency | 0 | 0 | 0 | 1102813.7342 | 1159383.4069 | 1219897.1788 | 1280539.6762 | 1342687.0825 | 1408038.2106 | 1475780.9804 | 1549439.5865 | 1626563.08 | 1707733.3543
Scenario 3: Aggressive Fuel Sub | SDG&E | Res | BldgEnv | Res ¦ Wall Insulation (R13) - Hot-Dry | Res - Multi Family | Energy Efficiency | 0 | 0 | 0 | 0 | 0 | 4636773.2841 | 4869817.099 | 5111814.8242 | 5367124.8276 | 5634233.6673 | 5921858.1718 | 6224690.3307 | 6544604.191
Scenario 3: Aggressive Fuel Sub | SDG&E | Res | HVAC | Res ¦ Res Smart Thermostat (Elec SC and Gas SH) - Marine | Res - Multi Family | Energy Efficiency | 0 | 0 | 0 | 0 | 18227.59 | 18467.7414 | 18543.3149 | 18382.8312 | 18080.366 | 17707.6165 | 17454.0658 | 17373.1773 | 17326.7815
Scenario 3: Aggressive Fuel Sub | SDG&E | Res | HVAC | Res ¦ Res Smart Thermostat (Elec SC and Gas SH) - Hot-Dry | Res - Multi Family | Energy Efficiency | 0 | 0 | 0 | 0 | 0 | 0 | 0 | 0 | 0 | 0 | 0 | 0 | 0
Scenario 3: Aggressive Fuel Sub | SDG&E | Res | HVAC | Res ¦ HVAC Time Delay Relay - Marine | Res - Multi Family | Energy Efficiency | 278513.8987 | 308024.7513 | 320651.1414 | 289214.6941 | 264181.6284 | 309797.9671 | 336454.393 | 343855.7356 | 346313.6099 | 344597.4458 | 360648.7316 | 364366.4203 | 367400.0062
Scenario 3: Aggressive Fuel Sub | SDG&E | Res | HVAC | Res ¦ HVAC Time Delay Relay - Hot-Dry | Res - Multi Family | Energy Efficiency | 922134.944 | 1019842.7734 | 1061647.6367 | 957564.3335 | 874682.0618 | 1025713.7343 | 1113970.8083 | 1138476.0007 | 1146613.8058 | 1140931.7378 | 1194076.1288 | 1206385.068 | 1216429.0032
Scenario 3: Aggressive Fuel Sub | SDG&E | Res | HVAC | Res ¦ Packaged/Split Heat Pump (SEER2 15.2) - Fuel Sub - ZEAS 2030 - Marine | Res - Multi Family | Fuel Substitution | 0 | 0 | 0 | 0 | 0 | 0 | 0 | 0 | 0 | 0 | 0 | 0 | 0
Scenario 3: Aggressive Fuel Sub | SDG&E | Res | HVAC | Res ¦ Packaged/Split Heat Pump (SEER2 15.2) - Fuel Sub - ZEAS 2030 - Hot-Dry | Res - Multi Family | Fuel Substitution | 0 | 0 | 0 | 0 | 0 | 0 | 0 | 0 | 0 | 0 | 0 | 0 | 0
Scenario 3: Aggressive Fuel Sub | SDG&E | Res | HVAC | Res ¦ Packaged/Split Heat Pump (SEER2 16.0) - Fuel Sub - ZEAS 2030 - Marine | Res - Multi Family | Fuel Substitution | 0 | 0 | 0 | 0 | 0 | 0 | 0 | 0 | 0 | 0 | 0 | 0 | 0
Scenario 3: Aggressive Fuel Sub | SDG&E | Res | HVAC | Res ¦ Packaged/Split Heat Pump (SEER2 16.0) - Fuel Sub - ZEAS 2030 - Hot-Dry | Res - Multi Family | Fuel Substitution | 0 | 0 | 0 | 0 | 0 | 0 | 0 | 0 | 0 | 0 | 0 | 0 | 0
Scenario 3: Aggressive Fuel Sub | SDG&E | Res | HVAC | Res ¦ Packaged/Split Heat Pump (SEER2 16.9) - Fuel Sub - ZEAS 2030 - Marine | Res - Multi Family | Fuel Substitution | 5468407.0812 | 5773080.1889 | 0 | 0 | 0 | 0 | 0 | 0 | 0 | 0 | 0 | 0 | 0
Scenario 3: Aggressive Fuel Sub | SDG&E | Res | HVAC | Res ¦ Packaged/Split Heat Pump (SEER2 16.9) - Fuel Sub - ZEAS 2030 - Hot-Dry | Res - Multi Family | Fuel Substitution | 7867386.7794 | 8297251.5128 | 8756710.6575 | 9247597.1945 | 9765549.0031 | 0 | 0 | 0 | 0 | 0 | 0 | 0 | 0
Scenario 3: Aggressive Fuel Sub | SDG&E | Res | HVAC | Res ¦ Packaged/Split Heat Pump (SEER2 17.8) - Fuel Sub - ZEAS 2030 - Marine | Res - Multi Family | Fuel Substitution | 0 | 0 | 6192042.2722 | 6543613.4217 | 6913988.425 | 0 | 0 | 0 | 0 | 0 | 0 | 0 | 0
Scenario 3: Aggressive Fuel Sub | SDG&E | Res | HVAC | Res ¦ Packaged/Split Heat Pump (SEER2 15.2) - Fuel Sub - Panel Upgrade - ZEAS 2030 - Marine | Res - Multi Family | Fuel Substitution | 0 | 0 | 0 | 0 | 0 | 0 | 0 | 0 | 0 | 0 | 0 | 0 | 0
Scenario 3: Aggressive Fuel Sub | SDG&E | Res | HVAC | Res ¦ Packaged/Split Heat Pump (SEER2 15.2) - Fuel Sub - Panel Upgrade - ZEAS 2030 - Hot-Dry | Res - Multi Family | Fuel Substitution | 0 | 0 | 0 | 0 | 0 | 0 | 0 | 0 | 0 | 0 | 0 | 0 | 0
Scenario 3: Aggressive Fuel Sub | SDG&E | Res | HVAC | Res ¦ Packaged/Split Heat Pump (SEER2 16.0) - Fuel Sub - Panel Upgrade - ZEAS 2030 - Marine | Res - Multi Family | Fuel Substitution | 0 | 0 | 0 | 0 | 0 | 0 | 0 | 0 | 0 | 0 | 0 | 0 | 0
Scenario 3: Aggressive Fuel Sub | SDG&E | Res | HVAC | Res ¦ Packaged/Split Heat Pump (SEER2 16.0) - Fuel Sub - Panel Upgrade - ZEAS 2030 - Hot-Dry | Res - Multi Family | Fuel Substitution | 0 | 0 | 0 | 0 | 0 | 0 | 0 | 0 | 0 | 0 | 0 | 0 | 0
Scenario 3: Aggressive Fuel Sub | SDG&E | Res | HVAC | Res ¦ Packaged/Split Heat Pump (SEER2 16.9) - Fuel Sub - Panel Upgrade - ZEAS 2030 - Marine | Res - Multi Family | Fuel Substitution | 6166501.6022 | 6510069.1492 | 0 | 0 | 0 | 0 | 0 | 0 | 0 | 0 | 0 | 0 | 0
Scenario 3: Aggressive Fuel Sub | SDG&E | Res | HVAC | Res ¦ Packaged/Split Heat Pump (SEER2 16.9) - Fuel Sub - Panel Upgrade - ZEAS 2030 - Hot-Dry | Res - Multi Family | Fuel Substitution | 8871734.0278 | 9356475.1101 | 9874588.6138 | 10428141.5172 | 11012214.8333 | 0 | 0 | 0 | 0 | 0 | 0 | 0 | 0
Scenario 3: Aggressive Fuel Sub | SDG&E | Res | HVAC | Res ¦ Packaged/Split Heat Pump (SEER2 17.8) - Fuel Sub - Panel Upgrade - ZEAS 2030 - Marine | Res - Multi Family | Fuel Substitution | 0 | 0 | 6982515.7538 | 7378968.3266 | 7796625.2452 | 0 | 0 | 0 | 0 | 0 | 0 | 0 | 0
Scenario 3: Aggressive Fuel Sub | SDG&E | Res | HVAC | Res ¦ Res Efficient Furnace FS (AFUE = 95) - ZEAS 2030 - Hot-Dry | Res - Multi Family | Energy Efficiency | 0 | 0 | 0 | 0 | 0 | 0 | 0 | 0 | 0 | 0 | 0 | 0 | 0
Scenario 3: Aggressive Fuel Sub | SDG&E | Res | HVAC | Res ¦ Res Efficient Furnace FS (AFUE = 95) - Panel Upgrade - ZEAS 2030 - Hot-Dry | Res - Multi Family | Energy Efficiency | 0 | 0 | 0 | 0 | 0 | 0 | 0 | 0 | 0 | 0 | 0 | 0 | 0
Scenario 3: Aggressive Fuel Sub | SDG&E | Res | HVAC | Res ¦ Res Efficient Furnace (AFUE 95, VSM) - ZEAS 2030 - Hot-Dry | Res - Multi Family | Energy Efficiency | 0 | 0 | 0 | 0 | 0 | 0 | 0 | 0 | 0 | 0 | 0 | 0 | 0
Scenario 3: Aggressive Fuel Sub | SDG&E | Res | WaterHeat | Res ¦ Res Heat Pump Water Heater (3.50 UEF - 50 Gal) - Marine | Res - Multi Family | Energy Efficiency | 1933159.5791 | 1996374.927 | 2052874.1656 | 2103318.7941 | 2162111.2334 | 2239750.2948 | 2296742.4778 | 2339745.0115 | 2380327.7736 | 2414345.4695 | 2463933.0208 | 2502140.0236 | 2537678.8646
Scenario 3: Aggressive Fuel Sub | SDG&E | Res | WaterHeat | Res ¦ Res Heat Pump Water Heater (3.50 UEF - 50 Gal) - Hot-Dry | Res - Multi Family | Energy Efficiency | 43193123.4945 | 44606105.3645 | 45868892.0172 | 46996259.1417 | 48310326.2612 | 50045818.7813 | 51319586.5652 | 52280504.7655 | 53187300.7812 | 53947272.3959 | 55055407.0033 | 55909025.2068 | 56702960.376
Scenario 3: Aggressive Fuel Sub | SDG&E | Res | WaterHeat | Res ¦ Res Faucet Aerators (Elec WH) | Res - Multi Family | Energy Efficiency | 2351.0166 | 2424.5455 | 2465.1143 | 2523.0393 | 2453.7235 | 2498.4729 | 2484.6928 | 2414.3338 | 2325.5005 | 2224.2888 | 2156.446 | 2092.8088 | 2028.112
Scenario 3: Aggressive Fuel Sub | SDG&E | Res | WaterHeat | Res ¦ Res Faucet Aerators (Gas WH) | Res - Multi Family | Energy Efficiency | 116166.7359 | 119585.896 | 122052.046 | 127027.1209 | 124514.7005 | 125667.3823 | 126343.2 | 125593.7188 | 123909.8956 | 122026.5049 | 120521.8725 | 120386.5416 | 120704.4205
Scenario 3: Aggressive Fuel Sub | SDG&E | Res | WaterHeat | Res ¦ Res Low Flow Showerheads (Elec WH) | Res - Multi Family | Energy Efficiency | 336501.525 | 350713.7487 | 363528.324 | 375018.2355 | 389076.5314 | 408404.7181 | 422582.6721 | 432954.1387 | 442118.6649 | 448727.5455 | 458167.8927 | 464554.2012 | 470394.5875
Scenario 3: Aggressive Fuel Sub | SDG&E | Res | WaterHeat | Res ¦ Res Low Flow Showerheads (Gas WH) | Res - Multi Family | Energy Efficiency | 16235598.5703 | 17031503.8703 | 17868233.4661 | 18758320.2676 | 19681549.1249 | 20668038.9345 | 21711791.1401 | 22814629.0499 | 23981839.0146 | 25219782.6889 | 26534647.0408 | 27934171.4681 | 29421985.2995
Scenario 3: Aggressive Fuel Sub | SDG&E | Res | WaterHeat | Res ¦ Res Tankless Gas Water Heater (0.87 UEF - High Draw) - ZEAS 2030 - Marine | Res - Multi Family | Energy Efficiency | 132875.8886 | 137110.5635 | 140298.5019 | 146394.8391 | 143914.0461 | 0 | 0 | 0 | 0 | 0 | 0 | 0 | 0
Scenario 3: Aggressive Fuel Sub | SDG&E | Res | WaterHeat | Res ¦ Res Tankless Gas Water Heater (0.87 UEF - High Draw) - ZEAS 2030 - Hot-Dry | Res - Multi Family | Energy Efficiency | 289678.7535 | 298910.6901 | 305860.6788 | 319151.1952 | 313742.9476 | 0 | 0 | 0 | 0 | 0 | 0 | 0 | 0
Scenario 3: Aggressive Fuel Sub | SDG&E | Res | WaterHeat | Res ¦ Res Heat Pump Water Heater (3.70 UEF - 50 Gal) - Fuel Sub - ZEAS 2030 - Marine | Res - Multi Family | Fuel Substitution | 34349430.4496 | 36415389.839 | 38660707.9524 | 41098813.4915 | 43646154.9488 | 18856753.3047 | 19347210.3681 | 19723509.8292 | 20081210.0518 | 20383950.9283 | 20816394.6502 | 21150723.4001 | 21461775.0207
Scenario 3: Aggressive Fuel Sub | SDG&E | Res | WaterHeat | Res ¦ Res Heat Pump Water Heater (3.70 UEF - 50 Gal) - Fuel Sub - ZEAS 2030 - Hot-Dry | Res - Multi Family | Fuel Substitution | 74373311.9495 | 78852087.3799 | 83720594.9523 | 89007998.4229 | 94531749.6522 | 49472524.6089 | 50759562.7969 | 51746868.457 | 52685329.6405 | 53479482.7423 | 54614157.7069 | 55491219.1311 | 56307153.3681
Scenario 3: Aggressive Fuel Sub | SDG&E | Res | WaterHeat | Res ¦ Res Tankless Gas Water Heater (0.87 UEF - High Draw) - Panel Upgrade - ZEAS 2030 - Marine | Res - Multi Family | Energy Efficiency | 132875.8886 | 137110.5635 | 140298.5019 | 146394.8391 | 143914.0461 | 0 | 0 | 0 | 0 | 0 | 0 | 0 | 0
Scenario 3: Aggressive Fuel Sub | SDG&E | Res | WaterHeat | Res ¦ Res Tankless Gas Water Heater (0.87 UEF - High Draw) - Panel Upgrade - ZEAS 2030 - Hot-Dry | Res - Multi Family | Energy Efficiency | 289678.7535 | 298910.6901 | 305860.6788 | 319151.1952 | 313742.9476 | 0 | 0 | 0 | 0 | 0 | 0 | 0 | 0
Scenario 3: Aggressive Fuel Sub | SDG&E | Res | WaterHeat | Res ¦ Res Heat Pump Water Heater (3.70 UEF - 50 Gal) - Fuel Sub - Panel Upgrade - ZEAS 2030 - Marine | Res - Multi Family | Fuel Substitution | 34349430.4496 | 36415389.839 | 38660707.9524 | 41098813.4915 | 43646154.9488 | 18856753.3047 | 19347210.3681 | 19723509.8292 | 20081210.0518 | 20383950.9283 | 20816394.6502 | 21150723.4001 | 21461775.0207
Scenario 3: Aggressive Fuel Sub | SDG&E | Res | WaterHeat | Res ¦ Res Heat Pump Water Heater (3.70 UEF - 50 Gal) - Fuel Sub - Panel Upgrade - ZEAS 2030 - Hot-Dry | Res - Multi Family | Fuel Substitution | 74373311.9495 | 78852087.3799 | 83720594.9523 | 89007998.4229 | 94531749.6522 | 49472524.6089 | 50759562.7969 | 51746868.457 | 52685329.6405 | 53479482.7423 | 54614157.7069 | 55491219.1311 | 56307153.3681
Scenario 3: Aggressive Fuel Sub | SDG&E | Res | WaterHeat | Res ¦ Res Central Heat Pump Water Heater (150+ kBtuh, 3.0 COP) - Fuel Sub - ZEAS 2030 - Marine | Res - Multi Family | Fuel Substitution | 615320459.8141 | 664711643.8207 | 721079295.4433 | 784893805.3623 | 849781248.8509 | 0 | 0 | 0 | 0 | 0 | 0 | 0 | 0
Scenario 3: Aggressive Fuel Sub | SDG&E | Res | WaterHeat | Res ¦ Res Central Heat Pump Water Heater (150+ kBtuh, 3.0 COP) - Fuel Sub - ZEAS 2030 - Hot-Dry | Res - Multi Family | Fuel Substitution | 1544390100.3355 | 1670649046.9881 | 1815075343.195 | 1978890187.9457 | 2145263753.4586 | 0 | 0 | 0 | 0 | 0 | 0 | 0 | 0
Scenario 3: Aggressive Fuel Sub | SDG&E | Res | WaterHeat | Res ¦ Res Central Heat Pump Water Heater (150+ kBtuh, 3.0 COP) - Fuel Sub - Panel Upgrade - ZEAS 2030 - Marine | Res - Multi Family | Fuel Substitution | 615320459.8141 | 664711643.8207 | 721079295.4433 | 784893805.3623 | 849781248.8509 | 0 | 0 | 0 | 0 | 0 | 0 | 0 | 0
Scenario 3: Aggressive Fuel Sub | SDG&E | Res | WaterHeat | Res ¦ Res Central Heat Pump Water Heater (150+ kBtuh, 3.0 COP) - Fuel Sub - Panel Upgrade - ZEAS 2030 - Hot-Dry | Res - Multi Family | Fuel Substitution | 1544390100.3355 | 1670649046.9881 | 1815075343.195 | 1978890187.9457 | 2145263753.4586 | 0 | 0 | 0 | 0 | 0 | 0 | 0 | 0
Scenario 3: Aggressive Fuel Sub | SDG&E | Res | WaterHeat | Res ¦ Res Hot Water Tank Insulation | Res - Multi Family | Energy Efficiency | 784350.3241 | 822383.3585 | 862197.2581 | 904151.0777 | 948407.7405 | 995122.2749 | 1044505.288 | 1096766.5254 | 1152084.1401 | 1210645.7254 | 1272639.1077 | 1338370.2435 | 1408169.4573
Scenario 3: Aggressive Fuel Sub | PG&E | Com | BldgEnv | Com ¦ Com Wall Insulation (R14) - Marine | Com - College | Energy Efficiency | 784.4164 | 827.2152 | 859.0998 | 904.559 | 943.5593 | 979.6368 | 1038.5136 | 1085.4085 | 1166.4944 | 1244.4499 | 1318.3531 | 1370.9703 | 1450.4267
Scenario 3: Aggressive Fuel Sub | PG&E | Com | BldgEnv | Com ¦ Com Wall Insulation (R14) - Hot-Dry | Com - College | Energy Efficiency | 891.545 | 936.0481 | 967.425 | 1013.5366 | 1052.8513 | 1090.4967 | 1152.9596 | 1201.7115 | 1287.9017 | 1370.3403 | 1447.942 | 1500.82 | 1582.8366
Scenario 3: Aggressive Fuel Sub | PG&E | Com | BldgEnv | Com ¦ Com Wall Insulation (R14) - Cold | Com - College | Energy Efficiency | 2221.7478 | 2317.8504 | 2252.9055 | 2349.65 | 2453.7972 | 2569.1826 | 2689.8649 | 2816.5464 | 2950.0849 | 3091.1622 | 3240.0692 | 3395.0328 | 3559.1858
Scenario 3: Aggressive Fuel Sub | PG&E | Com | HVAC | Com ¦ Ductless Mini Split Heat Pump (SEER 18) - Hot-Dry | Com - College | Energy Efficiency | 504327.0149 | 516547.8999 | 526251.5478 | 534302.6159 | 545441.8342 | 561937.6953 | 574460.5658 | 585315.6184 | 595579.041 | 605263.5108 | 618342.1992 | 627793.9199 | 637124.0071
Scenario 3: Aggressive Fuel Sub | PG&E | Com | HVAC | Com ¦ Ductless Mini Split Heat Pump (SEER 18) - Marine | Com - College | Energy Efficiency | 564695.7464 | 578379.4904 | 589244.6801 | 598259.4736 | 610732.0738 | 629202.5152 | 643224.3929 | 655378.8122 | 666870.7825 | 677714.4985 | 692358.7264 | 702941.8328 | 713388.746
Scenario 3: Aggressive Fuel Sub | PG&E | Com | HVAC | Com ¦ Ductless Mini Split Heat Pump (SEER 18) - Cold | Com - College | Energy Efficiency | 1360.0618 | 1393.0189 | 1419.1875 | 1440.8995 | 1470.9396 | 1515.4254 | 1549.1969 | 1578.4706 | 1606.1489 | 1632.2658 | 1667.5362 | 1693.0255 | 1718.1868
Scenario 3: Aggressive Fuel Sub | PG&E | Com | HVAC | Com ¦ Demand Controlled Ventilation (HVAC) - Marine | Com - College | Energy Efficiency | 103937.7784 | 109145.1733 | 3314589.3951 | 3431879.9748 | 3565332.5836 | 3726140.0995 | 3894063.9203 | 4064325.0632 | 148939.9982 | 158135.3062 | 166842.7892 | 172706.573 | 181883.3906
Scenario 3: Aggressive Fuel Sub | PG&E | Com | HVAC | Com ¦ Demand Controlled Ventilation (HVAC) - Hot-Dry | Com - College | Energy Efficiency | 77891.6689 | 81405.1656 | 83625.2978 | 86969.672 | 89765.2158 | 2768927.4196 | 2886888.0615 | 3002873.4305 | 107315.9453 | 113390.2667 | 119131.9242 | 122699.2012 | 128570.1701
Scenario 3: Aggressive Fuel Sub | PG&E | Com | HVAC | Com ¦ Demand Controlled Ventilation (HVAC) - Cold | Com - College | Energy Efficiency | 14564.5821 | 15084.4686 | 14603.9437 | 15071.1174 | 15554.8661 | 16251.7083 | 16972.236 | 17694.3071 | 18454.4588 | 19246.2701 | 20127.8793 | 20977.5746 | 21877.5524
Scenario 3: Aggressive Fuel Sub | PG&E | Com | HVAC | Com ¦ HVAC Energy Management System (Elec SC and Gas SH) - Marine | Com - College | Energy Efficiency | 31195.4515 | 32642.3153 | 33582.1919 | 34983.8271 | 36159.8674 | 37337.5335 | 39291.6609 | 40737.9547 | 43418.9453 | 45935.09 | 48314.6425 | 49827.7808 | 52281.8321
Scenario 3: Aggressive Fuel Sub | PG&E | Com | HVAC | Com ¦ HVAC Energy Management System (Elec SC and Gas SH) - Hot-Dry | Com - College | Energy Efficiency | 22844.443 | 23894.1187 | 24569.795 | 25580.7607 | 26427.9611 | 27281.2869 | 28698.5028 | 29742.7602 | 31686.6552 | 33508.5188 | 35231.1907 | 36318.2892 | 38089.8766
Scenario 3: Aggressive Fuel Sub | PG&E | Com | HVAC | Com ¦ HVAC Energy Management System (Elec SC and Gas SH) - Cold | Com - College | Energy Efficiency | 85.975 | 90.2338 | 101.9718 | 106.573 | 98.8371 | 102.8122 | 108.7375 | 113.2086 | 120.5426 | 127.4983 | 134.5735 | 139.7942 | 146.7372
Scenario 3: Aggressive Fuel Sub | PG&E | Com | HVAC | Com ¦ HVAC Fan Variable Frequency Drive (VFD) - Marine | Com - College | Energy Efficiency | 600615.6696 | 602052.365 | 596782.4716 | 585803.0362 | 585931.5602 | 607891.71 | 626566.5803 | 641053.2191 | 0 | 0 | 685334.3608 | 694197.1276 | 702174.4805
Scenario 3: Aggressive Fuel Sub | PG&E | Com | HVAC | Com ¦ HVAC Fan Variable Frequency Drive (VFD) - Hot-Dry | Com - College | Energy Efficiency | 503234.4134 | 504249.9904 | 499588.7242 | 490091.8285 | 489970.0311 | 508284.4761 | 523809.4091 | 535780.9122 | 545738.0162 | 555154.347 | 572294.1295 | 579445.9634 | 585829.7684
Scenario 3: Aggressive Fuel Sub | PG&E | Com | HVAC | Com ¦ HVAC Fan Variable Frequency Drive (VFD) - Cold | Com - College | Energy Efficiency | 0 | 0 | 0 | 0 | 0 | 0 | 0 | 0 | 0 | 0 | 0 | 0 | 0
Scenario 3: Aggressive Fuel Sub | PG&E | Com | HVAC | Com ¦ Large Packaged Heat Pump (IEER 14.0) - Fuel Sub - ZEAS 2030 - Marine | Com - College | Fuel Substitution | 1486214.3979 | 1578834.9457 | 1680624.192 | 1791218.6211 | 1904546.8704 | 0 | 0 | 0 | 0 | 0 | 0 | 0 | 0
Scenario 3: Aggressive Fuel Sub | PG&E | Com | HVAC | Com ¦ Large Packaged Heat Pump (IEER 14.0) - Fuel Sub - ZEAS 2030 - Hot-Dry | Com - College | Fuel Substitution | 1054261.826 | 1121455.7579 | 1195506.0503 | 1276110.2846 | 1358551.0963 | 0 | 0 | 0 | 0 | 0 | 0 | 0 | 0
Scenario 3: Aggressive Fuel Sub | PG&E | Com | HVAC | Com ¦ Large Packaged Heat Pump (IEER 14.0) - Fuel Sub - ZEAS 2030 - Cold | Com - College | Fuel Substitution | 7739.7665 | 8224.7162 | 8165.1257 | 8713.852 | 9271.1971 | 0 | 0 | 0 | 0 | 0 | 0 | 0 | 0
Scenario 3: Aggressive Fuel Sub | PG&E | Com | HVAC | Com ¦ Large Packaged Heat Pump (IEER 14.0) - Fuel Sub - Panel Upgrade - ZEAS 2030 - Marine | Com - College | Fuel Substitution | 339601.8157 | 360765.7247 | 384024.6925 | 409295.6554 | 435191.2996 | 0 | 0 | 0 | 0 | 0 | 0 | 0 | 0
Scenario 3: Aggressive Fuel Sub | PG&E | Com | HVAC | Com ¦ Large Packaged Heat Pump (IEER 14.0) - Fuel Sub - Panel Upgrade - ZEAS 2030 - Hot-Dry | Com - College | Fuel Substitution | 240900.1224 | 256254.0184 | 273174.6012 | 291592.7677 | 310430.5945 | 0 | 0 | 0 | 0 | 0 | 0 | 0 | 0
Scenario 3: Aggressive Fuel Sub | PG&E | Com | HVAC | Com ¦ Large Packaged Heat Pump (IEER 14.0) - Fuel Sub - Panel Upgrade - ZEAS 2030 - Cold | Com - College | Fuel Substitution | 1768.5462 | 1879.3578 | 1865.7412 | 1991.1259 | 2118.4799 | 0 | 0 | 0 | 0 | 0 | 0 | 0 | 0
Scenario 3: Aggressive Fuel Sub | PG&E | Com | HVAC | Com ¦ Small Packaged Heat Pump (SEER 16) - Fuel Sub - ZEAS 2030 - Marine | Com - College | Fuel Substitution | 0 | 0 | 0 | 0 | 0 | 0 | 0 | 0 | 0 | 0 | 0 | 0 | 0
Scenario 3: Aggressive Fuel Sub | PG&E | Com | HVAC | Com ¦ Small Packaged Heat Pump (SEER 16) - Fuel Sub - ZEAS 2030 - Hot-Dry | Com - College | Fuel Substitution | 0 | 0 | 0 | 0 | 0 | 0 | 0 | 0 | 0 | 0 | 0 | 0 | 0
Scenario 3: Aggressive Fuel Sub | PG&E | Com | HVAC | Com ¦ Small Packaged Heat Pump (SEER 17) - Fuel Sub - ZEAS 2030 - Marine | Com - College | Fuel Substitution | 583915.6574 | 0 | 0 | 0 | 0 | 0 | 0 | 0 | 0 | 0 | 0 | 0 | 0
Scenario 3: Aggressive Fuel Sub | PG&E | Com | HVAC | Com ¦ Small Packaged Heat Pump (SEER 17) - Fuel Sub - ZEAS 2030 - Hot-Dry | Com - College | Fuel Substitution | 0 | 0 | 0 | 0 | 0 | 0 | 0 | 0 | 0 | 0 | 0 | 0 | 0
Scenario 3: Aggressive Fuel Sub | PG&E | Com | HVAC | Com ¦ Small Packaged Heat Pump (SEER 17) - Fuel Sub - ZEAS 2030 - Cold | Com - College | Fuel Substitution | 0 | 0 | 0 | 0 | 0 | 0 | 0 | 0 | 0 | 0 | 0 | 0 | 0
Scenario 3: Aggressive Fuel Sub | PG&E | Com | HVAC | Com ¦ Small Packaged Heat Pump (SEER 18) - Fuel Sub - ZEAS 2030 - Marine | Com - College | Fuel Substitution | 0 | 623994.8237 | 653783.7975 | 685060.3857 | 718337.6303 | 0 | 0 | 0 | 0 | 0 | 0 | 0 | 0
Scenario 3: Aggressive Fuel Sub | PG&E | Com | HVAC | Com ¦ Small Packaged Heat Pump (SEER 18) - Fuel Sub - ZEAS 2030 - Hot-Dry | Com - College | Fuel Substitution | 521578.5547 | 545478.9543 | 570214.9974 | 595993.8267 | 623648.969 | 0 | 0 | 0 | 0 | 0 | 0 | 0 | 0
Scenario 3: Aggressive Fuel Sub | PG&E | Com | HVAC | Com ¦ Small Packaged Heat Pump (SEER 18) - Fuel Sub - ZEAS 2030 - Cold | Com - College | Fuel Substitution | 2621.2102 | 2757.4492 | 2705.3456 | 2850.734 | 3002.307 | 0 | 0 | 0 | 0 | 0 | 0 | 0 | 0
Scenario 3: Aggressive Fuel Sub | PG&E | Com | HVAC | Com ¦ Small Packaged Heat Pump (SEER 16) - Fuel Sub - Panel Upgrade - ZEAS 2030 - Marine | Com - College | Fuel Substitution | 0 | 0 | 0 | 0 | 0 | 0 | 0 | 0 | 0 | 0 | 0 | 0 | 0
Scenario 3: Aggressive Fuel Sub | PG&E | Com | HVAC | Com ¦ Small Packaged Heat Pump (SEER 16) - Fuel Sub - Panel Upgrade - ZEAS 2030 - Hot-Dry | Com - College | Fuel Substitution | 0 | 0 | 0 | 0 | 0 | 0 | 0 | 0 | 0 | 0 | 0 | 0 | 0
Scenario 3: Aggressive Fuel Sub | PG&E | Com | HVAC | Com ¦ Small Packaged Heat Pump (SEER 17) - Fuel Sub - Panel Upgrade - ZEAS 2030 - Marine | Com - College | Fuel Substitution | 133425.4451 | 0 | 0 | 0 | 0 | 0 | 0 | 0 | 0 | 0 | 0 | 0 | 0
Scenario 3: Aggressive Fuel Sub | PG&E | Com | HVAC | Com ¦ Small Packaged Heat Pump (SEER 17) - Fuel Sub - Panel Upgrade - ZEAS 2030 - Hot-Dry | Com - College | Fuel Substitution | 0 | 0 | 0 | 0 | 0 | 0 | 0 | 0 | 0 | 0 | 0 | 0 | 0
Scenario 3: Aggressive Fuel Sub | PG&E | Com | HVAC | Com ¦ Small Packaged Heat Pump (SEER 17) - Fuel Sub - Panel Upgrade - ZEAS 2030 - Cold | Com - College | Fuel Substitution | 0 | 0 | 0 | 0 | 0 | 0 | 0 | 0 | 0 | 0 | 0 | 0 | 0
Scenario 3: Aggressive Fuel Sub | PG&E | Com | HVAC | Com ¦ Small Packaged Heat Pump (SEER 18) - Fuel Sub - Panel Upgrade - ZEAS 2030 - Marine | Com - College | Fuel Substitution | 0 | 142583.5838 | 149390.4009 | 156537.1397 | 164141.031 | 0 | 0 | 0 | 0 | 0 | 0 | 0 | 0
Scenario 3: Aggressive Fuel Sub | PG&E | Com | HVAC | Com ¦ Small Packaged Heat Pump (SEER 18) - Fuel Sub - Panel Upgrade - ZEAS 2030 - Hot-Dry | Com - College | Fuel Substitution | 119181.3405 | 124642.6112 | 130294.8274 | 136185.3216 | 142504.5556 | 0 | 0 | 0 | 0 | 0 | 0 | 0 | 0
Scenario 3: Aggressive Fuel Sub | PG&E | Com | HVAC | Com ¦ Small Packaged Heat Pump (SEER 18) - Fuel Sub - Panel Upgrade - ZEAS 2030 - Cold | Com - College | Fuel Substitution | 598.9497 | 630.0805 | 618.1748 | 651.3962 | 686.0308 | 0 | 0 | 0 | 0 | 0 | 0 | 0 | 0
Scenario 3: Aggressive Fuel Sub | PG&E | Com | HVAC | Com ¦ Efficient Hot Water Boilers (94% eff.) - ZEAS 2030 - Marine | Com - College | Energy Efficiency | 1661551.2249 | 1742028.3747 | 1679634.2648 | 1941699.1008 | 1874793.9694 | 0 | 0 | 0 | 0 | 0 | 0 | 0 | 0
Scenario 3: Aggressive Fuel Sub | PG&E | Com | HVAC | Com ¦ Efficient Hot Water Boilers (94% eff.) - ZEAS 2030 - Hot-Dry | Com - College | Energy Efficiency | 1118067.3498 | 1172220.8854 | 1130235.5311 | 1306580.4624 | 1261559.6157 | 0 | 0 | 0 | 0 | 0 | 0 | 0 | 0
Scenario 3: Aggressive Fuel Sub | PG&E | Com | HVAC | Com ¦ Efficient Hot Water Boilers (94% eff.) - ZEAS 2030 - Cold | Com - College | Energy Efficiency | 2663.7461 | 2792.7645 | 2692.7362 | 3112.8702 | 3005.6101 | 0 | 0 | 0 | 0 | 0 | 0 | 0 | 0
Scenario 3: Aggressive Fuel Sub | PG&E | Com | WaterHeat | Com ¦ Com Heat Pump Water Heater (3.3 UEF - 50 Gal) - Marine | Com - College | Energy Efficiency | 1665456.545 | 1732216.6189 | 1795634.3899 | 1856996.8207 | 1929652.1726 | 2010549.2503 | 2070268.4133 | 2118784.966 | 2161777.1154 | 2200866.7612 | 2258947.2538 | 2306906.0086 | 2352259.933
Scenario 3: Aggressive Fuel Sub | PG&E | Com | WaterHeat | Com ¦ Com Heat Pump Water Heater (3.3 UEF - 50 Gal) - Hot-Dry | Com - College | Energy Efficiency | 1230527.8314 | 1279929.7181 | 1326856.0109 | 1372258.75 | 1426025.5448 | 1485896.2901 | 1530079.6089 | 1565965.39 | 1597757.4565 | 1626658.6231 | 1669625.3106 | 1705095.2541 | 1738634.2965
Scenario 3: Aggressive Fuel Sub | PG&E | Com | WaterHeat | Com ¦ Com Heat Pump Water Heater (3.3 UEF - 50 Gal) - Cold | Com - College | Energy Efficiency | 3631.3302 | 3776.9679 | 3915.3121 | 4049.1699 | 4207.6707 | 4384.156 | 4514.4256 | 4620.249 | 4714.0152 | 4799.2651 | 4925.9559 | 5030.5595 | 5129.4772
Scenario 3: Aggressive Fuel Sub | PG&E | Com | WaterHeat | Com ¦ Com Hot Water Tank Insulation - Marine | Com - College | Energy Efficiency | 44126.0234 | 46152.7882 | 44972.3988 | 47041.2806 | 49217.0611 | 51506.7537 | 53920.2114 | 56467.0898 | 59155.2389 | 61992.8774 | 64988.1153 | 68155.0968 | 71509.0137
Scenario 3: Aggressive Fuel Sub | PG&E | Com | WaterHeat | Com ¦ Com Hot Water Tank Insulation - Hot-Dry | Com - College | Energy Efficiency | 31092.9602 | 32521.0996 | 31689.3501 | 33147.1669 | 34680.3088 | 36293.7178 | 37994.3365 | 39788.9689 | 41683.1462 | 43682.6597 | 45793.2241 | 48024.8059 | 50388.1098
Scenario 3: Aggressive Fuel Sub | PG&E | Com | WaterHeat | Com ¦ Com Hot Water Tank Insulation - Cold | Com - College | Energy Efficiency | 63.4484 | 66.3627 | 64.6654 | 67.6402 | 70.7688 | 74.0611 | 77.5314 | 81.1935 | 85.0588 | 89.139 | 93.4458 | 97.9996 | 102.8222
Scenario 3: Aggressive Fuel Sub | PG&E | Com | WaterHeat | Com ¦ Faucet Aerators (Gas WH) - Cold | Com - College | Energy Efficiency | 0 | 0 | 0 | 0 | 0 | 576.4171 | 603.4149 | 631.9039 | 0 | 0 | 0 | 0 | 0
Scenario 3: Aggressive Fuel Sub | PG&E | Com | WaterHeat | Com ¦ Faucet Aerators (Elec WH) - Marine | Com - College | Energy Efficiency | 0 | 0 | 0 | 0 | 0 | 0 | 0 | 0 | 0 | 0 | 0 | 0 | 0
Scenario 3: Aggressive Fuel Sub | PG&E | Com | WaterHeat | Com ¦ Faucet Aerators (Elec WH) - Hot-Dry | Com - College | Energy Efficiency | 0 | 0 | 0 | 0 | 0 | 0 | 0 | 0 | 0 | 0 | 0 | 0 | 0
Scenario 3: Aggressive Fuel Sub | PG&E | Com | WaterHeat | Com ¦ Faucet Aerators (Elec WH) - Cold | Com - College | Energy Efficiency | 0 | 0 | 0 | 0 | 0 | 0 | 0 | 0 | 0 | 0 | 0 | 0 | 0
Scenario 3: Aggressive Fuel Sub | PG&E | Com | WaterHeat | Com ¦ Low Flow Showerheads (Gas WH) - Marine | Com - College | Energy Efficiency | 0 | 0 | 0 | 0 | 80213.8384 | 83959.0354 | 87907.8841 | 92075.8985 | 0 | 0 | 0 | 0 | 0
Scenario 3: Aggressive Fuel Sub | PG&E | Com | WaterHeat | Com ¦ Low Flow Showerheads (Gas WH) - Hot-Dry | Com - College | Energy Efficiency | 0 | 0 | 0 | 0 | 0 | 0 | 60699.7237 | 63577.7059 | 0 | 0 | 0 | 0 | 0
Scenario 3: Aggressive Fuel Sub | PG&E | Com | WaterHeat | Com ¦ Low Flow Showerheads (Gas WH) - Cold | Com - College | Energy Efficiency | 108.6947 | 113.6862 | 110.7897 | 115.8994 | 121.2754 | 126.9378 | 132.9081 | 139.2097 | 0 | 0 | 0 | 0 | 0
Scenario 3: Aggressive Fuel Sub | PG&E | Com | WaterHeat | Com ¦ Low Flow Showerheads (Elec WH) - Marine | Com - College | Energy Efficiency | 0 | 0 | 0 | 0 | 0 | 0 | 0 | 0 | 0 | 0 | 0 | 0 | 0
Scenario 3: Aggressive Fuel Sub | PG&E | Com | WaterHeat | Com ¦ Low Flow Showerheads (Elec WH) - Cold | Com - College | Energy Efficiency | 0 | 0 | 0 | 0 | 0 | 0 | 0 | 0 | 0 | 0 | 0 | 0 | 0
Scenario 3: Aggressive Fuel Sub | PG&E | Com | WaterHeat | Com ¦ Low-flow Pre-Rinse Spray Valve - Marine | Com - College | Energy Efficiency | 2878.4165 | 3011.2316 | 2896.3649 | 3339.8304 | 3216.3594 | 3367.303 | 3527.3659 | 3695.5208 | 3874.3011 | 4062.9114 | 4262.1798 | 4472.0536 | 4694.9046
Scenario 3: Aggressive Fuel Sub | PG&E | Com | WaterHeat | Com ¦ Low-flow Pre-Rinse Spray Valve - Hot-Dry | Com - College | Energy Efficiency | 1989.3233 | 2081.1141 | 2001.7278 | 2308.2144 | 2222.8815 | 2327.2012 | 2437.8234 | 2554.0382 | 2677.5963 | 2807.9482 | 2945.666 | 3090.7134 | 3244.7296
Scenario 3: Aggressive Fuel Sub | PG&E | Com | WaterHeat | Com ¦ Low-flow Pre-Rinse Spray Valve - Cold | Com - College | Energy Efficiency | 4.3161 | 4.5153 | 4.343 | 5.008 | 4.8228 | 5.0492 | 5.2892 | 5.5413 | 5.8094 | 6.0922 | 6.391 | 6.7057 | 7.0399
Scenario 3: Aggressive Fuel Sub | PG&E | Com | WaterHeat | Com ¦ Com Hot Water Pipe Insulation - Marine | Com - College | Energy Efficiency | 8674771.8234 | 9073274.6317 | 8842449.6355 | 9250676.5899 | 9680318.438 | 10132902.7743 | 10610185.0681 | 11113929.7522 | 11645546.8267 | 12206984.6801 | 12800333.5829 | 13428069.3068 | 14092733.6524
Scenario 3: Aggressive Fuel Sub | PG&E | Com | WaterHeat | Com ¦ Com Hot Water Pipe Insulation - Hot-Dry | Com - College | Energy Efficiency | 5184988.3737 | 5423177.0512 | 5285210.8953 | 5529211.7815 | 5786012.5404 | 6056526.2287 | 6341802.1062 | 6642894.7902 | 6960647.05 | 7296223.455 | 7650873.3784 | 8026076.611 | 8423352.4097
Scenario 3: Aggressive Fuel Sub | PG&E | Com | WaterHeat | Com ¦ Com Hot Water Pipe Insulation - Cold | Com - College | Energy Efficiency | 10899.416 | 11400.1148 | 11110.0947 | 11623.0114 | 12162.8349 | 12731.4844 | 13331.1657 | 13964.0956 | 14632.0458 | 15337.4644 | 16082.9775 | 16871.696 | 17706.8134
Scenario 3: Aggressive Fuel Sub | PG&E | Com | WaterHeat | Com ¦ Com Efficient Tankless Gas Water Heater (0.87 UEF - High Draw) - ZEAS 2030 - Marine | Com - College | Energy Efficiency | 62876.2129 | 66438.6176 | 69149.6499 | 72971.4759 | 76258.2439 | 0 | 0 | 0 | 0 | 0 | 0 | 0 | 0
Scenario 3: Aggressive Fuel Sub | PG&E | Com | WaterHeat | Com ¦ Com Efficient Tankless Gas Water Heater (0.87 UEF - High Draw) - ZEAS 2030 - Hot-Dry | Com - College | Energy Efficiency | 46988.6653 | 49650.9235 | 51676.9343 | 54533.0641 | 56989.3341 | 0 | 0 | 0 | 0 | 0 | 0 | 0 | 0
Scenario 3: Aggressive Fuel Sub | PG&E | Com | WaterHeat | Com ¦ Com Efficient Tankless Gas Water Heater (0.87 UEF - High Draw) - ZEAS 2030 - Cold | Com - College | Energy Efficiency | 266.7299 | 282.0216 | 321.5045 | 339.2745 | 317.2534 | 0 | 0 | 0 | 0 | 0 | 0 | 0 | 0
Scenario 3: Aggressive Fuel Sub | PG&E | Com | WaterHeat | Com ¦ Com Heat Pump Water Heater (3.75 UEF - 50 Gal) - Fuel Sub - ZEAS 2030 - Marine | Com - College | Fuel Substitution | 14184071.6905 | 14932065.5164 | 15751959.9764 | 16645957.5051 | 17550554.9381 | 11012097.6284 | 11337152.9437 | 11603155.6029 | 11834769.3569 | 12046135.5851 | 12362244.9083 | 12626247.9486 | 12873200.3481
Scenario 3: Aggressive Fuel Sub | PG&E | Com | WaterHeat | Com ¦ Com Heat Pump Water Heater (3.75 UEF - 50 Gal) - Fuel Sub - ZEAS 2030 - Hot-Dry | Com - College | Fuel Substitution | 10592786.1171 | 11152327.2835 | 11765868.82 | 12435049.6932 | 13111934.9429 | 8174808.0671 | 8416334.7844 | 8613939.0618 | 8785963.9584 | 8942926.7558 | 9177786.36 | 9373889.5287 | 9557308.0528
Scenario 3: Aggressive Fuel Sub | PG&E | Com | WaterHeat | Com ¦ Com Heat Pump Water Heater (3.75 UEF - 50 Gal) - Fuel Sub - ZEAS 2030 - Cold | Com - College | Fuel Substitution | 57603.2101 | 60671.5642 | 59685.6403 | 63143.8899 | 66618.0795 | 41845.9834 | 43070.9666 | 44075.4473 | 44951.5867 | 45752.2278 | 46944.4144 | 47942.0637 | 48876.1676
Scenario 3: Aggressive Fuel Sub | PG&E | Com | WaterHeat | Com ¦ Com Efficient Tankless Gas Water Heater (0.87 UEF - High Draw) - Panel Upgrade - ZEAS 2030 - Marine | Com - College | Energy Efficiency | 52166.5283 | 55122.1497 | 57371.4128 | 60542.2685 | 63269.2024 | 0 | 0 | 0 | 0 | 0 | 0 | 0 | 0
Scenario 3: Aggressive Fuel Sub | PG&E | Com | WaterHeat | Com ¦ Com Efficient Tankless Gas Water Heater (0.87 UEF - High Draw) - Panel Upgrade - ZEAS 2030 - Hot-Dry | Com - College | Energy Efficiency | 38985.1014 | 41193.8981 | 42874.8191 | 45244.4653 | 47282.3596 | 0 | 0 | 0 | 0 | 0 | 0 | 0 | 0
Scenario 3: Aggressive Fuel Sub | PG&E | Com | WaterHeat | Com ¦ Com Efficient Tankless Gas Water Heater (0.87 UEF - High Draw) - Panel Upgrade - ZEAS 2030 - Cold | Com - College | Energy Efficiency | 221.2979 | 233.9849 | 266.7427 | 281.486 | 263.2158 | 0 | 0 | 0 | 0 | 0 | 0 | 0 | 0
Scenario 3: Aggressive Fuel Sub | PG&E | Com | WaterHeat | Com ¦ Com Heat Pump Water Heater (3.75 UEF - 50 Gal) - Fuel Sub - Panel Upgrade - ZEAS 2030 - Marine | Com - College | Fuel Substitution | 11768103.4356 | 12388691.7197 | 13068933.8266 | 13810657.0509 | 14561174.7014 | 9136410.6697 | 9406099.4203 | 9626793.9343 | 9818956.9939 | 9994321.2821 | 10256587.8086 | 10475623.298 | 10680512.3767
Scenario 3: Aggressive Fuel Sub | PG&E | Com | WaterHeat | Com ¦ Com Heat Pump Water Heater (3.75 UEF - 50 Gal) - Fuel Sub - Panel Upgrade - ZEAS 2030 - Hot-Dry | Com - College | Fuel Substitution | 8788520.3499 | 9252755.0539 | 9761792.2627 | 10316991.7784 | 10878583.3867 | 6782395.704 | 6982783.2552 | 7146729.6612 | 7289453.6139 | 7419680.9897 | 7614537.035 | 7777238.0155 | 7929414.9229
Scenario 3: Aggressive Fuel Sub | PG&E | Com | WaterHeat | Com ¦ Com Heat Pump Water Heater (3.75 UEF - 50 Gal) - Fuel Sub - Panel Upgrade - ZEAS 2030 - Cold | Com - College | Fuel Substitution | 47791.6743 | 50337.3967 | 49519.4049 | 52388.6119 | 55271.044 | 34718.3708 | 35734.7031 | 36568.0909 | 37294.9977 | 37959.2659 | 38948.3878 | 39776.1078 | 40551.1061
Scenario 3: Aggressive Fuel Sub | PG&E | Com | WaterHeat | Com ¦ Com Heat Pump Water Heater (100+ Gal, 200+ kBtuh - 4.3 COP) - Fuel Sub - ZEAS 2030 - Marine | Com - College | Fuel Substitution | 3475679.4064 | 3660492.6416 | 3861514.2405 | 4079373.1339 | 4301799.5951 | 0 | 0 | 0 | 0 | 0 | 0 | 0 | 0
Scenario 3: Aggressive Fuel Sub | PG&E | Com | WaterHeat | Com ¦ Com Heat Pump Water Heater (100+ Gal, 200+ kBtuh - 4.3 COP) - Fuel Sub - ZEAS 2030 - Hot-Dry | Com - College | Fuel Substitution | 2584330.158 | 2722228.0236 | 2872289.5689 | 3034981.7486 | 3201015.4353 | 0 | 0 | 0 | 0 | 0 | 0 | 0 | 0
Scenario 3: Aggressive Fuel Sub | PG&E | Com | WaterHeat | Com ¦ Com Heat Pump Water Heater (100+ Gal, 200+ kBtuh - 4.3 COP) - Fuel Sub - ZEAS 2030 - Cold | Com - College | Fuel Substitution | 7080.1458 | 7462.1505 | 7342.2771 | 7766.2847 | 8196.5312 | 0 | 0 | 0 | 0 | 0 | 0 | 0 | 0
Scenario 3: Aggressive Fuel Sub | PG&E | Com | WaterHeat | Com ¦ Com Heat Pump Water Heater (100+ Gal, 200+ kBtuh - 4.3 COP) - Fuel Sub - Panel Upgrade - ZEAS 2030 - Marine | Com - College | Fuel Substitution | 2883668.0789 | 3037002.1367 | 3203783.793 | 3384534.8529 | 3569075.4883 | 0 | 0 | 0 | 0 | 0 | 0 | 0 | 0
Scenario 3: Aggressive Fuel Sub | PG&E | Com | WaterHeat | Com ¦ Com Heat Pump Water Heater (100+ Gal, 200+ kBtuh - 4.3 COP) - Fuel Sub - Panel Upgrade - ZEAS 2030 - Hot-Dry | Com - College | Fuel Substitution | 2144142.0541 | 2258551.8218 | 2383053.4336 | 2518034.3079 | 2655787.5314 | 0 | 0 | 0 | 0 | 0 | 0 | 0 | 0
Scenario 3: Aggressive Fuel Sub | PG&E | Com | WaterHeat | Com ¦ Com Heat Pump Water Heater (100+ Gal, 200+ kBtuh - 4.3 COP) - Fuel Sub - Panel Upgrade - ZEAS 2030 - Cold | Com - College | Fuel Substitution | 5874.1869 | 6191.1249 | 6091.6695 | 6443.456 | 6800.4188 | 0 | 0 | 0 | 0 | 0 | 0 | 0 | 0
Scenario 3: Aggressive Fuel Sub | PG&E | Com | WaterHeat | Com ¦ Efficient Gas Water Heating Boiler (0.92 UEF) - ZEAS 2030 - Marine | Com - College | Energy Efficiency | 4367328.3031 | 4578797.194 | 4414726.3188 | 5103440.3627 | 4927515.6112 | 0 | 0 | 0 | 0 | 0 | 0 | 0 | 0
Scenario 3: Aggressive Fuel Sub | PG&E | Com | WaterHeat | Com ¦ Efficient Gas Water Heating Boiler (0.92 UEF) - ZEAS 2030 - Hot-Dry | Com - College | Energy Efficiency | 3096690.6443 | 3246634.4332 | 3130298.612 | 3618637.0696 | 3493896.158 | 0 | 0 | 0 | 0 | 0 | 0 | 0 | 0
Scenario 3: Aggressive Fuel Sub | PG&E | Com | WaterHeat | Com ¦ Efficient Gas Water Heating Boiler (0.92 UEF) - ZEAS 2030 - Cold | Com - College | Energy Efficiency | 6379.6194 | 6688.5246 | 6448.8563 | 7454.9022 | 7197.9182 | 0 | 0 | 0 | 0 | 0 | 0 | 0 | 0
Scenario 3: Aggressive Fuel Sub | PG&E | Com | WholeBlg | Com ¦ Com Title 24 2022 Code | Com - College | Energy Efficiency | 3043002.0231 | 3122197.9901 | 3142085.5542 | 3200765.1755 | 3246467.7358 | 3317162.0775 | 3453013.9865 | 3540570.3831 | 3731026.9401 | 3905380.7139 | 4059268.2074 | 4121129.8251 | 4259557.4289
Scenario 3: Aggressive Fuel Sub | PG&E | Com | ComRefrig | Com ¦ Efficient Refrigerated Display Case - Marine | Com - College | Energy Efficiency | 0 | 0 | 0 | 0 | 0 | 13061.6273 | 13427.694 | 13706.3006 | 13918.4848 | 14082.1355 | 14386.7942 | 14604.1378 | 14790.9236
Scenario 3: Aggressive Fuel Sub | PG&E | Com | ComRefrig | Com ¦ Efficient Refrigerated Display Case - Hot-Dry | Com - College | Energy Efficiency | 0 | 0 | 0 | 0 | 0 | 10357.1573 | 10647.7906 | 10869.2349 | 11038.1574 | 11168.7141 | 11410.9514 | 11584.1264 | 11733.184
Scenario 3: Aggressive Fuel Sub | PG&E | Com | ComRefrig | Com ¦ Efficient Refrigerated Display Case - Cold | Com - College | Energy Efficiency | 0 | 0 | 0 | 0 | 0 | 0 | 0 | 0 | 0 | 0 | 0 | 0 | 0
Scenario 3: Aggressive Fuel Sub | PG&E | Com | ComRefrig | Com ¦ ENERGY STAR ULT Freezer - Hot-Dry | Com - College | Energy Efficiency | 0 | 0 | 0 | 0 | 0 | 0 | 0 | 0 | 0 | 0 | 0 | 0 | 0
Scenario 3: Aggressive Fuel Sub | PG&E | Com | ComRefrig | Com ¦ Refrigerated Display Case LED Lighting | Com - College | Energy Efficiency | 17479.4456 | 18135.9603 | 18738.5763 | 19293.3664 | 19921.8758 | 20621.0364 | 21152.8347 | 21618.8501 | 22043.3493 | 22437.8596 | 22998.0022 | 23476.0072 | 23927.7626
Scenario 3: Aggressive Fuel Sub | PG&E | Com | ComRefrig | Com ¦ Efficient EC or PMS Motor Retrofit - Marine | Com - College | Energy Efficiency | 3976.1829 | 4026.8615 | 4048.1773 | 4045.8604 | 4069.745 | 4172.8861 | 4248.5881 | 4314.0094 | 4376.1642 | 4439.0253 | 4519.2182 | 4570.8493 | 4622.835
Scenario 3: Aggressive Fuel Sub | PG&E | Com | ComRefrig | Com ¦ Efficient EC or PMS Motor Retrofit - Hot-Dry | Com - College | Energy Efficiency | 3150.7009 | 3190.8583 | 3207.7487 | 3205.9129 | 3224.8389 | 3306.5672 | 3366.5529 | 3418.3923 | 3467.6434 | 3517.4541 | 3580.9984 | 3621.9106 | 3663.1037
Scenario 3: Aggressive Fuel Sub | PG&E | Com | ComRefrig | Com ¦ Efficient EC or PMS Motor Retrofit - Cold | Com - College | Energy Efficiency | 8.8438 | 8.9565 | 9.0039 | 8.9988 | 9.0519 | 9.2813 | 9.4497 | 9.5952 | 9.7334 | 9.8732 | 10.0516 | 10.1664 | 10.2821
Scenario 3: Aggressive Fuel Sub | PG&E | Com | FoodServ | Com ¦ ENERGY STAR Dishwasher - Tier 1 | Com - College | Energy Efficiency | 0 | 0 | 0 | 0 | 0 | 0 | 0 | 0 | 0 | 0 | 0 | 0 | 0
Scenario 3: Aggressive Fuel Sub | PG&E | Com | FoodServ | Com ¦ ENERGY STAR Dishwasher - Tier 2 | Com - College | Energy Efficiency | 300070.6366 | 313466.3795 | 327194.8665 | 341467.3478 | 356726.6124 | 373069.8301 | 389705.9304 | 406875.7724 | 424939.3317 | 443847.2481 | 464308.9873 | 485381.3767 | 507648.5847
Scenario 3: Aggressive Fuel Sub | PG&E | Com | FoodServ | Com ¦ ENERGY STAR Combination Oven - Electric | Com - College | Energy Efficiency | 227694.5327 | 235599.9208 | 242717.1563 | 249606.414 | 258248.5813 | 268833.8126 | 276931.0569 | 283645.1895 | 289329.5269 | 294448.1664 | 301876.0114 | 307637.9392 | 313138.4592
Scenario 3: Aggressive Fuel Sub | PG&E | Com | FoodServ | Com ¦ ENERGY STAR Steamer - Electric | Com - College | Energy Efficiency | 0 | 0 | 0 | 0 | 159831.7705 | 166383.0408 | 171394.4793 | 175549.9008 | 179067.9751 | 182235.9353 | 186833.0781 | 190399.1736 | 193803.4822
Scenario 3: Aggressive Fuel Sub | PG&E | Com | FoodServ | Com ¦ ENERGY STAR Conveyor Broiler - Gas | Com - College | Energy Efficiency | 97869.9616 | 102269.323 | 106794.1882 | 111537.3653 | 116631.9081 | 122111.3784 | 127703.1313 | 133459.3797 | 139486.4269 | 145787.8777 | 152594.4375 | 159615.0777 | 167042.2552
Scenario 3: Aggressive Fuel Sub | PG&E | Com | FoodServ | Com ¦ ENERGY STAR Conveyor Oven - Gas | Com - College | Energy Efficiency | 265922.6326 | 278438.9312 | 268100.29 | 309499.2841 | 298412.1782 | 312801.5491 | 328086.4562 | 344176.381 | 361307.8056 | 379404.442 | 398546.2161 | 418729.9868 | 440180.3595
Scenario 3: Aggressive Fuel Sub | PG&E | Com | FoodServ | Com ¦ ENERGY STAR Convection Oven - Electric | Com - College | Energy Efficiency | 1125448.4311 | 1178409.9536 | 1233914.151 | 1292677.8506 | 1354529.8688 | 1419742.0701 | 1489043.8314 | 1562034.5847 | 1639828.8588 | 1722004.2468 | 1808833.7501 | 1900327.7264 | 1997725.4548
Scenario 3: Aggressive Fuel Sub | PG&E | Com | FoodServ | Com ¦ High Performance Conveyor Toaster | Com - College | Energy Efficiency | 179993.5067 | 186242.75 | 191868.9552 | 197314.943 | 204146.6135 | 212514.2843 | 218915.1907 | 224222.7414 | 228716.2346 | 232762.5411 | 238634.2844 | 243189.1131 | 247537.2979
Scenario 3: Aggressive Fuel Sub | PG&E | Com | FoodServ | Com ¦ ENERGY STAR Rack Oven - Gas | Com - College | Energy Efficiency | 113353.2889 | 118688.5385 | 114281.5462 | 131928.4539 | 127202.4179 | 133336.0911 | 139851.4993 | 146710.0576 | 154012.57 | 161726.5176 | 169885.9699 | 178489.5881 | 187633.1133
Scenario 3: Aggressive Fuel Sub | PG&E | Com | FoodServ | Com ¦ Electric Deck Oven (60% cooking efficiency) | Com - College | Energy Efficiency | 23976.43 | 24808.8742 | 25558.3252 | 26283.77 | 27193.7976 | 28308.4316 | 29161.0783 | 29868.0823 | 30466.6479 | 31005.645 | 31787.8035 | 32394.5394 | 32973.7489
Scenario 3: Aggressive Fuel Sub | PG&E | Com | FoodServ | Com ¦ Demand Controlled Ventilation (DCV) Exhaust Hood | Com - College | Energy Efficiency | 64011.6806 | 66898.7797 | 68709.4239 | 71439.9685 | 73740.7977 | 75996.7551 | 79707.2943 | 82319.2395 | 87367.0602 | 92006.4334 | 96423.7038 | 99006.2765 | 103408.727
Scenario 3: Aggressive Fuel Sub | PG&E | Com | FoodServ | Com ¦ ENERGY STAR Ice Machine | Com - College | Energy Efficiency | 20896.1335 | 21633.7785 | 22289.9069 | 22905.858 | 23715.0066 | 24764.2549 | 25578.3476 | 26284.4566 | 26908.7426 | 27451.6244 | 28188.0914 | 28728.9852 | 29238.8095
Scenario 3: Aggressive Fuel Sub | PG&E | Com | FoodServ | Com ¦ ENERGY STAR Griddle - Electric | Com - College | Energy Efficiency | 46856.7947 | 48483.6284 | 49948.2698 | 51365.9961 | 53144.4502 | 55322.7634 | 56989.0788 | 58370.7665 | 59540.5347 | 60593.8891 | 62122.4502 | 63308.1856 | 64440.1265
Scenario 3: Aggressive Fuel Sub | PG&E | Com | FoodServ | Com ¦ ENERGY STAR Fryer - Tier 1 Gas | Com - College | Energy Efficiency | 2747.6796 | 2898.9423 | 3012.3768 | 3173.6031 | 3311.0172 | 3435.5484 | 3640.1848 | 3802.7581 | 4084.9258 | 4355.6211 | 0 | 0 | 0
Scenario 3: Aggressive Fuel Sub | PG&E | Com | FoodServ | Com ¦ ENERGY STAR Fryer - Tier 2 Gas | Com - College | Energy Efficiency | 0 | 0 | 0 | 0 | 0 | 0 | 0 | 0 | 0 | 0 | 6997.6161 | 7275.1224 | 7694.7968
Scenario 3: Aggressive Fuel Sub | PG&E | Com | FoodServ | Com ¦ ENERGY STAR Fryer - Fuel Sub | Com - College | Fuel Substitution | 1197356.7269 | 1262307.1362 | 1334266.4336 | 1412219.4302 | 1490135.298 | 1567825.0459 | 1659753.7679 | 1762533.5287 | 1875981.2087 | 1998725.6717 | 2122325.5459 | 2259534.984 | 2407039.9616
Scenario 3: Aggressive Fuel Sub | PG&E | Com | FoodServ | Com ¦ ENERGY STAR Steamer - Gas | Com - College | Energy Efficiency | 4092.0068 | 4317.9232 | 4487.6345 | 4728.6496 | 4934.2792 | 5120.7876 | 5426.7909 | 5670.1987 | 6092.0655 | 6496.9814 | 6880.3811 | 7154.5947 | 7568.7531
Scenario 3: Aggressive Fuel Sub | PG&E | Com | FoodServ | Com ¦ ENERGY STAR Steamer - Fuel Sub | Com - College | Fuel Substitution | 525479.8266 | 552124.8752 | 580983.3067 | 611885.5462 | 643517.2314 | 675884.6975 | 712309.9441 | 752085.0492 | 795226.4823 | 841487.9483 | 889028.4982 | 940804.3372 | 996146.4961
Scenario 3: Aggressive Fuel Sub | PG&E | Com | FoodServ | Com ¦ ENERGY STAR Convection Oven - Gas | Com - College | Energy Efficiency | 6181.3854 | 6522.6547 | 6779.0206 | 7143.098 | 7453.722 | 7735.4617 | 8197.7101 | 8565.4021 | 9202.674 | 9814.3399 | 10393.5035 | 10807.7305 | 11433.3582
Scenario 3: Aggressive Fuel Sub | PG&E | Com | FoodServ | Com ¦ ENERGY STAR Convection Oven - Fuel Sub | Com - College | Fuel Substitution | 1069980.6409 | 1128709.3115 | 1194020.2902 | 1264904.3201 | 1335479.3532 | 1405543.4841 | 1489142.2741 | 1582960.1074 | 1686797.5297 | 1799297.8017 | 1912228.2554 | 2037963.098 | 2173250.3516
Scenario 3: Aggressive Fuel Sub | PG&E | Com | FoodServ | Com ¦ ENERGY STAR Griddle - Gas | Com - College | Energy Efficiency | 4334.8632 | 4574.1875 | 4753.971 | 5009.2901 | 5227.1235 | 5424.7011 | 5748.8652 | 6006.7191 | 6453.6232 | 6882.5704 | 7288.7245 | 7579.2124 | 8017.9507
Scenario 3: Aggressive Fuel Sub | PG&E | Com | FoodServ | Com ¦ ENERGY STAR Griddle - Fuel Sub | Com - College | Fuel Substitution | 884138.2563 | 933925.1554 | 989734.9647 | 1050546.9317 | 1110598.7928 | 1169663.2809 | 1241394.8288 | 1322526.4586 | 1412827.8132 | 1510937.2041 | 1608790.38 | 1718400.0587 | 1836547.437
Scenario 3: Aggressive Fuel Sub | PG&E | Com | FoodServ | Com ¦ ENERGY STAR Combination Oven - Gas | Com - College | Energy Efficiency | 95.5575 | 100.8332 | 104.7963 | 110.4245 | 115.2264 | 119.5818 | 126.7277 | 132.4118 | 142.2633 | 151.719 | 160.6723 | 167.0758 | 176.7473
Scenario 3: Aggressive Fuel Sub | PG&E | Com | FoodServ | Com ¦ ENERGY STAR Combination Oven - Fuel Sub | Com - College | Fuel Substitution | 13292.0606 | 14114.9268 | 15062.8412 | 16109.4207 | 17114.7458 | 18071.829 | 19306.9893 | 20739.9567 | 22363.395 | 24142.616 | 25881.8412 | 27867.3064 | 30019.2053
Scenario 3: Aggressive Fuel Sub | PG&E | Com | FoodServ | Com ¦ ENERGY STAR Fryer - Tier 1 Gas - Panel Upgrade | Com - College | Energy Efficiency | 4521.3141 | 4770.2173 | 4956.874 | 5222.1722 | 5448.2876 | 5653.204 | 5989.9337 | 6257.4485 | 6721.7563 | 7167.1861 | 0 | 0 | 0
Scenario 3: Aggressive Fuel Sub | PG&E | Com | FoodServ | Com ¦ ENERGY STAR Fryer - Tier 2 Gas - Panel Upgrade | Com - College | Energy Efficiency | 0 | 0 | 0 | 0 | 0 | 0 | 0 | 0 | 0 | 0 | 11514.5958 | 11971.2331 | 12661.8084
Scenario 3: Aggressive Fuel Sub | PG&E | Com | FoodServ | Com ¦ ENERGY STAR Fryer - Fuel Sub - Panel Upgrade | Com - College | Fuel Substitution | 1970253.6617 | 2077129.732 | 2195538.9462 | 2323810.8085 | 2452021.5749 | 2579860.2608 | 2731129.216 | 2900253.5843 | 3086932.0418 | 3288908.3804 | 3492292.3004 | 3718070.7938 | 3960790.6247
Scenario 3: Aggressive Fuel Sub | PG&E | Com | FoodServ | Com ¦ ENERGY STAR Steamer - Gas - Panel Upgrade | Com - College | Energy Efficiency | 6733.4081 | 7105.1541 | 7384.4145 | 7781.0055 | 8119.3694 | 8426.2696 | 8929.7987 | 9330.327 | 10024.5099 | 10690.8 | 11321.6853 | 11772.9045 | 12454.4032
Scenario 3: Aggressive Fuel Sub | PG&E | Com | FoodServ | Com ¦ ENERGY STAR Steamer - Fuel Sub - Panel Upgrade | Com - College | Fuel Substitution | 864678.4449 | 908522.9428 | 956009.5682 | 1006859.285 | 1058909.3068 | 1112170.0578 | 1172107.8975 | 1237557.9381 | 1308547.2804 | 1384670.6451 | 1462898.7458 | 1548096.0258 | 1639161.6947
Scenario 3: Aggressive Fuel Sub | PG&E | Com | FoodServ | Com ¦ ENERGY STAR Convection Oven - Gas - Panel Upgrade | Com - College | Energy Efficiency | 10171.4861 | 10733.0456 | 11154.8964 | 11753.9867 | 12265.1193 | 12728.7227 | 13489.3537 | 14094.3917 | 15143.0244 | 16149.5222 | 17102.5375 | 17784.1492 | 18813.6212
Scenario 3: Aggressive Fuel Sub | PG&E | Com | FoodServ | Com ¦ ENERGY STAR Convection Oven - Fuel Sub - Panel Upgrade | Com - College | Fuel Substitution | 1760655.9753 | 1857294.158 | 1964763.5463 | 2081403.405 | 2197534.8087 | 2312825.5214 | 2450387.5516 | 2604765.0444 | 2775629.7975 | 2960749.2928 | 3146576.6531 | 3353473.6692 | 3576089.2029
Scenario 3: Aggressive Fuel Sub | PG&E | Com | FoodServ | Com ¦ ENERGY STAR Griddle - Gas - Panel Upgrade | Com - College | Energy Efficiency | 7133.0288 | 7526.8376 | 7822.6718 | 8242.8001 | 8601.2456 | 8926.3599 | 9459.773 | 9884.0722 | 10619.4541 | 11325.2879 | 11993.6155 | 12471.6141 | 13193.5591
Scenario 3: Aggressive Fuel Sub | PG&E | Com | FoodServ | Com ¦ ENERGY STAR Griddle - Fuel Sub - Panel Upgrade | Com - College | Fuel Substitution | 1454851.8397 | 1536776.314 | 1628611.5027 | 1728677.7554 | 1827493.2516 | 1924684.0231 | 2042718.4748 | 2176220.7863 | 2324811.9043 | 2486251.1666 | 2647268.8263 | 2827631.8426 | 3022043.6662
Scenario 3: Aggressive Fuel Sub | PG&E | Com | FoodServ | Com ¦ ENERGY STAR Combination Oven - Gas - Panel Upgrade | Com - College | Energy Efficiency | 157.2401 | 165.9212 | 172.4426 | 181.7039 | 189.6054 | 196.7722 | 208.5308 | 217.884 | 234.0947 | 249.6541 | 264.3867 | 274.9236 | 290.8382
Scenario 3: Aggressive Fuel Sub | PG&E | Com | FoodServ | Com ¦ ENERGY STAR Combination Oven - Fuel Sub - Panel Upgrade | Com - College | Fuel Substitution | 21872.1209 | 23226.1493 | 24785.9451 | 26508.0944 | 28162.3595 | 29737.2425 | 31769.702 | 34127.6537 | 36799.0257 | 39726.7384 | 42588.6382 | 45855.7264 | 49396.6818
Scenario 3: Aggressive Fuel Sub | PG&E | Com | Lighting | Com ¦ LED Fixtures and Retrofit Kits - 140 lpw | Com - College | Energy Efficiency | 0 | 0 | 0 | 0 | 0 | 0 | 0 | 0 | 0 | 0 | 0 | 0 | 0
Scenario 3: Aggressive Fuel Sub | SCE | Com | BldgEnv | Com ¦ Com Wall Insulation (R14) - Marine | Com - College | Energy Efficiency | 6875.3097 | 7276.6172 | 7639.9709 | 7997.7171 | 8552.428 | 9219.3279 | 9660.7045 | 9813.3073 | 0 | 0 | 0 | 0 | 0
Scenario 3: Aggressive Fuel Sub | SCE | Com | BldgEnv | Com ¦ Com Wall Insulation (R14) - Cold | Com - College | Energy Efficiency | 1.717 | 1.7722 | 1.8911 | 2.0302 | 2.11 | 2.2925 | 2.4452 | 2.5148 | 0 | 0 | 0 | 0 | 0
Scenario 3: Aggressive Fuel Sub | SCE | Com | HVAC | Com ¦ Ductless Mini Split Heat Pump (SEER 18) - Hot-Dry | Com - College | Energy Efficiency | 379212.2629 | 394240.4864 | 408229.3887 | 421263.6002 | 436903.2119 | 454443.7515 | 465631.6227 | 470824.944 | 475900.8562 | 480545.2688 | 486456.0619 | 490121.0153 | 493481.0585
Scenario 3: Aggressive Fuel Sub | SCE | Com | HVAC | Com ¦ Ductless Mini Split Heat Pump (SEER 18) - Marine | Com - College | Energy Efficiency | 88047.2739 | 91536.597 | 94784.6057 | 97810.9498 | 101442.2279 | 105514.8723 | 108112.5244 | 109318.334 | 110496.883 | 111575.2444 | 112947.64 | 113798.5859 | 114578.7365
Scenario 3: Aggressive Fuel Sub | SCE | Com | HVAC | Com ¦ Ductless Mini Split Heat Pump (SEER 18) - Cold | Com - College | Energy Efficiency | 5652.687 | 5876.7036 | 6085.2277 | 6279.5208 | 6512.651 | 6774.1171 | 6940.888 | 7018.3016 | 7093.9652 | 7163.1966 | 7251.3052 | 7305.9365 | 7356.0226
Scenario 3: Aggressive Fuel Sub | SCE | Com | HVAC | Com ¦ Demand Controlled Ventilation (HVAC) - Marine | Com - College | Energy Efficiency | 4238.3959 | 4414.1792 | 4741.7823 | 5110.1181 | 5324.7148 | 5805.035 | 6191.8178 | 6370.0191 | 6523.1955 | 6606.7928 | 6749.1035 | 7231.8578 | 7331.8485
Scenario 3: Aggressive Fuel Sub | SCE | Com | HVAC | Com ¦ Demand Controlled Ventilation (HVAC) - Hot-Dry | Com - College | Energy Efficiency | 25742.7675 | 26810.4234 | 28800.188 | 31037.3507 | 32340.748 | 35258.0711 | 37607.2761 | 38689.6179 | 39619.9662 | 40127.7118 | 40992.0653 | 43924.1723 | 44531.4867
Scenario 3: Aggressive Fuel Sub | SCE | Com | HVAC | Com ¦ Demand Controlled Ventilation (HVAC) - Cold | Com - College | Energy Efficiency | 1324.7927 | 1379.7372 | 1482.1359 | 1597.2664 | 1664.3427 | 1814.4761 | 1935.3726 | 1991.0728 | 2038.9511 | 2065.081 | 2109.563 | 2260.4572 | 2291.7112
Scenario 3: Aggressive Fuel Sub | SCE | Com | HVAC | Com ¦ HVAC Fan Variable Frequency Drive (VFD) - Marine | Com - College | Energy Efficiency | 0 | 0 | 0 | 0 | 0 | 0 | 0 | 0 | 0 | 0 | 0 | 0 | 0
Scenario 3: Aggressive Fuel Sub | SCE | Com | HVAC | Com ¦ HVAC Fan Variable Frequency Drive (VFD) - Hot-Dry | Com - College | Energy Efficiency | 0 | 0 | 0 | 0 | 0 | 0 | 0 | 0 | 0 | 0 | 0 | 0 | 0
Scenario 3: Aggressive Fuel Sub | SCE | Com | HVAC | Com ¦ HVAC Fan Variable Frequency Drive (VFD) - Cold | Com - College | Energy Efficiency | 0 | 0 | 0 | 0 | 0 | 0 | 0 | 0 | 0 | 0 | 0 | 0 | 0
Scenario 3: Aggressive Fuel Sub | SCE | Com | WaterHeat | Com ¦ Com Heat Pump Water Heater (3.3 UEF - 50 Gal) - Marine | Com - College | Energy Efficiency | 459053.8204 | 483842.6085 | 508831.0035 | 533787.4556 | 561853.619 | 589416.0162 | 607916.2605 | 618616.2042 | 628248.9979 | 636000.9877 | 647980.4822 | 657878.2599 | 666460.7826
Scenario 3: Aggressive Fuel Sub | SCE | Com | WaterHeat | Com ¦ Com Heat Pump Water Heater (3.3 UEF - 50 Gal) - Hot-Dry | Com - College | Energy Efficiency | 1806320.3593 | 1904010.4363 | 2002484.8085 | 2100831.7924 | 2211442.31 | 2320062.9194 | 2392949.021 | 2435077.5138 | 2472997.3513 | 2503500.5883 | 2550672.2706 | 2589630.0972 | 2623404.9219
Scenario 3: Aggressive Fuel Sub | SCE | Com | WaterHeat | Com ¦ Com Heat Pump Water Heater (3.3 UEF - 50 Gal) - Cold | Com - College | Energy Efficiency | 29899.2037 | 31511.0063 | 33135.8307 | 34758.6059 | 36583.4228 | 38375.5692 | 39578.8768 | 40275.3182 | 40902.4296 | 41407.332 | 42186.9605 | 42831.4172 | 43390.3489
Scenario 3: Aggressive Fuel Sub | SCE | Com | WholeBlg | Com ¦ Com Title 24 2022 Code | Com - College | Energy Efficiency | 0 | 0 | 0 | 0 | 0 | 0 | 0 | 0 | 0 | 0 | 0 | 0 | 0
Scenario 3: Aggressive Fuel Sub | SCE | Com | ComRefrig | Com ¦ Efficient Refrigerated Display Case - Marine | Com - College | Energy Efficiency | 0 | 0 | 0 | 0 | 0 | 0 | 5366.5568 | 5470.617 | 5560.3751 | 5627.4093 | 5732.3338 | 5818.3317 | 5892.4782
Scenario 3: Aggressive Fuel Sub | SCE | Com | ComRefrig | Com ¦ Efficient Refrigerated Display Case - Hot-Dry | Com - College | Energy Efficiency | 0 | 0 | 0 | 0 | 0 | 0 | 0 | 22372.0805 | 22739.1462 | 23013.2821 | 23442.371 | 23794.0591 | 24097.2812
Scenario 3: Aggressive Fuel Sub | SCE | Com | ComRefrig | Com ¦ Efficient Refrigerated Display Case - Cold | Com - College | Energy Efficiency | 0 | 0 | 0 | 0 | 0 | 0 | 0 | 0 | 0 | 0 | 0 | 0 | 0
Scenario 3: Aggressive Fuel Sub | SCE | Com | ComRefrig | Com ¦ ENERGY STAR ULT Freezer - Marine | Com - College | Energy Efficiency | 0 | 0 | 0 | 0 | 0 | 0 | 0 | 0 | 0 | 0 | 40632.4606 | 41242.0385 | 41767.6108
Scenario 3: Aggressive Fuel Sub | SCE | Com | ComRefrig | Com ¦ ENERGY STAR ULT Freezer - Hot-Dry | Com - College | Energy Efficiency | 0 | 0 | 0 | 0 | 178094.6066 | 187166.0784 | 193380.2887 | 197130.0301 | 200364.4039 | 202779.9337 | 206560.8206 | 209659.6955 | 212331.5158
Scenario 3: Aggressive Fuel Sub | SCE | Com | ComRefrig | Com ¦ ENERGY STAR ULT Freezer - Cold | Com - College | Energy Efficiency | 0 | 0 | 0 | 0 | 0 | 0 | 0 | 0 | 0 | 0 | 0 | 0 | 0
Scenario 3: Aggressive Fuel Sub | SCE | Com | ComRefrig | Com ¦ Refrigerated Display Case LED Lighting | Com - College | Energy Efficiency | 15132.4025 | 15846.3889 | 16531.9863 | 17190.2698 | 17922.0213 | 18631.8339 | 19122.947 | 19440.8403 | 19748.4799 | 20010.3333 | 20384.0353 | 20685.6915 | 20969.5741
Scenario 3: Aggressive Fuel Sub | SCE | Com | ComRefrig | Com ¦ Efficient EC or PMS Motor Retrofit - Marine | Com - College | Energy Efficiency | 1249.5951 | 1294.5654 | 1334.6631 | 1370.731 | 1416.2247 | 1470.1375 | 1503.9616 | 1517.6871 | 1531.5025 | 1545.0163 | 1561.104 | 1567.8203 | 1575.5145
Scenario 3: Aggressive Fuel Sub | SCE | Com | ComRefrig | Com ¦ Efficient EC or PMS Motor Retrofit - Hot-Dry | Com - College | Energy Efficiency | 5142.7578 | 5327.8348 | 5492.8586 | 5641.2975 | 5828.5283 | 6050.4085 | 6189.6131 | 6246.1009 | 6302.9589 | 6358.5751 | 6424.7847 | 6452.4262 | 6484.092
Scenario 3: Aggressive Fuel Sub | SCE | Com | ComRefrig | Com ¦ Efficient EC or PMS Motor Retrofit - Cold | Com - College | Energy Efficiency | 75.0489 | 77.7498 | 80.158 | 82.3242 | 85.0565 | 88.2944 | 90.3258 | 91.1501 | 91.9799 | 92.7915 | 93.7577 | 94.1611 | 94.6232
Scenario 3: Aggressive Fuel Sub | SCE | Com | FoodServ | Com ¦ ENERGY STAR Dishwasher - Tier 1 | Com - College | Energy Efficiency | 0 | 0 | 0 | 0 | 0 | 0 | 0 | 0 | 0 | 0 | 0 | 0 | 0
Scenario 3: Aggressive Fuel Sub | SCE | Com | FoodServ | Com ¦ ENERGY STAR Combination Oven - Electric | Com - College | Energy Efficiency | 0 | 0 | 0 | 0 | 0 | 254316.35 | 262558.8007 | 267163.1031 | 271067.6867 | 273985.8667 | 278441.4358 | 281759.2466 | 284609.4662
Scenario 3: Aggressive Fuel Sub | SCE | Com | FoodServ | Com ¦ ENERGY STAR Steamer - Electric | Com - College | Energy Efficiency | 0 | 0 | 0 | 0 | 0 | 0 | 0 | 0 | 0 | 0 | 0 | 0 | 0
Scenario 3: Aggressive Fuel Sub | SCE | Com | FoodServ | Com ¦ ENERGY STAR Conveyor Broiler - Gas | Com - College | Energy Efficiency | 0 | 15402.2962 | 16151.8169 | 16907.0884 | 17780.1723 | 18666.9226 | 19271.9219 | 19609.8795 | 19896.4775 | 20110.6731 | 20437.7137 | 20681.2423 | 20890.4496
Scenario 3: Aggressive Fuel Sub | SCE | Com | FoodServ | Com ¦ High Performance Conveyor Toaster | Com - College | Energy Efficiency | 0 | 165878.9434 | 173951.0972 | 182085.186 | 191488.0844 | 201038.1677 | 207553.8604 | 211193.5813 | 214280.1714 | 216587.0052 | 220109.1517 | 222731.8954 | 224985.0063
Scenario 3: Aggressive Fuel Sub | SCE | Com | FoodServ | Com ¦ Electric Deck Oven (60% cooking efficiency) | Com - College | Energy Efficiency | 0 | 0 | 0 | 0 | 0 | 0 | 0 | 0 | 28543.6604 | 28850.9473 | 29320.1225 | 29669.4909 | 29969.6214
Scenario 3: Aggressive Fuel Sub | SCE | Com | FoodServ | Com ¦ Demand Controlled Ventilation (DCV) Exhaust Hood | Com - College | Energy Efficiency | 27606.0383 | 28818.237 | 31040.3158 | 33554.965 | 35069.2492 | 38263.8151 | 40835.93 | 42048.7067 | 43096.1425 | 43678.7144 | 44658.3325 | 47895.4887 | 48597.3262
Scenario 3: Aggressive Fuel Sub | SCE | Com | FoodServ | Com ¦ ENERGY STAR Ice Machine | Com - College | Energy Efficiency | 18078.6837 | 19114.7979 | 20136.9722 | 21155.8378 | 22356.0689 | 23611.9928 | 24489.4893 | 25006.0934 | 25469.2052 | 25808.3558 | 26249.4836 | 26532.0216 | 26766.1533
Scenario 3: Aggressive Fuel Sub | SCE | Com | FoodServ | Com ¦ ENERGY STAR Griddle - Electric | Com - College | Energy Efficiency | 0 | 0 | 0 | 0 | 0 | 0 | 0 | 0 | 0 | 56382.9941 | 57299.8966 | 57982.6621 | 58569.203
Scenario 3: Aggressive Fuel Sub | SCE | Com | Lighting | Com ¦ LED High and Low Bay - 155 lpw | Com - College | Energy Efficiency | 0 | 0 | 0 | 0 | 0 | 0 | 0 | 0 | 0 | 0 | 0 | 0 | 0
Scenario 3: Aggressive Fuel Sub | SCE | Com | Lighting | Com ¦ LED Fixtures and Retrofit Kits - 140 lpw - RET | Com - College | Energy Efficiency | 0 | 0 | 0 | 0 | 0 | 0 | 0 | 0 | 0 | 0 | 0 | 0 | 0
Scenario 3: Aggressive Fuel Sub | SCE | Com | Lighting | Com ¦ LED Fixtures and Retrofit Kits - 140 lpw | Com - College | Energy Efficiency | 0 | 1384383.2985 | 1449176.2156 | 1512360.8896 | 1582132.1667 | 1649952.1779 | 1695624.5634 | 1724075.4098 | 1751417.7807 | 1774138.3267 | 1807463.3933 | 1835894.2249 | 1860837.6805
Scenario 3: Aggressive Fuel Sub | SCG | Com | AppPlug | Com ¦ Com Modulating Dryer Valve | Com - College | Energy Efficiency | 0 | 0 | 0 | 0 | 0 | 0 | 0 | 0 | 0 | 0 | 0 | 0 | 1067534.16
Scenario 3: Aggressive Fuel Sub | SCG | Com | BldgEnv | Com ¦ Com Wall Insulation (R14) - Marine | Com - College | Energy Efficiency | 806329.6025 | 844508.5719 | 884635.0266 | 926912.1564 | 971430.757 | 1018444.7235 | 1068074.6653 | 1120472.7479 | 1175861.513 | 1234421.3846 | 1296391.6828 | 1362107.7801 | 1431591.7982
Scenario 3: Aggressive Fuel Sub | SCG | Com | BldgEnv | Com ¦ Com Wall Insulation (R14) - Hot-Dry | Com - College | Energy Efficiency | 1272.127 | 1344.0685 | 1456.4681 | 1588.9443 | 1685.7317 | 1839.7879 | 2002.9598 | 2138.077 | 2278.9394 | 2407.5719 | 2558.0196 | 2820.5938 | 2993.7092
Scenario 3: Aggressive Fuel Sub | SCG | Com | BldgEnv | Com ¦ Com Wall Insulation (R14) - Cold | Com - College | Energy Efficiency | 3787.1706 | 3966.4897 | 4154.9557 | 4353.523 | 4562.618 | 4783.4333 | 5016.5354 | 5262.6388 | 5522.7888 | 5797.833 | 6088.8952 | 6397.5507 | 6723.9034
Scenario 3: Aggressive Fuel Sub | SCG | Com | HVAC | Com ¦ Demand Controlled Ventilation (HVAC) - Marine | Com - College | Energy Efficiency | 10410.2834 | 10990.5322 | 11900.0782 | 12971.8204 | 13750.4789 | 14994.4089 | 16310.3185 | 17395.8357 | 18526.2757 | 19555.6163 | 20760.491 | 22873.262 | 24258.4882
Scenario 3: Aggressive Fuel Sub | SCG | Com | HVAC | Com ¦ Demand Controlled Ventilation (HVAC) - Hot-Dry | Com - College | Energy Efficiency | 48975.6304 | 51705.4363 | 55984.4345 | 61026.4926 | 64689.7253 | 70541.8477 | 76732.6019 | 81839.4643 | 87157.6686 | 92000.2463 | 97668.6315 | 107608.2544 | 114125.1113
Scenario 3: Aggressive Fuel Sub | SCG | Com | HVAC | Com ¦ Demand Controlled Ventilation (HVAC) - Cold | Com - College | Energy Efficiency | 27701.1162 | 29015.3419 | 30417.0682 | 31901.4594 | 33437.1391 | 35090.5161 | 36835.3902 | 38653.1343 | 40572.0999 | 42587.6717 | 44728.9837 | 47062.7802 | 49465.7763
Scenario 3: Aggressive Fuel Sub | SCG | Com | HVAC | Com ¦ HVAC Energy Management System (Elec SC and Gas SH) - Marine | Com - College | Energy Efficiency | 0 | 0 | 0 | 0 | 0 | 9092.036 | 9889.9533 | 10548.1694 | 0 | 11857.7778 | 12588.3677 | 13869.4712 | 14709.4194
Scenario 3: Aggressive Fuel Sub | SCG | Com | HVAC | Com ¦ HVAC Energy Management System (Elec SC and Gas SH) - Hot-Dry | Com - College | Energy Efficiency | 0 | 0 | 0 | 45950.1153 | 48708.3593 | 53114.7358 | 57776.0862 | 61621.3165 | 65625.6773 | 69271.9135 | 73539.9443 | 81024.0189 | 85930.9095
Scenario 3: Aggressive Fuel Sub | SCG | Com | HVAC | Com ¦ HVAC Energy Management System (Elec SC and Gas SH) - Cold | Com - College | Energy Efficiency | 150.2666 | 158.6422 | 171.771 | 187.241 | 198.4805 | 216.4359 | 235.4303 | 251.0991 | 267.4164 | 282.2744 | 299.6661 | 330.1627 | 350.1577
Scenario 3: Aggressive Fuel Sub | SCG | Com | HVAC | Com ¦ Efficient Hot Water Boilers (94% eff.) - ZEAS 2030 - Marine | Com - College | Energy Efficiency | 405892.1675 | 425939.2085 | 447230.5649 | 469783.9163 | 493479.5741 | 0 | 0 | 0 | 0 | 0 | 0 | 0 | 0
Scenario 3: Aggressive Fuel Sub | SCG | Com | HVAC | Com ¦ Efficient Hot Water Boilers (94% eff.) - ZEAS 2030 - Hot-Dry | Com - College | Energy Efficiency | 2087793.0312 | 2190909.2673 | 2300425.9049 | 2416433.8839 | 2538317.5592 | 0 | 0 | 0 | 0 | 0 | 0 | 0 | 0
Scenario 3: Aggressive Fuel Sub | SCG | Com | HVAC | Com ¦ Efficient Hot Water Boilers (94% eff.) - ZEAS 2030 - Cold | Com - College | Energy Efficiency | 5918.8742 | 6211.2078 | 6521.6865 | 6850.5681 | 7196.1072 | 0 | 0 | 0 | 0 | 0 | 0 | 0 | 0
Scenario 3: Aggressive Fuel Sub | SCG | Com | WaterHeat | Com ¦ Com Hot Water Tank Insulation - Marine | Com - College | Energy Efficiency | 10961.8673 | 11478.5352 | 12017.5853 | 12584.0577 | 13180.0392 | 13807.4705 | 14469.075 | 15167.5237 | 15904.9903 | 16683.7524 | 17506.0565 | 18375.8115 | 19297.2178
Scenario 3: Aggressive Fuel Sub | SCG | Com | WaterHeat | Com ¦ Com Hot Water Tank Insulation - Hot-Dry | Com - College | Energy Efficiency | 59458.7678 | 62261.25 | 65185.1365 | 68257.7653 | 71490.4559 | 74893.7351 | 78482.3745 | 82270.862 | 86270.9887 | 90495.1076 | 94955.4053 | 99673.0833 | 104670.9257
Scenario 3: Aggressive Fuel Sub | SCG | Com | WaterHeat | Com ¦ Com Hot Water Tank Insulation - Cold | Com - College | Energy Efficiency | 148.8413 | 155.8566 | 163.1759 | 170.8675 | 178.9598 | 187.4791 | 196.4625 | 205.9461 | 215.9595 | 226.5336 | 237.6989 | 249.5085 | 262.0194
Scenario 3: Aggressive Fuel Sub | SCG | Com | WaterHeat | Com ¦ Faucet Aerators (Gas WH) - Marine | Com - College | Energy Efficiency | 0 | 0 | 0 | 83524.9529 | 87479.6344 | 91642.4814 | 96031.9471 | 100665.6631 | 0 | 0 | 0 | 0 | 0
Scenario 3: Aggressive Fuel Sub | SCG | Com | WaterHeat | Com ¦ Faucet Aerators (Gas WH) - Hot-Dry | Com - College | Energy Efficiency | 0 | 0 | 0 | 0 | 0 | 0 | 512105.8248 | 536815.8617 | 0 | 0 | 0 | 0 | 0
Scenario 3: Aggressive Fuel Sub | SCG | Com | WaterHeat | Com ¦ Faucet Aerators (Gas WH) - Cold | Com - College | Energy Efficiency | 1158.5264 | 1213.1383 | 1270.0966 | 1329.95 | 1392.9196 | 1459.2037 | 1529.0962 | 1602.8779 | 0 | 0 | 0 | 0 | 0
Scenario 3: Aggressive Fuel Sub | SCG | Com | WaterHeat | Com ¦ Low Flow Showerheads (Gas WH) - Marine | Com - College | Energy Efficiency | 17066.011 | 17869.934 | 18710.7715 | 19594.7062 | 20525.0863 | 21505.4004 | 22539.4205 | 23631.2457 | 0 | 0 | 0 | 0 | 0
Scenario 3: Aggressive Fuel Sub | SCG | Com | WaterHeat | Com ¦ Low Flow Showerheads (Gas WH) - Hot-Dry | Com - College | Energy Efficiency | 92060.8948 | 96397.5776 | 100933.3918 | 105701.6895 | 110720.5321 | 116008.7389 | 121586.6572 | 127476.3993 | 0 | 0 | 0 | 0 | 0
Scenario 3: Aggressive Fuel Sub | SCG | Com | WaterHeat | Com ¦ Low Flow Showerheads (Gas WH) - Cold | Com - College | Energy Efficiency | 254.9143 | 266.9224 | 279.482 | 292.6853 | 306.5823 | 321.2253 | 336.6704 | 352.9789 | 0 | 0 | 0 | 427.9398 | 449.484
Scenario 3: Aggressive Fuel Sub | SCG | Com | WaterHeat | Com ¦ Low-flow Pre-Rinse Spray Valve - Marine | Com - College | Energy Efficiency | 703.2262 | 736.4652 | 771.5319 | 808.5212 | 847.2216 | 888.3507 | 931.7489 | 977.3342 | 1025.4763 | 1076.2496 | 1130.0412 | 1187.604 | 1247.921
Scenario 3: Aggressive Fuel Sub | SCG | Com | WaterHeat | Com ¦ Low-flow Pre-Rinse Spray Valve - Hot-Dry | Com - College | Energy Efficiency | 3794.2485 | 3973.5891 | 4162.7911 | 4362.3664 | 4571.1738 | 4793.0855 | 5027.24 | 5273.1947 | 5532.9449 | 5806.8917 | 6097.1235 | 6407.7031 | 6733.1426
Scenario 3: Aggressive Fuel Sub | SCG | Com | WaterHeat | Com ¦ Low-flow Pre-Rinse Spray Valve - Cold | Com - College | Energy Efficiency | 10.0996 | 10.577 | 11.0806 | 11.6119 | 12.1677 | 12.7584 | 13.3816 | 14.0363 | 14.7277 | 15.4569 | 16.2295 | 17.0562 | 17.9225
Scenario 3: Aggressive Fuel Sub | SCG | Com | WaterHeat | Com ¦ Com Hot Water Pipe Insulation - Marine | Com - College | Energy Efficiency | 2060574.2997 | 2157662.6977 | 2259265.3138 | 2366090.8007 | 2478564.8691 | 2597091.2416 | 2722133.8433 | 2854159.307 | 2993541.0322 | 3140794.0555 | 3296470.7086 | 3461225.326 | 3635730.1516
Scenario 3: Aggressive Fuel Sub | SCG | Com | WaterHeat | Com ¦ Com Hot Water Pipe Insulation - Hot-Dry | Com - College | Energy Efficiency | 9297235.9666 | 9735295.272 | 10193722.5639 | 10675715.2587 | 11183194.1466 | 11717980.8096 | 12282168.4603 | 12877862.5299 | 13506747.7823 | 14171148.0441 | 14873555.4158 | 15616922.2313 | 16404281.6295
Scenario 3: Aggressive Fuel Sub | SCG | Com | WaterHeat | Com ¦ Com Hot Water Pipe Insulation - Cold | Com - College | Energy Efficiency | 25563.7357 | 26768.2262 | 28028.7207 | 29354.0107 | 30749.3776 | 32219.8303 | 33771.124 | 35409.048 | 37138.2347 | 38965.0736 | 40896.4171 | 42940.383 | 45105.3111
Scenario 3: Aggressive Fuel Sub | SCG | Com | WaterHeat | Com ¦ Com Efficient Tankless Gas Water Heater (0.87 UEF - High Draw) - ZEAS 2030 - Marine | Com - College | Energy Efficiency | 40523.6242 | 42815.3218 | 46395.8141 | 50615.846 | 53699.0071 | 0 | 0 | 0 | 0 | 0 | 0 | 0 | 0
Scenario 3: Aggressive Fuel Sub | SCG | Com | WaterHeat | Com ¦ Com Efficient Tankless Gas Water Heater (0.87 UEF - High Draw) - ZEAS 2030 - Hot-Dry | Com - College | Energy Efficiency | 110721.5402 | 116983.0801 | 126765.957 | 138296.2295 | 146720.2624 | 0 | 0 | 0 | 0 | 0 | 0 | 0 | 0
Scenario 3: Aggressive Fuel Sub | SCG | Com | WaterHeat | Com ¦ Com Efficient Tankless Gas Water Heater (0.87 UEF - High Draw) - ZEAS 2030 - Cold | Com - College | Energy Efficiency | 541.5392 | 572.1644 | 620.0125 | 676.407 | 717.609 | 0 | 0 | 0 | 0 | 0 | 0 | 0 | 0
Scenario 3: Aggressive Fuel Sub | SCG | Com | WaterHeat | Com ¦ Com Efficient Tankless Gas Water Heater (0.87 UEF - High Draw) - Panel Upgrade - ZEAS 2030 - Marine | Com - College | Energy Efficiency | 33621.2486 | 35522.6022 | 38493.2304 | 41994.4656 | 44552.4729 | 0 | 0 | 0 | 0 | 0 | 0 | 0 | 0
Scenario 3: Aggressive Fuel Sub | SCG | Com | WaterHeat | Com ¦ Com Efficient Tankless Gas Water Heater (0.87 UEF - High Draw) - Panel Upgrade - ZEAS 2030 - Hot-Dry | Com - College | Energy Efficiency | 91862.3768 | 97057.3907 | 105173.9534 | 114740.2783 | 121729.4485 | 0 | 0 | 0 | 0 | 0 | 0 | 0 | 0
Scenario 3: Aggressive Fuel Sub | SCG | Com | WaterHeat | Com ¦ Com Efficient Tankless Gas Water Heater (0.87 UEF - High Draw) - Panel Upgrade - ZEAS 2030 - Cold | Com - College | Energy Efficiency | 449.299 | 474.7078 | 514.4059 | 561.1948 | 595.3789 | 0 | 0 | 0 | 0 | 0 | 0 | 0 | 0
Scenario 3: Aggressive Fuel Sub | SCG | Com | WaterHeat | Com ¦ Efficient Gas Water Heating Boiler (0.92 UEF) - ZEAS 2030 - Marine | Com - College | Energy Efficiency | 1072912.9631 | 1125904.2054 | 1182184.6021 | 1241800.8872 | 1304436.6817 | 0 | 0 | 0 | 0 | 0 | 0 | 0 | 0
Scenario 3: Aggressive Fuel Sub | SCG | Com | WaterHeat | Com ¦ Efficient Gas Water Heating Boiler (0.92 UEF) - ZEAS 2030 - Hot-Dry | Com - College | Energy Efficiency | 5844361.0449 | 6133014.4241 | 6439584.4532 | 6764325.7006 | 7105514.7904 | 0 | 0 | 0 | 0 | 0 | 0 | 0 | 0
Scenario 3: Aggressive Fuel Sub | SCG | Com | WaterHeat | Com ¦ Efficient Gas Water Heating Boiler (0.92 UEF) - ZEAS 2030 - Cold | Com - College | Energy Efficiency | 14840.7543 | 15573.7401 | 16352.2222 | 17176.847 | 18043.2383 | 0 | 0 | 0 | 0 | 0 | 0 | 0 | 0
Scenario 3: Aggressive Fuel Sub | SCG | Com | WholeBlg | Com ¦ Com Title 24 2022 Code | Com - College | Energy Efficiency | 0 | 0 | 0 | 0 | 0 | 0 | 0 | 0 | 0 | 0 | 0 | 0 | 0
Scenario 3: Aggressive Fuel Sub | SCG | Com | FoodServ | Com ¦ ENERGY STAR Dishwasher - Tier 1 | Com - College | Energy Efficiency | 0 | 0 | 0 | 0 | 0 | 0 | 0 | 0 | 0 | 0 | 0 | 0 | 0
Scenario 3: Aggressive Fuel Sub | SCG | Com | FoodServ | Com ¦ ENERGY STAR Dishwasher - Tier 2 | Com - College | Energy Efficiency | 323791.2011 | 339521.4599 | 356207.1138 | 373863.1583 | 392392.636 | 412128.957 | 433004.3848 | 454988.2416 | 478255.1893 | 502838.6001 | 528924.54 | 556869.3636 | 586191.0251
Scenario 3: Aggressive Fuel Sub | SCG | Com | FoodServ | Com ¦ ENERGY STAR Conveyor Broiler - Gas | Com - College | Energy Efficiency | 118154.4284 | 123838.5531 | 129862.1647 | 136232.047 | 142912.5046 | 150024.2528 | 157542.0441 | 165454.3098 | 173823.7919 | 182661.8193 | 192035.2937 | 202073.201 | 212603.8277
Scenario 3: Aggressive Fuel Sub | SCG | Com | FoodServ | Com ¦ ENERGY STAR Conveyor Oven - Gas | Com - College | Energy Efficiency | 267891.2191 | 280778.8197 | 294436.1381 | 308878.5553 | 324025.1388 | 340149.5865 | 357194.6546 | 375134.1134 | 394110.2178 | 414148.6536 | 435401.1069 | 458160.0274 | 482036.0889
Scenario 3: Aggressive Fuel Sub | SCG | Com | FoodServ | Com ¦ ENERGY STAR Rack Oven - Gas | Com - College | Energy Efficiency | 114192.4268 | 119685.9491 | 125507.5745 | 131663.8594 | 138120.3052 | 144993.5794 | 152259.2811 | 159906.2296 | 167995.0629 | 176536.7299 | 185595.8892 | 195297.2014 | 205474.7109
Scenario 3: Aggressive Fuel Sub | SCG | Com | FoodServ | Com ¦ Demand Controlled Ventilation (DCV) Exhaust Hood | Com - College | Energy Efficiency | 20512.6069 | 21655.9395 | 23448.1249 | 25559.9048 | 27094.1873 | 29545.2489 | 32138.1406 | 34277.0628 | 36504.5019 | 38532.7329 | 40906.8393 | 45069.8807 | 47799.355
Scenario 3: Aggressive Fuel Sub | SCG | Com | FoodServ | Com ¦ ENERGY STAR Fryer - Tier 1 Gas | Com - College | Energy Efficiency | 3491.1816 | 3683.595 | 3985.8962 | 4342.0189 | 4599.578 | 5012.2691 | 0 | 0 | 0 | 0 | 0 | 0 | 0
Scenario 3: Aggressive Fuel Sub | SCG | Com | FoodServ | Com ¦ ENERGY STAR Fryer - Tier 2 Gas | Com - College | Energy Efficiency | 0 | 0 | 0 | 0 | 0 | 0 | 8267.0329 | 8811.11 | 9377.1 | 9891.1027 | 10493.0417 | 11552.656 | 12243.7876
Scenario 3: Aggressive Fuel Sub | SCG | Com | FoodServ | Com ¦ ENERGY STAR Steamer - Gas | Com - College | Energy Efficiency | 5197.5622 | 5484.7842 | 5935.838 | 6467.2511 | 6852.0321 | 7468.0956 | 8119.304 | 8655.1657 | 9212.7616 | 9719.4761 | 10312.8129 | 11356.2692 | 12037.8195
Scenario 3: Aggressive Fuel Sub | SCG | Com | FoodServ | Com ¦ ENERGY STAR Convection Oven - Gas | Com - College | Energy Efficiency | 7851.4373 | 8285.3149 | 8966.6768 | 9769.4293 | 10350.6795 | 11281.3051 | 12265.0205 | 13074.4931 | 13916.7974 | 14682.2404 | 15578.5349 | 17154.78 | 18184.3298
Scenario 3: Aggressive Fuel Sub | SCG | Com | FoodServ | Com ¦ ENERGY STAR Griddle - Gas | Com - College | Energy Efficiency | 5506.0321 | 5810.3004 | 6288.1239 | 6851.0757 | 7258.693 | 7911.3193 | 8601.1763 | 9168.8408 | 9759.5294 | 10296.3169 | 10924.8676 | 12030.252 | 12752.2515
Scenario 3: Aggressive Fuel Sub | SCG | Com | FoodServ | Com ¦ ENERGY STAR Combination Oven - Gas | Com - College | Energy Efficiency | 121.3747 | 128.082 | 138.6151 | 151.0248 | 160.0103 | 174.3967 | 189.6039 | 202.1175 | 215.1386 | 226.9715 | 240.8272 | 265.1943 | 281.11
Scenario 3: Aggressive Fuel Sub | SCG | Com | FoodServ | Com ¦ ENERGY STAR Fryer - Tier 1 Gas - Panel Upgrade | Com - College | Energy Efficiency | 5744.7485 | 6061.3653 | 6558.8028 | 7144.8036 | 7568.6177 | 8247.7021 | 0 | 0 | 0 | 0 | 0 | 0 | 0
Scenario 3: Aggressive Fuel Sub | SCG | Com | FoodServ | Com ¦ ENERGY STAR Fryer - Tier 2 Gas - Panel Upgrade | Com - College | Energy Efficiency | 0 | 0 | 0 | 0 | 0 | 0 | 13603.4246 | 14498.7049 | 15430.0428 | 16275.8356 | 17266.3279 | 19009.926 | 20147.1849
Scenario 3: Aggressive Fuel Sub | SCG | Com | FoodServ | Com ¦ ENERGY STAR Steamer - Gas - Panel Upgrade | Com - College | Energy Efficiency | 8552.6023 | 9025.2269 | 9767.4372 | 10641.8787 | 11275.0369 | 12288.7711 | 13360.3363 | 14242.0981 | 15159.6235 | 15993.4237 | 16969.7609 | 18686.7711 | 19808.2638
Scenario 3: Aggressive Fuel Sub | SCG | Com | FoodServ | Com ¦ ENERGY STAR Convection Oven - Gas - Panel Upgrade | Com - College | Energy Efficiency | 12919.5609 | 13633.5075 | 14754.6904 | 16075.6217 | 17032.0705 | 18563.4174 | 20182.1237 | 21514.113 | 22900.1269 | 24159.6655 | 25634.5203 | 28228.2359 | 29922.3628
Scenario 3: Aggressive Fuel Sub | SCG | Com | FoodServ | Com ¦ ENERGY STAR Griddle - Gas - Panel Upgrade | Com - College | Energy Efficiency | 9060.1904 | 9560.8647 | 10347.1244 | 11273.4632 | 11944.1986 | 13018.0969 | 14153.2583 | 15087.3518 | 16059.3314 | 16942.6168 | 17976.8985 | 19795.8115 | 20983.8636
Scenario 3: Aggressive Fuel Sub | SCG | Com | FoodServ | Com ¦ ENERGY STAR Combination Oven - Gas - Panel Upgrade | Com - College | Energy Efficiency | 199.7224 | 210.7592 | 228.0915 | 248.5117 | 263.2973 | 286.9703 | 311.9937 | 332.5848 | 354.0111 | 373.4822 | 396.2818 | 436.3779 | 462.5672
Scenario 3: Aggressive Fuel Sub | SDG&E | Com | BldgEnv | Com ¦ Com Wall Insulation (R14) - Marine | Com - College | Energy Efficiency | 107386.1714 | 112277.4261 | 117395.2164 | 122784.6408 | 128483.8488 | 134574.7742 | 140998.3011 | 147762.3788 | 154908.1527 | 162462.0292 | 170438.1894 | 178884.3362 | 187793.8576
Scenario 3: Aggressive Fuel Sub | SDG&E | Com | BldgEnv | Com ¦ Com Wall Insulation (R14) - Hot-Dry | Com - College | Energy Efficiency | 491.2594 | 509.8453 | 530.8685 | 569.1091 | 589.6745 | 631.737 | 677.2714 | 718.7185 | 764.3433 | 816.7854 | 865.5929 | 973.0114 | 1036.5973
Scenario 3: Aggressive Fuel Sub | SDG&E | Com | HVAC | Com ¦ Ductless Mini Split Heat Pump (SEER 18) - Marine | Com - College | Energy Efficiency | 54235.1683 | 54953.7851 | 55313.1742 | 55376.9607 | 55718.9567 | 56938.3401 | 57721.3781 | 58159.0283 | 58565.6411 | 58892.8786 | 59415.0109 | 59517.9539 | 59578.2657
Scenario 3: Aggressive Fuel Sub | SDG&E | Com | HVAC | Com ¦ Demand Controlled Ventilation (HVAC) - Marine | Com - College | Energy Efficiency | 4621.2772 | 4755.3875 | 4901.6689 | 5195.0079 | 5328.7201 | 5671.8208 | 6030.7773 | 6339.9994 | 6679.9051 | 7071.5383 | 7430.6096 | 8272.6876 | 8731.8026
Scenario 3: Aggressive Fuel Sub | SDG&E | Com | HVAC | Com ¦ Demand Controlled Ventilation (HVAC) - Hot-Dry | Com - College | Energy Efficiency | 20761.0848 | 21465.2243 | 22249.5549 | 23729.9351 | 24474.9283 | 26138.6121 | 27910.4523 | 29484.5621 | 31215.6092 | 33206.5823 | 35047.6135 | 39221.3811 | 41604.8936
Scenario 3: Aggressive Fuel Sub | SDG&E | Com | HVAC | Com ¦ HVAC Energy Management System (Elec SC and Gas SH) - Marine | Com - College | Energy Efficiency | 0 | 0 | 0 | 0 | 0 | 0 | 0 | 4208.7371 | 0 | 0 | 0 | 5447.021 | 5736.9683
Scenario 3: Aggressive Fuel Sub | SDG&E | Com | HVAC | Com ¦ HVAC Energy Management System (Elec SC and Gas SH) - Hot-Dry | Com - College | Energy Efficiency | 0 | 0 | 0 | 0 | 0 | 0 | 0 | 22516.8682 | 0 | 0 | 0 | 29147.041 | 30700.0315
Scenario 3: Aggressive Fuel Sub | SDG&E | Com | HVAC | Com ¦ HVAC Fan Variable Frequency Drive (VFD) - Marine | Com - College | Energy Efficiency | 56716.0721 | 56569.8322 | 56159.7158 | 55061.592 | 54987.8605 | 57175.195 | 59305.7544 | 60553.7051 | 0 | 0 | 0 | 0 | 0
Scenario 3: Aggressive Fuel Sub | SDG&E | Com | HVAC | Com ¦ HVAC Fan Variable Frequency Drive (VFD) - Hot-Dry | Com - College | Energy Efficiency | 296587.0564 | 295950.7028 | 293952.4992 | 288394.9986 | 288154.0407 | 299639.7956 | 310839.4507 | 317473.2661 | 0 | 0 | 0 | 0 | 0
Scenario 3: Aggressive Fuel Sub | SDG&E | Com | HVAC | Com ¦ Small Packaged Heat Pump (SEER 15) - Fuel Sub - ZEAS 2030 - Marine | Com - College | Fuel Substitution | 18494.17 | 19410.4576 | 20360.4317 | 0 | 0 | 0 | 0 | 0 | 0 | 0 | 0 | 0 | 0
Scenario 3: Aggressive Fuel Sub | SDG&E | Com | HVAC | Com ¦ Small Packaged Heat Pump (SEER 15) - Fuel Sub - ZEAS 2030 - Hot-Dry | Com - College | Fuel Substitution | 85614.7126 | 89848.6636 | 94220.6191 | 98760.9577 | 103645.7461 | 0 | 0 | 0 | 0 | 0 | 0 | 0 | 0
Scenario 3: Aggressive Fuel Sub | SDG&E | Com | HVAC | Com ¦ Small Packaged Heat Pump (SEER 16) - Fuel Sub - ZEAS 2030 - Marine | Com - College | Fuel Substitution | 0 | 0 | 0 | 28119.1581 | 29223.4897 | 0 | 0 | 0 | 0 | 0 | 0 | 0 | 0
Scenario 3: Aggressive Fuel Sub | SDG&E | Com | HVAC | Com ¦ Small Packaged Heat Pump (SEER 15) - Fuel Sub - Panel Upgrade - ZEAS 2030 - Marine | Com - College | Fuel Substitution | 4225.9406 | 4435.3134 | 4652.3837 | 0 | 0 | 0 | 0 | 0 | 0 | 0 | 0 | 0 | 0
Scenario 3: Aggressive Fuel Sub | SDG&E | Com | HVAC | Com ¦ Small Packaged Heat Pump (SEER 15) - Fuel Sub - Panel Upgrade - ZEAS 2030 - Hot-Dry | Com - College | Fuel Substitution | 19563.067 | 20530.53 | 21529.5272 | 22567.0002 | 23683.1803 | 0 | 0 | 0 | 0 | 0 | 0 | 0 | 0
Scenario 3: Aggressive Fuel Sub | SDG&E | Com | HVAC | Com ¦ Small Packaged Heat Pump (SEER 16) - Fuel Sub - Panel Upgrade - ZEAS 2030 - Marine | Com - College | Fuel Substitution | 0 | 0 | 0 | 6425.2622 | 6677.6033 | 0 | 0 | 0 | 0 | 0 | 0 | 0 | 0
Scenario 3: Aggressive Fuel Sub | SDG&E | Com | HVAC | Com ¦ Efficient Hot Water Boilers (94% eff.) - ZEAS 2030 - Hot-Dry | Com - College | Energy Efficiency | 0 | 589087.5397 | 617789.5376 | 648427.1133 | 680436.1306 | 0 | 0 | 0 | 0 | 0 | 0 | 0 | 0
Scenario 3: Aggressive Fuel Sub | SDG&E | Com | WaterHeat | Com ¦ Com Heat Pump Water Heater (3.3 UEF - 50 Gal) - Marine | Com - College | Energy Efficiency | 127407.9289 | 132091.1839 | 136524.8818 | 140723.3698 | 145569.7253 | 151192.4053 | 155081.1844 | 157756.8313 | 160105.0442 | 161901.1411 | 164961.4318 | 167410.0017 | 169456.3192
Scenario 3: Aggressive Fuel Sub | SDG&E | Com | WaterHeat | Com ¦ Com Heat Pump Water Heater (3.3 UEF - 50 Gal) - Hot-Dry | Com - College | Energy Efficiency | 673497.965 | 698258.2492 | 721698.9441 | 743895.8308 | 769518.4064 | 799245.6821 | 819804.8498 | 833949.5292 | 846362.8397 | 855856.7565 | 872035.1285 | 884978.7279 | 895795.5636
Scenario 3: Aggressive Fuel Sub | SDG&E | Com | WaterHeat | Com ¦ Com Hot Water Tank Insulation - Hot-Dry | Com - College | Energy Efficiency | 17185.0158 | 17978.5479 | 18806.2597 | 19675.8029 | 20590.353 | 21552.8642 | 22567.4778 | 23638.257 | 0 | 0 | 0 | 28553.1479 | 29963.7163
Scenario 3: Aggressive Fuel Sub | SDG&E | Com | WaterHeat | Com ¦ Low-flow Pre-Rinse Spray Valve - Hot-Dry | Com - College | Energy Efficiency | 1076.34 | 1125.9796 | 1178.0479 | 1233.416 | 1291.0004 | 1352.4298 | 1417.2663 | 1485.4551 | 1557.5319 | 1633.8649 | 1714.3388 | 1801.5145 | 1891.9911
Scenario 3: Aggressive Fuel Sub | SDG&E | Com | WaterHeat | Com ¦ Com Hot Water Pipe Insulation - Hot-Dry | Com - College | Energy Efficiency | 2802947.0936 | 2932384.6236 | 3067804.0235 | 3210139.9175 | 3359954.505 | 3517781.147 | 3684232.5857 | 3859925.2911 | 0 | 0 | 4448184.9936 | 4667182.711 | 4899077.5485
Scenario 3: Aggressive Fuel Sub | SDG&E | Com | WaterHeat | Com ¦ Com Efficient Tankless Gas Water Heater (0.87 UEF - High Draw) - ZEAS 2030 - Marine | Com - College | Energy Efficiency | 13189.0647 | 13716.4267 | 14313.4235 | 15379.04 | 15965.5085 | 0 | 0 | 0 | 0 | 0 | 0 | 0 | 0
Scenario 3: Aggressive Fuel Sub | SDG&E | Com | WaterHeat | Com ¦ Com Efficient Tankless Gas Water Heater (0.87 UEF - High Draw) - ZEAS 2030 - Hot-Dry | Com - College | Energy Efficiency | 34976.9286 | 36375.4742 | 37958.6889 | 40784.6663 | 42339.9606 | 0 | 0 | 0 | 0 | 0 | 0 | 0 | 0
Scenario 3: Aggressive Fuel Sub | SDG&E | Com | WaterHeat | Com ¦ Com Heat Pump Water Heater (3.75 UEF - 50 Gal) - Fuel Sub - ZEAS 2030 - Marine | Com - College | Fuel Substitution | 2419836.0344 | 2549929.5913 | 2691797.6976 | 2846742.624 | 3005643.2403 | 1680868.0224 | 1723047.5335 | 1752349.0664 | 1778039.3623 | 1797595.3744 | 1831131.1239 | 1856006.3668 | 1878334.5018
Scenario 3: Aggressive Fuel Sub | SDG&E | Com | WaterHeat | Com ¦ Com Heat Pump Water Heater (3.75 UEF - 50 Gal) - Fuel Sub - ZEAS 2030 - Hot-Dry | Com - College | Fuel Substitution | 6350413.5221 | 6694859.1736 | 7070560.1253 | 7480974.6633 | 7901887.6304 | 4359078.3808 | 4469382.3877 | 4545581.9045 | 4612203.2876 | 4662568.3897 | 4749913.4835 | 4814315.4305 | 4871954.4921
Scenario 3: Aggressive Fuel Sub | SDG&E | Com | WaterHeat | Com ¦ Com Efficient Tankless Gas Water Heater (0.87 UEF - High Draw) - Panel Upgrade - ZEAS 2030 - Marine | Com - College | Energy Efficiency | 10942.5757 | 11380.1123 | 11875.4228 | 12759.5331 | 13246.1087 | 0 | 0 | 0 | 0 | 0 | 0 | 0 | 0
Scenario 3: Aggressive Fuel Sub | SDG&E | Com | WaterHeat | Com ¦ Com Efficient Tankless Gas Water Heater (0.87 UEF - High Draw) - Panel Upgrade - ZEAS 2030 - Hot-Dry | Com - College | Energy Efficiency | 29019.3199 | 30179.6516 | 31493.1979 | 33837.8275 | 35128.209 | 0 | 0 | 0 | 0 | 0 | 0 | 0 | 0
Scenario 3: Aggressive Fuel Sub | SDG&E | Com | WaterHeat | Com ¦ Com Heat Pump Water Heater (3.75 UEF - 50 Gal) - Fuel Sub - Panel Upgrade - ZEAS 2030 - Marine | Com - College | Fuel Substitution | 2007666.1604 | 2115600.9246 | 2233304.6832 | 2361857.8913 | 2493693.018 | 1394566.3263 | 1429561.4152 | 1453872.0276 | 1475186.5039 | 1491411.5469 | 1519235.1632 | 1539873.4142 | 1558398.4054
Scenario 3: Aggressive Fuel Sub | SDG&E | Com | WaterHeat | Com ¦ Com Heat Pump Water Heater (3.75 UEF - 50 Gal) - Fuel Sub - Panel Upgrade - ZEAS 2030 - Hot-Dry | Com - College | Fuel Substitution | 5268749.6804 | 5554526.0177 | 5866233.9501 | 6206742.7151 | 6555961.7153 | 3616597.9972 | 3708113.959 | 3771334.4373 | 3826608.2221 | 3868394.653 | 3940862.2857 | 3994294.6704 | 4042116.0896
Scenario 3: Aggressive Fuel Sub | SDG&E | Com | WaterHeat | Com ¦ Com Heat Pump Water Heater (100+ Gal, 200+ kBtuh - 4.3 COP) - Fuel Sub - ZEAS 2030 - Marine | Com - College | Fuel Substitution | 287909.8146 | 303645.3186 | 320703.3841 | 339227.3722 | 358336.732 | 0 | 0 | 0 | 0 | 0 | 0 | 0 | 0
Scenario 3: Aggressive Fuel Sub | SDG&E | Com | WaterHeat | Com ¦ Com Heat Pump Water Heater (100+ Gal, 200+ kBtuh - 4.3 COP) - Fuel Sub - ZEAS 2030 - Hot-Dry | Com - College | Fuel Substitution | 1530438.9455 | 1614083.9864 | 1704759.3523 | 1803227.1063 | 1904806.514 | 0 | 0 | 0 | 0 | 0 | 0 | 0 | 0
Scenario 3: Aggressive Fuel Sub | SDG&E | Com | WaterHeat | Com ¦ Com Heat Pump Water Heater (100+ Gal, 200+ kBtuh - 4.3 COP) - Fuel Sub - Panel Upgrade - ZEAS 2030 - Marine | Com - College | Fuel Substitution | 238870.2308 | 251925.5116 | 266078.0824 | 281446.8857 | 297301.3545 | 0 | 0 | 0 | 0 | 0 | 0 | 0 | 0
Scenario 3: Aggressive Fuel Sub | SDG&E | Com | WaterHeat | Com ¦ Com Heat Pump Water Heater (100+ Gal, 200+ kBtuh - 4.3 COP) - Fuel Sub - Panel Upgrade - ZEAS 2030 - Hot-Dry | Com - College | Fuel Substitution | 1269759.7845 | 1339157.5931 | 1414388.2538 | 1496084.0278 | 1580361.4484 | 0 | 0 | 0 | 0 | 0 | 0 | 0 | 0
Scenario 3: Aggressive Fuel Sub | SDG&E | Com | WaterHeat | Com ¦ Efficient Gas Water Heating Boiler (0.92 UEF) - ZEAS 2030 - Hot-Dry | Com - College | Energy Efficiency | 1684487.1007 | 1765917.8621 | 1851923.2762 | 1943724.0649 | 2039638.0208 | 0 | 0 | 0 | 0 | 0 | 0 | 0 | 0
Scenario 3: Aggressive Fuel Sub | SDG&E | Com | ComRefrig | Com ¦ Efficient Refrigerated Display Case - Marine | Com - College | Energy Efficiency | 0 | 0 | 0 | 0 | 0 | 0 | 0 | 0 | 0 | 0 | 0 | 0 | 0
Scenario 3: Aggressive Fuel Sub | SDG&E | Com | ComRefrig | Com ¦ Efficient Refrigerated Display Case - Hot-Dry | Com - College | Energy Efficiency | 0 | 0 | 0 | 0 | 0 | 0 | 0 | 0 | 0 | 0 | 0 | 0 | 0
Scenario 3: Aggressive Fuel Sub | SDG&E | Com | ComRefrig | Com ¦ Refrigerated Display Case LED Lighting | Com - College | Energy Efficiency | 5064.8122 | 5235.0118 | 5386.5935 | 5519.0525 | 5668.7037 | 5841.1963 | 5965.5473 | 6062.1625 | 6154.4192 | 6228.8362 | 6345.339 | 6435.8639 | 6518.8959
Scenario 3: Aggressive Fuel Sub | SDG&E | Com | ComRefrig | Com ¦ Efficient EC or PMS Motor Retrofit - Marine | Com - College | Energy Efficiency | 303.6108 | 306.2437 | 306.669 | 305.1269 | 305.2648 | 310.7947 | 314.2598 | 315.9203 | 317.4714 | 318.7477 | 320.8693 | 320.0885 | 319.486
Scenario 3: Aggressive Fuel Sub | SDG&E | Com | ComRefrig | Com ¦ Efficient EC or PMS Motor Retrofit - Hot-Dry | Com - College | Energy Efficiency | 1616.0755 | 1630.0899 | 1632.3539 | 1624.1455 | 1624.8796 | 1654.3146 | 1672.7587 | 1681.5974 | 1689.8533 | 1696.6469 | 1707.9402 | 1703.7837 | 1700.5771
Scenario 3: Aggressive Fuel Sub | SDG&E | Com | FoodServ | Com ¦ ENERGY STAR Dishwasher - Tier 1 | Com - College | Energy Efficiency | 0 | 0 | 0 | 0 | 0 | 0 | 0 | 0 | 0 | 0 | 0 | 0 | 0
Scenario 3: Aggressive Fuel Sub | SDG&E | Com | FoodServ | Com ¦ ENERGY STAR Dishwasher - Tier 2 | Com - College | Energy Efficiency | 86080.6347 | 89820.4284 | 93662.5788 | 97665.8882 | 101890.9517 | 106509.3339 | 111186.7468 | 115984.5036 | 121032.3454 | 126311.7802 | 132004.8466 | 138052.562 | 144286.4105
Scenario 3: Aggressive Fuel Sub | SDG&E | Com | FoodServ | Com ¦ ENERGY STAR Combination Oven - Electric | Com - College | Energy Efficiency | 66161.2187 | 68145.5574 | 69889.7235 | 71515.4998 | 73552.6449 | 76253.7664 | 78198.6384 | 79530.1864 | 80604.3495 | 81326.9333 | 82594.9707 | 83445.4721 | 84127.8221
Scenario 3: Aggressive Fuel Sub | SDG&E | Com | FoodServ | Com ¦ ENERGY STAR Conveyor Broiler - Gas | Com - College | Energy Efficiency | 30118.8797 | 31452.4483 | 32832.2427 | 34285.7925 | 35826.486 | 37511.1879 | 39225.6952 | 40979.7022 | 42812.0584 | 44724.3392 | 46779.9298 | 48969.2106 | 51229.9473
Scenario 3: Aggressive Fuel Sub | SDG&E | Com | FoodServ | Com ¦ ENERGY STAR Conveyor Oven - Gas | Com - College | Energy Efficiency | 64357.1568 | 67383.4062 | 70572.3266 | 73971.2782 | 77515.3091 | 81302.0484 | 85306.1283 | 89525.5199 | 93992.6362 | 98729.1039 | 103728.6629 | 109146.876 | 114778.5674
Scenario 3: Aggressive Fuel Sub | SDG&E | Com | FoodServ | Com ¦ ENERGY STAR Convection Oven - Electric | Com - College | Energy Efficiency | 350330.1452 | 366803.6259 | 384162.6112 | 402664.9081 | 421956.9482 | 442570.1793 | 464366.5103 | 487334.8968 | 511651.7804 | 537434.8869 | 564650.1389 | 594144.347 | 624800.6308
Scenario 3: Aggressive Fuel Sub | SDG&E | Com | FoodServ | Com ¦ High Performance Conveyor Toaster | Com - College | Energy Efficiency | 52300.7277 | 53869.356 | 55248.1268 | 56533.31 | 58143.6819 | 60278.9301 | 61816.3597 | 62868.9541 | 63718.0848 | 64289.2903 | 65291.6793 | 65964.0044 | 66503.4049
Scenario 3: Aggressive Fuel Sub | SDG&E | Com | FoodServ | Com ¦ ENERGY STAR Rack Oven - Gas | Com - College | Energy Efficiency | 27433.1497 | 28723.1314 | 30082.4538 | 31531.3051 | 33041.9985 | 34656.1498 | 36362.9456 | 38161.521 | 40065.6926 | 42084.679 | 44215.8119 | 46525.4019 | 48925.9902
Scenario 3: Aggressive Fuel Sub | SDG&E | Com | FoodServ | Com ¦ Electric Deck Oven (60% cooking efficiency) | Com - College | Energy Efficiency | 6966.8332 | 7175.7858 | 7359.448 | 7530.6436 | 7745.1567 | 8029.5871 | 8234.3838 | 8374.597 | 8487.7073 | 8563.796 | 8697.3214 | 8786.8799 | 8858.732
Scenario 3: Aggressive Fuel Sub | SDG&E | Com | FoodServ | Com ¦ Demand Controlled Ventilation (DCV) Exhaust Hood | Com - College | Energy Efficiency | 15329.9138 | 15582.5016 | 15824.8254 | 16487.729 | 16660.684 | 17559.3761 | 18426.5969 | 19074.4487 | 19782.9186 | 20602.0589 | 21324.1746 | 23314.6459 | 24170.7801
Scenario 3: Aggressive Fuel Sub | SDG&E | Com | FoodServ | Com ¦ ENERGY STAR Ice Machine | Com - College | Energy Efficiency | 6095.814 | 6286.0553 | 6451.5645 | 6599.889 | 6795.7753 | 7076.387 | 7288.2503 | 7444.7062 | 7581.55 | 7673.9139 | 7802.033 | 7871.9801 | 7924.4225
Scenario 3: Aggressive Fuel Sub | SDG&E | Com | FoodServ | Com ¦ ENERGY STAR Griddle - Electric | Com - College | Energy Efficiency | 13615.1826 | 14023.5356 | 14382.464 | 14717.0292 | 15136.2492 | 15692.1075 | 16092.3387 | 16366.3553 | 16587.4051 | 16736.1041 | 16997.051 | 17172.0739 | 17312.4934
Scenario 3: Aggressive Fuel Sub | SDG&E | Com | FoodServ | Com ¦ ENERGY STAR Fryer - Tier 1 Gas | Com - College | Energy Efficiency | 1100.2232 | 1142.498 | 1190.3313 | 1276.8606 | 1323.3716 | 1417.1034 | 1518.4482 | 1610.6338 | 1712.0034 | 1828.4296 | 1936.5813 | 2176.2464 | 2317.669
Scenario 3: Aggressive Fuel Sub | SDG&E | Com | FoodServ | Com ¦ ENERGY STAR Fryer - Fuel Sub | Com - College | Fuel Substitution | 385917.6563 | 407610.269 | 431524.2658 | 457517.871 | 483829.6461 | 510045.1005 | 540569.4966 | 575045.6951 | 612556.5452 | 653553.7252 | 695357.9339 | 741447.6903 | 790690.6363
Scenario 3: Aggressive Fuel Sub | SDG&E | Com | FoodServ | Com ¦ ENERGY STAR Steamer - Gas | Com - College | Energy Efficiency | 1637.1956 | 1700.3523 | 1771.8326 | 1900.9611 | 1970.5518 | 2110.4962 | 2261.8332 | 2399.5838 | 2551.0746 | 2725.0629 | 2886.7854 | 3244.6495 | 3456.147
Scenario 3: Aggressive Fuel Sub | SDG&E | Com | FoodServ | Com ¦ ENERGY STAR Steamer - Fuel Sub | Com - College | Fuel Substitution | 166256.6379 | 174886.9982 | 184215.6776 | 194229.3063 | 204544.9642 | 215084.3044 | 226859.4325 | 239807.6285 | 253739.7141 | 268777.5747 | 284336.5396 | 301225.8018 | 319214.4251
Scenario 3: Aggressive Fuel Sub | SDG&E | Com | FoodServ | Com ¦ ENERGY STAR Convection Oven - Gas | Com - College | Energy Efficiency | 2473.1476 | 2568.5521 | 2676.5303 | 2871.5918 | 2976.7156 | 3188.1155 | 3416.7251 | 3624.8112 | 3853.6533 | 4116.4799 | 4360.778 | 4901.3674 | 5220.8556
Scenario 3: Aggressive Fuel Sub | SDG&E | Com | FoodServ | Com ¦ ENERGY STAR Convection Oven - Fuel Sub | Com - College | Fuel Substitution | 346013.4759 | 365727.5052 | 387528.8976 | 411272.892 | 435241.1459 | 459024.9606 | 486901.681 | 518517.3878 | 552973.5967 | 590702.1711 | 629090.1828 | 671511.4423 | 716855.6646
Scenario 3: Aggressive Fuel Sub | SDG&E | Com | FoodServ | Com ¦ ENERGY STAR Griddle - Gas | Com - College | Energy Efficiency | 1734.3614 | 1801.2664 | 1876.989 | 2013.7812 | 2087.502 | 2235.752 | 2396.0706 | 2541.9966 | 2702.4783 | 2886.7925 | 3058.1131 | 3437.216 | 3661.2657
Scenario 3: Aggressive Fuel Sub | SDG&E | Com | FoodServ | Com ¦ ENERGY STAR Griddle - Fuel Sub | Com - College | Fuel Substitution | 288020.1312 | 304912.3686 | 323716.6266 | 344280.2211 | 364919.2018 | 385225.7584 | 409357.869 | 436959.4477 | 467143.6675 | 500319.0563 | 533926.357 | 571238.9944 | 611159.4636
Scenario 3: Aggressive Fuel Sub | SDG&E | Com | FoodServ | Com ¦ ENERGY STAR Combination Oven - Gas | Com - College | Energy Efficiency | 38.2322 | 39.707 | 41.3763 | 44.3917 | 46.0168 | 49.2848 | 52.8189 | 56.0356 | 59.5733 | 63.6363 | 67.4129 | 75.7698 | 80.7088
Scenario 3: Aggressive Fuel Sub | SDG&E | Com | FoodServ | Com ¦ ENERGY STAR Combination Oven - Fuel Sub | Com - College | Fuel Substitution | 4454.4484 | 4743.9939 | 5073.3464 | 5438.2568 | 5797.8052 | 6141.7188 | 6569.3536 | 7071.596 | 7626.5812 | 8243.5041 | 8860.244 | 9554.7071 | 10299.7539
Scenario 3: Aggressive Fuel Sub | SDG&E | Com | FoodServ | Com ¦ ENERGY STAR Fryer - Tier 1 Gas - Panel Upgrade | Com - College | Energy Efficiency | 1810.4202 | 1879.9835 | 1958.6932 | 2101.0776 | 2177.6115 | 2331.8474 | 2498.6105 | 2650.3021 | 2817.1062 | 3008.6857 | 3186.6497 | 3581.0191 | 3813.7305
Scenario 3: Aggressive Fuel Sub | SDG&E | Com | FoodServ | Com ¦ ENERGY STAR Fryer - Fuel Sub - Panel Upgrade | Com - College | Fuel Substitution | 635028.5243 | 670723.7759 | 710074.3209 | 752846.8671 | 796142.9627 | 839280.5621 | 889508.5368 | 946239.2126 | 1007963.4157 | 1075424.3837 | 1144213.3199 | 1220054.1358 | 1301083.5338
Scenario 3: Aggressive Fuel Sub | SDG&E | Com | FoodServ | Com ¦ ENERGY STAR Steamer - Gas - Panel Upgrade | Com - College | Energy Efficiency | 2694.0096 | 2797.9342 | 2915.5552 | 3128.0365 | 3242.5483 | 3472.8271 | 3721.8525 | 3948.5215 | 4197.8001 | 4484.0982 | 4750.213 | 5339.0793 | 5687.099
Scenario 3: Aggressive Fuel Sub | SDG&E | Com | FoodServ | Com ¦ ENERGY STAR Steamer - Fuel Sub - Panel Upgrade | Com - College | Fuel Substitution | 273575.7374 | 287777.0182 | 303127.3849 | 319604.8373 | 336579.2797 | 353921.792 | 373297.7964 | 394604.0871 | 417529.3708 | 442274.2103 | 467876.5281 | 495667.8538 | 525268.181
Scenario 3: Aggressive Fuel Sub | SDG&E | Com | FoodServ | Com ¦ ENERGY STAR Convection Oven - Gas - Panel Upgrade | Com - College | Energy Efficiency | 4069.5709 | 4226.5593 | 4404.2377 | 4725.2119 | 4898.1933 | 5246.0526 | 5622.2303 | 5964.6364 | 6341.1967 | 6773.6786 | 7175.6717 | 8065.213 | 8590.9317
Scenario 3: Aggressive Fuel Sub | SDG&E | Com | FoodServ | Com ¦ ENERGY STAR Convection Oven - Fuel Sub - Panel Upgrade | Com - College | Fuel Substitution | 569366.09 | 601805.5774 | 637679.8262 | 676750.6318 | 716190.457 | 755326.787 | 801198.0042 | 853221.7334 | 909919.5163 | 972001.9852 | 1035169.56 | 1104973.8548 | 1179587.8925
Scenario 3: Aggressive Fuel Sub | SDG&E | Com | FoodServ | Com ¦ ENERGY STAR Griddle - Gas - Panel Upgrade | Com - College | Energy Efficiency | 2853.8963 | 2963.9886 | 3088.5904 | 3313.6823 | 3434.9901 | 3678.9358 | 3942.7405 | 4182.8621 | 4446.9351 | 4750.2248 | 5032.1332 | 5655.9481 | 6024.6225
Scenario 3: Aggressive Fuel Sub | SDG&E | Com | FoodServ | Com ¦ ENERGY STAR Griddle - Fuel Sub - Panel Upgrade | Com - College | Fuel Substitution | 473937.8878 | 501734.1091 | 532676.5654 | 566514.0147 | 600475.5119 | 633890.0045 | 673599.4565 | 719017.9272 | 768686.1407 | 823276.3307 | 878577.233 | 939975.2765 | 1005664.5142
Scenario 3: Aggressive Fuel Sub | SDG&E | Com | FoodServ | Com ¦ ENERGY STAR Combination Oven - Gas - Panel Upgrade | Com - College | Energy Efficiency | 62.9111 | 65.338 | 68.0847 | 73.0466 | 75.7208 | 81.0983 | 86.9136 | 92.2068 | 98.028 | 104.7137 | 110.9281 | 124.6794 | 132.8065
Scenario 3: Aggressive Fuel Sub | SDG&E | Com | FoodServ | Com ¦ ENERGY STAR Combination Oven - Fuel Sub - Panel Upgrade | Com - College | Fuel Substitution | 7329.8066 | 7806.2545 | 8348.205 | 8948.6659 | 9540.3038 | 10106.2145 | 10809.8887 | 11636.33 | 12549.5595 | 13564.7079 | 14579.5549 | 15722.2958 | 16948.2722
Scenario 3: Aggressive Fuel Sub | SDG&E | Com | Lighting | Com ¦ LED Fixtures and Retrofit Kits - 140 lpw | Com - College | Energy Efficiency | 0 | 817251.7032 | 840790.9896 | 861378.0589 | 884803.0007 | 911996.1227 | 928544.7134 | 938986.371 | 0 | 0 | 0 | 0 | 0
Scenario 3: Aggressive Fuel Sub | PG&E | Com | BldgEnv | Com ¦ Com Wall Insulation (R14) - Marine | Com - Grocery | Energy Efficiency | 1151.4877 | 1233.3775 | 1332.5234 | 1437.1604 | 1532.0564 | 1657.9935 | 1787.1345 | 1925.6822 | 2054.0016 | 2195.9016 | 2351.3918 | 2513.9167 | 2694.6621
Scenario 3: Aggressive Fuel Sub | PG&E | Com | BldgEnv | Com ¦ Com Wall Insulation (R14) - Hot-Dry | Com - Grocery | Energy Efficiency | 1308.7476 | 1395.6472 | 1500.5433 | 1610.3037 | 1709.5138 | 1845.6192 | 1984.0797 | 2132.0217 | 2267.7796 | 2418.0423 | 2582.5243 | 2752.0192 | 2940.6586
Scenario 3: Aggressive Fuel Sub | PG&E | Com | BldgEnv | Com ¦ Com Wall Insulation (R14) - Cold | Com - Grocery | Energy Efficiency | 2643.4403 | 2746.7819 | 2853.16 | 2963.8778 | 3083.6604 | 3215.9529 | 3353.6148 | 3497.6898 | 3648.8024 | 3808.0023 | 3975.5205 | 4149.1744 | 4332.518
Scenario 3: Aggressive Fuel Sub | PG&E | Com | HVAC | Com ¦ Small Unitary AC (SEER 18) - Marine | Com - Grocery | Energy Efficiency | 13048230.7088 | 13371166.9977 | 13654132.5623 | 13906723.3119 | 14220014.0714 | 14684904.9696 | 15103983.0498 | 15514887.9588 | 15927266.8316 | 16354674.1592 | 16842157.7912 | 17292454.9942 | 17761186.6887
Scenario 3: Aggressive Fuel Sub | PG&E | Com | HVAC | Com ¦ Small Unitary AC (SEER 18) - Hot-Dry | Com - Grocery | Energy Efficiency | 8376954.8883 | 8535998.381 | 8655566.0447 | 8743542.5351 | 8876329.1373 | 9128628.4046 | 9335199.8274 | 9526962.2661 | 9712074.0975 | 9900724.3974 | 10130145.2416 | 10318344.5914 | 10511104.1806
Scenario 3: Aggressive Fuel Sub | PG&E | Com | HVAC | Com ¦ Small Unitary AC (SEER 18) - Cold | Com - Grocery | Energy Efficiency | 48039.0721 | 49576.6801 | 51066.8934 | 52532.5903 | 54179.5842 | 56224.5029 | 58218.5824 | 60251.6226 | 62344.9511 | 64537.7316 | 66935.7931 | 69322.2261 | 71829.0633
Scenario 3: Aggressive Fuel Sub | PG&E | Com | HVAC | Com ¦ Ductless Mini Split Heat Pump (SEER 18) - Hot-Dry | Com - Grocery | Energy Efficiency | 128035.2158 | 130639.006 | 132629.663 | 134164.8353 | 136455.9997 | 140102.8487 | 142691.4565 | 144874.0014 | 146818.2247 | 148622.1325 | 151258.7867 | 153025.1586 | 154719.2716
Scenario 3: Aggressive Fuel Sub | PG&E | Com | HVAC | Com ¦ Ductless Mini Split Heat Pump (SEER 18) - Marine | Com - Grocery | Energy Efficiency | 98523.8109 | 100527.4419 | 102059.2636 | 103240.5871 | 105003.6509 | 107809.9215 | 109801.8696 | 111481.35 | 112977.4407 | 114365.5578 | 116394.4779 | 117753.7108 | 119057.3402
Scenario 3: Aggressive Fuel Sub | PG&E | Com | HVAC | Com ¦ Ductless Mini Split Heat Pump (SEER 18) - Cold | Com - Grocery | Energy Efficiency | 260.6059 | 265.9057 | 269.9575 | 273.0823 | 277.7457 | 285.1686 | 290.4375 | 294.8799 | 298.8373 | 302.509 | 307.8757 | 311.471 | 314.9192
Scenario 3: Aggressive Fuel Sub | PG&E | Com | HVAC | Com ¦ HVAC Energy Management System (Elec SC and Gas SH) - Marine | Com - Grocery | Energy Efficiency | 136976.9438 | 146115.1145 | 157073.2021 | 4713106.2577 | 4881923.1659 | 5090118.3291 | 5302760.1864 | 5520149.4564 | 235672.903 | 250781.2206 | 267469.9541 | 6490476.4805 | 6759715.4196
Scenario 3: Aggressive Fuel Sub | PG&E | Com | HVAC | Com ¦ HVAC Energy Management System (Elec SC and Gas SH) - Hot-Dry | Com - Grocery | Energy Efficiency | 89427.7655 | 95286.2169 | 102293.1668 | 109533.6616 | 116042.9513 | 125101.8934 | 134158.3181 | 143757.6937 | 152458.6022 | 162052.074 | 172670.2654 | 183570.4855 | 195672.2338
Scenario 3: Aggressive Fuel Sub | PG&E | Com | HVAC | Com ¦ HVAC Energy Management System (Elec SC and Gas SH) - Cold | Com - Grocery | Energy Efficiency | 9555.7437 | 9893.9138 | 10231.8369 | 10572.4244 | 10957.1031 | 11425.9797 | 11905.7861 | 12397.3139 | 533.2405 | 13432.8505 | 14015.219 | 14596.0605 | 15207.5048
Scenario 3: Aggressive Fuel Sub | PG&E | Com | HVAC | Com ¦ HVAC Fan Variable Frequency Drive (VFD) - Hot-Dry | Com - Grocery | Energy Efficiency | 0 | 0 | 0 | 0 | 0 | 0 | 0 | 0 | 0 | 0 | 0 | 0 | 0
Scenario 3: Aggressive Fuel Sub | PG&E | Com | HVAC | Com ¦ Large Packaged Heat Pump (IEER 14.0) - Fuel Sub - ZEAS 2030 - Marine | Com - Grocery | Fuel Substitution | 13870457.6527 | 14626725.2375 | 15458548.7991 | 16361191.24 | 17276919.0854 | 0 | 0 | 0 | 0 | 0 | 0 | 0 | 0
Scenario 3: Aggressive Fuel Sub | PG&E | Com | HVAC | Com ¦ Large Packaged Heat Pump (IEER 14.0) - Fuel Sub - ZEAS 2030 - Hot-Dry | Com - Grocery | Fuel Substitution | 5599890.1166 | 5934413.528 | 6307493.1595 | 6715938.0828 | 7126016.1727 | 0 | 0 | 0 | 0 | 0 | 0 | 0 | 0
Scenario 3: Aggressive Fuel Sub | PG&E | Com | HVAC | Com ¦ Large Packaged Heat Pump (IEER 14.0) - Fuel Sub - ZEAS 2030 - Cold | Com - Grocery | Fuel Substitution | 46404.9014 | 49133.0237 | 52177.138 | 55510.7155 | 58855.2728 | 0 | 0 | 0 | 0 | 0 | 0 | 0 | 0
Scenario 3: Aggressive Fuel Sub | PG&E | Com | HVAC | Com ¦ Large Packaged Heat Pump (IEER 14.0) - Fuel Sub - Panel Upgrade - ZEAS 2030 - Marine | Com - Grocery | Fuel Substitution | 3169416.6135 | 3342224.6857 | 3532297.3914 | 3738552.2981 | 3947797.2357 | 0 | 0 | 0 | 0 | 0 | 0 | 0 | 0
Scenario 3: Aggressive Fuel Sub | PG&E | Com | HVAC | Com ¦ Large Packaged Heat Pump (IEER 14.0) - Fuel Sub - Panel Upgrade - ZEAS 2030 - Hot-Dry | Com - Grocery | Fuel Substitution | 1279581.7711 | 1356020.7816 | 1441269.9357 | 1534600.1025 | 1628303.4498 | 0 | 0 | 0 | 0 | 0 | 0 | 0 | 0
Scenario 3: Aggressive Fuel Sub | PG&E | Com | HVAC | Com ¦ Large Packaged Heat Pump (IEER 14.0) - Fuel Sub - Panel Upgrade - ZEAS 2030 - Cold | Com - Grocery | Fuel Substitution | 10603.577 | 11226.9563 | 11922.5401 | 12684.2667 | 13448.5021 | 0 | 0 | 0 | 0 | 0 | 0 | 0 | 0
Scenario 3: Aggressive Fuel Sub | PG&E | Com | HVAC | Com ¦ Small Packaged Heat Pump (SEER 16) - Fuel Sub - ZEAS 2030 - Marine | Com - Grocery | Fuel Substitution | 0 | 0 | 0 | 0 | 0 | 577401.5579 | 588203.6699 | 597153.8799 | 605113.7946 | 612405.1658 | 623420.2661 | 630511.401 | 637233.7248
Scenario 3: Aggressive Fuel Sub | PG&E | Com | HVAC | Com ¦ Small Packaged Heat Pump (SEER 16) - Fuel Sub - ZEAS 2030 - Hot-Dry | Com - Grocery | Fuel Substitution | 0 | 0 | 0 | 0 | 0 | 440958.4222 | 449216.3766 | 456056.6645 | 462138.8173 | 467709.1253 | 476129.7267 | 481546.5673 | 486680.9993
Scenario 3: Aggressive Fuel Sub | PG&E | Com | HVAC | Com ¦ Small Packaged Heat Pump (SEER 17) - Fuel Sub - ZEAS 2030 - Cold | Com - Grocery | Fuel Substitution | 0 | 0 | 0 | 0 | 0 | 0 | 0 | 0 | 1977.6463 | 2001.7989 | 2037.7092 | 2061.3082 | 2083.7876
Scenario 3: Aggressive Fuel Sub | PG&E | Com | HVAC | Com ¦ Small Packaged Heat Pump (SEER 18) - Fuel Sub - ZEAS 2030 - Marine | Com - Grocery | Fuel Substitution | 4024780.9425 | 4206387.4908 | 4398615.6287 | 4601950.0792 | 4814621.646 | 0 | 0 | 0 | 0 | 0 | 0 | 0 | 0
Scenario 3: Aggressive Fuel Sub | PG&E | Com | HVAC | Com ¦ Small Packaged Heat Pump (SEER 18) - Fuel Sub - ZEAS 2030 - Hot-Dry | Com - Grocery | Fuel Substitution | 2015495.2776 | 2102825.1493 | 2194255.0787 | 2290237.9543 | 2391556.0873 | 0 | 0 | 0 | 0 | 0 | 0 | 0 | 0
Scenario 3: Aggressive Fuel Sub | PG&E | Com | HVAC | Com ¦ Small Packaged Heat Pump (SEER 18) - Fuel Sub - ZEAS 2030 - Cold | Com - Grocery | Fuel Substitution | 13840.9224 | 14502.1512 | 15211.6605 | 15969.129 | 16752.5939 | 2122.0814 | 2162.2484 | 2196.0986 | 0 | 0 | 0 | 0 | 0
Scenario 3: Aggressive Fuel Sub | PG&E | Com | HVAC | Com ¦ Small Packaged Heat Pump (SEER 16) - Fuel Sub - Panel Upgrade - ZEAS 2030 - Marine | Com - Grocery | Fuel Substitution | 0 | 0 | 0 | 0 | 0 | 131936.9653 | 134405.2612 | 136450.3952 | 138269.2454 | 139935.3327 | 142452.2967 | 144072.6297 | 145608.689
Scenario 3: Aggressive Fuel Sub | PG&E | Com | HVAC | Com ¦ Small Packaged Heat Pump (SEER 16) - Fuel Sub - Panel Upgrade - ZEAS 2030 - Hot-Dry | Com - Grocery | Fuel Substitution | 0 | 0 | 0 | 0 | 0 | 100759.5412 | 102646.4939 | 104209.5081 | 105599.2875 | 106872.1097 | 108796.2275 | 110033.9822 | 111207.2062
Scenario 3: Aggressive Fuel Sub | PG&E | Com | HVAC | Com ¦ Small Packaged Heat Pump (SEER 17) - Fuel Sub - Panel Upgrade - ZEAS 2030 - Cold | Com - Grocery | Fuel Substitution | 0 | 0 | 0 | 0 | 0 | 0 | 0 | 0 | 451.8946 | 457.4135 | 465.6191 | 471.0114 | 476.148
Scenario 3: Aggressive Fuel Sub | PG&E | Com | HVAC | Com ¦ Small Packaged Heat Pump (SEER 18) - Fuel Sub - Panel Upgrade - ZEAS 2030 - Marine | Com - Grocery | Fuel Substitution | 919667.3898 | 961164.7092 | 1005089.0749 | 1051551.2466 | 1100146.9609 | 0 | 0 | 0 | 0 | 0 | 0 | 0 | 0
Scenario 3: Aggressive Fuel Sub | PG&E | Com | HVAC | Com ¦ Small Packaged Heat Pump (SEER 18) - Fuel Sub - Panel Upgrade - ZEAS 2030 - Hot-Dry | Com - Grocery | Fuel Substitution | 460543.147 | 480498.1299 | 501389.9811 | 523322.1861 | 546473.504 | 0 | 0 | 0 | 0 | 0 | 0 | 0 | 0
Scenario 3: Aggressive Fuel Sub | PG&E | Com | HVAC | Com ¦ Small Packaged Heat Pump (SEER 18) - Fuel Sub - Panel Upgrade - ZEAS 2030 - Cold | Com - Grocery | Fuel Substitution | 3162.6678 | 3313.7594 | 3475.8831 | 3648.9656 | 3827.9883 | 484.8982 | 494.0764 | 501.8112 | 0 | 0 | 0 | 0 | 0
Scenario 3: Aggressive Fuel Sub | PG&E | Com | WaterHeat | Com ¦ Com Heat Pump Water Heater (3.3 UEF - 50 Gal) - Marine | Com - Grocery | Energy Efficiency | 5066830.1169 | 5247821.2849 | 5419183.4707 | 5582196.9552 | 5777102.4253 | 5996400.9729 | 6150226.7623 | 6271354.2672 | 6372275.7255 | 6461861.6299 | 6606240.9354 | 6721922.485 | 6828035.1275
Scenario 3: Aggressive Fuel Sub | PG&E | Com | WaterHeat | Com ¦ Com Heat Pump Water Heater (3.3 UEF - 50 Gal) - Hot-Dry | Com - Grocery | Energy Efficiency | 3742686.0338 | 3876515.003 | 4003219.4104 | 4123747.091 | 4267867.5507 | 4430031.2402 | 4543760.0019 | 4633298.9499 | 4707890.3407 | 4774095.1264 | 4880833.2345 | 4966341.1041 | 5044769.1767
Scenario 3: Aggressive Fuel Sub | PG&E | Com | WaterHeat | Com ¦ Com Heat Pump Water Heater (3.3 UEF - 50 Gal) - Cold | Com - Grocery | Energy Efficiency | 11375.2595 | 11781.5328 | 12166.1938 | 12532.116 | 12969.6216 | 13461.8799 | 13807.1806 | 14079.0883 | 14305.6421 | 14506.753 | 14830.8515 | 15090.5364 | 15328.7437
Scenario 3: Aggressive Fuel Sub | PG&E | Com | WaterHeat | Com ¦ Com Hot Water Tank Insulation - Marine | Com - Grocery | Energy Efficiency | 33353.9825 | 34744.8893 | 36189.2515 | 37700.9911 | 39285.2383 | 40946.6125 | 42691.8986 | 44527.6087 | 46458.7226 | 48490.4183 | 50627.6958 | 52880.1457 | 55258.0018
Scenario 3: Aggressive Fuel Sub | PG&E | Com | WaterHeat | Com ¦ Com Hot Water Tank Insulation - Hot-Dry | Com - Grocery | Energy Efficiency | 23502.5495 | 24482.638 | 25500.3933 | 26565.6255 | 27681.9495 | 28852.6201 | 30082.4185 | 31375.9332 | 32736.6732 | 34168.2872 | 35674.2984 | 37261.4647 | 38936.9972
Scenario 3: Aggressive Fuel Sub | PG&E | Com | WaterHeat | Com ¦ Com Hot Water Tank Insulation - Cold | Com - Grocery | Energy Efficiency | 47.9594 | 49.9594 | 52.0362 | 54.2099 | 56.4879 | 58.8768 | 61.3863 | 64.0259 | 66.8026 | 69.7239 | 72.7971 | 76.0359 | 79.455
Scenario 3: Aggressive Fuel Sub | PG&E | Com | WaterHeat | Com ¦ Faucet Aerators (Elec WH) - Marine | Com - Grocery | Energy Efficiency | 0 | 0 | 0 | 0 | 0 | 0 | 0 | 0 | 0 | 0 | 0 | 0 | 0
Scenario 3: Aggressive Fuel Sub | PG&E | Com | WaterHeat | Com ¦ Faucet Aerators (Elec WH) - Hot-Dry | Com - Grocery | Energy Efficiency | 0 | 0 | 0 | 0 | 0 | 0 | 0 | 0 | 0 | 0 | 0 | 0 | 0
Scenario 3: Aggressive Fuel Sub | PG&E | Com | WaterHeat | Com ¦ Faucet Aerators (Elec WH) - Cold | Com - Grocery | Energy Efficiency | 0 | 0 | 0 | 0 | 0 | 0 | 0 | 0 | 0 | 0 | 0 | 0 | 0
Scenario 3: Aggressive Fuel Sub | PG&E | Com | WaterHeat | Com ¦ Low-flow Pre-Rinse Spray Valve - Marine | Com - Grocery | Energy Efficiency | 58322.0152 | 60781.937 | 63356.3238 | 66056.5346 | 68880.4477 | 71862.448 | 74994.9635 | 78291.1541 | 81751.0854 | 85399.0246 | 89246.5552 | 93304.7853 | 97591.8137
Scenario 3: Aggressive Fuel Sub | PG&E | Com | WaterHeat | Com ¦ Low-flow Pre-Rinse Spray Valve - Hot-Dry | Com - Grocery | Energy Efficiency | 40307.3511 | 42007.4455 | 43786.6487 | 45652.8109 | 47604.466 | 49665.3778 | 51830.3133 | 54108.3676 | 56499.5858 | 59020.7395 | 61679.8343 | 64484.5471 | 67447.3865
Scenario 3: Aggressive Fuel Sub | PG&E | Com | WaterHeat | Com ¦ Low-flow Pre-Rinse Spray Valve - Cold | Com - Grocery | Energy Efficiency | 87.4521 | 91.1407 | 95.0009 | 99.0498 | 103.2842 | 107.7556 | 112.4527 | 117.3952 | 122.5833 | 128.0533 | 133.8225 | 139.9077 | 146.336
Scenario 3: Aggressive Fuel Sub | PG&E | Com | WaterHeat | Com ¦ Com Hot Water Pipe Insulation - Marine | Com - Grocery | Energy Efficiency | 7729035.1495 | 8051399.2479 | 8387266.8156 | 8738994.1025 | 9107887.891 | 9495153.5467 | 9902187.8257 | 10330371.318 | 10780732.1236 | 11254775.9167 | 11754112.0083 | 12280673.791 | 12836420.9145
Scenario 3: Aggressive Fuel Sub | PG&E | Com | WaterHeat | Com ¦ Com Hot Water Pipe Insulation - Hot-Dry | Com - Grocery | Energy Efficiency | 4619713.1413 | 4812393.0338 | 5013144.0701 | 5223374.6019 | 5443865.7045 | 5675337.8358 | 5918625.8493 | 6174554.9359 | 6443739.6002 | 6727079.797 | 7025537.4259 | 7340268.0928 | 7672443.0978
Scenario 3: Aggressive Fuel Sub | PG&E | Com | WaterHeat | Com ¦ Com Hot Water Pipe Insulation - Cold | Com - Grocery | Energy Efficiency | 9711.1452 | 10116.1796 | 10538.1803 | 10980.108 | 11443.6046 | 11930.1845 | 12441.6026 | 12979.5937 | 13545.4495 | 14141.0618 | 14768.4526 | 15430.051 | 16128.3194
Scenario 3: Aggressive Fuel Sub | PG&E | Com | WaterHeat | Com ¦ Com Heat Pump Water Heater (100+ Gal, 200+ kBtuh - 4.3 COP) - Fuel Sub - ZEAS 2030 - Marine | Com - Grocery | Fuel Substitution | 936536.9333 | 981451.7383 | 1030225.6869 | 1082972.5331 | 1136450.9867 | 0 | 0 | 0 | 0 | 0 | 0 | 0 | 0
Scenario 3: Aggressive Fuel Sub | PG&E | Com | WaterHeat | Com ¦ Com Heat Pump Water Heater (100+ Gal, 200+ kBtuh - 4.3 COP) - Fuel Sub - ZEAS 2030 - Hot-Dry | Com - Grocery | Fuel Substitution | 694580.9279 | 727978.8707 | 764260.3777 | 803509.3259 | 843287.6873 | 0 | 0 | 0 | 0 | 0 | 0 | 0 | 0
Scenario 3: Aggressive Fuel Sub | PG&E | Com | WaterHeat | Com ¦ Com Heat Pump Water Heater (100+ Gal, 200+ kBtuh - 4.3 COP) - Fuel Sub - ZEAS 2030 - Cold | Com - Grocery | Fuel Substitution | 2000.7118 | 2097.4872 | 2202.9567 | 2317.343 | 2432.8664 | 0 | 0 | 0 | 0 | 0 | 0 | 0 | 0
Scenario 3: Aggressive Fuel Sub | PG&E | Com | WaterHeat | Com ¦ Com Heat Pump Water Heater (100+ Gal, 200+ kBtuh - 4.3 COP) - Fuel Sub - Panel Upgrade - ZEAS 2030 - Marine | Com - Grocery | Fuel Substitution | 777016.9062 | 814281.3872 | 854747.6853 | 898510.1786 | 942879.6648 | 0 | 0 | 0 | 0 | 0 | 0 | 0 | 0
Scenario 3: Aggressive Fuel Sub | PG&E | Com | WaterHeat | Com ¦ Com Heat Pump Water Heater (100+ Gal, 200+ kBtuh - 4.3 COP) - Fuel Sub - Panel Upgrade - ZEAS 2030 - Hot-Dry | Com - Grocery | Fuel Substitution | 576273.1874 | 603982.4697 | 634084.1595 | 666647.8473 | 699650.7735 | 0 | 0 | 0 | 0 | 0 | 0 | 0 | 0
Scenario 3: Aggressive Fuel Sub | PG&E | Com | WaterHeat | Com ¦ Com Heat Pump Water Heater (100+ Gal, 200+ kBtuh - 4.3 COP) - Fuel Sub - Panel Upgrade - ZEAS 2030 - Cold | Com - Grocery | Fuel Substitution | 1659.9312 | 1740.2229 | 1827.7278 | 1922.6308 | 2018.477 | 0 | 0 | 0 | 0 | 0 | 0 | 0 | 0
Scenario 3: Aggressive Fuel Sub | PG&E | Com | WaterHeat | Com ¦ Efficient Gas Water Heating Boiler (0.92 UEF) - ZEAS 2030 - Marine | Com - Grocery | Energy Efficiency | 811390.7338 | 847455.9031 | 885473.9546 | 925528.337 | 967597.4287 | 0 | 0 | 0 | 0 | 0 | 0 | 0 | 0
Scenario 3: Aggressive Fuel Sub | PG&E | Com | WaterHeat | Com ¦ Efficient Gas Water Heating Boiler (0.92 UEF) - ZEAS 2030 - Hot-Dry | Com - Grocery | Energy Efficiency | 575049.4948 | 600609.6449 | 627553.8474 | 655941.2439 | 685756.5052 | 0 | 0 | 0 | 0 | 0 | 0 | 0 | 0
Scenario 3: Aggressive Fuel Sub | PG&E | Com | WaterHeat | Com ¦ Efficient Gas Water Heating Boiler (0.92 UEF) - ZEAS 2030 - Cold | Com - Grocery | Energy Efficiency | 1184.6318 | 1237.2869 | 1292.7933 | 1351.2728 | 1412.6937 | 0 | 0 | 0 | 0 | 0 | 0 | 0 | 0
Scenario 3: Aggressive Fuel Sub | PG&E | Com | ComRefrig | Com ¦ Efficient Refrigerated Display Case - Marine | Com - Grocery | Energy Efficiency | 0 | 0 | 0 | 0 | 0 | 15673126.8086 | 16052354.6565 | 16327517.4719 | 16513232.0575 | 16642059.6638 | 16937734.3822 | 17132518.813 | 17286827.4258
Scenario 3: Aggressive Fuel Sub | PG&E | Com | ComRefrig | Com ¦ Efficient Refrigerated Display Case - Hot-Dry | Com - Grocery | Energy Efficiency | 0 | 0 | 0 | 0 | 0 | 12427933.8654 | 12729074.0616 | 12947886.3248 | 13095940.9189 | 13199021.2957 | 13434241.2146 | 13589659.7152 | 13713107.5952
Scenario 3: Aggressive Fuel Sub | PG&E | Com | ComRefrig | Com ¦ Efficient Refrigerated Display Case - Cold | Com - Grocery | Energy Efficiency | 0 | 0 | 0 | 0 | 0 | 0 | 0 | 0 | 0 | 0 | 0 | 0 | 0
Scenario 3: Aggressive Fuel Sub | PG&E | Com | ComRefrig | Com ¦ Refrigerated Display Case LED Lighting | Com - Grocery | Energy Efficiency | 21371289.2578 | 22084303.5871 | 22725833.8936 | 23304046.2374 | 23965893.9129 | 24706656.552 | 25241325.045 | 25693084.6543 | 26091636.8031 | 26451192.1898 | 27001881.1394 | 27451635.7409 | 27866740.2527
Scenario 3: Aggressive Fuel Sub | PG&E | Com | ComRefrig | Com ¦ Efficient EC or PMS Motor Retrofit - Marine | Com - Grocery | Energy Efficiency | 4861490.3024 | 4903541.427 | 4909562.1186 | 4886908.6176 | 4895878.2139 | 4999654.7814 | 5069769.3553 | 5127016.8449 | 5179852.018 | 5233008.5144 | 5305999.7389 | 5344916.2042 | 5383844.0691
Scenario 3: Aggressive Fuel Sub | PG&E | Com | ComRefrig | Com ¦ Efficient EC or PMS Motor Retrofit - Hot-Dry | Com - Grocery | Energy Efficiency | 3852212.5506 | 3885533.5818 | 3890304.3377 | 3872353.8544 | 3879461.3028 | 3961693.164 | 4017251.4855 | 4062614.0152 | 4104480.2546 | 4146601.1085 | 4204438.8689 | 4235276.0168 | 4266122.1978
Scenario 3: Aggressive Fuel Sub | PG&E | Com | ComRefrig | Com ¦ Efficient EC or PMS Motor Retrofit - Cold | Com - Grocery | Energy Efficiency | 10812.8723 | 10906.4019 | 10919.793 | 10869.4074 | 10889.3575 | 11120.1761 | 11276.1242 | 11403.4534 | 11520.9688 | 11639.1989 | 11801.5452 | 11888.1027 | 11974.6856
Scenario 3: Aggressive Fuel Sub | PG&E | Com | ComRefrig | Com ¦ Add Doors to Open Display Cases - Marine | Com - Grocery | Energy Efficiency | 0 | 0 | 0 | 0 | 0 | 0 | 0 | 0 | 0 | 0 | 0 | 0 | 0
Scenario 3: Aggressive Fuel Sub | PG&E | Com | ComRefrig | Com ¦ Add Doors to Open Display Cases - Hot-Dry | Com - Grocery | Energy Efficiency | 0 | 0 | 0 | 0 | 0 | 0 | 0 | 0 | 0 | 0 | 0 | 0 | 0
Scenario 3: Aggressive Fuel Sub | PG&E | Com | FoodServ | Com ¦ ENERGY STAR Dishwasher - Tier 1 | Com - Grocery | Energy Efficiency | 0 | 0 | 0 | 0 | 0 | 0 | 0 | 0 | 0 | 0 | 0 | 0 | 0
Scenario 3: Aggressive Fuel Sub | PG&E | Com | FoodServ | Com ¦ ENERGY STAR Dishwasher - Tier 2 | Com - Grocery | Energy Efficiency | 1842571.9204 | 1917507.0891 | 1994515.9081 | 2073883.3554 | 2158556.6167 | 2249741.775 | 2341307.7753 | 2435824.0614 | 2533676.9246 | 2636065.9465 | 2747151.1773 | 2861624.1044 | 2981723.48
Scenario 3: Aggressive Fuel Sub | PG&E | Com | FoodServ | Com ¦ ENERGY STAR Combination Oven - Electric | Com - Grocery | Energy Efficiency | 1398149.3061 | 1441189.7031 | 1479556.3102 | 1515970.9723 | 1562664.9781 | 1621162.0719 | 1663769.4892 | 1698085.3234 | 1725111.0717 | 1748765.5669 | 1786093.0172 | 1813716.3568 | 1839249.2848
Scenario 3: Aggressive Fuel Sub | PG&E | Com | FoodServ | Com ¦ ENERGY STAR Steamer - Electric | Com - Grocery | Energy Efficiency | 0 | 0 | 0 | 0 | 618617.8086 | 641775.2636 | 658642.4153 | 672227.1481 | 682925.9283 | 692290.1184 | 707067.0705 | 718002.4214 | 728110.2335
Scenario 3: Aggressive Fuel Sub | PG&E | Com | FoodServ | Com ¦ ENERGY STAR Conveyor Broiler - Gas | Com - Grocery | Energy Efficiency | 600966.643 | 625592.2952 | 650996.4825 | 677416.1185 | 705740.9462 | 736374.3916 | 767225.5176 | 798974.9952 | 831679.9947 | 865852.9741 | 902847.0268 | 941029.8285 | 981138.9797
Scenario 3: Aggressive Fuel Sub | PG&E | Com | FoodServ | Com ¦ ENERGY STAR Conveyor Oven - Gas | Com - Grocery | Energy Efficiency | 1678807.2111 | 1751164.6619 | 1827261.1477 | 1907294.0834 | 1991198.613 | 2079961.7562 | 2173384.3327 | 2271876.6425 | 2375440.4582 | 2484760.9375 | 2600189.6892 | 2722059.5754 | 2850912.7325
Scenario 3: Aggressive Fuel Sub | PG&E | Com | FoodServ | Com ¦ ENERGY STAR Convection Oven - Electric | Com - Grocery | Energy Efficiency | 4093035.5875 | 4269346.3105 | 4454869.0239 | 4649908.6798 | 4854399.2548 | 5070735.6076 | 5298439.0899 | 5538519.6748 | 5790843.1575 | 6057256.0044 | 6338596.3159 | 6635550.4103 | 6949586.4316
Scenario 3: Aggressive Fuel Sub | PG&E | Com | FoodServ | Com ¦ High Performance Conveyor Toaster | Com - Grocery | Energy Efficiency | 1105243.0357 | 1139266.6545 | 1169595.6223 | 1198381.5693 | 1235293.3815 | 1281535.5856 | 1315216.9321 | 1342343.7465 | 1363707.7167 | 1382406.6968 | 1411914.2067 | 1433750.5754 | 1453934.4647
Scenario 3: Aggressive Fuel Sub | PG&E | Com | FoodServ | Com ¦ ENERGY STAR Rack Oven - Gas | Com - Grocery | Energy Efficiency | 715615.3537 | 746458.7421 | 778895.9471 | 813011.1195 | 848776.6138 | 886613.1609 | 926435.8574 | 968419.5996 | 1012565.143 | 1059164.5458 | 1108367.6863 | 1160316.4515 | 1215241.9349
Scenario 3: Aggressive Fuel Sub | PG&E | Com | FoodServ | Com ¦ Electric Deck Oven (60% cooking efficiency) | Com - Grocery | Energy Efficiency | 147226.3238 | 151758.5146 | 155798.5513 | 159633.0465 | 164549.9655 | 170709.7597 | 175196.3574 | 178809.8442 | 181655.6788 | 184146.5174 | 188077.13 | 190985.8914 | 193674.5307
Scenario 3: Aggressive Fuel Sub | PG&E | Com | FoodServ | Com ¦ Demand Controlled Ventilation (DCV) Exhaust Hood | Com - Grocery | Energy Efficiency | 168370.3979 | 178726.7528 | 190959.5608 | 203377.767 | 214539.5067 | 230465.9006 | 245774.5912 | 261689.703 | 275651.0982 | 290902.5571 | 308156.2195 | 325296.5469 | 344238.6184
Scenario 3: Aggressive Fuel Sub | PG&E | Com | FoodServ | Com ¦ ENERGY STAR Ice Machine | Com - Grocery | Energy Efficiency | 128311.8841 | 132336.1176 | 135874.9124 | 139117.4821 | 143499.7634 | 149337.1327 | 153671.7289 | 157355.9206 | 160441.8678 | 163038.7315 | 166778.9138 | 169375.177 | 171736.9998
Scenario 3: Aggressive Fuel Sub | PG&E | Com | FoodServ | Com ¦ ENERGY STAR Griddle - Electric | Com - Grocery | Energy Efficiency | 287722.3013 | 296579.4971 | 304474.8831 | 311968.5823 | 321577.6468 | 333615.6447 | 342383.7384 | 349445.5242 | 355007.0979 | 359874.9083 | 367556.4484 | 373240.9993 | 378495.3686
Scenario 3: Aggressive Fuel Sub | PG&E | Com | FoodServ | Com ¦ ENERGY STAR Fryer - Tier 1 Gas | Com - Grocery | Energy Efficiency | 51440.977 | 55124.8665 | 59589.6718 | 64305.9902 | 68564.2121 | 74155.6599 | 79891.2007 | 86043.9996 | 91734.5182 | 98020.3032 | 0 | 0 | 0
Scenario 3: Aggressive Fuel Sub | PG&E | Com | FoodServ | Com ¦ ENERGY STAR Fryer - Tier 2 Gas | Com - Grocery | Energy Efficiency | 0 | 0 | 0 | 0 | 0 | 0 | 0 | 0 | 0 | 0 | 159174.6278 | 170134.9864 | 182320.7736
Scenario 3: Aggressive Fuel Sub | PG&E | Com | FoodServ | Com ¦ ENERGY STAR Fryer - Fuel Sub | Com - Grocery | Fuel Substitution | 23612619.2649 | 24792808.5949 | 26100169.9256 | 27513322.635 | 28913898.0164 | 30298325.3411 | 31945138.404 | 33786140.3879 | 35815396.4561 | 38004458.9259 | 40191429.1113 | 42616776.9315 | 45215247.8816
Scenario 3: Aggressive Fuel Sub | PG&E | Com | FoodServ | Com ¦ ENERGY STAR Steamer - Gas | Com - Grocery | Energy Efficiency | 15267.8358 | 16363.6773 | 17692.0111 | 19095.6294 | 20363.7513 | 22028.4031 | 23736.4966 | 25569.2616 | 27265.357 | 29139.0631 | 31191.355 | 33345.4346 | 35740.5602
Scenario 3: Aggressive Fuel Sub | PG&E | Com | FoodServ | Com ¦ ENERGY STAR Steamer - Fuel Sub | Com - Grocery | Fuel Substitution | 2065259.7072 | 2161205.2927 | 2264969.9605 | 2375795.5859 | 2488508.5726 | 2603104.834 | 2732298.4532 | 2873202.0555 | 3025729.7229 | 3188800.0032 | 3355329.2915 | 3536379.4687 | 3729261.567
Scenario 3: Aggressive Fuel Sub | PG&E | Com | FoodServ | Com ¦ ENERGY STAR Convection Oven - Gas | Com - Grocery | Energy Efficiency | 21355.7364 | 22888.534 | 24746.528 | 26709.8254 | 28483.5985 | 30812.014 | 33201.1932 | 35764.7553 | 38137.1522 | 40757.9804 | 43628.6036 | 46641.6014 | 49991.76
Scenario 3: Aggressive Fuel Sub | PG&E | Com | FoodServ | Com ¦ ENERGY STAR Convection Oven - Fuel Sub | Com - Grocery | Fuel Substitution | 3893876.2261 | 4090989.9672 | 4310206.6995 | 4547619.8208 | 4781935.755 | 5012460.1079 | 5289113.904 | 5599597.1213 | 5942782.7191 | 6313497.7349 | 6682620.4422 | 7093220.5522 | 7533503.4343
Scenario 3: Aggressive Fuel Sub | PG&E | Com | FoodServ | Com ¦ ENERGY STAR Griddle - Gas | Com - Grocery | Energy Efficiency | 25286.2922 | 27101.2035 | 29301.164 | 31625.8093 | 33726.0481 | 36483.012 | 39311.9232 | 42347.3128 | 45156.353 | 48259.5486 | 51658.5144 | 55226.059 | 59192.8194
Scenario 3: Aggressive Fuel Sub | PG&E | Com | FoodServ | Com ¦ ENERGY STAR Griddle - Fuel Sub | Com - Grocery | Fuel Substitution | 5432596.2995 | 5715304.9546 | 6032347.2278 | 6377096.1023 | 6714362.4962 | 7042851.4428 | 7444536.9094 | 7899001.7307 | 8404215.1072 | 8951471.2875 | 9492651.8415 | 10098397.3452 | 10749058.1103
Scenario 3: Aggressive Fuel Sub | PG&E | Com | FoodServ | Com ¦ ENERGY STAR Combination Oven - Gas | Com - Grocery | Energy Efficiency | 557.4098 | 597.4176 | 645.9134 | 697.1578 | 743.4553 | 804.2297 | 866.5901 | 933.502 | 995.4244 | 1063.8311 | 1138.7577 | 1217.4005 | 1304.8435
Scenario 3: Aggressive Fuel Sub | PG&E | Com | FoodServ | Com ¦ ENERGY STAR Combination Oven - Fuel Sub | Com - Grocery | Fuel Substitution | 81673.1983 | 86378.5608 | 91806.6874 | 97788.4195 | 103470.8556 | 108815.2541 | 115782.3371 | 123872.7233 | 133028.7957 | 143031.711 | 152715.5499 | 163765.7842 | 175698.2564
Scenario 3: Aggressive Fuel Sub | PG&E | Com | FoodServ | Com ¦ ENERGY STAR Fryer - Tier 1 Gas - Panel Upgrade | Com - Grocery | Energy Efficiency | 84646.2637 | 90708.1136 | 98054.9626 | 105815.6769 | 112822.5923 | 122023.3346 | 131461.1822 | 141585.629 | 150949.3924 | 161292.6682 | 0 | 0 | 0
Scenario 3: Aggressive Fuel Sub | PG&E | Com | FoodServ | Com ¦ ENERGY STAR Fryer - Tier 2 Gas - Panel Upgrade | Com - Grocery | Energy Efficiency | 0 | 0 | 0 | 0 | 0 | 0 | 0 | 0 | 0 | 0 | 261922.2711 | 279957.5703 | 300009.3153
Scenario 3: Aggressive Fuel Sub | PG&E | Com | FoodServ | Com ¦ ENERGY STAR Fryer - Fuel Sub - Panel Upgrade | Com - Grocery | Fuel Substitution | 38854627.4677 | 40796632.1323 | 42947898.6606 | 45273245.1825 | 47577895.6778 | 49855974.503 | 52565809.7547 | 55595183.3895 | 58934329.6183 | 62536437.7035 | 66135102.9291 | 70126019.1836 | 74401810.0063
Scenario 3: Aggressive Fuel Sub | PG&E | Com | FoodServ | Com ¦ ENERGY STAR Steamer - Gas - Panel Upgrade | Com - Grocery | Energy Efficiency | 25123.2642 | 26926.4742 | 29112.251 | 31421.9087 | 33508.6066 | 36247.7956 | 39058.468 | 42074.2875 | 44865.2171 | 47948.4055 | 51325.4572 | 54870.0008 | 58811.1864
Scenario 3: Aggressive Fuel Sub | PG&E | Com | FoodServ | Com ¦ ENERGY STAR Steamer - Fuel Sub - Panel Upgrade | Com - Grocery | Fuel Substitution | 3398390.3119 | 3556269.0266 | 3727014.062 | 3909377.9217 | 4094847.4396 | 4283415.8909 | 4496004.3331 | 4727861.5833 | 4978846.2637 | 5247178.8412 | 5521203.2257 | 5819121.7712 | 6136509.7743
Scenario 3: Aggressive Fuel Sub | PG&E | Com | FoodServ | Com ¦ ENERGY STAR Convection Oven - Gas - Panel Upgrade | Com - Grocery | Energy Efficiency | 35140.9208 | 37663.1433 | 40720.4772 | 43951.0884 | 46869.8368 | 50701.2506 | 54632.6513 | 58850.9994 | 62754.7848 | 67067.3645 | 71790.9827 | 76748.8785 | 82261.5734
Scenario 3: Aggressive Fuel Sub | PG&E | Com | FoodServ | Com ¦ ENERGY STAR Convection Oven - Fuel Sub - Panel Upgrade | Com - Grocery | Fuel Substitution | 6407383.6313 | 6731734.8137 | 7092456.5267 | 7483120.4459 | 7868687.9354 | 8248016.368 | 8703250.9214 | 9214151.8768 | 9778864.686 | 10388877.2251 | 10996269.6166 | 11671913.1837 | 12396399.8311
Scenario 3: Aggressive Fuel Sub | PG&E | Com | FoodServ | Com ¦ ENERGY STAR Griddle - Gas - Panel Upgrade | Com - Grocery | Energy Efficiency | 41608.6606 | 44595.102 | 48215.1429 | 52040.3529 | 55496.3014 | 60032.8927 | 64687.8737 | 69682.6152 | 74304.8983 | 79411.2148 | 85004.2221 | 90874.6262 | 97401.9409
Scenario 3: Aggressive Fuel Sub | PG&E | Com | FoodServ | Com ¦ ENERGY STAR Griddle - Fuel Sub - Panel Upgrade | Com - Grocery | Fuel Substitution | 8939351.5827 | 9404549.4227 | 9926243.322 | 10493528.5069 | 11048501.2504 | 11589030.681 | 12250005.1789 | 12997828.2446 | 13829158.1922 | 14729669.6848 | 15620183.718 | 16616939.5469 | 17687603.5572
Scenario 3: Aggressive Fuel Sub | PG&E | Com | FoodServ | Com ¦ ENERGY STAR Combination Oven - Gas - Panel Upgrade | Com - Grocery | Energy Efficiency | 917.2192 | 983.0522 | 1062.8522 | 1147.1749 | 1223.3577 | 1323.3621 | 1425.9762 | 1536.0801 | 1637.9735 | 1750.5368 | 1873.8288 | 2003.2357 | 2147.1235
Scenario 3: Aggressive Fuel Sub | PG&E | Com | FoodServ | Com ¦ ENERGY STAR Combination Oven - Fuel Sub - Panel Upgrade | Com - Grocery | Fuel Substitution | 134393.4639 | 142136.1504 | 151068.1469 | 160911.1029 | 170261.5667 | 179055.7885 | 190520.142 | 203832.8939 | 218899.2352 | 235359.0589 | 251293.8413 | 269477.0311 | 289111.9456
Scenario 3: Aggressive Fuel Sub | PG&E | Com | Lighting | Com ¦ LED Fixtures and Retrofit Kits - 140 lpw | Com - Grocery | Energy Efficiency | 1270966.9024 | 1309775.791 | 1342042.6693 | 1368066.941 | 1401214.9374 | 1439154.4615 | 1453948.1467 | 1458507.5856 | 1455661.3353 | 1446902.5259 | 1454088.9908 | 1449338.0236 | 1438615.3293
Scenario 3: Aggressive Fuel Sub | SCE | Com | BldgEnv | Com ¦ Com Wall Insulation (R14) - Marine | Com - Grocery | Energy Efficiency | 37.5763 | 39.4791 | 40.953 | 42.8244 | 45.5713 | 48.3444 | 50.3155 | 52.0951 | 0 | 0 | 0 | 0 | 0
Scenario 3: Aggressive Fuel Sub | SCE | Com | BldgEnv | Com ¦ Com Wall Insulation (R14) - Cold | Com - Grocery | Energy Efficiency | 4.6774 | 4.9142 | 5.0977 | 5.3306 | 5.6725 | 6.0177 | 6.2631 | 6.4846 | 0 | 0 | 0 | 0 | 0
Scenario 3: Aggressive Fuel Sub | SCE | Com | HVAC | Com ¦ Small Unitary AC (SEER 16) - Marine | Com - Grocery | Energy Efficiency | 0 | 5041242.9685 | 5183479.5415 | 5309427.9129 | 5470381.3089 | 5660962.221 | 5771972.2442 | 5808821.974 | 5843959.6867 | 5874645.4039 | 5919036.4674 | 5929542.1214 | 5942361.5802
Scenario 3: Aggressive Fuel Sub | SCE | Com | HVAC | Com ¦ Small Unitary AC (SEER 16) - Hot-Dry | Com - Grocery | Energy Efficiency | 21968115.3598 | 22700987.6875 | 23341486.6105 | 23908638.8874 | 24633420.6691 | 25491616.7463 | 25991500.8395 | 26157437.1508 | 26315664.157 | 26453843.5888 | 26653738.9308 | 26701046.4545 | 26758773.1654
Scenario 3: Aggressive Fuel Sub | SCE | Com | HVAC | Com ¦ Small Unitary AC (SEER 16) - Cold | Com - Grocery | Energy Efficiency | 0 | 0 | 0 | 0 | 0 | 0 | 0 | 0 | 351023.8522 | 352867.0235 | 355533.4215 | 356164.4551 | 356934.4699
Scenario 3: Aggressive Fuel Sub | SCE | Com | HVAC | Com ¦ Small Unitary AC (SEER 17) - Marine | Com - Grocery | Energy Efficiency | 0 | 0 | 0 | 0 | 0 | 0 | 0 | 0 | 0 | 0 | 0 | 0 | 0
Scenario 3: Aggressive Fuel Sub | SCE | Com | HVAC | Com ¦ Small Unitary AC (SEER 17) - Hot-Dry | Com - Grocery | Energy Efficiency | 0 | 0 | 0 | 0 | 0 | 0 | 0 | 0 | 0 | 0 | 0 | 0 | 0
Scenario 3: Aggressive Fuel Sub | SCE | Com | HVAC | Com ¦ Small Unitary AC (SEER 17) - Cold | Com - Grocery | Energy Efficiency | 299385.2051 | 309372.9136 | 318101.7416 | 325830.9891 | 335708.4383 | 347404.0801 | 354216.5853 | 356477.9936 | 0 | 0 | 0 | 0 | 0
Scenario 3: Aggressive Fuel Sub | SCE | Com | HVAC | Com ¦ Small Unitary AC (SEER 18) - Marine | Com - Grocery | Energy Efficiency | 0 | 0 | 0 | 0 | 0 | 0 | 0 | 0 | 0 | 0 | 0 | 0 | 0
Scenario 3: Aggressive Fuel Sub | SCE | Com | HVAC | Com ¦ Small Unitary AC (SEER 18) - Hot-Dry | Com - Grocery | Energy Efficiency | 0 | 0 | 0 | 0 | 0 | 0 | 0 | 0 | 0 | 0 | 0 | 0 | 0
Scenario 3: Aggressive Fuel Sub | SCE | Com | HVAC | Com ¦ Small Unitary AC (SEER 18) - Cold | Com - Grocery | Energy Efficiency | 0 | 0 | 0 | 0 | 0 | 0 | 0 | 0 | 0 | 0 | 0 | 0 | 0
Scenario 3: Aggressive Fuel Sub | SCE | Com | HVAC | Com ¦ Ductless Mini Split Heat Pump (SEER 18) - Hot-Dry | Com - Grocery | Energy Efficiency | 119667.0546 | 123948.5468 | 127788.6461 | 131298.5552 | 135685.7001 | 140527.0888 | 143362.2734 | 144406.3669 | 145402.4025 | 146267.2787 | 147500.6016 | 147894.5783 | 148335.2364
Scenario 3: Aggressive Fuel Sub | SCE | Com | HVAC | Com ¦ Ductless Mini Split Heat Pump (SEER 18) - Marine | Com - Grocery | Energy Efficiency | 24900.6022 | 25791.5051 | 26590.562 | 27320.9122 | 28233.7996 | 29241.2072 | 29831.159 | 30048.4165 | 30255.6739 | 30435.6394 | 30692.2721 | 30774.2517 | 30865.9449
Scenario 3: Aggressive Fuel Sub | SCE | Com | HVAC | Com ¦ Ductless Mini Split Heat Pump (SEER 18) - Cold | Com - Grocery | Energy Efficiency | 1237.0656 | 1281.3258 | 1321.023 | 1357.307 | 1402.6593 | 1452.7075 | 1482.0164 | 1492.8098 | 1503.1063 | 1512.0471 | 1524.7966 | 1528.8694 | 1533.4247
Scenario 3: Aggressive Fuel Sub | SCE | Com | HVAC | Com ¦ HVAC Fan Variable Frequency Drive (VFD) - Marine | Com - Grocery | Energy Efficiency | 0 | 0 | 0 | 0 | 0 | 0 | 0 | 0 | 0 | 0 | 0 | 0 | 0
Scenario 3: Aggressive Fuel Sub | SCE | Com | HVAC | Com ¦ HVAC Fan Variable Frequency Drive (VFD) - Hot-Dry | Com - Grocery | Energy Efficiency | 0 | 0 | 0 | 0 | 0 | 0 | 0 | 0 | 0 | 0 | 0 | 0 | 0
Scenario 3: Aggressive Fuel Sub | SCE | Com | WaterHeat | Com ¦ Com Heat Pump Water Heater (3.3 UEF - 50 Gal) - Marine | Com - Grocery | Energy Efficiency | 2196585.9835 | 2305096.7907 | 2412176.1906 | 2518206.5023 | 2639606.6929 | 2755839.8267 | 2829357.7266 | 2868035.398 | 2901484.7149 | 2926311.0044 | 2969873.4742 | 3000715.8117 | 3028246.9249
Scenario 3: Aggressive Fuel Sub | SCE | Com | WaterHeat | Com ¦ Com Heat Pump Water Heater (3.3 UEF - 50 Gal) - Hot-Dry | Com - Grocery | Energy Efficiency | 8669096.2343 | 9097742.9194 | 9520733.9516 | 9939576.807 | 10419147.8201 | 10878301.7532 | 11168673.6379 | 11321377.1359 | 11453421.1907 | 11551392.5813 | 11723394.7368 | 11845134.8136 | 11953789.5867
Scenario 3: Aggressive Fuel Sub | SCE | Com | WaterHeat | Com ¦ Com Heat Pump Water Heater (3.3 UEF - 50 Gal) - Cold | Com - Grocery | Energy Efficiency | 147087.8384 | 154342.1226 | 161500.7491 | 168589.3601 | 176705.106 | 184475.592 | 189391.7908 | 191980.0128 | 194218.8838 | 195881.5596 | 198796.2739 | 200861.0309 | 202704.5743
Scenario 3: Aggressive Fuel Sub | SCE | Com | ComRefrig | Com ¦ Efficient Refrigerated Display Case - Marine | Com - Grocery | Energy Efficiency | 0 | 0 | 0 | 0 | 0 | 0 | 10044332.2129 | 10199904.8068 | 10327426.6012 | 10412482.9823 | 10566096.538 | 10672848.182 | 10767248.9051
Scenario 3: Aggressive Fuel Sub | SCE | Com | ComRefrig | Com ¦ Efficient Refrigerated Display Case - Hot-Dry | Com - Grocery | Energy Efficiency | 0 | 0 | 0 | 0 | 0 | 0 | 0 | 41712496.0426 | 42233996.2376 | 42581834.1856 | 43210036.601 | 43646597.2957 | 44032648.917
Scenario 3: Aggressive Fuel Sub | SCE | Com | ComRefrig | Com ¦ Efficient Refrigerated Display Case - Cold | Com - Grocery | Energy Efficiency | 0 | 0 | 0 | 0 | 0 | 0 | 0 | 0 | 0 | 0 | 0 | 0 | 0
Scenario 3: Aggressive Fuel Sub | SCE | Com | ComRefrig | Com ¦ Refrigerated Display Case LED Lighting | Com - Grocery | Energy Efficiency | 28980487.4104 | 30225131.2668 | 31405304.2604 | 32523759.9226 | 33771093.6773 | 34966633.8479 | 35743174.9662 | 36190403.1657 | 36614418.9375 | 36949867.1394 | 37487700.7309 | 37888618.3626 | 38253257.2019
Scenario 3: Aggressive Fuel Sub | SCE | Com | ComRefrig | Com ¦ Efficient EC or PMS Motor Retrofit - Marine | Com - Grocery | Energy Efficiency | 2393134.5441 | 2469231.9299 | 2535418.3977 | 2593404.7473 | 2668641.8353 | 2759028.3775 | 2811091.9805 | 2825274.3765 | 2839462.8927 | 2852933.2505 | 2870981.9807 | 2871673.2324 | 2874095.7045
Scenario 3: Aggressive Fuel Sub | SCE | Com | ComRefrig | Com ¦ Efficient EC or PMS Motor Retrofit - Hot-Dry | Com - Grocery | Energy Efficiency | 9849039.2589 | 10162221.0403 | 10434614.0496 | 10673259.1499 | 10982900.3424 | 11354889.7088 | 11569159.5129 | 11627527.7207 | 11685921.1167 | 11741358.9035 | 11815639.1622 | 11818484.0356 | 11828453.8149
Scenario 3: Aggressive Fuel Sub | SCE | Com | ComRefrig | Com ¦ Efficient EC or PMS Motor Retrofit - Cold | Com - Grocery | Energy Efficiency | 143728.283 | 148298.5845 | 152273.6504 | 155756.2287 | 160274.862 | 165703.3501 | 168830.2167 | 169681.9913 | 170534.1336 | 171343.1443 | 172427.1255 | 172468.6411 | 172614.1314
Scenario 3: Aggressive Fuel Sub | SCE | Com | ComRefrig | Com ¦ Add Doors to Open Display Cases - Marine | Com - Grocery | Energy Efficiency | 0 | 0 | 0 | 0 | 0 | 0 | 0 | 0 | 0 | 0 | 0 | 0 | 0
Scenario 3: Aggressive Fuel Sub | SCE | Com | ComRefrig | Com ¦ Add Doors to Open Display Cases - Hot-Dry | Com - Grocery | Energy Efficiency | 0 | 0 | 0 | 0 | 0 | 0 | 0 | 0 | 0 | 0 | 0 | 0 | 0
Scenario 3: Aggressive Fuel Sub | SCE | Com | FoodServ | Com ¦ ENERGY STAR Dishwasher - Tier 1 | Com - Grocery | Energy Efficiency | 0 | 0 | 0 | 0 | 0 | 0 | 0 | 0 | 0 | 0 | 0 | 0 | 0
Scenario 3: Aggressive Fuel Sub | SCE | Com | FoodServ | Com ¦ ENERGY STAR Combination Oven - Electric | Com - Grocery | Energy Efficiency | 0 | 0 | 0 | 0 | 0 | 2402543.7471 | 2469653.9374 | 2503343.6211 | 2530171.4757 | 2547757.8362 | 2579295.7707 | 2597432.1746 | 2613607.0363
Scenario 3: Aggressive Fuel Sub | SCE | Com | FoodServ | Com ¦ ENERGY STAR Steamer - Electric | Com - Grocery | Energy Efficiency | 0 | 0 | 0 | 0 | 0 | 0 | 0 | 0 | 0 | 0 | 0 | 0 | 0
Scenario 3: Aggressive Fuel Sub | SCE | Com | FoodServ | Com ¦ ENERGY STAR Conveyor Broiler - Gas | Com - Grocery | Energy Efficiency | 0 | 147939.0405 | 154463.7217 | 160987.4221 | 168694.886 | 176347.6799 | 181273.5949 | 183746.4313 | 185715.6067 | 187006.4526 | 189321.3497 | 190652.5691 | 191839.8105
Scenario 3: Aggressive Fuel Sub | SCE | Com | FoodServ | Com ¦ High Performance Conveyor Toaster | Com - Grocery | Energy Efficiency | 0 | 1593267.096 | 1663536.3088 | 1733794.9581 | 1816802.4495 | 1899221.1582 | 1952272.0521 | 1978903.8918 | 2000111.4262 | 2014013.5198 | 2038944.3925 | 2053281.2977 | 2066067.5955
Scenario 3: Aggressive Fuel Sub | SCE | Com | FoodServ | Com ¦ Electric Deck Oven (60% cooking efficiency) | Com - Grocery | Energy Efficiency | 0 | 0 | 0 | 0 | 0 | 0 | 0 | 0 | 266429.2313 | 268281.0902 | 271602.0618 | 273511.8407 | 275215.0676
Scenario 3: Aggressive Fuel Sub | SCE | Com | FoodServ | Com ¦ Demand Controlled Ventilation (DCV) Exhaust Hood | Com - Grocery | Energy Efficiency | 134751.9016 | 143186.1156 | 149925.2812 | 157864.0493 | 168935.6361 | 179972.7226 | 187418.6156 | 194279.1669 | 200277.5543 | 205049.9385 | 211039.943 | 215131.8128 | 219436.6874
Scenario 3: Aggressive Fuel Sub | SCE | Com | FoodServ | Com ¦ ENERGY STAR Ice Machine | Com - Grocery | Energy Efficiency | 174291.4748 | 183597.6161 | 192574.7229 | 201443.5428 | 212110.1211 | 223064.0921 | 230350.548 | 234309.4678 | 237731.9752 | 239988.4395 | 243157.7108 | 244588.6956 | 245797.1881
Scenario 3: Aggressive Fuel Sub | SCE | Com | FoodServ | Com ¦ ENERGY STAR Griddle - Electric | Com - Grocery | Energy Efficiency | 0 | 0 | 0 | 0 | 0 | 0 | 0 | 0 | 0 | 524297.902 | 530788.0294 | 534520.283 | 537848.8749
Scenario 3: Aggressive Fuel Sub | SCE | Com | Lighting | Com ¦ LED High and Low Bay - 155 lpw | Com - Grocery | Energy Efficiency | 0 | 0 | 0 | 0 | 0 | 0 | 0 | 0 | 0 | 0 | 0 | 0 | 0
Scenario 3: Aggressive Fuel Sub | SCE | Com | Lighting | Com ¦ LED Fixtures and Retrofit Kits - 140 lpw - RET | Com - Grocery | Energy Efficiency | 0 | 0 | 0 | 0 | 0 | 0 | 0 | 0 | 0 | 0 | 0 | 0 | 0
Scenario 3: Aggressive Fuel Sub | SCE | Com | Lighting | Com ¦ LED Fixtures and Retrofit Kits - 140 lpw | Com - Grocery | Energy Efficiency | 3266705.6923 | 3417002.7128 | 3561377.0439 | 3700583.473 | 3857450.466 | 4005530.3321 | 4098555.9347 | 4151374.287 | 4201008.9395 | 4239446.0097 | 4302574.8795 | 4349159.5459 | 4391279.5676
Scenario 3: Aggressive Fuel Sub | SCG | Com | BldgEnv | Com ¦ Com Wall Insulation (R14) - Marine | Com - Grocery | Energy Efficiency | 1188768.6846 | 1240093.5878 | 1293747.0069 | 1350085.8806 | 1409294.5757 | 1471540.3415 | 1537005.4302 | 1605982.7702 | 1678631.1736 | 1755192.7577 | 1835944.0308 | 1921118.6756 | 2011043.7552
Scenario 3: Aggressive Fuel Sub | SCG | Com | BldgEnv | Com ¦ Com Wall Insulation (R14) - Hot-Dry | Com - Grocery | Energy Efficiency | 1763.5801 | 1889.919 | 2007.3086 | 2147.4155 | 2307.514 | 2483.0926 | 2657.3526 | 2860.8697 | 3062.1271 | 3263.6747 | 3489.5559 | 3718.6605 | 3967.106
Scenario 3: Aggressive Fuel Sub | SCG | Com | BldgEnv | Com ¦ Com Wall Insulation (R14) - Cold | Com - Grocery | Energy Efficiency | 6745.7571 | 7037.0041 | 7341.4645 | 7661.1637 | 7997.1478 | 8350.3661 | 8721.8527 | 9113.2698 | 9525.5186 | 9959.973 | 10418.2022 | 10901.5321 | 11411.8187
Scenario 3: Aggressive Fuel Sub | SCG | Com | HVAC | Com ¦ HVAC Energy Management System (Elec SC and Gas SH) - Marine | Com - Grocery | Energy Efficiency | 59418.5761 | 63626.1226 | 67523.9642 | 72177.7379 | 77494.1067 | 83320.038 | 89091.1043 | 95832.9778 | 102488.1156 | 109142.5393 | 116600.0846 | 124156.3769 | 132349.6757
Scenario 3: Aggressive Fuel Sub | SCG | Com | HVAC | Com ¦ HVAC Energy Management System (Elec SC and Gas SH) - Hot-Dry | Com - Grocery | Energy Efficiency | 301083.6995 | 322404.03 | 342155.0343 | 365736.4712 | 392675.3868 | 422196.3392 | 451439.2811 | 485601.4635 | 519324.1416 | 553043.2011 | 590831.8099 | 629120.786 | 670637.5786
Scenario 3: Aggressive Fuel Sub | SCG | Com | HVAC | Com ¦ HVAC Energy Management System (Elec SC and Gas SH) - Cold | Com - Grocery | Energy Efficiency | 27827.9567 | 29053.7304 | 30324.2724 | 31667.0587 | 33084.7454 | 34578.9354 | 36143.6115 | 37802.2974 | 39540.4338 | 41365.3934 | 43297.4572 | 45329.8463 | 47479.0948
Scenario 3: Aggressive Fuel Sub | SCG | Com | WaterHeat | Com ¦ Com Hot Water Tank Insulation - Marine | Com - Grocery | Energy Efficiency | 10660.6848 | 11118.0115 | 11593.0563 | 12090.4236 | 12611.8153 | 13158.7643 | 13733.5191 | 14338.2396 | 14974.5799 | 15644.2611 | 16348.9449 | 17091.8084 | 17876.2439
Scenario 3: Aggressive Fuel Sub | SCG | Com | WaterHeat | Com ¦ Com Hot Water Tank Insulation - Hot-Dry | Com - Grocery | Energy Efficiency | 57825.1101 | 60305.7167 | 62882.4293 | 65580.2219 | 68408.3266 | 71375.058 | 74492.612 | 77772.7043 | 81224.3065 | 84856.7553 | 88679.0632 | 92708.4633 | 96963.3559
Scenario 3: Aggressive Fuel Sub | SCG | Com | WaterHeat | Com ¦ Com Hot Water Tank Insulation - Cold | Com - Grocery | Energy Efficiency | 144.7518 | 150.9614 | 157.4116 | 164.1649 | 171.2444 | 178.6709 | 186.475 | 194.686 | 203.3263 | 212.4193 | 221.9875 | 232.0742 | 242.7253
Scenario 3: Aggressive Fuel Sub | SCG | Com | WaterHeat | Com ¦ Faucet Aerators (Gas WH) - Cold | Com - Grocery | Energy Efficiency | 939.261 | 979.5594 | 1021.4034 | 1065.2117 | 1111.1348 | 1159.3023 | 1209.9173 | 1263.1688 | 0 | 0 | 0 | 0 | 0
Scenario 3: Aggressive Fuel Sub | SCG | Com | WaterHeat | Com ¦ Low-flow Pre-Rinse Spray Valve - Marine | Com - Grocery | Energy Efficiency | 18412.0708 | 19210.1295 | 20040.91 | 20914.6296 | 21833.818 | 22800.7672 | 23815.8748 | 24886.9274 | 26012.4617 | 27196.8034 | 28447.29 | 29764.9436 | 31156.684
Scenario 3: Aggressive Fuel Sub | SCG | Com | WaterHeat | Com ¦ Low-flow Pre-Rinse Spray Valve - Hot-Dry | Com - Grocery | Energy Efficiency | 99342.1052 | 103648.0211 | 108130.4873 | 112844.631 | 117804.1007 | 123021.2632 | 128498.2639 | 134277.1155 | 140349.9225 | 146740.0233 | 153487.0086 | 160596.3927 | 168105.5111
Scenario 3: Aggressive Fuel Sub | SCG | Com | WaterHeat | Com ¦ Low-flow Pre-Rinse Spray Valve - Cold | Com - Grocery | Energy Efficiency | 264.4316 | 275.8932 | 287.8248 | 300.373 | 313.5743 | 327.4615 | 342.0403 | 357.4226 | 373.5874 | 390.5967 | 408.556 | 427.48 | 447.468
Scenario 3: Aggressive Fuel Sub | SCG | Com | WaterHeat | Com ¦ Com Hot Water Pipe Insulation - Marine | Com - Grocery | Energy Efficiency | 2362126.5428 | 2463420.3143 | 2568989.2317 | 2679578.8444 | 2795603.0601 | 2917443.8698 | 3045543.8766 | 3180340.9391 | 3322161.7169 | 3471483.4437 | 3628815.9627 | 3794771.9276 | 3969972.8101
Scenario 3: Aggressive Fuel Sub | SCG | Com | WaterHeat | Com ¦ Com Hot Water Pipe Insulation - Hot-Dry | Com - Grocery | Energy Efficiency | 10657828.6716 | 11114862.4687 | 11591185.5674 | 12090161.8598 | 12613658.8828 | 13163400.1655 | 13741382.7166 | 14349582.1382 | 14989472.3068 | 15663206.4837 | 16373085.062 | 17121872.3128 | 17912372.2947
Scenario 3: Aggressive Fuel Sub | SCG | Com | WaterHeat | Com ¦ Com Hot Water Pipe Insulation - Cold | Com - Grocery | Energy Efficiency | 29304.8296 | 30561.4925 | 31871.1933 | 33243.1815 | 34682.5921 | 36194.164 | 37783.3883 | 39455.697 | 41215.1429 | 43067.6464 | 45019.5328 | 47078.4027 | 49251.9662
Scenario 3: Aggressive Fuel Sub | SCG | Com | WaterHeat | Com ¦ Efficient Gas Water Heating Boiler (0.92 UEF) - ZEAS 2030 - Marine | Com - Grocery | Energy Efficiency | 257227.9691 | 268921.5464 | 281186.8099 | 294141.8597 | 307823.5052 | 0 | 0 | 0 | 0 | 0 | 0 | 0 | 0
Scenario 3: Aggressive Fuel Sub | SCG | Com | WaterHeat | Com ¦ Efficient Gas Water Heating Boiler (0.92 UEF) - ZEAS 2030 - Hot-Dry | Com - Grocery | Energy Efficiency | 1404098.5018 | 1467928.7856 | 1534879.663 | 1605595.7907 | 1680278.0973 | 0 | 0 | 0 | 0 | 0 | 0 | 0 | 0
Scenario 3: Aggressive Fuel Sub | SCG | Com | WaterHeat | Com ¦ Efficient Gas Water Heating Boiler (0.92 UEF) - ZEAS 2030 - Cold | Com - Grocery | Energy Efficiency | 3561.0077 | 3722.891 | 3892.6886 | 4072.0355 | 4261.4412 | 0 | 0 | 0 | 0 | 0 | 0 | 0 | 0
Scenario 3: Aggressive Fuel Sub | SCG | Com | FoodServ | Com ¦ ENERGY STAR Dishwasher - Tier 1 | Com - Grocery | Energy Efficiency | 0 | 0 | 0 | 0 | 0 | 0 | 0 | 0 | 0 | 0 | 0 | 0 | 0
Scenario 3: Aggressive Fuel Sub | SCG | Com | FoodServ | Com ¦ ENERGY STAR Dishwasher - Tier 2 | Com - Grocery | Energy Efficiency | 2641431.0603 | 2759382.6507 | 2882921.228 | 3013270.2212 | 3150795.1326 | 3295829.8473 | 3448471.0056 | 3609898.692 | 3779916.1927 | 3959133.1694 | 4148651.8691 | 4348639.1682 | 4560053.5864
Scenario 3: Aggressive Fuel Sub | SCG | Com | FoodServ | Com ¦ ENERGY STAR Conveyor Broiler - Gas | Com - Grocery | Energy Efficiency | 963882.8236 | 1006469.3851 | 1051024.465 | 1098005.9453 | 1147544.5319 | 1199756.5369 | 1254673.6023 | 1312722.4881 | 1373825.9 | 1438199.9858 | 1506240.5311 | 1578006.4308 | 1653871.8699
Scenario 3: Aggressive Fuel Sub | SCG | Com | FoodServ | Com ¦ ENERGY STAR Conveyor Oven - Gas | Com - Grocery | Energy Efficiency | 2185408.9438 | 2281965.3407 | 2382984.954 | 2489505.9384 | 2601824.6432 | 2720204.7822 | 2844718.0974 | 2976332.1808 | 3114871.7828 | 3260826.9752 | 3415095.1213 | 3577809.7534 | 3749819.2602
Scenario 3: Aggressive Fuel Sub | SCG | Com | FoodServ | Com ¦ ENERGY STAR Rack Oven - Gas | Com - Grocery | Energy Efficiency | 931561.5183 | 972720.0501 | 1015781.0912 | 1061187.1697 | 1109064.6085 | 1159525.8197 | 1212601.384 | 1268703.7513 | 1327758.2191 | 1389973.6872 | 1455732.6697 | 1525092.0864 | 1598413.5752
Scenario 3: Aggressive Fuel Sub | SCG | Com | FoodServ | Com ¦ Demand Controlled Ventilation (DCV) Exhaust Hood | Com - Grocery | Energy Efficiency | 98996.614 | 106006.7595 | 112500.909 | 120254.5084 | 129112.0501 | 138818.5681 | 148433.6759 | 159666.2348 | 170754.2842 | 181841.1439 | 194266.0753 | 206855.528 | 220506.2899
Scenario 3: Aggressive Fuel Sub | SCG | Com | FoodServ | Com ¦ ENERGY STAR Fryer - Tier 1 Gas | Com - Grocery | Energy Efficiency | 119924.6677 | 128340.8776 | 136116.415 | 145402.0235 | 156007.4128 | 167621.9513 | 0 | 0 | 0 | 0 | 0 | 0 | 0
Scenario 3: Aggressive Fuel Sub | SCG | Com | FoodServ | Com ¦ ENERGY STAR Fryer - Tier 2 Gas | Com - Grocery | Energy Efficiency | 0 | 0 | 0 | 0 | 0 | 0 | 271767.7796 | 292130.3723 | 312198.1547 | 332233.6797 | 354681.9136 | 377397.6291 | 402023.4035
Scenario 3: Aggressive Fuel Sub | SCG | Com | FoodServ | Com ¦ ENERGY STAR Steamer - Gas | Com - Grocery | Energy Efficiency | 35582.2821 | 38084.7137 | 40398.4384 | 43161.4947 | 46317.4516 | 49774.2127 | 53194.3028 | 57189.9204 | 61129.3298 | 65063.8595 | 69472.4796 | 73935.1612 | 78773.7269
Scenario 3: Aggressive Fuel Sub | SCG | Com | FoodServ | Com ¦ ENERGY STAR Convection Oven - Gas | Com - Grocery | Energy Efficiency | 49770.3701 | 53270.6219 | 56506.9217 | 60371.7198 | 64786.0837 | 69621.1947 | 74405.0124 | 79993.8434 | 85504.054 | 91007.4391 | 97173.9534 | 103416.0857 | 110183.9824
Scenario 3: Aggressive Fuel Sub | SCG | Com | FoodServ | Com ¦ ENERGY STAR Griddle - Gas | Com - Grocery | Energy Efficiency | 58930.6823 | 63075.1608 | 66907.1065 | 71483.2265 | 76710.0608 | 82435.0813 | 88099.3679 | 94716.8318 | 101241.205 | 107757.4964 | 115058.9671 | 122449.9733 | 130463.5116
Scenario 3: Aggressive Fuel Sub | SCG | Com | FoodServ | Com ¦ ENERGY STAR Combination Oven - Gas | Com - Grocery | Energy Efficiency | 1299.065 | 1390.4257 | 1474.8969 | 1575.7727 | 1690.9927 | 1817.1948 | 1942.058 | 2087.9331 | 2231.756 | 2375.4008 | 2536.3541 | 2699.2811 | 2875.9311
Scenario 3: Aggressive Fuel Sub | SCG | Com | FoodServ | Com ¦ ENERGY STAR Fryer - Tier 1 Gas - Panel Upgrade | Com - Grocery | Energy Efficiency | 197336.3579 | 211185.2537 | 223979.921 | 239259.4143 | 256710.6104 | 275822.3642 | 0 | 0 | 0 | 0 | 0 | 0 | 0
Scenario 3: Aggressive Fuel Sub | SCG | Com | FoodServ | Com ¦ ENERGY STAR Fryer - Tier 2 Gas - Panel Upgrade | Com - Grocery | Energy Efficiency | 0 | 0 | 0 | 0 | 0 | 0 | 447194.6003 | 480701.3004 | 513722.8894 | 546691.3989 | 583630.0271 | 621008.7972 | 661530.574
Scenario 3: Aggressive Fuel Sub | SCG | Com | FoodServ | Com ¦ ENERGY STAR Steamer - Gas - Panel Upgrade | Com - Grocery | Energy Efficiency | 58550.7393 | 62668.4972 | 66475.7372 | 71022.3537 | 76215.4891 | 81903.5987 | 87531.3661 | 94106.1653 | 100588.474 | 107062.753 | 114317.149 | 121660.5033 | 129622.3761
Scenario 3: Aggressive Fuel Sub | SCG | Com | FoodServ | Com ¦ ENERGY STAR Convection Oven - Gas - Panel Upgrade | Com - Grocery | Energy Efficiency | 81897.2756 | 87656.9493 | 92982.2892 | 99341.8247 | 106605.6721 | 114561.86 | 122433.6447 | 131630.081 | 140697.147 | 149752.9817 | 159899.9974 | 170171.4426 | 181308.0345
Scenario 3: Aggressive Fuel Sub | SCG | Com | FoodServ | Com ¦ ENERGY STAR Griddle - Gas - Panel Upgrade | Com - Grocery | Energy Efficiency | 96970.5936 | 103790.3439 | 110095.8207 | 117625.8384 | 126226.608 | 135647.1443 | 144967.7429 | 155856.7973 | 166592.6706 | 177315.2454 | 189329.8347 | 201491.755 | 214678.0536
Scenario 3: Aggressive Fuel Sub | SCG | Com | FoodServ | Com ¦ ENERGY STAR Combination Oven - Gas - Panel Upgrade | Com - Grocery | Energy Efficiency | 2137.6149 | 2287.9491 | 2426.9468 | 2592.9381 | 2782.533 | 2990.1988 | 3195.6617 | 3435.6994 | 3672.3605 | 3908.7284 | 4173.5774 | 4441.6741 | 4732.3523
Scenario 3: Aggressive Fuel Sub | SDG&E | Com | BldgEnv | Com ¦ Com Wall Insulation (R14) - Marine | Com - Grocery | Energy Efficiency | 66114.9087 | 68862.1783 | 71723.1019 | 74724.0718 | 77887.6007 | 81262.836 | 84810.8967 | 88535.3822 | 92450.5336 | 96579.9567 | 100925.8455 | 105492.7709 | 110318.1714
Scenario 3: Aggressive Fuel Sub | SDG&E | Com | BldgEnv | Com ¦ Com Wall Insulation (R14) - Hot-Dry | Com - Grocery | Energy Efficiency | 507.7119 | 540.6931 | 572.9824 | 611.9767 | 644.4942 | 691.137 | 741.1921 | 792.1694 | 839.6777 | 895.9559 | 952.6852 | 1014.4367 | 1084.3578
Scenario 3: Aggressive Fuel Sub | SDG&E | Com | HVAC | Com ¦ Small Unitary AC (SEER 16) - Marine | Com - Grocery | Energy Efficiency | 923031.9982 | 929184.9022 | 928575.0577 | 921978.8201 | 920123.1061 | 934689.2163 | 942227.3794 | 943792.5274 | 944657.316 | 944442.5657 | 947094.7308 | 941750.0154 | 0
Scenario 3: Aggressive Fuel Sub | SDG&E | Com | HVAC | Com ¦ Small Unitary AC (SEER 16) - Hot-Dry | Com - Grocery | Energy Efficiency | 4757358.0925 | 4777130.8021 | 4759013.6395 | 4707135.7415 | 4680615.6727 | 4743450.6861 | 4766674.3147 | 4756057.8809 | 0 | 0 | 0 | 0 | 0
Scenario 3: Aggressive Fuel Sub | SDG&E | Com | HVAC | Com ¦ Small Unitary AC (SEER 17) - Marine | Com - Grocery | Energy Efficiency | 0 | 0 | 0 | 0 | 0 | 0 | 0 | 0 | 0 | 0 | 0 | 0 | 0
Scenario 3: Aggressive Fuel Sub | SDG&E | Com | HVAC | Com ¦ Small Unitary AC (SEER 17) - Hot-Dry | Com - Grocery | Energy Efficiency | 0 | 0 | 0 | 0 | 0 | 0 | 0 | 0 | 0 | 0 | 0 | 0 | 0
Scenario 3: Aggressive Fuel Sub | SDG&E | Com | HVAC | Com ¦ Ductless Mini Split Heat Pump (SEER 18) - Marine | Com - Grocery | Energy Efficiency | 10415.9534 | 10516.8223 | 10546.9208 | 10516.9579 | 10542.9962 | 10731.7001 | 10836.7789 | 10877.556 | 10909.8929 | 10927.6125 | 10981.9341 | 10946.6251 | 10915.5276
Scenario 3: Aggressive Fuel Sub | SDG&E | Com | HVAC | Com ¦ HVAC Energy Management System (Elec SC and Gas SH) - Marine | Com - Grocery | Energy Efficiency | 17643.344 | 18693.2123 | 19687.5174 | 20879.2618 | 21851.2231 | 23335.1309 | 24890.3946 | 26439.0412 | 27853.8464 | 29537.8684 | 31234.4125 | 33055.1246 | 35124.3202
Scenario 3: Aggressive Fuel Sub | SDG&E | Com | HVAC | Com ¦ HVAC Energy Management System (Elec SC and Gas SH) - Hot-Dry | Com - Grocery | Energy Efficiency | 117436.9251 | 124634.3894 | 131523.2424 | 139794.1675 | 146584.4779 | 156723.5625 | 167415.8815 | 178134.0214 | 187981.5529 | 199682.7756 | 211475.6409 | 224202.037 | 238645.6182
Scenario 3: Aggressive Fuel Sub | SDG&E | Com | HVAC | Com ¦ Large Packaged Heat Pump (IEER 14.0) - Fuel Sub - ZEAS 2030 - Marine | Com - Grocery | Fuel Substitution | 806776.0928 | 856328.0356 | 911173.8887 | 971239.197 | 1032218.8323 | 0 | 0 | 0 | 0 | 0 | 0 | 0 | 0
Scenario 3: Aggressive Fuel Sub | SDG&E | Com | HVAC | Com ¦ Large Packaged Heat Pump (IEER 14.0) - Fuel Sub - ZEAS 2030 - Hot-Dry | Com - Grocery | Fuel Substitution | 4278377.8852 | 4542292.5258 | 4834574.2807 | 5154808.3093 | 5479789.7801 | 0 | 0 | 0 | 0 | 0 | 0 | 0 | 0
Scenario 3: Aggressive Fuel Sub | SDG&E | Com | HVAC | Com ¦ Large Packaged Heat Pump (IEER 14.0) - Fuel Sub - Panel Upgrade - ZEAS 2030 - Marine | Com - Grocery | Fuel Substitution | 184349.3283 | 195672.0081 | 208204.3529 | 221929.3497 | 235863.2713 | 0 | 0 | 0 | 0 | 0 | 0 | 0 | 0
Scenario 3: Aggressive Fuel Sub | SDG&E | Com | HVAC | Com ¦ Large Packaged Heat Pump (IEER 14.0) - Fuel Sub - Panel Upgrade - ZEAS 2030 - Hot-Dry | Com - Grocery | Fuel Substitution | 977614.6028 | 1037919.4224 | 1104706.1624 | 1177880.0314 | 1252138.6967 | 0 | 0 | 0 | 0 | 0 | 0 | 0 | 0
Scenario 3: Aggressive Fuel Sub | SDG&E | Com | HVAC | Com ¦ Small Packaged Heat Pump (SEER 18) - Fuel Sub - ZEAS 2030 - Marine | Com - Grocery | Fuel Substitution | 260735.5892 | 271524.9096 | 282698.1365 | 294320.711 | 306687.6738 | 0 | 0 | 0 | 0 | 0 | 0 | 0 | 0
Scenario 3: Aggressive Fuel Sub | SDG&E | Com | HVAC | Com ¦ Small Packaged Heat Pump (SEER 18) - Fuel Sub - ZEAS 2030 - Hot-Dry | Com - Grocery | Fuel Substitution | 1360579.2155 | 1416867.0989 | 1475150.5455 | 1535771.7966 | 1600282.2376 | 0 | 0 | 0 | 0 | 0 | 0 | 0 | 0
Scenario 3: Aggressive Fuel Sub | SDG&E | Com | HVAC | Com ¦ Small Packaged Heat Pump (SEER 18) - Fuel Sub - Panel Upgrade - ZEAS 2030 - Marine | Com - Grocery | Fuel Substitution | 59578.4025 | 62043.7754 | 64596.8715 | 67252.644 | 70078.5102 | 0 | 0 | 0 | 0 | 0 | 0 | 0 | 0
Scenario 3: Aggressive Fuel Sub | SDG&E | Com | HVAC | Com ¦ Small Packaged Heat Pump (SEER 18) - Fuel Sub - Panel Upgrade - ZEAS 2030 - Hot-Dry | Com - Grocery | Fuel Substitution | 310894.0222 | 323755.8727 | 337073.7119 | 350925.7422 | 365666.4572 | 0 | 0 | 0 | 0 | 0 | 0 | 0 | 0
Scenario 3: Aggressive Fuel Sub | SDG&E | Com | WaterHeat | Com ¦ Com Heat Pump Water Heater (3.3 UEF - 50 Gal) - Marine | Com - Grocery | Energy Efficiency | 467793.1744 | 483085.4336 | 497306.9507 | 510414.5838 | 525869.3809 | 543833.3088 | 555543.0756 | 562965.0094 | 569066.7293 | 573221.1153 | 581763.3613 | 587495.5726 | 592416.2845
Scenario 3: Aggressive Fuel Sub | SDG&E | Com | WaterHeat | Com ¦ Com Heat Pump Water Heater (3.3 UEF - 50 Gal) - Hot-Dry | Com - Grocery | Energy Efficiency | 2474685.8011 | 2555591.0731 | 2630831.1971 | 2700177.8368 | 2781943.018 | 2876983.4757 | 2938934.0638 | 2978198.3524 | 3010477.6046 | 3032453.7143 | 3077645.31 | 3107969.3775 | 3133999.8469
Scenario 3: Aggressive Fuel Sub | SDG&E | Com | WaterHeat | Com ¦ Com Hot Water Tank Insulation - Hot-Dry | Com - Grocery | Energy Efficiency | 15180.8245 | 15817.583 | 16478.8926 | 17171.101 | 17896.5597 | 18657.3878 | 19456.6898 | 20297.4492 | 0 | 0 | 0 | 24123.5015 | 25212.8599
Scenario 3: Aggressive Fuel Sub | SDG&E | Com | WaterHeat | Com ¦ Low-flow Pre-Rinse Spray Valve - Hot-Dry | Com - Grocery | Energy Efficiency | 25522.1554 | 26605.2446 | 27733.8321 | 28921.4747 | 30160.4113 | 31472.2865 | 32852.2265 | 34302.3231 | 35823.198 | 37430.7443 | 39122.7281 | 40909.0922 | 42798.2275
Scenario 3: Aggressive Fuel Sub | SDG&E | Com | WaterHeat | Com ¦ Com Hot Water Pipe Insulation - Hot-Dry | Com - Grocery | Energy Efficiency | 2918600.4352 | 3041030.3896 | 3168600.7702 | 3302204.4392 | 3442337.7214 | 3589458.8606 | 3744098.681 | 3906782.4702 | 0 | 0 | 4447781.2982 | 4647886.0369 | 4859091.3756
Scenario 3: Aggressive Fuel Sub | SDG&E | Com | WaterHeat | Com ¦ Com Heat Pump Water Heater (100+ Gal, 200+ kBtuh - 4.3 COP) - Fuel Sub - ZEAS 2030 - Marine | Com - Grocery | Fuel Substitution | 93212.3419 | 97811.6725 | 102787.4806 | 108179.7756 | 113707.7681 | 0 | 0 | 0 | 0 | 0 | 0 | 0 | 0
Scenario 3: Aggressive Fuel Sub | SDG&E | Com | WaterHeat | Com ¦ Com Heat Pump Water Heater (100+ Gal, 200+ kBtuh - 4.3 COP) - Fuel Sub - ZEAS 2030 - Hot-Dry | Com - Grocery | Fuel Substitution | 494388.5103 | 518789.7489 | 545189.8851 | 573801.3776 | 603131.4654 | 0 | 0 | 0 | 0 | 0 | 0 | 0 | 0
Scenario 3: Aggressive Fuel Sub | SDG&E | Com | WaterHeat | Com ¦ Com Heat Pump Water Heater (100+ Gal, 200+ kBtuh - 4.3 COP) - Fuel Sub - Panel Upgrade - ZEAS 2030 - Marine | Com - Grocery | Fuel Substitution | 77335.5144 | 81151.4426 | 85279.7229 | 89753.55 | 94339.9614 | 0 | 0 | 0 | 0 | 0 | 0 | 0 | 0
Scenario 3: Aggressive Fuel Sub | SDG&E | Com | WaterHeat | Com ¦ Com Heat Pump Water Heater (100+ Gal, 200+ kBtuh - 4.3 COP) - Fuel Sub - Panel Upgrade - ZEAS 2030 - Hot-Dry | Com - Grocery | Fuel Substitution | 410179.4783 | 430424.462 | 452327.8717 | 476065.9781 | 500400.2817 | 0 | 0 | 0 | 0 | 0 | 0 | 0 | 0
Scenario 3: Aggressive Fuel Sub | SDG&E | Com | WaterHeat | Com ¦ Efficient Gas Water Heating Boiler (0.92 UEF) - ZEAS 2030 - Hot-Dry | Com - Grocery | Energy Efficiency | 365979.4015 | 382321.1532 | 399476.26 | 417605.7706 | 436601.2907 | 0 | 0 | 0 | 0 | 0 | 0 | 0 | 0
Scenario 3: Aggressive Fuel Sub | SDG&E | Com | ComRefrig | Com ¦ Efficient Refrigerated Display Case - Marine | Com - Grocery | Energy Efficiency | 0 | 0 | 0 | 0 | 0 | 0 | 0 | 0 | 0 | 0 | 0 | 0 | 0
Scenario 3: Aggressive Fuel Sub | SDG&E | Com | ComRefrig | Com ¦ Efficient Refrigerated Display Case - Hot-Dry | Com - Grocery | Energy Efficiency | 0 | 0 | 0 | 0 | 0 | 0 | 0 | 0 | 0 | 0 | 0 | 0 | 0
Scenario 3: Aggressive Fuel Sub | SDG&E | Com | ComRefrig | Com ¦ Refrigerated Display Case LED Lighting | Com - Grocery | Energy Efficiency | 7441149.2588 | 7660099.635 | 7850024.9977 | 8010533.5 | 8194467.8756 | 8409668.7756 | 8553964.952 | 8657347.026 | 8753553.9492 | 8823570.0044 | 8952252.7752 | 9043248.0752 | 9122874.9899
Scenario 3: Aggressive Fuel Sub | SDG&E | Com | ComRefrig | Com ¦ Efficient EC or PMS Motor Retrofit - Marine | Com - Grocery | Energy Efficiency | 446060.6063 | 448109.2004 | 446916.828 | 442871.1704 | 441279.4833 | 447456.4051 | 450615.3899 | 451164.3992 | 451545.8913 | 451527.7552 | 452695.0254 | 449767.0189 | 447105.0283
Scenario 3: Aggressive Fuel Sub | SDG&E | Com | ComRefrig | Com ¦ Efficient EC or PMS Motor Retrofit - Hot-Dry | Com - Grocery | Energy Efficiency | 2374314.8992 | 2385219.2638 | 2378872.4416 | 2357338.0018 | 2348865.6862 | 2381744.5306 | 2398559.3417 | 2401481.637 | 2403512.2635 | 2403415.7276 | 2409628.9352 | 2394043.5877 | 2379874.2039
Scenario 3: Aggressive Fuel Sub | SDG&E | Com | ComRefrig | Com ¦ Add Doors to Open Display Cases - Marine | Com - Grocery | Energy Efficiency | 0 | 0 | 0 | 0 | 0 | 0 | 0 | 0 | 0 | 0 | 0 | 0 | 0
Scenario 3: Aggressive Fuel Sub | SDG&E | Com | ComRefrig | Com ¦ Add Doors to Open Display Cases - Hot-Dry | Com - Grocery | Energy Efficiency | 0 | 0 | 0 | 0 | 0 | 0 | 0 | 0 | 0 | 0 | 0 | 0 | 0
Scenario 3: Aggressive Fuel Sub | SDG&E | Com | FoodServ | Com ¦ ENERGY STAR Dishwasher - Tier 1 | Com - Grocery | Energy Efficiency | 0 | 0 | 0 | 0 | 0 | 0 | 0 | 0 | 0 | 0 | 0 | 0 | 0
Scenario 3: Aggressive Fuel Sub | SDG&E | Com | FoodServ | Com ¦ ENERGY STAR Dishwasher - Tier 2 | Com - Grocery | Energy Efficiency | 635974.8837 | 661269.5394 | 687036.298 | 713543.3962 | 741674.1802 | 772267.6881 | 803032.3012 | 834508.2269 | 867352.2422 | 901618.5309 | 938618.259 | 976771.9838 | 1016948.0648
Scenario 3: Aggressive Fuel Sub | SDG&E | Com | FoodServ | Com ¦ ENERGY STAR Combination Oven - Electric | Com - Grocery | Energy Efficiency | 488807.6573 | 501696.3534 | 512657.0028 | 522489.6181 | 535396.8797 | 552893.5139 | 564779.835 | 572219.5015 | 577633.7152 | 580514.897 | 587290.161 | 590407.0026 | 592943.0604
Scenario 3: Aggressive Fuel Sub | SDG&E | Com | FoodServ | Com ¦ ENERGY STAR Conveyor Broiler - Gas | Com - Grocery | Energy Efficiency | 222522.1859 | 231556.9675 | 240831.9609 | 250490.7424 | 260784.4879 | 271982.5327 | 283302.6524 | 294848.8599 | 306803.3984 | 319244.1189 | 332627.91 | 346474.9387 | 361074.8623
Scenario 3: Aggressive Fuel Sub | SDG&E | Com | FoodServ | Com ¦ ENERGY STAR Conveyor Oven - Gas | Com - Grocery | Energy Efficiency | 475479.0143 | 496085.2981 | 517664.0515 | 540431.445 | 564241.4991 | 589497.1145 | 616112.7878 | 644135.9024 | 673577.9885 | 704732.2857 | 737560.9268 | 772253.7636 | 808973.2191
Scenario 3: Aggressive Fuel Sub | SDG&E | Com | FoodServ | Com ¦ ENERGY STAR Convection Oven - Electric | Com - Grocery | Energy Efficiency | 1532960.5723 | 1599395.9345 | 1668966.572 | 1742369.4259 | 1819133.8529 | 1900558.8191 | 1986368.6583 | 2076716.1362 | 2171638.4269 | 2272080.9447 | 2377921.6039 | 2489772.4942 | 2608157.2721
Scenario 3: Aggressive Fuel Sub | SDG&E | Com | FoodServ | Com ¦ High Performance Conveyor Toaster | Com - Grocery | Energy Efficiency | 386404.554 | 396593.1236 | 405257.5641 | 413030.2887 | 423233.5345 | 437064.6991 | 446460.887 | 452341.9753 | 456621.9346 | 458899.5211 | 464255.3964 | 466719.2732 | 468724.0377
Scenario 3: Aggressive Fuel Sub | SDG&E | Com | FoodServ | Com ¦ ENERGY STAR Rack Oven - Gas | Com - Grocery | Energy Efficiency | 202679.6649 | 211463.3853 | 220661.6346 | 230366.5586 | 240515.9314 | 251281.4952 | 262626.8029 | 274572.0525 | 287122.1587 | 300402.1192 | 314395.7925 | 329184.1056 | 344836.2936
Scenario 3: Aggressive Fuel Sub | SDG&E | Com | FoodServ | Com ¦ Electric Deck Oven (60% cooking efficiency) | Com - Grocery | Energy Efficiency | 51471.8665 | 52829.0573 | 53983.2231 | 55018.6059 | 56377.7517 | 58220.1623 | 59471.8021 | 60255.2054 | 60825.3267 | 61128.7177 | 61842.1588 | 62170.3649 | 62437.414
Scenario 3: Aggressive Fuel Sub | SDG&E | Com | FoodServ | Com ¦ Demand Controlled Ventilation (DCV) Exhaust Hood | Com - Grocery | Energy Efficiency | 52962.4005 | 55275.917 | 57168.9973 | 59382.049 | 61024.109 | 64400.3718 | 67625.3098 | 70527.9172 | 72930.9225 | 75862.3344 | 78810.3744 | 81654.9505 | 84968.7969
Scenario 3: Aggressive Fuel Sub | SDG&E | Com | FoodServ | Com ¦ ENERGY STAR Ice Machine | Com - Grocery | Energy Efficiency | 45036.6635 | 46278.7471 | 47323.6918 | 48218.5468 | 49467.1116 | 51308.7901 | 52638.4713 | 53564.6433 | 54331.5454 | 54776.704 | 55476.2254 | 55697.1164 | 55852.288
Scenario 3: Aggressive Fuel Sub | SDG&E | Com | FoodServ | Com ¦ ENERGY STAR Griddle - Electric | Com - Grocery | Energy Efficiency | 100590.7334 | 103243.0719 | 105498.6417 | 107522.0756 | 110178.2347 | 113778.8314 | 116224.8933 | 117755.8871 | 118870.0671 | 119462.9797 | 120857.2475 | 121498.656 | 122020.5461
Scenario 3: Aggressive Fuel Sub | SDG&E | Com | FoodServ | Com ¦ ENERGY STAR Fryer - Tier 1 Gas | Com - Grocery | Energy Efficiency | 27054.8633 | 28846.3483 | 30607.3756 | 32732.1432 | 34500.6318 | 36992.82 | 39664.3836 | 42387.9549 | 44922.3612 | 47921.5022 | 50942.8817 | 54249.8268 | 57990.4956
Scenario 3: Aggressive Fuel Sub | SDG&E | Com | FoodServ | Com ¦ ENERGY STAR Fryer - Fuel Sub | Com - Grocery | Fuel Substitution | 9145108.2708 | 9620095.9527 | 10143307.5451 | 10710814.9961 | 11280984.8302 | 11844131.0402 | 12502194.2774 | 13245768.1328 | 14052741.6034 | 14932628.2891 | 15823533.0514 | 16804115.0003 | 17847681.5443
Scenario 3: Aggressive Fuel Sub | SDG&E | Com | FoodServ | Com ¦ ENERGY STAR Steamer - Gas | Com - Grocery | Energy Efficiency | 8023.4866 | 8556.0301 | 9079.8559 | 9711.855 | 10238.3767 | 10979.9027 | 11774.9568 | 12585.7645 | 13340.7157 | 14233.9924 | 15134.2284 | 16119.6682 | 17234.3786
Scenario 3: Aggressive Fuel Sub | SDG&E | Com | FoodServ | Com ¦ ENERGY STAR Steamer - Fuel Sub | Com - Grocery | Fuel Substitution | 785183.5906 | 822602.128 | 862976.5157 | 906206.6242 | 950476.4251 | 995408.537 | 1045657.7661 | 1100869.4105 | 1160115.7964 | 1223900.2094 | 1289513.0335 | 1360583.8624 | 1436004.2964
Scenario 3: Aggressive Fuel Sub | SDG&E | Com | FoodServ | Com ¦ ENERGY STAR Convection Oven - Gas | Com - Grocery | Energy Efficiency | 11222.7736 | 11967.6636 | 12700.3599 | 13584.3625 | 14320.8295 | 15358.0319 | 16470.106 | 17604.2154 | 18660.1959 | 19909.6581 | 21168.8544 | 22547.2287 | 24106.419
Scenario 3: Aggressive Fuel Sub | SDG&E | Com | FoodServ | Com ¦ ENERGY STAR Convection Oven - Fuel Sub | Com - Grocery | Fuel Substitution | 1513118.1217 | 1592859.7088 | 1680985.9384 | 1776765.68 | 1872708.1517 | 1967055.1757 | 2078076.8203 | 2204061.6233 | 2341018.7255 | 2490629.591 | 2641761.2683 | 2808498.2789 | 2986018.8866
Scenario 3: Aggressive Fuel Sub | SDG&E | Com | FoodServ | Com ¦ ENERGY STAR Griddle - Gas | Com - Grocery | Energy Efficiency | 13288.3421 | 14170.3303 | 15037.8805 | 16084.5851 | 16956.6 | 18184.701 | 19501.454 | 20844.298 | 22094.6333 | 23574.0609 | 25065.0142 | 26697.0804 | 28543.2421
Scenario 3: Aggressive Fuel Sub | SDG&E | Com | FoodServ | Com ¦ ENERGY STAR Griddle - Fuel Sub | Com - Grocery | Fuel Substitution | 2126589.6285 | 2242208.3904 | 2370860.6134 | 2511268.6396 | 2651049.8876 | 2787254.2548 | 2949880.9932 | 3136047.055 | 3339119.6914 | 3561792.7826 | 3785672.5767 | 4033848.8317 | 4298296.7782
Scenario 3: Aggressive Fuel Sub | SDG&E | Com | FoodServ | Com ¦ ENERGY STAR Combination Oven - Gas | Com - Grocery | Energy Efficiency | 292.9275 | 312.3701 | 331.4943 | 354.5678 | 373.7904 | 400.8626 | 429.8891 | 459.4907 | 487.053 | 519.6654 | 552.5319 | 588.5091 | 629.2058
Scenario 3: Aggressive Fuel Sub | SDG&E | Com | FoodServ | Com ¦ ENERGY STAR Combination Oven - Fuel Sub | Com - Grocery | Fuel Substitution | 32889.3113 | 34885.5079 | 37156.5629 | 39668.046 | 42119.6548 | 44437.6612 | 47339.5354 | 50752.6683 | 54514.4227 | 58685.859 | 62821.3653 | 67471.3113 | 72438.3757
Scenario 3: Aggressive Fuel Sub | SDG&E | Com | FoodServ | Com ¦ ENERGY STAR Fryer - Tier 1 Gas - Panel Upgrade | Com - Grocery | Energy Efficiency | 44518.8491 | 47466.7424 | 50364.5175 | 53860.8283 | 56770.8809 | 60871.7832 | 65267.8481 | 69749.4919 | 73919.8642 | 78854.9587 | 83826.6466 | 89268.2335 | 95423.5139
Scenario 3: Aggressive Fuel Sub | SDG&E | Com | FoodServ | Com ¦ ENERGY STAR Fryer - Fuel Sub - Panel Upgrade | Com - Grocery | Fuel Substitution | 15048299.8531 | 15829893.3401 | 16690839.3995 | 17624674.4116 | 18562890.382 | 19489548.9603 | 20572393.758 | 21795946.5042 | 23123823.4849 | 24571679.354 | 26037665.4972 | 27651215.6883 | 29368407.1972
Scenario 3: Aggressive Fuel Sub | SDG&E | Com | FoodServ | Com ¦ ENERGY STAR Steamer - Gas - Panel Upgrade | Com - Grocery | Energy Efficiency | 13202.6684 | 14078.9701 | 14940.9269 | 15980.8831 | 16847.2759 | 18067.459 | 19375.7226 | 20709.9088 | 21952.1829 | 23422.0722 | 24903.4129 | 26524.9567 | 28359.2156
Scenario 3: Aggressive Fuel Sub | SDG&E | Com | FoodServ | Com ¦ ENERGY STAR Steamer - Fuel Sub - Panel Upgrade | Com - Grocery | Fuel Substitution | 1292021.6755 | 1353593.9778 | 1420030.1395 | 1491165.3975 | 1564011.4719 | 1637947.381 | 1720632.6204 | 1811483.5274 | 1908973.6121 | 2013931.0324 | 2121897.108 | 2238844.345 | 2362948.8687
Scenario 3: Aggressive Fuel Sub | SDG&E | Com | FoodServ | Com ¦ ENERGY STAR Convection Oven - Gas - Panel Upgrade | Com - Grocery | Energy Efficiency | 18467.1036 | 19692.8222 | 20898.4759 | 22353.1044 | 23564.9629 | 25271.6821 | 27101.603 | 28967.783 | 30705.4018 | 32761.395 | 34833.4059 | 37101.5246 | 39667.1763
Scenario 3: Aggressive Fuel Sub | SDG&E | Com | FoodServ | Com ¦ ENERGY STAR Convection Oven - Fuel Sub - Panel Upgrade | Com - Grocery | Fuel Substitution | 2489839.8722 | 2621054.8648 | 2766066.8088 | 2923672.6269 | 3081546.2179 | 3236794.4955 | 3419480.9054 | 3626789.232 | 3852152.506 | 4098337.5809 | 4347025.1558 | 4621391.3479 | 4913501.9775
Scenario 3: Aggressive Fuel Sub | SDG&E | Com | FoodServ | Com ¦ ENERGY STAR Griddle - Gas - Panel Upgrade | Com - Grocery | Energy Efficiency | 21866.0021 | 23317.316 | 24744.8721 | 26467.2273 | 27902.1301 | 29922.9735 | 32089.6942 | 34299.3475 | 36356.7776 | 38791.1795 | 41244.5471 | 43930.1165 | 46967.9803
Scenario 3: Aggressive Fuel Sub | SDG&E | Com | FoodServ | Com ¦ ENERGY STAR Griddle - Fuel Sub - Panel Upgrade | Com - Grocery | Fuel Substitution | 3499308.8596 | 3689559.8382 | 3901257.4114 | 4132299.1901 | 4362309.6033 | 4586434.25 | 4854036.9782 | 5160373.7254 | 5494530.2858 | 5860939.4465 | 6229334.2399 | 6637708.9241 | 7072858.7197
Scenario 3: Aggressive Fuel Sub | SDG&E | Com | FoodServ | Com ¦ ENERGY STAR Combination Oven - Gas - Panel Upgrade | Com - Grocery | Energy Efficiency | 482.0131 | 514.0057 | 545.4747 | 583.4422 | 615.0732 | 659.6205 | 707.3836 | 756.0931 | 801.447 | 855.1108 | 909.1927 | 968.3933 | 1035.3598
Scenario 3: Aggressive Fuel Sub | SDG&E | Com | FoodServ | Com ¦ ENERGY STAR Combination Oven - Fuel Sub - Panel Upgrade | Com - Grocery | Fuel Substitution | 54119.4488 | 57404.1956 | 61141.2226 | 65273.8746 | 69308.0034 | 73122.2891 | 77897.3307 | 83513.65 | 89703.6268 | 96567.7362 | 103372.7227 | 111024.2212 | 119197.5388
Scenario 3: Aggressive Fuel Sub | SDG&E | Com | Lighting | Com ¦ LED Fixtures and Retrofit Kits - 140 lpw | Com - Grocery | Energy Efficiency | 587679.7329 | 603028.8111 | 614927.9628 | 623219.6227 | 633914.6845 | 647273.7042 | 650099.7214 | 646789.9526 | 641629.2069 | 632437.9255 | 629366.0211 | 620788.0506 | 609747.2145
Scenario 3: Aggressive Fuel Sub | PG&E | Com | AppPlug | Com ¦ Ozone Laundry System Retrofit | Com - Health | Energy Efficiency | 100813155.8423 | 105633659.0166 | 110946908.3341 | 116205523.3581 | 121885976.5709 | 119472213.803 | 145720125.3174 | 137599392.9287 | 144410281.9878 | 151504742.4627 | 158891534.4372 | 167093888.2053 | 175790480.9714
Scenario 3: Aggressive Fuel Sub | PG&E | Com | AppPlug | Com ¦ Com Modulating Dryer Valve | Com - Health | Energy Efficiency | 43986114.0354 | 46083632.0352 | 48280475.6403 | 50592527.9551 | 53028773.3962 | 54234763.1566 | 56881626.0141 | 59679312.6608 | 62636014.8336 | 65762209.3555 | 69070025.134 | 72574156.9624 | 76289731.7893
Scenario 3: Aggressive Fuel Sub | PG&E | Com | BldgEnv | Com ¦ Com Wall Insulation (R13) - Marine | Com - Health | Energy Efficiency | 1487001.5969 | 1555961.6398 | 1627907.5873 | 1703467.6022 | 1784289.5596 | 1871557.8562 | 1963323.8853 | 2060113.0009 | 2162355.8498 | 2270577.4781 | 2385082.9842 | 2505441.3327 | 2633054.3232
Scenario 3: Aggressive Fuel Sub | PG&E | Com | BldgEnv | Com ¦ Com Wall Insulation (R14) - Marine | Com - Health | Energy Efficiency | 3696.1866 | 3865.7229 | 4318.3982 | 4454.733 | 4752.4387 | 5076.8553 | 5401.8436 | 5733.126 | 6013.7392 | 6197.8372 | 6279.5731 | 6697.486 | 7160.7103
Scenario 3: Aggressive Fuel Sub | PG&E | Com | BldgEnv | Com ¦ Com Wall Insulation (R14) - Hot-Dry | Com - Health | Energy Efficiency | 1480425.6671 | 1542805.5259 | 1606683.3495 | 1672593.7425 | 1746270.3769 | 1831139.2091 | 1919144.6386 | 2011211.3708 | 2107898.8432 | 2210035.0757 | 2317682.2706 | 2428511.764 | 2546028.9676
Scenario 3: Aggressive Fuel Sub | PG&E | Com | BldgEnv | Com ¦ Com Wall Insulation (R14) - Cold | Com - Health | Energy Efficiency | 6873.7852 | 7191.3092 | 7523.4793 | 7870.6376 | 8243.2517 | 8436.5024 | 8850.1627 | 9285.0239 | 9745.1893 | 10231.752 | 10745.9501 | 11287.6182 | 11861.9321
Scenario 3: Aggressive Fuel Sub | PG&E | Com | HVAC | Com ¦ Small Unitary AC (SEER 18) - Marine | Com - Health | Energy Efficiency | 11378728.0391 | 11718895.2193 | 12036398.2603 | 12314706.1258 | 12658496.1084 | 13141086.9163 | 13585667.7131 | 14025836.296 | 14470471.0109 | 14927955.2001 | 15440793.2473 | 15935074.9146 | 16450750.6972
Scenario 3: Aggressive Fuel Sub | PG&E | Com | HVAC | Com ¦ Small Unitary AC (SEER 18) - Hot-Dry | Com - Health | Energy Efficiency | 10523435.0649 | 10828687.2933 | 11110171.7035 | 11352929.5673 | 11657216.9758 | 12094121.6479 | 12492525.0202 | 12884800.1807 | 13279522.7063 | 13684756.3864 | 14141491.741 | 14577230.2847 | 15031027.2034
Scenario 3: Aggressive Fuel Sub | PG&E | Com | HVAC | Com ¦ Small Unitary AC (SEER 18) - Cold | Com - Health | Energy Efficiency | 39761.5865 | 41195.8436 | 42624.6698 | 43981.635 | 45541.9451 | 47475.6127 | 49364.4436 | 51291.6626 | 53278.7139 | 55346.7308 | 57600.0674 | 59889.3397 | 62298.7682
Scenario 3: Aggressive Fuel Sub | PG&E | Com | HVAC | Com ¦ Ductless Mini Split Heat Pump (SEER 18) - Hot-Dry | Com - Health | Energy Efficiency | 724589.0261 | 743288.5706 | 759315.914 | 771966.9756 | 789622.4933 | 815186.7723 | 834801.3733 | 852177.0929 | 868270.8489 | 883396.0822 | 903369.4119 | 919027.5039 | 934386.3666
Scenario 3: Aggressive Fuel Sub | PG&E | Com | HVAC | Com ¦ Ductless Mini Split Heat Pump (SEER 18) - Marine | Com - Health | Energy Efficiency | 873377.3586 | 895916.6992 | 915235.1242 | 930483.9762 | 951764.9076 | 982578.5988 | 1006220.8951 | 1027164.5742 | 1046563.0492 | 1064794.1235 | 1088868.8104 | 1107742.1614 | 1126254.8389
Scenario 3: Aggressive Fuel Sub | PG&E | Com | HVAC | Com ¦ Ductless Mini Split Heat Pump (SEER 18) - Cold | Com - Health | Energy Efficiency | 1930.7957 | 1980.624 | 2023.3316 | 2057.0426 | 2104.0889 | 2172.2094 | 2224.476 | 2270.7767 | 2313.6614 | 2353.9652 | 2407.1877 | 2448.9114 | 2489.8379
Scenario 3: Aggressive Fuel Sub | PG&E | Com | HVAC | Com ¦ HVAC Energy Management System (Elec SC and Gas SH) - Marine | Com - Health | Energy Efficiency | 8378499.24 | 8720456.2745 | 9087660.8471 | 9433295.1248 | 9836199.9563 | 10310152.524 | 10799023.8398 | 11303025.1592 | 11823069.4379 | 12361157.3742 | 12940417.2558 | 13552585.217 | 14199903.6339
Scenario 3: Aggressive Fuel Sub | PG&E | Com | HVAC | Com ¦ HVAC Energy Management System (Elec SC and Gas SH) - Hot-Dry | Com - Health | Energy Efficiency | 6181825.4928 | 6432302.1154 | 6700816.5091 | 6952930.1839 | 7247926.9424 | 7596730.4342 | 7956168.9613 | 8326332.6762 | 8708020.352 | 9102827.8427 | 9528496.3424 | 9977371.6959 | 10451904.9212
Scenario 3: Aggressive Fuel Sub | PG&E | Com | HVAC | Com ¦ HVAC Energy Management System (Elec SC and Gas SH) - Cold | Com - Health | Energy Efficiency | 20316.5244 | 21166.7813 | 22077.2777 | 22946.7723 | 23944.6262 | 24562.7328 | 25735.0522 | 26897.0976 | 28148.1208 | 29445.9631 | 30837.0375 | 32321.0028 | 33887.2317
Scenario 3: Aggressive Fuel Sub | PG&E | Com | HVAC | Com ¦ HVAC Fan Variable Frequency Drive (VFD) - Marine | Com - Health | Energy Efficiency | 951029.8662 | 954760.8354 | 947800.3386 | 931685.7118 | 933276.2931 | 969846.694 | 1001253.1497 | 1026016.5917 | 1047037.7101 | 1067112.1456 | 1102041.3401 | 1117971.6412 | 1132500.5927
Scenario 3: Aggressive Fuel Sub | PG&E | Com | HVAC | Com ¦ HVAC Fan Variable Frequency Drive (VFD) - Hot-Dry | Com - Health | Energy Efficiency | 729682.1111 | 730838.407 | 723262.4179 | 708183.9942 | 707301.7878 | 734568.2514 | 757532.647 | 774990.9665 | 789277.9653 | 802642.1128 | 827842.9123 | 837509.3529 | 845850.2851
Scenario 3: Aggressive Fuel Sub | PG&E | Com | HVAC | Com ¦ HVAC Fan Variable Frequency Drive (VFD) - Cold | Com - Health | Energy Efficiency | 1501.2242 | 0 | 0 | 0 | 0 | 0 | 0 | 0 | 0 | 0 | 0 | 0 | 0
Scenario 3: Aggressive Fuel Sub | PG&E | Com | HVAC | Com ¦ Large Packaged Heat Pump (IEER 14.0) - Fuel Sub - ZEAS 2030 - Marine | Com - Health | Fuel Substitution | 3029396.4837 | 3224429.2773 | 3439813.3324 | 3674712.0748 | 3915241.5802 | 0 | 0 | 0 | 0 | 0 | 0 | 0 | 0
Scenario 3: Aggressive Fuel Sub | PG&E | Com | HVAC | Com ¦ Large Packaged Heat Pump (IEER 14.0) - Fuel Sub - ZEAS 2030 - Hot-Dry | Com - Health | Fuel Substitution | 2688944.0624 | 2860381.8682 | 3049609.2299 | 3255904.0087 | 3467186.4464 | 0 | 0 | 0 | 0 | 0 | 0 | 0 | 0
Scenario 3: Aggressive Fuel Sub | PG&E | Com | HVAC | Com ¦ Large Packaged Heat Pump (IEER 14.0) - Fuel Sub - ZEAS 2030 - Cold | Com - Health | Fuel Substitution | 17105.1065 | 18197.2888 | 19410.2319 | 20737.7269 | 22090.1803 | 0 | 0 | 0 | 0 | 0 | 0 | 0 | 0
Scenario 3: Aggressive Fuel Sub | PG&E | Com | HVAC | Com ¦ Large Packaged Heat Pump (IEER 14.0) - Fuel Sub - Panel Upgrade - ZEAS 2030 - Marine | Com - Health | Fuel Substitution | 692220.8181 | 736786.0511 | 786001.5723 | 839676.2235 | 894637.511 | 0 | 0 | 0 | 0 | 0 | 0 | 0 | 0
Scenario 3: Aggressive Fuel Sub | PG&E | Com | HVAC | Com ¦ Large Packaged Heat Pump (IEER 14.0) - Fuel Sub - Panel Upgrade - ZEAS 2030 - Hot-Dry | Com - Health | Fuel Substitution | 614427.0216 | 653600.7709 | 696839.4555 | 743978.0659 | 792256.3624 | 0 | 0 | 0 | 0 | 0 | 0 | 0 | 0
Scenario 3: Aggressive Fuel Sub | PG&E | Com | HVAC | Com ¦ Large Packaged Heat Pump (IEER 14.0) - Fuel Sub - Panel Upgrade - ZEAS 2030 - Cold | Com - Health | Fuel Substitution | 3908.5379 | 4158.1029 | 4435.2618 | 4738.5961 | 5047.6333 | 0 | 0 | 0 | 0 | 0 | 0 | 0 | 0
Scenario 3: Aggressive Fuel Sub | PG&E | Com | HVAC | Com ¦ Small Packaged Heat Pump (SEER 16) - Fuel Sub - ZEAS 2030 - Hot-Dry | Com - Health | Fuel Substitution | 0 | 0 | 0 | 0 | 0 | 464528.6655 | 475976.2315 | 486018.3897 | 495341.6638 | 504200.0857 | 516255.4169 | 525134.093 | 533785.5089
Scenario 3: Aggressive Fuel Sub | PG&E | Com | HVAC | Com ¦ Small Packaged Heat Pump (SEER 16) - Fuel Sub - ZEAS 2030 - Cold | Com - Health | Fuel Substitution | 0 | 0 | 0 | 0 | 0 | 1333.7009 | 1366.5002 | 1395.2922 | 1422.0355 | 1447.4549 | 1481.9976 | 1507.4797 | 1532.3159
Scenario 3: Aggressive Fuel Sub | PG&E | Com | HVAC | Com ¦ Small Packaged Heat Pump (SEER 17) - Fuel Sub - ZEAS 2030 - Marine | Com - Health | Fuel Substitution | 0 | 0 | 0 | 0 | 0 | 0 | 0 | 0 | 0 | 0 | 0 | 0 | 0
Scenario 3: Aggressive Fuel Sub | PG&E | Com | HVAC | Com ¦ Small Packaged Heat Pump (SEER 18) - Fuel Sub - ZEAS 2030 - Marine | Com - Health | Fuel Substitution | 1567896.0985 | 1640609.1529 | 1715705.964 | 1793864.7506 | 1878025.369 | 0 | 0 | 0 | 0 | 0 | 0 | 0 | 0
Scenario 3: Aggressive Fuel Sub | PG&E | Com | HVAC | Com ¦ Small Packaged Heat Pump (SEER 18) - Fuel Sub - ZEAS 2030 - Hot-Dry | Com - Health | Fuel Substitution | 1390114.9107 | 1454050.524 | 1519977.3616 | 1588510.8469 | 1662394.7346 | 0 | 0 | 0 | 0 | 0 | 0 | 0 | 0
Scenario 3: Aggressive Fuel Sub | PG&E | Com | HVAC | Com ¦ Small Packaged Heat Pump (SEER 18) - Fuel Sub - ZEAS 2030 - Cold | Com - Health | Fuel Substitution | 6830.1853 | 7179.7026 | 7551.0429 | 7945.4399 | 8360.5672 | 0 | 0 | 0 | 0 | 0 | 0 | 0 | 0
Scenario 3: Aggressive Fuel Sub | PG&E | Com | HVAC | Com ¦ Small Packaged Heat Pump (SEER 16) - Fuel Sub - Panel Upgrade - ZEAS 2030 - Hot-Dry | Com - Health | Fuel Substitution | 0 | 0 | 0 | 0 | 0 | 106145.3707 | 108761.1536 | 111055.7991 | 113186.1787 | 115210.339 | 117964.997 | 119993.7854 | 121970.6445
Scenario 3: Aggressive Fuel Sub | PG&E | Com | HVAC | Com ¦ Small Packaged Heat Pump (SEER 16) - Fuel Sub - Panel Upgrade - ZEAS 2030 - Cold | Com - Health | Fuel Substitution | 0 | 0 | 0 | 0 | 0 | 304.7523 | 312.247 | 318.826 | 324.9368 | 330.7452 | 338.6383 | 344.461 | 350.1361
Scenario 3: Aggressive Fuel Sub | PG&E | Com | HVAC | Com ¦ Small Packaged Heat Pump (SEER 17) - Fuel Sub - Panel Upgrade - ZEAS 2030 - Marine | Com - Health | Fuel Substitution | 0 | 0 | 0 | 0 | 0 | 0 | 0 | 0 | 0 | 0 | 0 | 0 | 0
Scenario 3: Aggressive Fuel Sub | PG&E | Com | HVAC | Com ¦ Small Packaged Heat Pump (SEER 18) - Fuel Sub - Panel Upgrade - ZEAS 2030 - Marine | Com - Health | Fuel Substitution | 358266.1847 | 374881.2069 | 392040.9205 | 409900.2993 | 429131.104 | 0 | 0 | 0 | 0 | 0 | 0 | 0 | 0
Scenario 3: Aggressive Fuel Sub | PG&E | Com | HVAC | Com ¦ Small Packaged Heat Pump (SEER 18) - Fuel Sub - Panel Upgrade - ZEAS 2030 - Hot-Dry | Com - Health | Fuel Substitution | 317642.9649 | 332252.331 | 347316.6944 | 362976.68 | 379859.2391 | 0 | 0 | 0 | 0 | 0 | 0 | 0 | 0
Scenario 3: Aggressive Fuel Sub | PG&E | Com | HVAC | Com ¦ Small Packaged Heat Pump (SEER 18) - Fuel Sub - Panel Upgrade - ZEAS 2030 - Cold | Com - Health | Fuel Substitution | 1560.7057 | 1640.5709 | 1725.4226 | 1815.5428 | 1910.3999 | 0 | 0 | 0 | 0 | 0 | 0 | 0 | 0
Scenario 3: Aggressive Fuel Sub | PG&E | Com | HVAC | Com ¦ Efficient Hot Water Boilers (94% eff.) - ZEAS 2030 - Marine | Com - Health | Energy Efficiency | 1588836.9753 | 1668472.6829 | 1754146.3444 | 1842863.5588 | 1937601.3465 | 0 | 0 | 0 | 0 | 0 | 0 | 0 | 0
Scenario 3: Aggressive Fuel Sub | PG&E | Com | HVAC | Com ¦ Efficient Hot Water Boilers (94% eff.) - ZEAS 2030 - Hot-Dry | Com - Health | Energy Efficiency | 1069137.5141 | 1122724.8385 | 1180375.1368 | 1240073.4593 | 1303823.06 | 0 | 0 | 0 | 0 | 0 | 0 | 0 | 0
Scenario 3: Aggressive Fuel Sub | PG&E | Com | HVAC | Com ¦ Efficient Hot Water Boilers (94% eff.) - ZEAS 2030 - Cold | Com - Health | Energy Efficiency | 2547.1729 | 2674.8423 | 2812.1916 | 2954.4202 | 3106.3008 | 0 | 0 | 0 | 0 | 0 | 0 | 0 | 0
Scenario 3: Aggressive Fuel Sub | PG&E | Com | WaterHeat | Com ¦ Com Heat Pump Water Heater (3.3 UEF - 50 Gal) - Marine | Com - Health | Energy Efficiency | 9230747.8323 | 9610873.1379 | 9985772.3782 | 10337187.8688 | 10758176.3136 | 11227002.5641 | 11577603.4851 | 11869463.3269 | 12125316.2651 | 12358015.8612 | 12694122.6852 | 12988345.7118 | 13266798.4195
Scenario 3: Aggressive Fuel Sub | PG&E | Com | WaterHeat | Com ¦ Com Heat Pump Water Heater (3.3 UEF - 50 Gal) - Hot-Dry | Com - Health | Energy Efficiency | 6806244.9599 | 7086746.798 | 7363378.7719 | 7622681.053 | 7933342.1386 | 8279319.3417 | 8538008.1757 | 8753325.9264 | 8942058.8302 | 9113697.723 | 9361682.6902 | 9578733.7239 | 9784138.15
Scenario 3: Aggressive Fuel Sub | PG&E | Com | WaterHeat | Com ¦ Com Heat Pump Water Heater (3.3 UEF - 50 Gal) - Cold | Com - Health | Energy Efficiency | 20617.6426 | 21466.6449 | 22303.9774 | 23088.8595 | 24029.1279 | 25076.2382 | 25859.3032 | 26511.1756 | 27082.6299 | 27602.3732 | 28353.0674 | 29010.2198 | 29632.1511
Scenario 3: Aggressive Fuel Sub | PG&E | Com | WaterHeat | Com ¦ Com Hot Water Tank Insulation - Marine | Com - Health | Energy Efficiency | 51958.3516 | 54436.4448 | 57025.5623 | 59749.4479 | 62618.3582 | 64031.8149 | 67145.1205 | 70435.1615 | 73912.6137 | 77588.683 | 81474.5116 | 85588.8913 | 89952.0548
Scenario 3: Aggressive Fuel Sub | PG&E | Com | WaterHeat | Com ¦ Com Hot Water Tank Insulation - Hot-Dry | Com - Health | Energy Efficiency | 36611.9317 | 38358.0952 | 40182.4909 | 42101.8496 | 44123.3985 | 45119.3766 | 47313.1362 | 49631.4306 | 52081.7825 | 54672.0878 | 57410.198 | 60309.3544 | 63383.8138
Scenario 3: Aggressive Fuel Sub | PG&E | Com | WaterHeat | Com ¦ Com Hot Water Tank Insulation - Cold | Com - Health | Energy Efficiency | 74.7105 | 78.2737 | 81.9965 | 85.9132 | 90.0384 | 92.0708 | 96.5474 | 101.2781 | 106.2783 | 111.5641 | 117.1515 | 123.0675 | 129.3413
Scenario 3: Aggressive Fuel Sub | PG&E | Com | WaterHeat | Com ¦ Faucet Aerators (Elec WH) - Marine | Com - Health | Energy Efficiency | 0 | 0 | 0 | 0 | 0 | 0 | 0 | 0 | 0 | 0 | 0 | 0 | 0
Scenario 3: Aggressive Fuel Sub | PG&E | Com | WaterHeat | Com ¦ Faucet Aerators (Elec WH) - Hot-Dry | Com - Health | Energy Efficiency | 0 | 0 | 0 | 0 | 0 | 0 | 0 | 0 | 0 | 0 | 0 | 0 | 0
Scenario 3: Aggressive Fuel Sub | PG&E | Com | WaterHeat | Com ¦ Faucet Aerators (Elec WH) - Cold | Com - Health | Energy Efficiency | 0 | 0 | 0 | 0 | 0 | 0 | 0 | 0 | 0 | 0 | 0 | 0 | 0
Scenario 3: Aggressive Fuel Sub | PG&E | Com | WaterHeat | Com ¦ Low-flow Pre-Rinse Spray Valve - Marine | Com - Health | Energy Efficiency | 9502.9187 | 9957.3964 | 10443.4056 | 10943.9334 | 11476.5992 | 11562.6978 | 12830.6845 | 12940.7148 | 13585.301 | 14263.8624 | 14978.2718 | 15748.1006 | 16564.2093
Scenario 3: Aggressive Fuel Sub | PG&E | Com | WaterHeat | Com ¦ Low-flow Pre-Rinse Spray Valve - Hot-Dry | Com - Health | Energy Efficiency | 6567.6311 | 6881.7285 | 7217.6178 | 7563.5412 | 7931.6758 | 7991.18 | 8867.5075 | 8943.5513 | 9389.036 | 9858.0015 | 10351.7421 | 10883.7841 | 11447.8109
Scenario 3: Aggressive Fuel Sub | PG&E | Com | WaterHeat | Com ¦ Low-flow Pre-Rinse Spray Valve - Cold | Com - Health | Energy Efficiency | 14.2493 | 14.9308 | 15.6596 | 16.4101 | 17.2088 | 17.3379 | 19.2392 | 19.4042 | 20.3708 | 21.3882 | 22.4595 | 23.6138 | 24.8375
Scenario 3: Aggressive Fuel Sub | PG&E | Com | WaterHeat | Com ¦ Com Hot Water Pipe Insulation - Marine | Com - Health | Energy Efficiency | 10011034.5806 | 10488567.9453 | 10988956.2983 | 11515653.4691 | 12070797.7031 | 12345987.6158 | 12949296.0135 | 13586953.3768 | 14260854.927 | 14973568.4952 | 15727852.9473 | 16526959.5629 | 17374242.2467
Scenario 3: Aggressive Fuel Sub | PG&E | Com | WaterHeat | Com ¦ Com Hot Water Pipe Insulation - Hot-Dry | Com - Health | Energy Efficiency | 5983684.524 | 6269110.4689 | 6568197.0438 | 6883008.6334 | 7214823.286 | 7379306.7476 | 7739909.5498 | 8121043.0346 | 8523839.9927 | 8949835.2396 | 9400677.7741 | 9878310.9148 | 10384739.3206
Scenario 3: Aggressive Fuel Sub | PG&E | Com | WaterHeat | Com ¦ Com Hot Water Pipe Insulation - Cold | Com - Health | Energy Efficiency | 12578.3631 | 13178.3599 | 13807.0728 | 14468.8414 | 15166.3523 | 15512.1146 | 16270.1413 | 17071.3259 | 17918.0494 | 18813.5383 | 19761.2589 | 20765.2963 | 21829.8645
Scenario 3: Aggressive Fuel Sub | PG&E | Com | WaterHeat | Com ¦ Com Efficient Tankless Gas Water Heater (0.87 UEF - High Draw) - ZEAS 2030 - Marine | Com - Health | Energy Efficiency | 139047.8584 | 145577.2216 | 162810.3925 | 168148.3747 | 179560.2079 | 0 | 0 | 0 | 0 | 0 | 0 | 0 | 0
Scenario 3: Aggressive Fuel Sub | PG&E | Com | WaterHeat | Com ¦ Com Efficient Tankless Gas Water Heater (0.87 UEF - High Draw) - ZEAS 2030 - Hot-Dry | Com - Health | Energy Efficiency | 103865.97 | 108743.2318 | 121616.0046 | 125603.3023 | 134127.6438 | 0 | 0 | 0 | 0 | 0 | 0 | 0 | 0
Scenario 3: Aggressive Fuel Sub | PG&E | Com | WaterHeat | Com ¦ Com Efficient Tankless Gas Water Heater (0.87 UEF - High Draw) - ZEAS 2030 - Cold | Com - Health | Energy Efficiency | 614.089 | 646.5094 | 722.205 | 749.6122 | 800.5385 | 0 | 0 | 0 | 0 | 0 | 0 | 0 | 0
Scenario 3: Aggressive Fuel Sub | PG&E | Com | WaterHeat | Com ¦ Com Heat Pump Water Heater (3.75 UEF - 50 Gal) - Fuel Sub - ZEAS 2030 - Marine | Com - Health | Fuel Substitution | 31061017.9017 | 32737835.6767 | 34574748.4723 | 36577404.0725 | 38611516.2937 | 25380770.7937 | 26167883.9217 | 26823346.1097 | 27402682.4849 | 27937779.2996 | 28714158.9361 | 29373850.0827 | 29996671.1963
Scenario 3: Aggressive Fuel Sub | PG&E | Com | WaterHeat | Com ¦ Com Heat Pump Water Heater (3.75 UEF - 50 Gal) - Fuel Sub - ZEAS 2030 - Hot-Dry | Com - Health | Fuel Substitution | 23008312.0087 | 24253248.588 | 25618017.4838 | 27106774.9097 | 28617832.3789 | 18714709.0762 | 19295382.8703 | 19778873.1672 | 20206165.6802 | 20600797.1145 | 21173525.3729 | 21660114.2733 | 22119481.6144
Scenario 3: Aggressive Fuel Sub | PG&E | Com | WaterHeat | Com ¦ Com Heat Pump Water Heater (3.75 UEF - 50 Gal) - Fuel Sub - ZEAS 2030 - Cold | Com - Health | Fuel Substitution | 137058.2806 | 144511.0884 | 152710.8459 | 161681.1603 | 170750.7221 | 109364.0696 | 112742.0126 | 115557.8548 | 118048.7821 | 120351.0045 | 123684.1657 | 126519.1576 | 129196.9379
Scenario 3: Aggressive Fuel Sub | PG&E | Com | WaterHeat | Com ¦ Com Efficient Tankless Gas Water Heater (0.87 UEF - High Draw) - Panel Upgrade - ZEAS 2030 - Marine | Com - Health | Energy Efficiency | 115363.8825 | 120781.1014 | 135078.9521 | 139507.7175 | 148975.7769 | 0 | 0 | 0 | 0 | 0 | 0 | 0 | 0
Scenario 3: Aggressive Fuel Sub | PG&E | Com | WaterHeat | Com ¦ Com Efficient Tankless Gas Water Heater (0.87 UEF - High Draw) - Panel Upgrade - ZEAS 2030 - Hot-Dry | Com - Health | Energy Efficiency | 86174.5135 | 90221.033 | 100901.1907 | 104209.3332 | 111281.7265 | 0 | 0 | 0 | 0 | 0 | 0 | 0 | 0
Scenario 3: Aggressive Fuel Sub | PG&E | Com | WaterHeat | Com ¦ Com Efficient Tankless Gas Water Heater (0.87 UEF - High Draw) - Panel Upgrade - ZEAS 2030 - Cold | Com - Health | Energy Efficiency | 509.4914 | 536.3897 | 599.1921 | 621.931 | 664.183 | 0 | 0 | 0 | 0 | 0 | 0 | 0 | 0
Scenario 3: Aggressive Fuel Sub | PG&E | Com | WaterHeat | Com ¦ Com Heat Pump Water Heater (3.75 UEF - 50 Gal) - Fuel Sub - Panel Upgrade - ZEAS 2030 - Marine | Com - Health | Fuel Substitution | 25770404.9624 | 27161610.9186 | 28685642.9633 | 30347186.8954 | 32034829.4525 | 21057672.4717 | 21710716.8801 | 22254534.4097 | 22735192.6111 | 23179146.5618 | 23823285.7108 | 24370611.8818 | 24887348.0804
Scenario 3: Aggressive Fuel Sub | PG&E | Com | WaterHeat | Com ¦ Com Heat Pump Water Heater (3.75 UEF - 50 Gal) - Fuel Sub - Panel Upgrade - ZEAS 2030 - Hot-Dry | Com - Health | Fuel Substitution | 19089313.8094 | 20122200.7516 | 21254509.0113 | 22489686.8756 | 23743366.4243 | 15527038.8489 | 16008806.6671 | 16409944.2211 | 16764456.1413 | 17091870.1335 | 17567045.7764 | 17970754.1498 | 18351877.6031
Scenario 3: Aggressive Fuel Sub | PG&E | Com | WaterHeat | Com ¦ Com Heat Pump Water Heater (3.75 UEF - 50 Gal) - Fuel Sub - Panel Upgrade - ZEAS 2030 - Cold | Com - Health | Fuel Substitution | 113713.1889 | 119896.5624 | 126699.6578 | 134142.0615 | 141666.8079 | 90736.1237 | 93538.7028 | 95874.9235 | 97941.572 | 99851.6575 | 102617.0825 | 104969.1912 | 107190.8661
Scenario 3: Aggressive Fuel Sub | PG&E | Com | WaterHeat | Com ¦ Com Heat Pump Water Heater (100+ Gal, 200+ kBtuh - 4.3 COP) - Fuel Sub - ZEAS 2030 - Marine | Com - Health | Fuel Substitution | 11446702.6904 | 12060782.7359 | 12728230.8404 | 13451350.0007 | 14192198.0784 | 0 | 0 | 0 | 0 | 0 | 0 | 0 | 0
Scenario 3: Aggressive Fuel Sub | PG&E | Com | WaterHeat | Com ¦ Com Heat Pump Water Heater (100+ Gal, 200+ kBtuh - 4.3 COP) - Fuel Sub - ZEAS 2030 - Hot-Dry | Com - Health | Fuel Substitution | 8459042.7029 | 8914113.2247 | 9409029.7161 | 9945488.7748 | 10494781.1781 | 0 | 0 | 0 | 0 | 0 | 0 | 0 | 0
Scenario 3: Aggressive Fuel Sub | PG&E | Com | WaterHeat | Com ¦ Com Heat Pump Water Heater (100+ Gal, 200+ kBtuh - 4.3 COP) - Fuel Sub - ZEAS 2030 - Cold | Com - Health | Fuel Substitution | 25435.3843 | 26809.978 | 28308.7783 | 29936.7488 | 31599.0923 | 0 | 0 | 0 | 0 | 0 | 0 | 0 | 0
Scenario 3: Aggressive Fuel Sub | PG&E | Com | WaterHeat | Com ¦ Com Heat Pump Water Heater (100+ Gal, 200+ kBtuh - 4.3 COP) - Fuel Sub - Panel Upgrade - ZEAS 2030 - Marine | Com - Health | Fuel Substitution | 9496989.5948 | 10006473.5885 | 10560235.4775 | 11160185.9896 | 11774845.6584 | 0 | 0 | 0 | 0 | 0 | 0 | 0 | 0
Scenario 3: Aggressive Fuel Sub | PG&E | Com | WaterHeat | Com ¦ Com Heat Pump Water Heater (100+ Gal, 200+ kBtuh - 4.3 COP) - Fuel Sub - Panel Upgrade - ZEAS 2030 - Hot-Dry | Com - Health | Fuel Substitution | 7018216.748 | 7395775.2579 | 7806392.7864 | 8251476.9505 | 8707208.5599 | 0 | 0 | 0 | 0 | 0 | 0 | 0 | 0
Scenario 3: Aggressive Fuel Sub | PG&E | Com | WaterHeat | Com ¦ Com Heat Pump Water Heater (100+ Gal, 200+ kBtuh - 4.3 COP) - Fuel Sub - Panel Upgrade - ZEAS 2030 - Cold | Com - Health | Fuel Substitution | 21102.9837 | 22243.4433 | 23486.9534 | 24837.6323 | 26216.8293 | 0 | 0 | 0 | 0 | 0 | 0 | 0 | 0
Scenario 3: Aggressive Fuel Sub | PG&E | Com | WaterHeat | Com ¦ Efficient Gas Water Heating Boiler (0.92 UEF) - ZEAS 2030 - Marine | Com - Health | Energy Efficiency | 11395084.715 | 11966065.7994 | 12580299.2164 | 13216314.6211 | 13895524.5786 | 0 | 0 | 0 | 0 | 0 | 0 | 0 | 0
Scenario 3: Aggressive Fuel Sub | PG&E | Com | WaterHeat | Com ¦ Efficient Gas Water Heating Boiler (0.92 UEF) - ZEAS 2030 - Hot-Dry | Com - Health | Energy Efficiency | 8059673.8298 | 8463525.0656 | 8897968.3496 | 9347817.8442 | 9828218.6008 | 0 | 0 | 0 | 0 | 0 | 0 | 0 | 0
Scenario 3: Aggressive Fuel Sub | PG&E | Com | WaterHeat | Com ¦ Efficient Gas Water Heating Boiler (0.92 UEF) - ZEAS 2030 - Cold | Com - Health | Energy Efficiency | 16635.0486 | 17468.5925 | 18365.2782 | 19293.7623 | 20285.3038 | 0 | 0 | 0 | 0 | 0 | 0 | 0 | 0
Scenario 3: Aggressive Fuel Sub | PG&E | Com | ComRefrig | Com ¦ ENERGY STAR ULT Freezer - Hot-Dry | Com - Health | Energy Efficiency | 0 | 0 | 0 | 0 | 0 | 0 | 0 | 0 | 0 | 0 | 0 | 0 | 0
Scenario 3: Aggressive Fuel Sub | PG&E | Com | FoodServ | Com ¦ ENERGY STAR Dishwasher - Tier 1 | Com - Health | Energy Efficiency | 0 | 0 | 0 | 0 | 0 | 0 | 0 | 0 | 0 | 0 | 0 | 0 | 0
Scenario 3: Aggressive Fuel Sub | PG&E | Com | FoodServ | Com ¦ ENERGY STAR Dishwasher - Tier 2 | Com - Health | Energy Efficiency | 629910.9874 | 659043.3567 | 689781.8476 | 720836.4961 | 754540.8217 | 790742.8098 | 827439.2388 | 865521.255 | 905146.568 | 946500.117 | 991105.1874 | 1038175.2634 | 1087781.9979
Scenario 3: Aggressive Fuel Sub | PG&E | Com | FoodServ | Com ¦ ENERGY STAR Combination Oven - Electric | Com - Health | Energy Efficiency | 326937.2373 | 338808.4714 | 349995.0136 | 360412.1541 | 373629.6019 | 389749.0948 | 402185.9199 | 412712.3182 | 421541.9858 | 429489.0506 | 440755.118 | 450073.6244 | 458956.1561
Scenario 3: Aggressive Fuel Sub | PG&E | Com | FoodServ | Com ¦ ENERGY STAR Steamer - Electric | Com - Health | Energy Efficiency | 0 | 0 | 0 | 0 | 524079.3782 | 546689.7222 | 564134.4951 | 578899.568 | 591284.686 | 602431.8026 | 618234.3878 | 631305.1857 | 643764.4547
Scenario 3: Aggressive Fuel Sub | PG&E | Com | FoodServ | Com ¦ ENERGY STAR Conveyor Broiler - Gas | Com - Health | Energy Efficiency | 147923.6446 | 154810.6721 | 162100.8884 | 169527.6194 | 177622.1441 | 186351.8687 | 195223.97 | 204407.8196 | 213922.4799 | 223841.7284 | 234522.1453 | 245806.8479 | 257713.7133
Scenario 3: Aggressive Fuel Sub | PG&E | Com | FoodServ | Com ¦ ENERGY STAR Conveyor Oven - Gas | Com - Health | Energy Efficiency | 562972.7406 | 590418.9606 | 619890.3028 | 650335.3532 | 682800.5846 | 688770.5459 | 765272.8554 | 772844.9351 | 812422.4891 | 854143.5999 | 898126.1162 | 945548.7782 | 995871.4761
Scenario 3: Aggressive Fuel Sub | PG&E | Com | FoodServ | Com ¦ ENERGY STAR Convection Oven - Electric | Com - Health | Energy Efficiency | 1703637.2905 | 1786550.4078 | 1875798.0428 | 1967767.3323 | 2066006.4384 | 2169953.499 | 2279829.8343 | 2396086.0234 | 2518757.5022 | 2647995.3128 | 2784243.1849 | 2930973.7303 | 3086813.1684
Scenario 3: Aggressive Fuel Sub | PG&E | Com | FoodServ | Com ¦ High Performance Conveyor Toaster | Com - Health | Energy Efficiency | 377843.9931 | 391563.6737 | 404492.0504 | 416531.2235 | 431806.7342 | 450436.1616 | 464809.5004 | 476974.9435 | 487179.4614 | 496363.948 | 509384.2327 | 520153.7054 | 530419.3187
Scenario 3: Aggressive Fuel Sub | PG&E | Com | FoodServ | Com ¦ ENERGY STAR Rack Oven - Gas | Com - Health | Energy Efficiency | 239975.1051 | 251674.4452 | 264237.0222 | 277214.6562 | 291053.4209 | 293598.2015 | 326208.3946 | 329436.1008 | 346306.5938 | 364090.8082 | 382838.9788 | 403053.5602 | 424504.323
Scenario 3: Aggressive Fuel Sub | PG&E | Com | FoodServ | Com ¦ Electric Deck Oven (60% cooking efficiency) | Com - Health | Energy Efficiency | 28990.966 | 30043.6407 | 31035.6007 | 31959.3344 | 33131.3838 | 34560.7703 | 35663.5984 | 36597.0205 | 37379.9861 | 38084.6873 | 39083.6992 | 39910.0122 | 40697.6655
Scenario 3: Aggressive Fuel Sub | PG&E | Com | FoodServ | Com ¦ Demand Controlled Ventilation (DCV) Exhaust Hood | Com - Health | Energy Efficiency | 164840.3586 | 170692.3132 | 188376.7101 | 191687.9952 | 202181.474 | 214284.9155 | 225450.3954 | 236304.4864 | 244641.1672 | 248748.9671 | 249188.1126 | 262239.325 | 276622.9481
Scenario 3: Aggressive Fuel Sub | PG&E | Com | FoodServ | Com ¦ ENERGY STAR Ice Machine | Com - Health | Energy Efficiency | 43865.3519 | 45483.6593 | 46990.8752 | 48354.1941 | 50161.4961 | 52489.2524 | 54308.972 | 55913.2722 | 57317.2548 | 58540.3331 | 60169.7671 | 61448.0143 | 62652.4954
Scenario 3: Aggressive Fuel Sub | PG&E | Com | FoodServ | Com ¦ ENERGY STAR Griddle - Electric | Com - Health | Energy Efficiency | 56656.6307 | 58713.8577 | 60652.431 | 62457.6707 | 64748.19 | 67541.6196 | 69696.8608 | 71521.0344 | 73051.1728 | 74428.3604 | 76380.715 | 77995.5668 | 79534.8662
Scenario 3: Aggressive Fuel Sub | PG&E | Com | FoodServ | Com ¦ ENERGY STAR Fryer - Tier 1 Gas | Com - Health | Energy Efficiency | 14184.3695 | 14827.7401 | 16556.1675 | 17070.486 | 18198.4578 | 19419.2406 | 20640.2989 | 21883.1047 | 22930.0823 | 23606.5654 | 0 | 0 | 0
Scenario 3: Aggressive Fuel Sub | PG&E | Com | FoodServ | Com ¦ ENERGY STAR Fryer - Tier 2 Gas | Com - Health | Energy Efficiency | 0 | 0 | 0 | 0 | 0 | 0 | 0 | 0 | 0 | 0 | 36252.1061 | 38629.1375 | 41263.6638
Scenario 3: Aggressive Fuel Sub | PG&E | Com | FoodServ | Com ¦ ENERGY STAR Fryer - Fuel Sub | Com - Health | Fuel Substitution | 5502137.2888 | 5810374.6952 | 6151951.4726 | 6522344.9109 | 6893797.4515 | 7265435.5233 | 7704402.3743 | 8195282.3097 | 8737481.18 | 9324857.3814 | 9918185.9739 | 10577196.0418 | 11286675.0756
Scenario 3: Aggressive Fuel Sub | PG&E | Com | FoodServ | Com ¦ ENERGY STAR Steamer - Gas | Com - Health | Energy Efficiency | 14935.446 | 15615.2236 | 17438.3707 | 17983.2558 | 19174.9733 | 20464.9572 | 21755.7241 | 23069.9377 | 24178.1966 | 24896.1524 | 25201.9141 | 26859.4831 | 28696.7606
Scenario 3: Aggressive Fuel Sub | PG&E | Com | FoodServ | Com ¦ ENERGY STAR Steamer - Fuel Sub | Com - Health | Fuel Substitution | 1707268.4608 | 1796860.3346 | 1893964.7855 | 1998065.3044 | 2104897.2593 | 2214494.3377 | 2337772.2859 | 2472472.0567 | 2618704.5881 | 2775714.6233 | 2937472.6645 | 3113785.5592 | 3302507.7022
Scenario 3: Aggressive Fuel Sub | PG&E | Com | FoodServ | Com ¦ ENERGY STAR Convection Oven - Gas | Com - Health | Energy Efficiency | 10494.8635 | 10972.5307 | 12253.6227 | 12636.5034 | 13473.9014 | 14380.3494 | 15287.3475 | 16210.8213 | 16989.5745 | 17494.0689 | 17708.922 | 18873.6652 | 20164.6863
Scenario 3: Aggressive Fuel Sub | PG&E | Com | FoodServ | Com ¦ ENERGY STAR Convection Oven - Fuel Sub | Com - Health | Fuel Substitution | 1617077.4207 | 1708709.5196 | 1810627.3499 | 1921349.109 | 2031968.7461 | 2142177.0881 | 2273413.9188 | 2420714.27 | 2583852.7165 | 2760826.3149 | 2939050.2114 | 3137580.1489 | 3351502.2052
Scenario 3: Aggressive Fuel Sub | PG&E | Com | FoodServ | Com ¦ ENERGY STAR Griddle - Gas | Com - Health | Energy Efficiency | 9892.3097 | 10342.552 | 11550.0912 | 11910.9891 | 12700.3086 | 13554.7137 | 14409.6373 | 15280.0906 | 16014.1323 | 16489.6615 | 16692.1791 | 17790.0495 | 19006.9478
Scenario 3: Aggressive Fuel Sub | PG&E | Com | FoodServ | Com ¦ ENERGY STAR Griddle - Fuel Sub | Com - Health | Fuel Substitution | 1796000.3422 | 1900332.2727 | 2017286.6836 | 2144842.4947 | 2271267.9995 | 2396090.8436 | 2547320.5152 | 2718374.3824 | 2908877.1059 | 3116117.2528 | 3323518.3015 | 3555937.5974 | 3806827.875
Scenario 3: Aggressive Fuel Sub | PG&E | Com | FoodServ | Com ¦ ENERGY STAR Combination Oven - Gas | Com - Health | Energy Efficiency | 212.6139 | 222.2909 | 248.2444 | 256.0011 | 272.9658 | 291.3294 | 309.7042 | 328.4127 | 344.1894 | 354.4098 | 358.7625 | 382.3589 | 408.5135
Scenario 3: Aggressive Fuel Sub | PG&E | Com | FoodServ | Com ¦ ENERGY STAR Combination Oven - Fuel Sub | Com - Health | Fuel Substitution | 26325.8959 | 28002.7521 | 29933.6876 | 32067.4544 | 34126.0682 | 36095.1747 | 38627.1649 | 41564.0024 | 44892.9856 | 48546.3204 | 52131.2811 | 56224.9996 | 60668.7291
Scenario 3: Aggressive Fuel Sub | PG&E | Com | FoodServ | Com ¦ ENERGY STAR Fryer - Tier 1 Gas - Panel Upgrade | Com - Health | Energy Efficiency | 23340.4176 | 24399.0856 | 27243.2173 | 28089.5299 | 29945.6105 | 31954.4118 | 33963.6665 | 36008.7067 | 37731.5111 | 38844.6658 | 0 | 0 | 0
Scenario 3: Aggressive Fuel Sub | PG&E | Com | FoodServ | Com ¦ ENERGY STAR Fryer - Tier 2 Gas - Panel Upgrade | Com - Health | Energy Efficiency | 0 | 0 | 0 | 0 | 0 | 0 | 0 | 0 | 0 | 0 | 59652.9364 | 63564.348 | 67899.4679
Scenario 3: Aggressive Fuel Sub | PG&E | Com | FoodServ | Com ¦ ENERGY STAR Fryer - Fuel Sub - Panel Upgrade | Com - Health | Fuel Substitution | 9053781.4646 | 9560986.9323 | 10123052.4232 | 10732535.8058 | 11343761.944 | 11955293.3742 | 12677614.4889 | 13485358.7213 | 14377548.3967 | 15344077.49 | 16320401.2586 | 17404804.0687 | 18572253.6958
Scenario 3: Aggressive Fuel Sub | PG&E | Com | FoodServ | Com ¦ ENERGY STAR Steamer - Gas - Panel Upgrade | Com - Health | Energy Efficiency | 24576.3159 | 25694.8918 | 28694.8852 | 29591.4949 | 31552.4693 | 33675.1412 | 35799.1015 | 37961.6435 | 39785.2864 | 40966.6847 | 41469.8164 | 44197.3504 | 47220.5954
Scenario 3: Aggressive Fuel Sub | PG&E | Com | FoodServ | Com ¦ ENERGY STAR Steamer - Fuel Sub - Panel Upgrade | Com - Health | Fuel Substitution | 2809314.7688 | 2956738.4342 | 3116524.065 | 3287821.7443 | 3463614.0088 | 3643956.2912 | 3846810.481 | 4068459.3103 | 4309085.3275 | 4567445.7559 | 4833619.0405 | 5123742.3752 | 5434285.1608
Scenario 3: Aggressive Fuel Sub | PG&E | Com | FoodServ | Com ¦ ENERGY STAR Convection Oven - Gas - Panel Upgrade | Com - Health | Energy Efficiency | 17269.3256 | 18055.3283 | 20163.3685 | 20793.3997 | 22171.3404 | 23662.903 | 25155.3708 | 26674.9493 | 27956.3897 | 28786.5366 | 29140.078 | 31056.666 | 33181.0447
Scenario 3: Aggressive Fuel Sub | PG&E | Com | FoodServ | Com ¦ ENERGY STAR Convection Oven - Fuel Sub - Panel Upgrade | Com - Health | Fuel Substitution | 2660905.1738 | 2811686.0349 | 2979392.0943 | 3161585.0418 | 3343609.9474 | 3524958.0656 | 3740908.6178 | 3983291.7353 | 4251736.4806 | 4542947.005 | 4836214.898 | 5162896.4356 | 5514905.7451
Scenario 3: Aggressive Fuel Sub | PG&E | Com | FoodServ | Com ¦ ENERGY STAR Griddle - Gas - Panel Upgrade | Com - Health | Energy Efficiency | 16277.8217 | 17018.6967 | 19005.7056 | 19599.5641 | 20898.3915 | 22304.3172 | 23711.0963 | 25143.4295 | 26351.297 | 27133.7817 | 27467.0248 | 29273.5735 | 31275.9828
Scenario 3: Aggressive Fuel Sub | PG&E | Com | FoodServ | Com ¦ ENERGY STAR Griddle - Fuel Sub - Panel Upgrade | Com - Health | Fuel Substitution | 2955323.3145 | 3127001.782 | 3319450.5745 | 3529343.9993 | 3737377.5019 | 3942773.822 | 4191622.6467 | 4473092.2378 | 4786564.9732 | 5127579.1831 | 5468858.1576 | 5851304.7237 | 6264145.3393
Scenario 3: Aggressive Fuel Sub | PG&E | Com | FoodServ | Com ¦ ENERGY STAR Combination Oven - Gas - Panel Upgrade | Com - Health | Energy Efficiency | 349.8568 | 365.7803 | 408.4868 | 421.2505 | 449.166 | 479.3834 | 509.6191 | 540.404 | 566.3645 | 583.1823 | 590.3447 | 629.1726 | 672.21
Scenario 3: Aggressive Fuel Sub | PG&E | Com | FoodServ | Com ¦ ENERGY STAR Combination Oven - Fuel Sub - Panel Upgrade | Com - Health | Fuel Substitution | 43319.3314 | 46078.6026 | 49255.9622 | 52767.0811 | 56154.5354 | 59394.7054 | 63561.102 | 68393.6759 | 73871.5266 | 79883.0986 | 85782.161 | 92518.3855 | 99830.5542
Scenario 3: Aggressive Fuel Sub | PG&E | Com | Lighting | Com ¦ LED Fixtures and Retrofit Kits - 140 lpw | Com - Health | Energy Efficiency | 2796920.4724 | 2899818.8962 | 2992950.7693 | 3070634.1413 | 3166629.1326 | 3273700.8006 | 3332535.7706 | 3370156.1991 | 3392364.5491 | 3401296.7368 | 3444837.4886 | 3465841.2276 | 3474403.6933
Scenario 3: Aggressive Fuel Sub | SCE | Com | BldgEnv | Com ¦ Com Wall Insulation (R14) - Marine | Com - Health | Energy Efficiency | 14787.6806 | 15677.2609 | 50.9345 | 51.8906 | 54.5073 | 56.8065 | 59.5262 | 60.2217 | 0 | 0 | 0 | 0 | 0
Scenario 3: Aggressive Fuel Sub | SCE | Com | BldgEnv | Com ¦ Com Wall Insulation (R14) - Cold | Com - Health | Energy Efficiency | 1827.0451 | 1936.9543 | 2037.0757 | 2135.7606 | 2287.7409 | 2469.9979 | 2592.5061 | 7.4405 | 0 | 0 | 0 | 0 | 0
Scenario 3: Aggressive Fuel Sub | SCE | Com | HVAC | Com ¦ Small Unitary AC (SEER 16) - Marine | Com - Health | Energy Efficiency | 0 | 0 | 0 | 0 | 3681558.88 | 3830195.6068 | 3927750.5603 | 3973523.8307 | 0 | 0 | 0 | 0 | 0
Scenario 3: Aggressive Fuel Sub | SCE | Com | HVAC | Com ¦ Small Unitary AC (SEER 16) - Hot-Dry | Com - Health | Energy Efficiency | 0 | 0 | 15361846.6883 | 15817626.9274 | 16385714.0176 | 17047259.5687 | 17481452.6974 | 17685178.2773 | 0 | 0 | 0 | 0 | 0
Scenario 3: Aggressive Fuel Sub | SCE | Com | HVAC | Com ¦ Small Unitary AC (SEER 16) - Cold | Com - Health | Energy Efficiency | 193298.8908 | 200861.0952 | 207762.5253 | 213926.7616 | 221609.9009 | 230557.0267 | 0 | 0 | 0 | 0 | 0 | 0 | 0
Scenario 3: Aggressive Fuel Sub | SCE | Com | HVAC | Com ¦ Small Unitary AC (SEER 17) - Marine | Com - Health | Energy Efficiency | 0 | 0 | 0 | 0 | 0 | 0 | 0 | 0 | 0 | 0 | 0 | 0 | 0
Scenario 3: Aggressive Fuel Sub | SCE | Com | HVAC | Com ¦ Small Unitary AC (SEER 17) - Hot-Dry | Com - Health | Energy Efficiency | 0 | 0 | 0 | 0 | 0 | 0 | 0 | 0 | 0 | 0 | 0 | 0 | 0
Scenario 3: Aggressive Fuel Sub | SCE | Com | HVAC | Com ¦ Small Unitary AC (SEER 17) - Cold | Com - Health | Energy Efficiency | 0 | 0 | 0 | 0 | 0 | 0 | 248491.4328 | 251387.3054 | 0 | 0 | 0 | 0 | 0
Scenario 3: Aggressive Fuel Sub | SCE | Com | HVAC | Com ¦ Small Unitary AC (SEER 18) - Marine | Com - Health | Energy Efficiency | 0 | 0 | 0 | 0 | 0 | 0 | 0 | 0 | 0 | 0 | 0 | 0 | 0
Scenario 3: Aggressive Fuel Sub | SCE | Com | HVAC | Com ¦ Small Unitary AC (SEER 18) - Hot-Dry | Com - Health | Energy Efficiency | 0 | 0 | 0 | 0 | 0 | 0 | 0 | 0 | 0 | 0 | 0 | 0 | 0
Scenario 3: Aggressive Fuel Sub | SCE | Com | HVAC | Com ¦ Small Unitary AC (SEER 18) - Cold | Com - Health | Energy Efficiency | 0 | 0 | 0 | 0 | 0 | 0 | 0 | 0 | 0 | 0 | 0 | 0 | 0
Scenario 3: Aggressive Fuel Sub | SCE | Com | HVAC | Com ¦ Ductless Mini Split Heat Pump (SEER 18) - Hot-Dry | Com - Health | Energy Efficiency | 1411804.5505 | 1470469.1809 | 1525086.1807 | 1575192.4648 | 1636673.0467 | 1704136.764 | 1748510.4963 | 1770466.8372 | 1792127.4768 | 1811951.4739 | 1836297.7266 | 1851746.0935 | 1868232.6456
Scenario 3: Aggressive Fuel Sub | SCE | Com | HVAC | Com ¦ Ductless Mini Split Heat Pump (SEER 18) - Marine | Com - Health | Energy Efficiency | 336129.9032 | 350097.089 | 363100.5935 | 375030.163 | 389667.7855 | 405729.9045 | 416294.6377 | 421522.1196 | 426679.1993 | 431399.0015 | 437195.4863 | 440873.5153 | 444798.7209
Scenario 3: Aggressive Fuel Sub | SCE | Com | HVAC | Com ¦ Ductless Mini Split Heat Pump (SEER 18) - Cold | Com - Health | Energy Efficiency | 19622.1928 | 20437.5526 | 21196.6558 | 21893.066 | 22747.5638 | 23685.2191 | 24301.9546 | 24607.1183 | 24908.1722 | 25183.6992 | 25522.0796 | 25736.7912 | 25965.9322
Scenario 3: Aggressive Fuel Sub | SCE | Com | HVAC | Com ¦ HVAC Fan Variable Frequency Drive (VFD) - Marine | Com - Health | Energy Efficiency | 0 | 0 | 0 | 0 | 0 | 589251.2347 | 621984.8392 | 635885.6115 | 0 | 0 | 0 | 0 | 0
Scenario 3: Aggressive Fuel Sub | SCE | Com | HVAC | Com ¦ HVAC Fan Variable Frequency Drive (VFD) - Hot-Dry | Com - Health | Energy Efficiency | 0 | 0 | 0 | 0 | 0 | 0 | 2442663.3054 | 2497254.5179 | 0 | 0 | 0 | 0 | 0
Scenario 3: Aggressive Fuel Sub | SCE | Com | HVAC | Com ¦ HVAC Fan Variable Frequency Drive (VFD) - Cold | Com - Health | Energy Efficiency | 0 | 0 | 0 | 0 | 0 | 0 | 0 | 0 | 0 | 0 | 0 | 0 | 0
Scenario 3: Aggressive Fuel Sub | SCE | Com | WaterHeat | Com ¦ Com Heat Pump Water Heater (3.3 UEF - 50 Gal) - Marine | Com - Health | Energy Efficiency | 3280880.2787 | 3461656.4161 | 3643644.5735 | 3823316.0195 | 4028917.4646 | 4228372.5574 | 4365906.3204 | 4448727.8028 | 4524460.8859 | 4586407.5615 | 4677726.8666 | 4753381.164 | 4825354.1313
Scenario 3: Aggressive Fuel Sub | SCE | Com | WaterHeat | Com ¦ Com Heat Pump Water Heater (3.3 UEF - 50 Gal) - Hot-Dry | Com - Health | Energy Efficiency | 12956074.8562 | 13670452.5488 | 14389614.2655 | 15099622.2209 | 15912120.9466 | 16700322.2248 | 17243744.5385 | 17570893.7212 | 17870019.2087 | 18114648.6974 | 18475383.3463 | 18774180.4327 | 19058418.0425
Scenario 3: Aggressive Fuel Sub | SCE | Com | WaterHeat | Com ¦ Com Heat Pump Water Heater (3.3 UEF - 50 Gal) - Cold | Com - Health | Energy Efficiency | 220643.0614 | 232784.5241 | 245007.5668 | 257074.9725 | 270883.1947 | 284278.8889 | 293518.4082 | 299085.3701 | 304176.6462 | 308342.494 | 314480.0543 | 319566.5838 | 324406.2431
Scenario 3: Aggressive Fuel Sub | SCE | Com | ComRefrig | Com ¦ ENERGY STAR ULT Freezer - Marine | Com - Health | Energy Efficiency | 0 | 0 | 0 | 0 | 0 | 0 | 0 | 0 | 0 | 0 | 297303.1481 | 302026.5655 | 306497.552
Scenario 3: Aggressive Fuel Sub | SCE | Com | ComRefrig | Com ¦ ENERGY STAR ULT Freezer - Hot-Dry | Com - Health | Energy Efficiency | 0 | 0 | 0 | 0 | 1293166.2707 | 1360436.76 | 1407553.4282 | 1436838.741 | 1462513.5185 | 1482054.3885 | 1511382.3117 | 1535394.4675 | 1558123.355
Scenario 3: Aggressive Fuel Sub | SCE | Com | ComRefrig | Com ¦ ENERGY STAR ULT Freezer - Cold | Com - Health | Energy Efficiency | 0 | 0 | 0 | 0 | 0 | 0 | 0 | 0 | 0 | 0 | 0 | 0 | 0
Scenario 3: Aggressive Fuel Sub | SCE | Com | FoodServ | Com ¦ ENERGY STAR Dishwasher - Tier 1 | Com - Health | Energy Efficiency | 0 | 0 | 0 | 0 | 0 | 0 | 0 | 0 | 0 | 0 | 0 | 0 | 0
Scenario 3: Aggressive Fuel Sub | SCE | Com | FoodServ | Com ¦ ENERGY STAR Combination Oven - Electric | Com - Health | Energy Efficiency | 0 | 0 | 0 | 0 | 0 | 477902.1971 | 494074.9011 | 503437.1359 | 511529.3977 | 517703.2048 | 526712.6844 | 533453.6928 | 539945.8974
Scenario 3: Aggressive Fuel Sub | SCE | Com | FoodServ | Com ¦ ENERGY STAR Steamer - Electric | Com - Health | Energy Efficiency | 0 | 0 | 0 | 0 | 0 | 0 | 0 | 0 | 0 | 0 | 0 | 0 | 0
Scenario 3: Aggressive Fuel Sub | SCE | Com | FoodServ | Com ¦ ENERGY STAR Conveyor Broiler - Gas | Com - Health | Energy Efficiency | 0 | 30303.7941 | 31829.3913 | 33347.6585 | 35134.153 | 36924.4358 | 38173.9968 | 38897.3566 | 39522.5938 | 39999.6042 | 40695.7089 | 41216.5433 | 41718.1543
Scenario 3: Aggressive Fuel Sub | SCE | Com | FoodServ | Com ¦ High Performance Conveyor Toaster | Com - Health | Energy Efficiency | 0 | 453283.9056 | 476103.7759 | 498814.0054 | 525536.3757 | 552315.4105 | 571006.3346 | 581826.3446 | 591178.6366 | 598313.7551 | 608726.083 | 616516.7206 | 624019.8137
Scenario 3: Aggressive Fuel Sub | SCE | Com | FoodServ | Com ¦ Electric Deck Oven (60% cooking efficiency) | Com - Health | Energy Efficiency | 0 | 0 | 0 | 0 | 0 | 0 | 0 | 0 | 45359.5666 | 45907.0252 | 46705.9355 | 47303.6904 | 47879.3828
Scenario 3: Aggressive Fuel Sub | SCE | Com | FoodServ | Com ¦ Demand Controlled Ventilation (DCV) Exhaust Hood | Com - Health | Energy Efficiency | 93024.2177 | 98273.5888 | 104970.1643 | 107682.7054 | 113749.5721 | 119048.4222 | 124820.0782 | 126429.3223 | 127881.1117 | 126731.6671 | 125366.1864 | 128794.1007 | 133852.0279
Scenario 3: Aggressive Fuel Sub | SCE | Com | FoodServ | Com ¦ ENERGY STAR Ice Machine | Com - Health | Energy Efficiency | 49310.9472 | 52233.4546 | 55114.8491 | 57955.4462 | 61355.9192 | 64869.6099 | 67373.6132 | 68890.3699 | 70267.1177 | 71294.6477 | 72594.6433 | 73440.0205 | 74238.7693
Scenario 3: Aggressive Fuel Sub | SCE | Com | FoodServ | Com ¦ ENERGY STAR Griddle - Electric | Com - Health | Energy Efficiency | 0 | 0 | 0 | 0 | 0 | 0 | 0 | 0 | 0 | 89715.4436 | 91276.7425 | 92444.9265 | 93569.9939
Scenario 3: Aggressive Fuel Sub | SCE | Com | Lighting | Com ¦ LED High and Low Bay - 155 lpw | Com - Health | Energy Efficiency | 0 | 0 | 0 | 0 | 0 | 0 | 0 | 0 | 0 | 0 | 0 | 0 | 0
Scenario 3: Aggressive Fuel Sub | SCE | Com | Lighting | Com ¦ LED Fixtures and Retrofit Kits - 140 lpw - RET | Com - Health | Energy Efficiency | 0 | 0 | 0 | 0 | 0 | 0 | 0 | 0 | 0 | 0 | 0 | 0 | 0
Scenario 3: Aggressive Fuel Sub | SCE | Com | Lighting | Com ¦ LED Fixtures and Retrofit Kits - 140 lpw | Com - Health | Energy Efficiency | 3431665.8354 | 3609564.5863 | 3784557.2383 | 3953109.9118 | 4143078.9992 | 4325132.608 | 4451016.8366 | 4531983.8313 | 4610477.7226 | 4676312.1806 | 4769498.8486 | 4848747.0625 | 4924619.9693
Scenario 3: Aggressive Fuel Sub | SCG | Com | AppPlug | Com ¦ Ozone Laundry System Retrofit | Com - Health | Energy Efficiency | 102773676.2436 | 107892517.9717 | 113309949.0667 | 118850411.721 | 124808180.852 | 131042319.9545 | 137763200.3594 | 144728487.0635 | 152084756.8949 | 159730087.7591 | 167781013.2009 | 176678493.1245 | 186183488.2682
Scenario 3: Aggressive Fuel Sub | SCG | Com | AppPlug | Com ¦ Com Modulating Dryer Valve | Com - Health | Energy Efficiency | 49810512.4952 | 52244860.6595 | 54795504.3994 | 57481063.7931 | 60312085.4917 | 63299511.6794 | 66455249.1719 | 69792166.1149 | 73320140.777 | 77051792.3596 | 81001715.176 | 85187592.0089 | 89627638.0391
Scenario 3: Aggressive Fuel Sub | SCG | Com | BldgEnv | Com ¦ Com Wall Insulation (R14) - Marine | Com - Health | Energy Efficiency | 801066.38 | 840459.8278 | 881919.163 | 925546.9986 | 971680.1994 | 1020376.168 | 1071941.3775 | 1126416.211 | 1184080.1637 | 1245070.9048 | 1309662.4724 | 1378364.9818 | 1451279.433
Scenario 3: Aggressive Fuel Sub | SCG | Com | BldgEnv | Com ¦ Com Wall Insulation (R14) - Hot-Dry | Com - Health | Energy Efficiency | 2604.7255 | 2802.6351 | 3048.2086 | 3193.8751 | 3429.3377 | 3641.608 | 3960.9496 | 4200.4191 | 4448.5889 | 4616.3141 | 4764.7085 | 5179.4291 | 5667.4564
Scenario 3: Aggressive Fuel Sub | SCG | Com | BldgEnv | Com ¦ Com Wall Insulation (R14) - Cold | Com - Health | Energy Efficiency | 12690.9269 | 13315.0192 | 13971.8405 | 14663.0162 | 15393.8834 | 16165.3512 | 16982.2752 | 17845.295 | 18758.8385 | 19725.0868 | 20748.3814 | 21836.8037 | 22991.9539
Scenario 3: Aggressive Fuel Sub | SCG | Com | HVAC | Com ¦ HVAC Energy Management System (Elec SC and Gas SH) - Marine | Com - Health | Energy Efficiency | 2891756.9895 | 3036002.2941 | 3188918.7004 | 3345617.8154 | 3514167.7082 | 3690718.6186 | 3881009.1844 | 4078333.7134 | 4286878.2747 | 4503952.6119 | 4732743.138 | 4985326.8083 | 5255075.4221
Scenario 3: Aggressive Fuel Sub | SCG | Com | HVAC | Com ¦ HVAC Energy Management System (Elec SC and Gas SH) - Hot-Dry | Com - Health | Energy Efficiency | 17032040.3386 | 17881624.8143 | 18782280.8549 | 19705216.516 | 20697951.584 | 21737811.5167 | 22858596.0793 | 24020809.6922 | 25249107.7105 | 26527644.9045 | 27875188.7975 | 29362870.9493 | 30951652.1945
Scenario 3: Aggressive Fuel Sub | SCG | Com | HVAC | Com ¦ HVAC Energy Management System (Elec SC and Gas SH) - Cold | Com - Health | Energy Efficiency | 50875.7768 | 53413.5391 | 56103.8554 | 58860.7224 | 61826.0845 | 64932.2116 | 68280.0657 | 71751.6709 | 75420.6744 | 79239.7455 | 83264.944 | 87708.7442 | 92454.5338
Scenario 3: Aggressive Fuel Sub | SCG | Com | HVAC | Com ¦ Efficient Hot Water Boilers (94% eff.) - ZEAS 2030 - Marine | Com - Health | Energy Efficiency | 443467.2533 | 466265.8558 | 490448.2751 | 515784.2819 | 542803.8339 | 0 | 0 | 0 | 0 | 0 | 0 | 0 | 0
Scenario 3: Aggressive Fuel Sub | SCG | Com | HVAC | Com ¦ Efficient Hot Water Boilers (94% eff.) - ZEAS 2030 - Hot-Dry | Com - Health | Energy Efficiency | 2281068.5081 | 2398337.9884 | 2522725.4257 | 2653046.5865 | 2792027.4215 | 0 | 0 | 0 | 0 | 0 | 0 | 0 | 0
Scenario 3: Aggressive Fuel Sub | SCG | Com | HVAC | Com ¦ Efficient Hot Water Boilers (94% eff.) - ZEAS 2030 - Cold | Com - Health | Energy Efficiency | 6466.8085 | 6799.2664 | 7151.9036 | 7521.3629 | 7915.3723 | 0 | 0 | 0 | 0 | 0 | 0 | 0 | 0
Scenario 3: Aggressive Fuel Sub | SCG | Com | WaterHeat | Com ¦ Com Hot Water Tank Insulation - Marine | Com - Health | Energy Efficiency | 14445.219 | 15151.5583 | 15889.8311 | 16666.8684 | 17485.6284 | 18348.8947 | 19260.5103 | 20224.274 | 21243.3452 | 22321.0423 | 23460.664 | 24667.7614 | 25948.3143
Scenario 3: Aggressive Fuel Sub | SCG | Com | WaterHeat | Com ¦ Com Hot Water Tank Insulation - Hot-Dry | Com - Health | Energy Efficiency | 78352.976 | 82184.2631 | 86188.763 | 90403.5265 | 94844.6004 | 99527.0823 | 104471.8186 | 109699.4137 | 115227.0047 | 121072.5908 | 127254.0652 | 133801.5378 | 140747.4433
Scenario 3: Aggressive Fuel Sub | SCG | Com | WaterHeat | Com ¦ Com Hot Water Tank Insulation - Cold | Com - Health | Energy Efficiency | 196.1385 | 205.7293 | 215.7536 | 226.3043 | 237.4215 | 249.143 | 261.521 | 274.6071 | 288.4441 | 303.0772 | 318.5511 | 334.9412 | 352.3287
Scenario 3: Aggressive Fuel Sub | SCG | Com | WaterHeat | Com ¦ Faucet Aerators (Gas WH) - Cold | Com - Health | Energy Efficiency | 1496.2558 | 1569.4283 | 1645.8838 | 1726.3504 | 1811.1354 | 1900.5182 | 1994.9047 | 2094.6865 | 0 | 0 | 0 | 0 | 0
Scenario 3: Aggressive Fuel Sub | SCG | Com | WaterHeat | Com ¦ Com Water Heating Controls (Gas WH) - Marine | Com - Health | Energy Efficiency | 14770164.2625 | 15493150.0872 | 16252185.0673 | 17052203.2694 | 17896316.0339 | 18787726.7112 | 19729692.1272 | 20725633.3891 | 0 | 0 | 0 | 0 | 0
Scenario 3: Aggressive Fuel Sub | SCG | Com | WaterHeat | Com ¦ Com Water Heating Controls (Gas WH) - Hot-Dry | Com - Health | Energy Efficiency | 79896712.0958 | 83807581.9591 | 87913453.647 | 92241017.1619 | 96807102.7734 | 101629038.4658 | 106724441.49 | 112111817.7474 | 0 | 0 | 0 | 0 | 0
Scenario 3: Aggressive Fuel Sub | SCG | Com | WaterHeat | Com ¦ Com Water Heating Controls (Gas WH) - Cold | Com - Health | Energy Efficiency | 199854.1809 | 209636.8575 | 219907.313 | 230732.3099 | 242153.9476 | 254215.5704 | 266961.2463 | 280437.2661 | 0 | 0 | 325778.6183 | 342726.3475 | 360700.0196
Scenario 3: Aggressive Fuel Sub | SCG | Com | WaterHeat | Com ¦ Low-flow Pre-Rinse Spray Valve - Marine | Com - Health | Energy Efficiency | 2600.654 | 2728.82 | 2863.8633 | 3004.6786 | 3154.3319 | 3311.8767 | 3479.5997 | 3655.6247 | 3841.7687 | 4037.6064 | 4244.665 | 4467.4847 | 4704.4045
Scenario 3: Aggressive Fuel Sub | SCG | Com | WaterHeat | Com ¦ Low-flow Pre-Rinse Spray Valve - Hot-Dry | Com - Health | Energy Efficiency | 14031.7974 | 14723.3152 | 15451.9398 | 16211.7072 | 17019.1598 | 17869.1909 | 18774.1382 | 19723.8789 | 20728.2167 | 21784.8564 | 22902.0385 | 24104.2597 | 25382.5577
Scenario 3: Aggressive Fuel Sub | SCG | Com | WaterHeat | Com ¦ Low-flow Pre-Rinse Spray Valve - Cold | Com - Health | Energy Efficiency | 37.3502 | 39.1909 | 41.1304 | 43.1528 | 45.3021 | 47.5647 | 49.9735 | 52.5016 | 55.1749 | 57.9875 | 60.9613 | 64.1614 | 67.564
Scenario 3: Aggressive Fuel Sub | SCG | Com | WaterHeat | Com ¦ Com Hot Water Pipe Insulation - Marine | Com - Health | Energy Efficiency | 2661265.4708 | 2791352.68 | 2927720.6191 | 3071319.8161 | 3222739.2078 | 3382542.9421 | 3551377.3809 | 3729896.642 | 3918637.0557 | 4118324.1258 | 4329737.0607 | 4553794.3394 | 4791444.0378
Scenario 3: Aggressive Fuel Sub | SCG | Com | WaterHeat | Com ¦ Com Hot Water Pipe Insulation - Hot-Dry | Com - Health | Energy Efficiency | 12007532.5871 | 12594481.3231 | 13209768.4826 | 13857682.8141 | 14540881.5778 | 15261910.1891 | 16023685.0094 | 16829157.3941 | 17680747.2461 | 18581728.0118 | 19535615.4512 | 20546553.7077 | 21618820.4655
Scenario 3: Aggressive Fuel Sub | SCG | Com | WaterHeat | Com ¦ Com Hot Water Pipe Insulation - Cold | Com - Health | Energy Efficiency | 33015.9836 | 34629.8613 | 36321.6586 | 38103.1677 | 39981.6951 | 41964.2397 | 44058.8203 | 46273.552 | 48615.0886 | 51092.4307 | 53715.2453 | 56494.9272 | 59443.2383
Scenario 3: Aggressive Fuel Sub | SCG | Com | WaterHeat | Com ¦ Com Efficient Tankless Gas Water Heater (0.87 UEF - High Draw) - ZEAS 2030 - Marine | Com - Health | Energy Efficiency | 112577.6912 | 121131.4572 | 131745.2822 | 138041.0689 | 148217.8957 | 0 | 0 | 0 | 0 | 0 | 0 | 0 | 0
Scenario 3: Aggressive Fuel Sub | SCG | Com | WaterHeat | Com ¦ Com Efficient Tankless Gas Water Heater (0.87 UEF - High Draw) - ZEAS 2030 - Hot-Dry | Com - Health | Energy Efficiency | 307279.4081 | 330626.8061 | 359597.1095 | 376781.3809 | 404558.9031 | 0 | 0 | 0 | 0 | 0 | 0 | 0 | 0
Scenario 3: Aggressive Fuel Sub | SCG | Com | WaterHeat | Com ¦ Com Efficient Tankless Gas Water Heater (0.87 UEF - High Draw) - ZEAS 2030 - Cold | Com - Health | Energy Efficiency | 1518.7116 | 1634.1048 | 1777.2889 | 1862.2212 | 1999.5101 | 0 | 0 | 0 | 0 | 0 | 0 | 0 | 0
Scenario 3: Aggressive Fuel Sub | SCG | Com | WaterHeat | Com ¦ Com Efficient Tankless Gas Water Heater (0.87 UEF - High Draw) - Panel Upgrade - ZEAS 2030 - Marine | Com - Health | Energy Efficiency | 93402.3702 | 100499.176 | 109305.1518 | 114528.5792 | 122971.9904 | 0 | 0 | 0 | 0 | 0 | 0 | 0 | 0
Scenario 3: Aggressive Fuel Sub | SCG | Com | WaterHeat | Com ¦ Com Efficient Tankless Gas Water Heater (0.87 UEF - High Draw) - Panel Upgrade - ZEAS 2030 - Hot-Dry | Com - Health | Energy Efficiency | 254940.6078 | 274311.2512 | 298347.0524 | 312604.3325 | 335650.5185 | 0 | 0 | 0 | 0 | 0 | 0 | 0 | 0
Scenario 3: Aggressive Fuel Sub | SCG | Com | WaterHeat | Com ¦ Com Efficient Tankless Gas Water Heater (0.87 UEF - High Draw) - Panel Upgrade - ZEAS 2030 - Cold | Com - Health | Energy Efficiency | 1260.0299 | 1355.7683 | 1474.5639 | 1545.0297 | 1658.9342 | 0 | 0 | 0 | 0 | 0 | 0 | 0 | 0
Scenario 3: Aggressive Fuel Sub | SCG | Com | WaterHeat | Com ¦ Efficient Gas Water Heating Boiler (0.92 UEF) - ZEAS 2030 - Marine | Com - Health | Energy Efficiency | 3140020.2871 | 3301448.3836 | 3472674.752 | 3652069.2275 | 3843384.2361 | 0 | 0 | 0 | 0 | 0 | 0 | 0 | 0
Scenario 3: Aggressive Fuel Sub | SCG | Com | WaterHeat | Com ¦ Efficient Gas Water Heating Boiler (0.92 UEF) - ZEAS 2030 - Hot-Dry | Com - Health | Energy Efficiency | 17085986.1371 | 17964374.7992 | 18896079.4026 | 19872229.6316 | 20913243.7926 | 0 | 0 | 0 | 0 | 0 | 0 | 0 | 0
Scenario 3: Aggressive Fuel Sub | SCG | Com | WaterHeat | Com ¦ Efficient Gas Water Heating Boiler (0.92 UEF) - ZEAS 2030 - Cold | Com - Health | Energy Efficiency | 43348.0791 | 45576.5991 | 47940.3845 | 50416.9309 | 53058.0406 | 0 | 0 | 0 | 0 | 0 | 0 | 0 | 0
Scenario 3: Aggressive Fuel Sub | SCG | Com | WholeBlg | Com ¦ Com Title 24 2022 Code | Com - Health | Energy Efficiency | 0 | 0 | 0 | 0 | 0 | 0 | 0 | 0 | 0 | 0 | 0 | 0 | 0
Scenario 3: Aggressive Fuel Sub | SCG | Com | FoodServ | Com ¦ ENERGY STAR Dishwasher - Tier 1 | Com - Health | Energy Efficiency | 0 | 0 | 0 | 0 | 0 | 0 | 0 | 0 | 0 | 0 | 0 | 0 | 0
Scenario 3: Aggressive Fuel Sub | SCG | Com | FoodServ | Com ¦ ENERGY STAR Dishwasher - Tier 2 | Com - Health | Energy Efficiency | 812548.827 | 853663.5996 | 897217.763 | 942792.6092 | 991352.5165 | 1042604.8215 | 1097285.3187 | 1154823.4064 | 1215800.0999 | 1280078.099 | 1348154.7664 | 1421482.8557 | 1499524.6757
Scenario 3: Aggressive Fuel Sub | SCG | Com | FoodServ | Com ¦ ENERGY STAR Conveyor Broiler - Gas | Com - Health | Energy Efficiency | 213484.7833 | 224185.6961 | 235510.5728 | 247351.9154 | 259962.0732 | 273262.8339 | 287445.985 | 302361.1478 | 318158.9904 | 334802.0696 | 352419.2193 | 371389.4119 | 391577.7688
Scenario 3: Aggressive Fuel Sub | SCG | Com | FoodServ | Com ¦ ENERGY STAR Conveyor Oven - Gas | Com - Health | Energy Efficiency | 635293.9389 | 667138.012 | 700838.8944 | 736076.69 | 773602.3472 | 813183.1197 | 855389.7342 | 899774.6893 | 946786.3476 | 996313.284 | 1048738.8869 | 1105190.9119 | 1165267.9846
Scenario 3: Aggressive Fuel Sub | SCG | Com | FoodServ | Com ¦ ENERGY STAR Rack Oven - Gas | Com - Health | Energy Efficiency | 270803.0403 | 284377.0275 | 298742.506 | 313763.1155 | 329758.9584 | 346630.8234 | 364621.9906 | 383541.7064 | 403581.0917 | 424692.6499 | 447039.8058 | 471103.2811 | 496711.9842
Scenario 3: Aggressive Fuel Sub | SCG | Com | FoodServ | Com ¦ Demand Controlled Ventilation (DCV) Exhaust Hood | Com - Health | Energy Efficiency | 66485.3656 | 71481.8697 | 77682.9189 | 81328.3931 | 87251.2509 | 92573.5238 | 100605.457 | 106597.3979 | 112800.1407 | 116955.219 | 120615.2196 | 131009.1003 | 143243.3032
Scenario 3: Aggressive Fuel Sub | SCG | Com | FoodServ | Com ¦ ENERGY STAR Fryer - Tier 1 Gas | Com - Health | Energy Efficiency | 22683.8758 | 24374.1997 | 26471.7725 | 27695.824 | 29692.9355 | 31482.785 | 0 | 0 | 0 | 0 | 0 | 0 | 0
Scenario 3: Aggressive Fuel Sub | SCG | Com | FoodServ | Com ¦ ENERGY STAR Fryer - Tier 2 Gas | Com - Health | Energy Efficiency | 0 | 0 | 0 | 0 | 0 | 0 | 51878.8186 | 54930.4614 | 58085.9879 | 60183.0404 | 62022.2053 | 67318.8233 | 73554.2373
Scenario 3: Aggressive Fuel Sub | SCG | Com | FoodServ | Com ¦ ENERGY STAR Steamer - Gas | Com - Health | Energy Efficiency | 23877.1464 | 25659.9581 | 27872.5681 | 29166.2238 | 31274.649 | 33165.4992 | 36024.4302 | 38150.1205 | 40348.7951 | 41812.8891 | 43098.3704 | 46787.3297 | 51130.2176
Scenario 3: Aggressive Fuel Sub | SCG | Com | FoodServ | Com ¦ ENERGY STAR Convection Oven - Gas | Com - Health | Energy Efficiency | 16778.032 | 18030.7811 | 19585.5414 | 20494.5695 | 21976.1212 | 23304.7868 | 25313.7051 | 26807.3887 | 28352.3569 | 29381.1489 | 30284.4329 | 32876.5969 | 35928.2644
Scenario 3: Aggressive Fuel Sub | SCG | Com | FoodServ | Com ¦ ENERGY STAR Griddle - Gas | Com - Health | Energy Efficiency | 15814.7354 | 16995.5589 | 18461.054 | 19317.891 | 20714.3806 | 21966.762 | 23860.34 | 25268.2649 | 26724.5301 | 27694.2548 | 28545.6776 | 30989.0146 | 33865.4732
Scenario 3: Aggressive Fuel Sub | SCG | Com | FoodServ | Com ¦ ENERGY STAR Combination Oven - Gas | Com - Health | Energy Efficiency | 339.9038 | 365.283 | 396.7807 | 415.1966 | 445.2111 | 472.1283 | 512.8267 | 543.0871 | 574.3863 | 595.2285 | 613.528 | 666.0423 | 727.8656
Scenario 3: Aggressive Fuel Sub | SCG | Com | FoodServ | Com ¦ ENERGY STAR Fryer - Tier 1 Gas - Panel Upgrade | Com - Health | Energy Efficiency | 37326.3776 | 40107.8101 | 43559.3717 | 45573.5516 | 48859.8039 | 51805.006 | 0 | 0 | 0 | 0 | 0 | 0 | 0
Scenario 3: Aggressive Fuel Sub | SCG | Com | FoodServ | Com ¦ ENERGY STAR Fryer - Tier 2 Gas - Panel Upgrade | Com - Health | Energy Efficiency | 0 | 0 | 0 | 0 | 0 | 0 | 85366.7332 | 90388.2196 | 95580.6468 | 99031.3521 | 102057.7029 | 110773.3019 | 121033.6921
Scenario 3: Aggressive Fuel Sub | SCG | Com | FoodServ | Com ¦ ENERGY STAR Steamer - Gas - Panel Upgrade | Com - Health | Energy Efficiency | 39289.9075 | 42223.529 | 45864.3845 | 47993.0984 | 51462.5176 | 54573.9166 | 59278.2952 | 62776.1243 | 66394.0491 | 68803.2196 | 70918.4824 | 76988.6749 | 84134.9084
Scenario 3: Aggressive Fuel Sub | SCG | Com | FoodServ | Com ¦ ENERGY STAR Convection Oven - Gas - Panel Upgrade | Com - Health | Energy Efficiency | 27608.2961 | 29669.6979 | 32228.0602 | 33723.8683 | 36161.7655 | 38348.0884 | 41653.7688 | 44111.629 | 46653.8783 | 48346.7582 | 49833.1145 | 54098.5272 | 59120.0541
Scenario 3: Aggressive Fuel Sub | SCG | Com | FoodServ | Com ¦ ENERGY STAR Griddle - Gas - Panel Upgrade | Com - Health | Energy Efficiency | 26023.1889 | 27966.2371 | 30377.7132 | 31787.6407 | 34085.568 | 36146.365 | 39262.2525 | 41578.9968 | 43975.2849 | 45570.9696 | 46971.9879 | 50992.5055 | 55725.7258
Scenario 3: Aggressive Fuel Sub | SCG | Com | FoodServ | Com ¦ ENERGY STAR Combination Oven - Gas - Panel Upgrade | Com - Health | Energy Efficiency | 559.3125 | 601.0742 | 652.9037 | 683.207 | 732.596 | 776.8884 | 843.8577 | 893.6512 | 945.1543 | 979.4501 | 1009.5619 | 1095.9743 | 1197.7047
Scenario 3: Aggressive Fuel Sub | SDG&E | Com | AppPlug | Com ¦ Ozone Laundry System Retrofit | Com - Health | Energy Efficiency | 1595714.4207 | 1631220.2439 | 28805651.8345 | 30211797.2733 | 31621886.6403 | 33086010.2153 | 34443714.1797 | 36114152.2531 | 37952067.4882 | 40012834.679 | 42275792.0734 | 44160565.1806 | 46273992.3695
Scenario 3: Aggressive Fuel Sub | SDG&E | Com | AppPlug | Com ¦ Com Modulating Dryer Valve | Com - Health | Energy Efficiency | 12221414.4592 | 12807164.7948 | 13420722.3901 | 14066516.3619 | 14747059.4979 | 15464958.8665 | 16223051.2856 | 17024402.4653 | 17871369.0322 | 18766958.8953 | 19714649.2302 | 20718651.4456 | 21783304.4863
Scenario 3: Aggressive Fuel Sub | SDG&E | Com | BldgEnv | Com ¦ Com Wall Insulation (R14) - Marine | Com - Health | Energy Efficiency | 156716.244 | 164140.7296 | 171931.4481 | 180178.9955 | 188862.3653 | 198084.863 | 207677.7365 | 217992.2078 | 228960.9088 | 240662.7737 | 253112.9894 | 265864.825 | 279478.1685
Scenario 3: Aggressive Fuel Sub | SDG&E | Com | BldgEnv | Com ¦ Com Wall Insulation (R14) - Hot-Dry | Com - Health | Energy Efficiency | 873.4965 | 891.6781 | 913.4542 | 966.8951 | 984.5742 | 991.63 | 896.5513 | 924.0569 | 992.6357 | 1129.1886 | 1318.6081 | 1239.4241 | 1218.1362
Scenario 3: Aggressive Fuel Sub | SDG&E | Com | HVAC | Com ¦ Small Unitary AC (SEER 16) - Marine | Com - Health | Energy Efficiency | 0 | 0 | 0 | 0 | 0 | 0 | 0 | 0 | 1088765.8357 | 1110615.0799 | 1136729.2149 | 1152289.871 | 1170281.0243
Scenario 3: Aggressive Fuel Sub | SDG&E | Com | HVAC | Com ¦ Small Unitary AC (SEER 16) - Hot-Dry | Com - Health | Energy Efficiency | 4611697.5102 | 4699350.7924 | 4763293.4797 | 4808636.1646 | 4872933.4614 | 5005110.5726 | 5102180.1872 | 5191346.6172 | 5285982.7116 | 5385626.5678 | 5505947.5791 | 5573458.6369 | 5652323.3568
Scenario 3: Aggressive Fuel Sub | SDG&E | Com | HVAC | Com ¦ Small Unitary AC (SEER 17) - Marine | Com - Health | Energy Efficiency | 1006746.6614 | 1026209.2548 | 1040582.6839 | 1050981.0334 | 1065495.9348 | 1094700.6666 | 1116334.6467 | 1136339.1765 | 0 | 0 | 0 | 0 | 0
Scenario 3: Aggressive Fuel Sub | SDG&E | Com | HVAC | Com ¦ Small Unitary AC (SEER 17) - Hot-Dry | Com - Health | Energy Efficiency | 0 | 0 | 0 | 0 | 0 | 0 | 0 | 0 | 0 | 0 | 0 | 0 | 0
Scenario 3: Aggressive Fuel Sub | SDG&E | Com | HVAC | Com ¦ Ductless Mini Split Heat Pump (SEER 18) - Marine | Com - Health | Energy Efficiency | 107552.2854 | 109113.8346 | 109968.8576 | 110262.3897 | 111081.1573 | 113564.3336 | 114950.4771 | 115955.9152 | 116981.0631 | 117965.9947 | 119443.2982 | 119430.7866 | 119572.6621
Scenario 3: Aggressive Fuel Sub | SDG&E | Com | HVAC | Com ¦ HVAC Energy Management System (Elec SC and Gas SH) - Marine | Com - Health | Energy Efficiency | 894434.7649 | 929049.629 | 964858.5627 | 1002678.3699 | 1042986.1275 | 1090512.7266 | 1134325.6909 | 1185530.3043 | 56722.7031 | 64255.7629 | 74755.0775 | 1425928.8401 | 1486017.3477
Scenario 3: Aggressive Fuel Sub | SDG&E | Com | HVAC | Com ¦ HVAC Energy Management System (Elec SC and Gas SH) - Hot-Dry | Com - Health | Energy Efficiency | 5186398.8738 | 5390384.501 | 5601777.9179 | 5825854.0312 | 6063318.9923 | 6340173.5394 | 6595632.2871 | 6895382.474 | 330690.803 | 7585830.2695 | 7990093.4681 | 8305993.3288 | 8660332.263
Scenario 3: Aggressive Fuel Sub | SDG&E | Com | HVAC | Com ¦ HVAC Fan Variable Frequency Drive (VFD) - Marine | Com - Health | Energy Efficiency | 115290.3685 | 115163.8021 | 114495.0247 | 112411.0801 | 112423.4945 | 117088.2814 | 121649.9317 | 124402.2094 | 126867.7015 | 128780.1388 | 131589.3874 | 131476.0558 | 131120.3373
Scenario 3: Aggressive Fuel Sub | SDG&E | Com | HVAC | Com ¦ HVAC Fan Variable Frequency Drive (VFD) - Hot-Dry | Com - Health | Energy Efficiency | 605592.6421 | 605384.8507 | 602394.8482 | 592110.6666 | 592696.0404 | 617372.7888 | 641547.1219 | 656396.3759 | 669797.7427 | 680376.6713 | 695634.4986 | 695819.975 | 694798.2932
Scenario 3: Aggressive Fuel Sub | SDG&E | Com | HVAC | Com ¦ Large Packaged Heat Pump (IEER 14.0) - Fuel Sub - ZEAS 2030 - Marine | Com - Health | Fuel Substitution | 143463.3864 | 154006.548 | 165646.7266 | 178396.6275 | 191540.2896 | 0 | 0 | 0 | 0 | 0 | 0 | 0 | 0
Scenario 3: Aggressive Fuel Sub | SDG&E | Com | HVAC | Com ¦ Large Packaged Heat Pump (IEER 14.0) - Fuel Sub - Panel Upgrade - ZEAS 2030 - Marine | Com - Health | Fuel Substitution | 32781.56 | 35190.6854 | 37850.4805 | 40763.8485 | 43767.1915 | 0 | 0 | 0 | 0 | 0 | 0 | 0 | 0
Scenario 3: Aggressive Fuel Sub | SDG&E | Com | HVAC | Com ¦ Small Packaged Heat Pump (SEER 16) - Fuel Sub - ZEAS 2030 - Marine | Com - Health | Fuel Substitution | 0 | 0 | 0 | 0 | 0 | 0 | 0 | 0 | 0 | 0 | 0 | 0 | 0
Scenario 3: Aggressive Fuel Sub | SDG&E | Com | HVAC | Com ¦ Small Packaged Heat Pump (SEER 16) - Fuel Sub - ZEAS 2030 - Hot-Dry | Com - Health | Fuel Substitution | 440758.7535 | 456779.6218 | 472196.082 | 487215.9275 | 504265.5268 | 0 | 0 | 0 | 0 | 0 | 0 | 0 | 0
Scenario 3: Aggressive Fuel Sub | SDG&E | Com | HVAC | Com ¦ Small Packaged Heat Pump (SEER 17) - Fuel Sub - ZEAS 2030 - Marine | Com - Health | Fuel Substitution | 104066.8039 | 107952.0611 | 111733.8753 | 115458.7573 | 119645.9165 | 0 | 0 | 0 | 0 | 0 | 0 | 0 | 0
Scenario 3: Aggressive Fuel Sub | SDG&E | Com | HVAC | Com ¦ Small Packaged Heat Pump (SEER 16) - Fuel Sub - Panel Upgrade - ZEAS 2030 - Marine | Com - Health | Fuel Substitution | 0 | 0 | 0 | 0 | 0 | 0 | 0 | 0 | 0 | 0 | 0 | 0 | 0
Scenario 3: Aggressive Fuel Sub | SDG&E | Com | HVAC | Com ¦ Small Packaged Heat Pump (SEER 16) - Fuel Sub - Panel Upgrade - ZEAS 2030 - Hot-Dry | Com - Health | Fuel Substitution | 100713.9166 | 104374.7047 | 107897.3848 | 111329.438 | 115225.2924 | 0 | 0 | 0 | 0 | 0 | 0 | 0 | 0
Scenario 3: Aggressive Fuel Sub | SDG&E | Com | HVAC | Com ¦ Small Packaged Heat Pump (SEER 17) - Fuel Sub - Panel Upgrade - ZEAS 2030 - Marine | Com - Health | Fuel Substitution | 23779.3925 | 24667.1786 | 25531.3278 | 26382.4679 | 27339.2389 | 0 | 0 | 0 | 0 | 0 | 0 | 0 | 0
Scenario 3: Aggressive Fuel Sub | SDG&E | Com | HVAC | Com ¦ Efficient Hot Water Boilers (94% eff.) - ZEAS 2030 - Hot-Dry | Com - Health | Energy Efficiency | 0 | 0 | 0 | 947311.5926 | 995309.5876 | 0 | 0 | 0 | 0 | 0 | 0 | 0 | 0
Scenario 3: Aggressive Fuel Sub | SDG&E | Com | WaterHeat | Com ¦ Com Heat Pump Water Heater (3.3 UEF - 50 Gal) - Marine | Com - Health | Energy Efficiency | 861204.0314 | 893537.7717 | 924337.4025 | 953886.158 | 987547.8502 | 1025665.5553 | 1050215.1147 | 1069521.4133 | 1087439.5016 | 1102825.6157 | 1127655.1467 | 1142325.0687 | 1156559.0892
Scenario 3: Aggressive Fuel Sub | SDG&E | Com | WaterHeat | Com ¦ Com Heat Pump Water Heater (3.3 UEF - 50 Gal) - Hot-Dry | Com - Health | Energy Efficiency | 4559142.6697 | 4730324.5541 | 4893384.0273 | 5049820.3595 | 5228032.6771 | 5429837.0931 | 5559806.6074 | 5662014.6266 | 5756872.3496 | 5838323.9831 | 5969772.7281 | 6047434.1744 | 6122787.1097
Scenario 3: Aggressive Fuel Sub | SDG&E | Com | WaterHeat | Com ¦ Com Hot Water Tank Insulation - Hot-Dry | Com - Health | Energy Efficiency | 23151.9739 | 24261.8515 | 25421.6067 | 26641.8433 | 27927.164 | 29281.9014 | 30712.0314 | 32223.4627 | 0 | 0 | 0 | 39186.4304 | 41191.5965
Scenario 3: Aggressive Fuel Sub | SDG&E | Com | WaterHeat | Com ¦ Low-flow Pre-Rinse Spray Valve - Hot-Dry | Com - Health | Energy Efficiency | 4085.5127 | 4279.2842 | 4482.9357 | 4700.7407 | 4926.3153 | 5163.0974 | 5402.3656 | 5668.8336 | 5954.8116 | 6264.2432 | 6596.6081 | 6919.337 | 7268.1109
Scenario 3: Aggressive Fuel Sub | SDG&E | Com | WaterHeat | Com ¦ Com Hot Water Pipe Insulation - Hot-Dry | Com - Health | Energy Efficiency | 3700950.8657 | 3878382.0726 | 4064325.7428 | 4260063.7235 | 4466391.2964 | 4684070.541 | 4913974.3741 | 5156986.388 | 0 | 0 | 5973015.4927 | 6277646.2861 | 6600663.4673
Scenario 3: Aggressive Fuel Sub | SDG&E | Com | WaterHeat | Com ¦ Com Efficient Tankless Gas Water Heater (0.87 UEF - High Draw) - ZEAS 2030 - Marine | Com - Health | Energy Efficiency | 43062.652 | 44093.3944 | 45316.7671 | 48127.4354 | 49146.9999 | 0 | 0 | 0 | 0 | 0 | 0 | 0 | 0
Scenario 3: Aggressive Fuel Sub | SDG&E | Com | WaterHeat | Com ¦ Com Efficient Tankless Gas Water Heater (0.87 UEF - High Draw) - ZEAS 2030 - Hot-Dry | Com - Health | Energy Efficiency | 114158.5698 | 116891.026 | 120134.1371 | 127585.1409 | 130287.9568 | 0 | 0 | 0 | 0 | 0 | 0 | 0 | 0
Scenario 3: Aggressive Fuel Sub | SDG&E | Com | WaterHeat | Com ¦ Com Heat Pump Water Heater (3.75 UEF - 50 Gal) - Fuel Sub - ZEAS 2030 - Marine | Com - Health | Fuel Substitution | 6393273.3009 | 6746794.9563 | 7132484.2467 | 7553932.7555 | 7987280.8271 | 4657413.6564 | 4781874.9266 | 4871291.9255 | 4951046.2118 | 5014117.5278 | 5116086.853 | 5194387.7099 | 5265875.7383
Scenario 3: Aggressive Fuel Sub | SDG&E | Com | WaterHeat | Com ¦ Com Heat Pump Water Heater (3.75 UEF - 50 Gal) - Fuel Sub - ZEAS 2030 - Hot-Dry | Com - Health | Fuel Substitution | 16826885.3197 | 17761719.3112 | 18781773.4173 | 19896566.1838 | 21042838.8988 | 12205854.2507 | 12533325.2171 | 12767962.1911 | 12976976.2662 | 13141776.8498 | 13409544.6367 | 13614599.766 | 13801576.2209
Scenario 3: Aggressive Fuel Sub | SDG&E | Com | WaterHeat | Com ¦ Com Efficient Tankless Gas Water Heater (0.87 UEF - High Draw) - Panel Upgrade - ZEAS 2030 - Marine | Com - Health | Energy Efficiency | 35727.8047 | 36582.9811 | 37597.9771 | 39929.9052 | 40775.8076 | 0 | 0 | 0 | 0 | 0 | 0 | 0 | 0
Scenario 3: Aggressive Fuel Sub | SDG&E | Com | WaterHeat | Com ¦ Com Efficient Tankless Gas Water Heater (0.87 UEF - High Draw) - Panel Upgrade - ZEAS 2030 - Hot-Dry | Com - Health | Energy Efficiency | 94713.9782 | 96981.0161 | 99671.7292 | 105853.6059 | 108096.052 | 0 | 0 | 0 | 0 | 0 | 0 | 0 | 0
Scenario 3: Aggressive Fuel Sub | SDG&E | Com | WaterHeat | Com ¦ Com Heat Pump Water Heater (3.75 UEF - 50 Gal) - Fuel Sub - Panel Upgrade - ZEAS 2030 - Marine | Com - Health | Fuel Substitution | 5304309.1673 | 5597615.5956 | 5917610.5563 | 6267273.8795 | 6626809.917 | 3864117.9237 | 3967379.7468 | 4041566.3778 | 4107736.1428 | 4160064.5423 | 4244665.466 | 4309629.3637 | 4368940.8598
Scenario 3: Aggressive Fuel Sub | SDG&E | Com | WaterHeat | Com ¦ Com Heat Pump Water Heater (3.75 UEF - 50 Gal) - Fuel Sub - Panel Upgrade - ZEAS 2030 - Hot-Dry | Com - Health | Fuel Substitution | 13960767.4905 | 14736371.5165 | 15582680.143 | 16507590.6251 | 17458619.0864 | 10126835.1201 | 10398528.0647 | 10593199.4003 | 10766612.1769 | 10903342.3314 | 11125501.3194 | 11295629.4762 | 11450758.2932
Scenario 3: Aggressive Fuel Sub | SDG&E | Com | WaterHeat | Com ¦ Com Heat Pump Water Heater (100+ Gal, 200+ kBtuh - 4.3 COP) - Fuel Sub - ZEAS 2030 - Marine | Com - Health | Fuel Substitution | 1155631.6772 | 1219233.5323 | 1288173.4856 | 1363033.1695 | 1440454.7726 | 0 | 0 | 0 | 0 | 0 | 0 | 0 | 0
Scenario 3: Aggressive Fuel Sub | SDG&E | Com | WaterHeat | Com ¦ Com Heat Pump Water Heater (100+ Gal, 200+ kBtuh - 4.3 COP) - Fuel Sub - ZEAS 2030 - Hot-Dry | Com - Health | Fuel Substitution | 6128797.1087 | 6466083.1169 | 6831665.6826 | 7228627.5572 | 7639186.089 | 0 | 0 | 0 | 0 | 0 | 0 | 0 | 0
Scenario 3: Aggressive Fuel Sub | SDG&E | Com | WaterHeat | Com ¦ Com Heat Pump Water Heater (100+ Gal, 200+ kBtuh - 4.3 COP) - Fuel Sub - Panel Upgrade - ZEAS 2030 - Marine | Com - Health | Fuel Substitution | 958793.3146 | 1011561.8867 | 1068759.3205 | 1130868.1791 | 1195102.5861 | 0 | 0 | 0 | 0 | 0 | 0 | 0 | 0
Scenario 3: Aggressive Fuel Sub | SDG&E | Com | WaterHeat | Com ¦ Com Heat Pump Water Heater (100+ Gal, 200+ kBtuh - 4.3 COP) - Fuel Sub - Panel Upgrade - ZEAS 2030 - Hot-Dry | Com - Health | Fuel Substitution | 5084881.1177 | 5364717.3113 | 5668030.3191 | 5997377.8085 | 6338006.0409 | 0 | 0 | 0 | 0 | 0 | 0 | 0 | 0
Scenario 3: Aggressive Fuel Sub | SDG&E | Com | WaterHeat | Com ¦ Efficient Gas Water Heating Boiler (0.92 UEF) - ZEAS 2030 - Hot-Dry | Com - Health | Energy Efficiency | 5058765.1433 | 5309955.4651 | 5575737.1002 | 5860991.012 | 6157843.8627 | 0 | 0 | 0 | 0 | 0 | 0 | 0 | 0
Scenario 3: Aggressive Fuel Sub | SDG&E | Com | FoodServ | Com ¦ ENERGY STAR Dishwasher - Tier 1 | Com - Health | Energy Efficiency | 0 | 0 | 0 | 0 | 0 | 0 | 0 | 0 | 0 | 0 | 0 | 0 | 0
Scenario 3: Aggressive Fuel Sub | SDG&E | Com | FoodServ | Com ¦ ENERGY STAR Dishwasher - Tier 2 | Com - Health | Energy Efficiency | 221717.2159 | 231639.5084 | 241859.1644 | 252578.5661 | 263832.5309 | 275918.0603 | 287595.718 | 300352.3533 | 313999.8324 | 328619.4112 | 344675.7965 | 359805.7308 | 376118.5697
Scenario 3: Aggressive Fuel Sub | SDG&E | Com | FoodServ | Com ¦ ENERGY STAR Combination Oven - Electric | Com - Health | Energy Efficiency | 116561.0777 | 120207.3886 | 123442.8276 | 126505.6345 | 130270.8122 | 135116.9586 | 138351.7589 | 140870.2135 | 143035.0745 | 144723.7658 | 147513.109 | 148758.7373 | 150001.3245
Scenario 3: Aggressive Fuel Sub | SDG&E | Com | FoodServ | Com ¦ ENERGY STAR Conveyor Broiler - Gas | Com - Health | Energy Efficiency | 55855.4128 | 58401.5625 | 61042.1025 | 63841.0878 | 66792.7669 | 69965.7951 | 73052.0719 | 76406.8624 | 79969.9037 | 83777.1893 | 87945.3685 | 91892.3176 | 96151.431
Scenario 3: Aggressive Fuel Sub | SDG&E | Com | FoodServ | Com ¦ ENERGY STAR Conveyor Oven - Gas | Com - Health | Energy Efficiency | 156647.1919 | 164218.5759 | 172211.7107 | 180779.2254 | 189675.8402 | 199033.3058 | 208516.9829 | 219083.5307 | 230437.7393 | 242731.6235 | 255947.858 | 268823.186 | 282743.0606
Scenario 3: Aggressive Fuel Sub | SDG&E | Com | FoodServ | Com ¦ ENERGY STAR Convection Oven - Electric | Com - Health | Energy Efficiency | 650679.7911 | 682129.7423 | 715331.5585 | 750919.2291 | 787873.9131 | 826742.8748 | 866136.0933 | 910027.3309 | 957190.3472 | 1008256.5804 | 1063154.0642 | 1116635.4936 | 1174455.7519
Scenario 3: Aggressive Fuel Sub | SDG&E | Com | FoodServ | Com ¦ High Performance Conveyor Toaster | Com - Health | Energy Efficiency | 134710.5744 | 138924.6453 | 142663.8681 | 146203.5787 | 150555.0248 | 156155.7552 | 159894.2398 | 162804.8381 | 165306.7853 | 167258.4195 | 170482.0858 | 171921.6685 | 173357.7365
Scenario 3: Aggressive Fuel Sub | SDG&E | Com | FoodServ | Com ¦ ENERGY STAR Rack Oven - Gas | Com - Health | Energy Efficiency | 66773.0844 | 70000.4941 | 73407.681 | 77059.7055 | 80852.0136 | 84840.7659 | 88883.3176 | 93387.4582 | 98227.3505 | 103467.7928 | 109101.3999 | 114589.6909 | 120523.2346
Scenario 3: Aggressive Fuel Sub | SDG&E | Com | FoodServ | Com ¦ Electric Deck Oven (60% cooking efficiency) | Com - Health | Energy Efficiency | 10335.9846 | 10659.319 | 10946.2197 | 11217.8123 | 11551.6872 | 11981.4163 | 12268.2603 | 12491.5828 | 12683.5506 | 12833.2943 | 13080.6376 | 13191.093 | 13301.2787
Scenario 3: Aggressive Fuel Sub | SDG&E | Com | FoodServ | Com ¦ Demand Controlled Ventilation (DCV) Exhaust Hood | Com - Health | Energy Efficiency | 58424.9237 | 58470.5442 | 58481.2827 | 60225.6647 | 59863.1832 | 59346.067 | 52548.1998 | 52861.2752 | 55408.0511 | 61457.2952 | 70129.3446 | 64154.9189 | 61394.661
Scenario 3: Aggressive Fuel Sub | SDG&E | Com | FoodServ | Com ¦ ENERGY STAR Ice Machine | Com - Health | Energy Efficiency | 15700.9402 | 16211.2204 | 16659.4816 | 17068.2981 | 17596.7205 | 18331.7547 | 18851.7933 | 19278.7394 | 19669.1671 | 19964.8605 | 20371.7667 | 20516.704 | 20656.9867
Scenario 3: Aggressive Fuel Sub | SDG&E | Com | FoodServ | Com ¦ ENERGY STAR Griddle - Electric | Com - Health | Energy Efficiency | 20199.467 | 20831.3549 | 21392.0407 | 21922.8102 | 22575.2972 | 23415.1108 | 23975.6859 | 24412.1218 | 24787.2817 | 25079.9237 | 25563.3032 | 25779.1646 | 25994.4989
Scenario 3: Aggressive Fuel Sub | SDG&E | Com | FoodServ | Com ¦ ENERGY STAR Fryer - Tier 1 Gas | Com - Health | Energy Efficiency | 8405.7961 | 8593.9939 | 8818.3112 | 9349.8336 | 9532.0963 | 9601.167 | 8680.6511 | 8947.9192 | 9612.2877 | 10934.0405 | 12767.4132 | 12004.6309 | 11801.3305
Scenario 3: Aggressive Fuel Sub | SDG&E | Com | FoodServ | Com ¦ ENERGY STAR Fryer - Fuel Sub | Com - Health | Fuel Substitution | 2166324.7728 | 2291950.7035 | 2430505.5442 | 2581253.7182 | 2734301.1547 | 2887311.8172 | 3065263.9814 | 3266253.8992 | 3485178.3495 | 3724700.4838 | 3969627.1142 | 4239875.0093 | 4529083.9542
Scenario 3: Aggressive Fuel Sub | SDG&E | Com | FoodServ | Com ¦ ENERGY STAR Steamer - Gas | Com - Health | Energy Efficiency | 8843.7514 | 9043.0803 | 9280.6453 | 9841.7316 | 10035.3464 | 10109.8559 | 9142.2017 | 9425.3846 | 10127.0557 | 11521.7082 | 13456.1115 | 12654.5423 | 12442.5579
Scenario 3: Aggressive Fuel Sub | SDG&E | Com | FoodServ | Com ¦ ENERGY STAR Steamer - Fuel Sub | Com - Health | Fuel Substitution | 659850.9047 | 695273.3521 | 733594.1968 | 774774.4605 | 817298.2467 | 860858.4226 | 909517.5701 | 963049.2209 | 1020716.5917 | 1083031.2726 | 1147656.3872 | 1217874.7086 | 1292778.7041
Scenario 3: Aggressive Fuel Sub | SDG&E | Com | FoodServ | Com ¦ ENERGY STAR Convection Oven - Gas | Com - Health | Energy Efficiency | 6214.3416 | 6354.4063 | 6521.3389 | 6915.604 | 7051.6535 | 7104.0099 | 6424.0572 | 6623.0446 | 7116.096 | 8096.0927 | 9455.3623 | 8892.1144 | 8743.1568
Scenario 3: Aggressive Fuel Sub | SDG&E | Com | FoodServ | Com ¦ ENERGY STAR Convection Oven - Fuel Sub | Com - Health | Fuel Substitution | 638805.9601 | 676339.5869 | 717864.5636 | 763132.142 | 808967.0709 | 854610.9225 | 908039.3083 | 968630.0495 | 1034737.6383 | 1107198.9284 | 1181139.6148 | 1262911.6902 | 1350462.4891
Scenario 3: Aggressive Fuel Sub | SDG&E | Com | FoodServ | Com ¦ ENERGY STAR Griddle - Gas | Com - Health | Energy Efficiency | 5857.5504 | 5989.5734 | 6146.9217 | 6518.5503 | 6646.7887 | 6696.1392 | 6055.2253 | 6242.788 | 6707.5313 | 7631.2623 | 8912.4906 | 8381.5811 | 8241.1758
Scenario 3: Aggressive Fuel Sub | SDG&E | Com | FoodServ | Com ¦ ENERGY STAR Griddle - Fuel Sub | Com - Health | Fuel Substitution | 714710.4457 | 757902.894 | 805999.4917 | 858643.8692 | 911651.7175 | 964003.9096 | 1026119.3038 | 1097152.7264 | 1174918.2695 | 1260478.5915 | 1347413.9128 | 1444005.1807 | 1547521.4757
Scenario 3: Aggressive Fuel Sub | SDG&E | Com | FoodServ | Com ¦ ENERGY STAR Combination Oven - Gas | Com - Health | Energy Efficiency | 125.8955 | 128.733 | 132.1149 | 140.1022 | 142.8584 | 143.9191 | 130.1441 | 134.1753 | 144.164 | 164.0176 | 191.5548 | 180.1441 | 177.1264
Scenario 3: Aggressive Fuel Sub | SDG&E | Com | FoodServ | Com ¦ ENERGY STAR Combination Oven - Fuel Sub | Com - Health | Fuel Substitution | 10777.1973 | 11497.0722 | 12315.9777 | 13224.0756 | 14122.1387 | 14985.0438 | 16055.431 | 17312.0306 | 18702.1572 | 20249.0618 | 21800.6762 | 23549.0233 | 25428.0821
Scenario 3: Aggressive Fuel Sub | SDG&E | Com | FoodServ | Com ¦ ENERGY STAR Fryer - Tier 1 Gas - Panel Upgrade | Com - Health | Energy Efficiency | 13831.7598 | 14141.4396 | 14510.5545 | 15385.1759 | 15685.0898 | 15798.7457 | 14284.0343 | 14723.8248 | 15817.0448 | 17991.9926 | 21008.8122 | 19753.6519 | 19419.1205
Scenario 3: Aggressive Fuel Sub | SDG&E | Com | FoodServ | Com ¦ ENERGY STAR Fryer - Fuel Sub - Panel Upgrade | Com - Health | Fuel Substitution | 3564693.1446 | 3771410.9459 | 3999403.3029 | 4247459.822 | 4499299.7837 | 4751079.2335 | 5043899.9906 | 5374629.432 | 5734870.1941 | 6129004.4997 | 6532031.9181 | 6976725.5445 | 7452619.6283
Scenario 3: Aggressive Fuel Sub | SDG&E | Com | FoodServ | Com ¦ ENERGY STAR Steamer - Gas - Panel Upgrade | Com - Health | Energy Efficiency | 14552.4163 | 14880.4125 | 15271.3264 | 16194.5954 | 16513.189 | 16635.7946 | 15043.5171 | 15509.4954 | 16664.0969 | 18959.0014 | 22142.067 | 20823.0829 | 20474.2619
Scenario 3: Aggressive Fuel Sub | SDG&E | Com | FoodServ | Com ¦ ENERGY STAR Steamer - Fuel Sub - Panel Upgrade | Com - Health | Fuel Substitution | 1085786.4093 | 1144074.1402 | 1207131.1915 | 1274893.4244 | 1344866.4271 | 1416544.8119 | 1496613.5677 | 1584700.0407 | 1679591.8519 | 1782130.8242 | 1888471.6213 | 2004016.0548 | 2127270.7777
Scenario 3: Aggressive Fuel Sub | SDG&E | Com | FoodServ | Com ¦ ENERGY STAR Convection Oven - Gas - Panel Upgrade | Com - Health | Energy Efficiency | 10225.7155 | 10456.1924 | 10730.8805 | 11379.6446 | 11603.5145 | 11689.6672 | 10570.8031 | 10898.2374 | 11709.5547 | 13322.1419 | 15558.8236 | 14631.9977 | 14386.8876
Scenario 3: Aggressive Fuel Sub | SDG&E | Com | FoodServ | Com ¦ ENERGY STAR Convection Oven - Fuel Sub - Panel Upgrade | Com - Health | Fuel Substitution | 1051156.8973 | 1112918.5795 | 1181248.0385 | 1255735.9586 | 1331157.4553 | 1406264.5338 | 1494181.084 | 1593883.309 | 1702663.5213 | 1821898.7658 | 1943568.3609 | 2078124.5272 | 2222189.5985
Scenario 3: Aggressive Fuel Sub | SDG&E | Com | FoodServ | Com ¦ ENERGY STAR Griddle - Gas - Panel Upgrade | Com - Health | Energy Efficiency | 9638.6146 | 9855.8589 | 10114.7759 | 10726.2918 | 10937.3084 | 11018.5147 | 9963.8893 | 10272.5242 | 11037.2604 | 12557.2623 | 14665.5268 | 13791.9138 | 13560.8765
Scenario 3: Aggressive Fuel Sub | SDG&E | Com | FoodServ | Com ¦ ENERGY STAR Griddle - Fuel Sub - Panel Upgrade | Com - Health | Fuel Substitution | 1176057.9291 | 1247131.2172 | 1326274.2959 | 1412900.7583 | 1500125.3129 | 1586270.9836 | 1688482.0289 | 1805367.7138 | 1933331.1206 | 2074120.8569 | 2217173.1581 | 2376114.3449 | 2546450.6823
Scenario 3: Aggressive Fuel Sub | SDG&E | Com | FoodServ | Com ¦ ENERGY STAR Combination Oven - Gas - Panel Upgrade | Com - Health | Energy Efficiency | 207.1613 | 211.8305 | 217.3954 | 230.5386 | 235.0739 | 236.8193 | 214.1524 | 220.7858 | 237.2222 | 269.8914 | 315.204 | 296.4276 | 291.4619
Scenario 3: Aggressive Fuel Sub | SDG&E | Com | FoodServ | Com ¦ ENERGY STAR Combination Oven - Fuel Sub - Panel Upgrade | Com - Health | Fuel Substitution | 17733.9067 | 18918.4627 | 20265.974 | 21760.2514 | 23238.0166 | 24657.9293 | 26419.2542 | 28486.9922 | 30774.4492 | 33319.8847 | 35873.0704 | 38749.9801 | 41841.9764
Scenario 3: Aggressive Fuel Sub | SDG&E | Com | Lighting | Com ¦ LED Fixtures and Retrofit Kits - 140 lpw | Com - Health | Energy Efficiency | 1623507.0299 | 1679418.792 | 1729013.1859 | 1772692.3437 | 1821928.3612 | 1877650.4812 | 1906783.8156 | 1927852.4561 | 1947500.1664 | 1960932.1643 | 1991462.1768 | 2001854.1665 | 2009738.0787
Scenario 3: Aggressive Fuel Sub | PG&E | Com | AppPlug | Com ¦ Ozone Laundry System Retrofit | Com - Lodging | Energy Efficiency | 92427276.2429 | 96497242.9615 | 100764882.7342 | 105165591.9145 | 109881327.9447 | 114755381.0907 | 119887226.7253 | 125277626.9265 | 130945830.9719 | 136945231.7504 | 143253992.6498 | 126727450.6445 | 193173616.321
Scenario 3: Aggressive Fuel Sub | PG&E | Com | AppPlug | Com ¦ Com Modulating Dryer Valve | Com - Lodging | Energy Efficiency | 19618723.9144 | 20455990.7668 | 21328681.9252 | 22243212.8126 | 23202852.3929 | 24210948.6722 | 25271133.4204 | 26387314.2775 | 27562217.4189 | 28799509.4458 | 30103498.3294 | 28479356.0786 | 29794281.2433
Scenario 3: Aggressive Fuel Sub | PG&E | Com | AppPlug | Com ¦ Pool Cover | Com - Lodging | Energy Efficiency | 38834.0395 | 41416.7361 | 44293.4151 | 46761.9506 | 50087.3068 | 52972.7865 | 56047.2611 | 59184.6964 | 62439.0401 | 66089.5642 | 1049730.6782 | 926688.3471 | 1423259.6572
Scenario 3: Aggressive Fuel Sub | PG&E | Com | BldgEnv | Com ¦ Com Wall Insulation (R13) - Marine | Com - Lodging | Energy Efficiency | 1996684.0754 | 2080130.4372 | 2166939.2847 | 2257815.9701 | 2354392.6117 | 2457819.9348 | 2566246.2781 | 2680223.145 | 2800194.9983 | 2926697.4572 | 3060048.9526 | 3199893.4838 | 3347599.0312
Scenario 3: Aggressive Fuel Sub | PG&E | Com | BldgEnv | Com ¦ Com Wall Insulation (R14) - Marine | Com - Lodging | Energy Efficiency | 6377.9704 | 6755.9324 | 7188.2807 | 7597.3981 | 8177.9488 | 8673.3183 | 9212.4806 | 9773.9518 | 10331.2461 | 10985.9123 | 11657.7712 | 12393.1204 | 13170.9857
Scenario 3: Aggressive Fuel Sub | PG&E | Com | BldgEnv | Com ¦ Com Wall Insulation (R14) - Hot-Dry | Com - Lodging | Energy Efficiency | 1943316.9228 | 2018104.5499 | 2094439.8465 | 2173513.1564 | 2260820.4153 | 2359625.1735 | 2461989.4213 | 2568847.6024 | 2680809.6965 | 2798864.9392 | 2923010.2897 | 3050614.0203 | 3185414.291
Scenario 3: Aggressive Fuel Sub | PG&E | Com | BldgEnv | Com ¦ Com Wall Insulation (R14) - Cold | Com - Lodging | Energy Efficiency | 8570.5502 | 8927.3716 | 9298.2347 | 9685.8401 | 10099.2719 | 10543.2999 | 11008.4362 | 11497.0855 | 12011.255 | 12553.5573 | 13125.0574 | 12428.709 | 13001.6366
Scenario 3: Aggressive Fuel Sub | PG&E | Com | HVAC | Com ¦ Small Unitary Heat Pump (SEER 17) - Marine | Com - Lodging | Energy Efficiency | 0 | 0 | 0 | 0 | 0 | 0 | 0 | 0 | 846167.5712 | 856836.2805 | 871390.2032 | 880718.799 | 889797.6288
Scenario 3: Aggressive Fuel Sub | PG&E | Com | HVAC | Com ¦ Small Unitary Heat Pump (SEER 18) - Marine | Com - Lodging | Energy Efficiency | 786429.288 | 797785.5454 | 804198.8379 | 806454.7824 | 813922.7465 | 834210.061 | 848816.3128 | 861159.7036 | 0 | 0 | 0 | 0 | 0
Scenario 3: Aggressive Fuel Sub | PG&E | Com | HVAC | Com ¦ Small Unitary Heat Pump (SEER 18) - Hot-Dry | Com - Lodging | Energy Efficiency | 802666.754 | 814257.4849 | 820803.1932 | 823105.7164 | 830727.8721 | 851434.0603 | 866341.8885 | 878940.1343 | 890269.2175 | 901493.9722 | 916806.435 | 926621.2305 | 936173.2424
Scenario 3: Aggressive Fuel Sub | PG&E | Com | HVAC | Com ¦ Small Unitary Heat Pump (SEER 18) - Cold | Com - Lodging | Energy Efficiency | 2469.6897 | 2505.3527 | 2525.4929 | 2532.5774 | 2556.0297 | 2619.7397 | 2665.6089 | 2704.3719 | 2739.2298 | 2773.7668 | 2820.881 | 2851.0797 | 2880.4699
Scenario 3: Aggressive Fuel Sub | PG&E | Com | HVAC | Com ¦ Small Unitary AC (SEER 18) - Marine | Com - Lodging | Energy Efficiency | 5148523.6362 | 5288314.4868 | 5414603.8696 | 5530208.4921 | 5672346.4803 | 5868227.7428 | 6049266.9063 | 6228645.6449 | 6410441.8789 | 6600183.4476 | 6813284.3949 | 7015117.5182 | 7225416.5427
Scenario 3: Aggressive Fuel Sub | PG&E | Com | HVAC | Com ¦ Small Unitary AC (SEER 18) - Hot-Dry | Com - Lodging | Energy Efficiency | 5634730.6172 | 5790074.1429 | 5931318.7459 | 6061463.5443 | 6220374.7821 | 6437020.2236 | 6638224.9522 | 6838085.056 | 7040970.3008 | 7252860.7181 | 7490213.7176 | 7716096.9428 | 7951610.288
Scenario 3: Aggressive Fuel Sub | PG&E | Com | HVAC | Com ¦ Small Unitary AC (SEER 18) - Cold | Com - Lodging | Energy Efficiency | 18497.2616 | 19094.6784 | 19671.0169 | 20233.0131 | 20879.2999 | 21674.7748 | 22449.4332 | 23237.2577 | 24049.124 | 24902.0651 | 25834.77 | 26761.8931 | 27734.1967
Scenario 3: Aggressive Fuel Sub | PG&E | Com | HVAC | Com ¦ Ductless Mini Split Heat Pump (SEER 18) - Hot-Dry | Com - Lodging | Energy Efficiency | 310713.3259 | 317321.0619 | 322442.9766 | 326419.1203 | 332432.2039 | 341577.7362 | 348182.0864 | 353793.0832 | 358849.992 | 363610.4245 | 370387.7936 | 375067.3624 | 379556.4502
Scenario 3: Aggressive Fuel Sub | PG&E | Com | HVAC | Com ¦ Ductless Mini Split Heat Pump (SEER 18) - Marine | Com - Lodging | Energy Efficiency | 369155.8771 | 377006.4724 | 383091.776 | 387815.7988 | 394959.8925 | 405825.6222 | 413672.1949 | 420338.5728 | 426346.6434 | 432002.473 | 440054.6079 | 445614.3641 | 450947.8114
Scenario 3: Aggressive Fuel Sub | PG&E | Com | HVAC | Com ¦ Ductless Mini Split Heat Pump (SEER 18) - Cold | Com - Lodging | Energy Efficiency | 820.0475 | 837.4869 | 851.0048 | 861.4988 | 877.3688 | 901.5061 | 918.9366 | 933.7453 | 947.0917 | 959.6557 | 977.5428 | 989.8933 | 1001.7411
Scenario 3: Aggressive Fuel Sub | PG&E | Com | HVAC | Com ¦ HVAC Energy Management System (Elec SC and Gas SH) - Marine | Com - Lodging | Energy Efficiency | 5924696.4482 | 6117519.1959 | 6304005.9877 | 6484031.4057 | 6709320.5924 | 6994075.8276 | 7283031.5745 | 7574137.2749 | 7871409.9996 | 8184896.9435 | 8535127.2221 | 8874801.6386 | 9230275.1494
Scenario 3: Aggressive Fuel Sub | PG&E | Com | HVAC | Com ¦ HVAC Energy Management System (Elec SC and Gas SH) - Hot-Dry | Com - Lodging | Energy Efficiency | 4328014.4176 | 4465893.7818 | 4598249.3549 | 4725097.7172 | 4886048.3584 | 5092690.4743 | 5301808.5234 | 5511820.2625 | 361071.2452 | 5951413.6204 | 6204549.7745 | 6448410.7736 | 6703425.411
Scenario 3: Aggressive Fuel Sub | PG&E | Com | HVAC | Com ¦ HVAC Energy Management System (Elec SC and Gas SH) - Cold | Com - Lodging | Energy Efficiency | 13310.7834 | 13762.5731 | 14203.3495 | 14628.7874 | 15147.6244 | 15792.7453 | 16448.7535 | 17111.6254 | 17793.3833 | 18509.6613 | 19305.4057 | 18470.8969 | 19227.6087
Scenario 3: Aggressive Fuel Sub | PG&E | Com | HVAC | Com ¦ HVAC Pump Variable Frequency Drive (VFD) - Marine | Com - Lodging | Energy Efficiency | 856553.4436 | 0 | 0 | 0 | 0 | 0 | 0 | 0 | 0 | 0 | 0 | 0 | 0
Scenario 3: Aggressive Fuel Sub | PG&E | Com | HVAC | Com ¦ HVAC Pump Variable Frequency Drive (VFD) - Hot-Dry | Com - Lodging | Energy Efficiency | 0 | 0 | 0 | 0 | 0 | 0 | 0 | 0 | 0 | 0 | 0 | 0 | 0
Scenario 3: Aggressive Fuel Sub | PG&E | Com | HVAC | Com ¦ HVAC Pump Variable Frequency Drive (VFD) - Cold | Com - Lodging | Energy Efficiency | 0 | 0 | 0 | 0 | 0 | 0 | 0 | 0 | 0 | 0 | 0 | 0 | 0
Scenario 3: Aggressive Fuel Sub | PG&E | Com | HVAC | Com ¦ HVAC Fan Variable Frequency Drive (VFD) - Marine | Com - Lodging | Energy Efficiency | 182041.1819 | 180423.5089 | 176340.101 | 170159.0749 | 167873.1582 | 173240.7022 | 177308.9822 | 179765.0263 | 0 | 0 | 0 | 0 | 0
Scenario 3: Aggressive Fuel Sub | PG&E | Com | HVAC | Com ¦ HVAC Fan Variable Frequency Drive (VFD) - Hot-Dry | Com - Lodging | Energy Efficiency | 150743.7894 | 149458.2618 | 146147.0801 | 141113.2587 | 139284.9743 | 143753.0094 | 147155.438 | 149235.0751 | 0 | 0 | 0 | 0 | 0
Scenario 3: Aggressive Fuel Sub | PG&E | Com | HVAC | Com ¦ HVAC Fan Variable Frequency Drive (VFD) - Cold | Com - Lodging | Energy Efficiency | 0 | 0 | 0 | 0 | 0 | 0 | 0 | 0 | 0 | 0 | 0 | 0 | 0
Scenario 3: Aggressive Fuel Sub | PG&E | Com | HVAC | Com ¦ Large Packaged Heat Pump (IEER 14.0) - Fuel Sub - ZEAS 2030 - Marine | Com - Lodging | Fuel Substitution | 3725619.5504 | 3932584.2136 | 4159736.8601 | 4405985.0358 | 4656736.9116 | 0 | 0 | 0 | 0 | 0 | 0 | 0 | 0
Scenario 3: Aggressive Fuel Sub | PG&E | Com | HVAC | Com ¦ Large Packaged Heat Pump (IEER 14.0) - Fuel Sub - ZEAS 2030 - Hot-Dry | Com - Lodging | Fuel Substitution | 2242472.4407 | 2370715.5962 | 2512023.6782 | 2665605.571 | 2821547.8794 | 0 | 0 | 0 | 0 | 0 | 0 | 0 | 0
Scenario 3: Aggressive Fuel Sub | PG&E | Com | HVAC | Com ¦ Large Packaged Heat Pump (IEER 14.0) - Fuel Sub - ZEAS 2030 - Cold | Com - Lodging | Fuel Substitution | 15311.4311 | 16199.1579 | 17183.6623 | 18258.0493 | 19343.1441 | 0 | 0 | 0 | 0 | 0 | 0 | 0 | 0
Scenario 3: Aggressive Fuel Sub | PG&E | Com | HVAC | Com ¦ Large Packaged Heat Pump (IEER 14.0) - Fuel Sub - Panel Upgrade - ZEAS 2030 - Marine | Com - Lodging | Fuel Substitution | 851308.6442 | 898600.324 | 950504.9828 | 1006772.9934 | 1064070.1051 | 0 | 0 | 0 | 0 | 0 | 0 | 0 | 0
Scenario 3: Aggressive Fuel Sub | PG&E | Com | HVAC | Com ¦ Large Packaged Heat Pump (IEER 14.0) - Fuel Sub - Panel Upgrade - ZEAS 2030 - Hot-Dry | Com - Lodging | Fuel Substitution | 512407.7076 | 541711.4262 | 574000.4965 | 609094.1477 | 644727.1567 | 0 | 0 | 0 | 0 | 0 | 0 | 0 | 0
Scenario 3: Aggressive Fuel Sub | PG&E | Com | HVAC | Com ¦ Large Packaged Heat Pump (IEER 14.0) - Fuel Sub - Panel Upgrade - ZEAS 2030 - Cold | Com - Lodging | Fuel Substitution | 3498.6808 | 3701.5275 | 3926.488 | 4171.9867 | 4419.9322 | 0 | 0 | 0 | 0 | 0 | 0 | 0 | 0
Scenario 3: Aggressive Fuel Sub | PG&E | Com | HVAC | Com ¦ Small Packaged Heat Pump (SEER 16) - Fuel Sub - ZEAS 2030 - Hot-Dry | Com - Lodging | Fuel Substitution | 0 | 0 | 0 | 0 | 0 | 216375.5799 | 220646.4239 | 224223.6661 | 227431.9001 | 230392.1366 | 234771.5942 | 237667.3873 | 240427.8928
Scenario 3: Aggressive Fuel Sub | PG&E | Com | HVAC | Com ¦ Small Packaged Heat Pump (SEER 16) - Fuel Sub - ZEAS 2030 - Cold | Com - Lodging | Fuel Substitution | 0 | 0 | 0 | 0 | 0 | 615.1338 | 627.2403 | 637.3896 | 646.4979 | 654.9068 | 667.3223 | 611.1671 | 618.2663
Scenario 3: Aggressive Fuel Sub | PG&E | Com | HVAC | Com ¦ Small Packaged Heat Pump (SEER 18) - Fuel Sub - ZEAS 2030 - Marine | Com - Lodging | Fuel Substitution | 1214646.2115 | 1269845.7731 | 1328022.756 | 1389394.3319 | 1453917.5932 | 0 | 0 | 0 | 0 | 0 | 0 | 0 | 0
Scenario 3: Aggressive Fuel Sub | PG&E | Com | HVAC | Com ¦ Small Packaged Heat Pump (SEER 18) - Fuel Sub - ZEAS 2030 - Hot-Dry | Com - Lodging | Fuel Substitution | 932513.8107 | 973689.6566 | 1016778.5563 | 1062007.9589 | 1109840.3176 | 0 | 0 | 0 | 0 | 0 | 0 | 0 | 0
Scenario 3: Aggressive Fuel Sub | PG&E | Com | HVAC | Com ¦ Small Packaged Heat Pump (SEER 18) - Fuel Sub - ZEAS 2030 - Cold | Com - Lodging | Fuel Substitution | 4482.366 | 4702.9751 | 4940.1165 | 5193.6677 | 5455.9896 | 0 | 0 | 0 | 0 | 0 | 0 | 0 | 0
Scenario 3: Aggressive Fuel Sub | PG&E | Com | HVAC | Com ¦ Small Packaged Heat Pump (SEER 16) - Fuel Sub - Panel Upgrade - ZEAS 2030 - Hot-Dry | Com - Lodging | Fuel Substitution | 0 | 0 | 0 | 0 | 0 | 49442.0858 | 50417.9789 | 51235.3832 | 51968.4686 | 52644.8862 | 53645.5977 | 54307.29 | 54938.0689
Scenario 3: Aggressive Fuel Sub | PG&E | Com | HVAC | Com ¦ Small Packaged Heat Pump (SEER 16) - Fuel Sub - Panel Upgrade - ZEAS 2030 - Cold | Com - Lodging | Fuel Substitution | 0 | 0 | 0 | 0 | 0 | 140.5588 | 143.3252 | 145.6443 | 147.7256 | 149.647 | 152.484 | 139.6524 | 141.2746
Scenario 3: Aggressive Fuel Sub | PG&E | Com | HVAC | Com ¦ Small Packaged Heat Pump (SEER 18) - Fuel Sub - Panel Upgrade - ZEAS 2030 - Marine | Com - Lodging | Fuel Substitution | 277548.1515 | 290161.3192 | 303454.8312 | 317478.3117 | 332221.9562 | 0 | 0 | 0 | 0 | 0 | 0 | 0 | 0
Scenario 3: Aggressive Fuel Sub | PG&E | Com | HVAC | Com ¦ Small Packaged Heat Pump (SEER 18) - Fuel Sub - Panel Upgrade - ZEAS 2030 - Hot-Dry | Com - Lodging | Fuel Substitution | 213080.5513 | 222489.2827 | 232335.1492 | 242670.1233 | 253599.876 | 0 | 0 | 0 | 0 | 0 | 0 | 0 | 0
Scenario 3: Aggressive Fuel Sub | PG&E | Com | HVAC | Com ¦ Small Packaged Heat Pump (SEER 18) - Fuel Sub - Panel Upgrade - ZEAS 2030 - Cold | Com - Lodging | Fuel Substitution | 1024.2261 | 1074.6356 | 1128.8227 | 1186.7594 | 1246.7003 | 0 | 0 | 0 | 0 | 0 | 0 | 0 | 0
Scenario 3: Aggressive Fuel Sub | PG&E | Com | HVAC | Com ¦ Efficient Hot Water Boilers (94% eff.) - ZEAS 2030 - Marine | Com - Lodging | Energy Efficiency | 542042.5198 | 566733.5311 | 592767.8723 | 620046.672 | 649025.6192 | 0 | 0 | 0 | 0 | 0 | 0 | 0 | 0
Scenario 3: Aggressive Fuel Sub | PG&E | Com | HVAC | Com ¦ Efficient Hot Water Boilers (94% eff.) - ZEAS 2030 - Hot-Dry | Com - Lodging | Energy Efficiency | 364743.5207 | 381358.2438 | 398876.9014 | 417232.9621 | 436733.0619 | 0 | 0 | 0 | 0 | 0 | 0 | 0 | 0
Scenario 3: Aggressive Fuel Sub | PG&E | Com | HVAC | Com ¦ Efficient Hot Water Boilers (94% eff.) - ZEAS 2030 - Cold | Com - Lodging | Energy Efficiency | 868.9853 | 908.5692 | 950.3066 | 994.0391 | 1040.4972 | 0 | 0 | 0 | 0 | 0 | 0 | 0 | 0
Scenario 3: Aggressive Fuel Sub | PG&E | Com | WaterHeat | Com ¦ Com Heat Pump Water Heater (3.3 UEF - 50 Gal) - Marine | Com - Lodging | Energy Efficiency | 1616767.5378 | 1675754.105 | 1731756.8568 | 1784954.5699 | 1849425.3987 | 1920766.2891 | 1971518.478 | 2011862.1014 | 2045934.8242 | 2076666.2789 | 2124792.1146 | 2163957.7505 | 2200007.756
Scenario 3: Aggressive Fuel Sub | PG&E | Com | WaterHeat | Com ¦ Com Heat Pump Water Heater (3.3 UEF - 50 Gal) - Hot-Dry | Com - Lodging | Energy Efficiency | 1190032.6633 | 1233482.4775 | 1274733.2666 | 1313917.1046 | 1361407.0502 | 1413959.6551 | 1451340.7109 | 1481051.7947 | 1506141.9423 | 1528769.5795 | 1564214.576 | 1593056.746 | 1619602.8873
Scenario 3: Aggressive Fuel Sub | PG&E | Com | WaterHeat | Com ¦ Com Heat Pump Water Heater (3.3 UEF - 50 Gal) - Cold | Com - Lodging | Energy Efficiency | 3609.1806 | 3740.854 | 3865.867 | 3984.6186 | 4128.5343 | 4287.7855 | 4401.0781 | 4491.1366 | 4567.1971 | 4635.7991 | 4743.2293 | 4830.6584 | 4911.1327
Scenario 3: Aggressive Fuel Sub | PG&E | Com | WaterHeat | Com ¦ Com Hot Water Tank Insulation - Marine | Com - Lodging | Energy Efficiency | 71504.6046 | 74556.7654 | 77729.4402 | 81052.8927 | 84538.5818 | 88196.9073 | 92042.9779 | 96091.3682 | 100353.3978 | 104840.8566 | 109565.1923 | 103630.8481 | 108393.0405
Scenario 3: Aggressive Fuel Sub | PG&E | Com | WaterHeat | Com ¦ Com Hot Water Tank Insulation - Hot-Dry | Com - Lodging | Energy Efficiency | 50385.003 | 52535.6775 | 54771.271 | 57113.1085 | 59569.2643 | 62147.0667 | 64857.1618 | 67709.8195 | 70713.016 | 73875.0588 | 77204.0146 | 73022.4385 | 76378.0696
Scenario 3: Aggressive Fuel Sub | PG&E | Com | WaterHeat | Com ¦ Com Hot Water Tank Insulation - Cold | Com - Lodging | Energy Efficiency | 102.8158 | 107.2045 | 111.7665 | 116.5452 | 121.5573 | 126.8175 | 132.3478 | 138.1689 | 144.2973 | 150.7497 | 157.5428 | 149.0099 | 155.8574
Scenario 3: Aggressive Fuel Sub | PG&E | Com | WaterHeat | Com ¦ Faucet Aerators (Gas WH) - Marine | Com - Lodging | Energy Efficiency | 586551.4455 | 611590.5373 | 637608.8015 | 664862.357 | 693445.4761 | 723440.2299 | 754973.488 | 788164.0673 | 0 | 0 | 0 | 0 | 0
Scenario 3: Aggressive Fuel Sub | PG&E | Com | WaterHeat | Com ¦ Faucet Aerators (Gas WH) - Hot-Dry | Com - Lodging | Energy Efficiency | 395411.9243 | 412291.5271 | 429831.2195 | 448203.6588 | 467472.3968 | 487692.7601 | 508950.2753 | 531325.0404 | 0 | 0 | 0 | 0 | 0
Scenario 3: Aggressive Fuel Sub | PG&E | Com | WaterHeat | Com ¦ Faucet Aerators (Gas WH) - Cold | Com - Lodging | Energy Efficiency | 909.4495 | 948.2727 | 988.6141 | 1030.8708 | 1075.189 | 1121.6959 | 1170.5883 | 1222.0504 | 0 | 0 | 0 | 0 | 0
Scenario 3: Aggressive Fuel Sub | PG&E | Com | WaterHeat | Com ¦ Faucet Aerators (Elec WH) - Marine | Com - Lodging | Energy Efficiency | 57103.5772 | 60284.8002 | 60904.597 | 60158.3021 | 63891.846 | 70242.5228 | 73961.5218 | 76376.5159 | 0 | 0 | 0 | 0 | 0
Scenario 3: Aggressive Fuel Sub | PG&E | Com | WaterHeat | Com ¦ Faucet Aerators (Elec WH) - Hot-Dry | Com - Lodging | Energy Efficiency | 40639.457 | 42903.4688 | 43344.5657 | 42813.4428 | 45470.5301 | 49990.1779 | 52636.9141 | 54355.6163 | 0 | 0 | 0 | 0 | 0
Scenario 3: Aggressive Fuel Sub | PG&E | Com | WaterHeat | Com ¦ Faucet Aerators (Elec WH) - Cold | Com - Lodging | Energy Efficiency | 143.5637 | 151.5616 | 153.1198 | 151.2436 | 160.6301 | 176.5963 | 185.9462 | 192.0177 | 0 | 0 | 0 | 0 | 0
Scenario 3: Aggressive Fuel Sub | PG&E | Com | WaterHeat | Com ¦ Com Water Heating Controls (Gas WH) - Marine | Com - Lodging | Energy Efficiency | 9062000.0878 | 9449657.1756 | 9854605.6466 | 10279453.7744 | 10725695.0437 | 11194845.0873 | 11688416.3304 | 12207982.5428 | 0 | 0 | 0 | 0 | 0
Scenario 3: Aggressive Fuel Sub | PG&E | Com | WaterHeat | Com ¦ Com Water Heating Controls (Gas WH) - Hot-Dry | Com - Lodging | Energy Efficiency | 6411377.1294 | 6685645.0352 | 6972146.6177 | 7272727.2338 | 7588443.5261 | 7920367.8067 | 8269570.1185 | 8637163.9056 | 0 | 0 | 0 | 0 | 0
Scenario 3: Aggressive Fuel Sub | PG&E | Com | WaterHeat | Com ¦ Com Water Heating Controls (Gas WH) - Cold | Com - Lodging | Energy Efficiency | 13194.2808 | 13758.7099 | 14348.3153 | 14966.8945 | 15616.6223 | 16299.7052 | 17018.3454 | 17774.8343 | 0 | 0 | 0 | 0 | 0
Scenario 3: Aggressive Fuel Sub | PG&E | Com | WaterHeat | Com ¦ Low Flow Showerheads (Gas WH) - Marine | Com - Lodging | Energy Efficiency | 1479167.9496 | 1542292.0967 | 1608083.4312 | 1677028.0679 | 1749371.1246 | 1825366.1496 | 1905286.4381 | 1989428.3924 | 2077997.1053 | 2171266.3499 | 2269561.0009 | 2147098.2355 | 2246217.2257
Scenario 3: Aggressive Fuel Sub | PG&E | Com | WaterHeat | Com ¦ Low Flow Showerheads (Gas WH) - Hot-Dry | Com - Lodging | Energy Efficiency | 1018621.4713 | 1062091.5935 | 1107398.4608 | 1154876.8335 | 1204695.5109 | 1257029.0976 | 1312065.7971 | 1370009.7252 | 1431002.118 | 1495231.508 | 1562921.6186 | 1478588.2592 | 1546846.0467
Scenario 3: Aggressive Fuel Sub | PG&E | Com | WaterHeat | Com ¦ Low Flow Showerheads (Gas WH) - Cold | Com - Lodging | Energy Efficiency | 2230.7109 | 2325.9074 | 2425.1264 | 2529.1007 | 2638.2002 | 2752.8071 | 2873.3337 | 3000.2269 | 3133.7961 | 3274.454 | 3422.6907 | 3238.0064 | 3387.4863
Scenario 3: Aggressive Fuel Sub | PG&E | Com | WaterHeat | Com ¦ Low Flow Showerheads (Elec WH) - Marine | Com - Lodging | Energy Efficiency | 6423.3016 | 6606.3517 | 6691.247 | 6899.6168 | 7321.8911 | 7908.4173 | 8224.9656 | 8315.7543 | 0 | 0 | 8894.4438 | 9185.264 | 9487.6641
Scenario 3: Aggressive Fuel Sub | PG&E | Com | WaterHeat | Com ¦ Low Flow Showerheads (Elec WH) - Hot-Dry | Com - Lodging | Energy Efficiency | 4686.9103 | 4820.4769 | 4882.4228 | 5034.4646 | 5342.5868 | 5770.5592 | 6001.536 | 6067.782 | 0 | 0 | 0 | 0 | 6922.8931
Scenario 3: Aggressive Fuel Sub | PG&E | Com | WaterHeat | Com ¦ Low Flow Showerheads (Elec WH) - Cold | Com - Lodging | Energy Efficiency | 15.9758 | 16.4311 | 16.6422 | 17.1605 | 18.2108 | 19.6695 | 20.4569 | 20.6827 | 20.9576 | 21.1994 | 22.122 | 22.8453 | 23.5974
Scenario 3: Aggressive Fuel Sub | PG&E | Com | WaterHeat | Com ¦ Low-flow Pre-Rinse Spray Valve - Marine | Com - Lodging | Energy Efficiency | 6910.3542 | 7209.3296 | 7522.2932 | 7848.6311 | 8194.0745 | 8555.024 | 8934.904 | 9334.4302 | 9755.0783 | 10199.3507 | 10667.5222 | 9854.3472 | 11969.6785
Scenario 3: Aggressive Fuel Sub | PG&E | Com | WaterHeat | Com ¦ Low-flow Pre-Rinse Spray Valve - Hot-Dry | Com - Lodging | Energy Efficiency | 4775.865 | 4982.4921 | 5198.7866 | 5424.3244 | 5663.0663 | 5912.5247 | 6175.0664 | 6451.1858 | 6741.9029 | 7048.9473 | 7372.5086 | 6810.5094 | 8272.4514
Scenario 3: Aggressive Fuel Sub | PG&E | Com | WaterHeat | Com ¦ Low-flow Pre-Rinse Spray Valve - Cold | Com - Lodging | Energy Efficiency | 10.3619 | 10.8102 | 11.2795 | 11.7688 | 12.2868 | 12.828 | 13.3976 | 13.9967 | 14.6274 | 15.2936 | 15.9956 | 14.7763 | 17.9482
Scenario 3: Aggressive Fuel Sub | PG&E | Com | WaterHeat | Com ¦ Com Hot Water Pipe Insulation - Marine | Com - Lodging | Energy Efficiency | 8497878.9844 | 8860667.4123 | 9239008.0345 | 9635541.9169 | 10051761.7905 | 10489053.8943 | 10949021.2224 | 11433254.819 | 11942961.1258 | 12479880.5717 | 13045875.0494 | 12342909.687 | 12913653.1748
Scenario 3: Aggressive Fuel Sub | PG&E | Com | WaterHeat | Com ¦ Com Hot Water Pipe Insulation - Hot-Dry | Com - Lodging | Energy Efficiency | 5079257.9485 | 5296099.8227 | 5522237.382 | 5759249.2149 | 6008027.5401 | 6269400.9249 | 6544327.4933 | 6833758.2264 | 7138414.2253 | 7459335.7597 | 7797635.6996 | 7377467.0421 | 7718605.5077
Scenario 3: Aggressive Fuel Sub | PG&E | Com | WaterHeat | Com ¦ Com Hot Water Pipe Insulation - Cold | Com - Lodging | Energy Efficiency | 10677.159 | 11132.9845 | 11608.3505 | 12106.5754 | 12629.5348 | 13178.9704 | 13756.8963 | 14365.3116 | 15005.732 | 15680.3444 | 16391.4881 | 15508.2473 | 16225.3579
Scenario 3: Aggressive Fuel Sub | PG&E | Com | WaterHeat | Com ¦ Com Efficient Tankless Gas Water Heater (0.87 UEF - High Draw) - ZEAS 2030 - Marine | Com - Lodging | Energy Efficiency | 194934.1535 | 206648.0231 | 220062.4082 | 232794.4657 | 250767.848 | 0 | 0 | 0 | 0 | 0 | 0 | 0 | 0
Scenario 3: Aggressive Fuel Sub | PG&E | Com | WaterHeat | Com ¦ Com Efficient Tankless Gas Water Heater (0.87 UEF - High Draw) - ZEAS 2030 - Hot-Dry | Com - Lodging | Energy Efficiency | 146261.8735 | 155050.9889 | 165116.0365 | 174669.1336 | 188154.8722 | 0 | 0 | 0 | 0 | 0 | 0 | 0 | 0
Scenario 3: Aggressive Fuel Sub | PG&E | Com | WaterHeat | Com ¦ Com Efficient Tankless Gas Water Heater (0.87 UEF - High Draw) - ZEAS 2030 - Cold | Com - Lodging | Energy Efficiency | 801.0026 | 856.2126 | 917.9847 | 971.6945 | 1043.5993 | 0 | 0 | 0 | 0 | 0 | 0 | 0 | 0
Scenario 3: Aggressive Fuel Sub | PG&E | Com | WaterHeat | Com ¦ Com Heat Pump Water Heater (3.75 UEF - 50 Gal) - Fuel Sub - ZEAS 2030 - Marine | Com - Lodging | Fuel Substitution | 29278807.0691 | 30715188.7906 | 32289225.3966 | 34004003.5165 | 35728208.1659 | 23474887.2651 | 24086197.0117 | 24570891.7481 | 24981218.244 | 25347055.1004 | 25926087.0634 | 26394461.4082 | 26824904.1198
Scenario 3: Aggressive Fuel Sub | PG&E | Com | WaterHeat | Com ¦ Com Heat Pump Water Heater (3.75 UEF - 50 Gal) - Fuel Sub - ZEAS 2030 - Hot-Dry | Com - Lodging | Fuel Substitution | 21645396.9635 | 22709773.6441 | 23876988.4036 | 25149283.2041 | 26427622.2013 | 17298494.7949 | 17749188.0327 | 18106493.3775 | 18408945.7625 | 18678582.326 | 19105460.1667 | 19450719.495 | 19767999.8259
Scenario 3: Aggressive Fuel Sub | PG&E | Com | WaterHeat | Com ¦ Com Heat Pump Water Heater (3.75 UEF - 50 Gal) - Fuel Sub - ZEAS 2030 - Cold | Com - Lodging | Fuel Substitution | 123507.1455 | 129618.4367 | 136346.2508 | 143701.9574 | 151061.7619 | 99000.1614 | 101568.0454 | 103605.8893 | 105332.4517 | 106872.8356 | 109305.9695 | 100670.7252 | 102309.3047
Scenario 3: Aggressive Fuel Sub | PG&E | Com | WaterHeat | Com ¦ Com Efficient Tankless Gas Water Heater (0.87 UEF - High Draw) - Panel Upgrade - ZEAS 2030 - Marine | Com - Lodging | Energy Efficiency | 161731.0834 | 171449.7334 | 182579.2507 | 193142.6611 | 208054.6431 | 0 | 0 | 0 | 0 | 0 | 0 | 0 | 0
Scenario 3: Aggressive Fuel Sub | PG&E | Com | WaterHeat | Com ¦ Com Efficient Tankless Gas Water Heater (0.87 UEF - High Draw) - Panel Upgrade - ZEAS 2030 - Hot-Dry | Com - Lodging | Energy Efficiency | 121349.1368 | 128641.2051 | 136991.8764 | 144917.7977 | 156106.5149 | 0 | 0 | 0 | 0 | 0 | 0 | 0 | 0
Scenario 3: Aggressive Fuel Sub | PG&E | Com | WaterHeat | Com ¦ Com Efficient Tankless Gas Water Heater (0.87 UEF - High Draw) - Panel Upgrade - ZEAS 2030 - Cold | Com - Lodging | Energy Efficiency | 664.5681 | 710.3742 | 761.6246 | 806.1861 | 865.8433 | 0 | 0 | 0 | 0 | 0 | 0 | 0 | 0
Scenario 3: Aggressive Fuel Sub | PG&E | Com | WaterHeat | Com ¦ Com Heat Pump Water Heater (3.75 UEF - 50 Gal) - Fuel Sub - Panel Upgrade - ZEAS 2030 - Marine | Com - Lodging | Fuel Substitution | 24291757.5134 | 25483480.8098 | 26789412.2796 | 28212112.8076 | 29642634.2475 | 19476417.4562 | 19983603.0152 | 20385739.8569 | 20726175.5761 | 21029699.5613 | 21510105.2009 | 21898701.498 | 22255827.0444
Scenario 3: Aggressive Fuel Sub | PG&E | Com | WaterHeat | Com ¦ Com Heat Pump Water Heater (3.75 UEF - 50 Gal) - Fuel Sub - Panel Upgrade - ZEAS 2030 - Hot-Dry | Com - Lodging | Fuel Substitution | 17958543.6346 | 18841625.3861 | 19810028.8404 | 20865614.0869 | 21926214.0241 | 14352047.8793 | 14725974.6864 | 15022420.3297 | 15273356.0997 | 15497065.5562 | 15851233.435 | 16137684.8558 | 16400922.9325
Scenario 3: Aggressive Fuel Sub | PG&E | Com | WaterHeat | Com ¦ Com Heat Pump Water Heater (3.75 UEF - 50 Gal) - Fuel Sub - Panel Upgrade - ZEAS 2030 - Cold | Com - Lodging | Fuel Substitution | 102470.2141 | 107540.5711 | 113122.4389 | 119225.2504 | 125331.4618 | 82137.4966 | 84267.9937 | 85958.7323 | 87391.2099 | 88669.2207 | 90687.9198 | 83523.5138 | 84882.9945
Scenario 3: Aggressive Fuel Sub | PG&E | Com | WaterHeat | Com ¦ Com Heat Pump Water Heater (100+ Gal, 200+ kBtuh - 4.3 COP) - Fuel Sub - ZEAS 2030 - Marine | Com - Lodging | Fuel Substitution | 12589498.1124 | 13200229.885 | 13863416.9854 | 14580726.4627 | 15309236.3433 | 0 | 0 | 0 | 0 | 0 | 0 | 0 | 0
Scenario 3: Aggressive Fuel Sub | PG&E | Com | WaterHeat | Com ¦ Com Heat Pump Water Heater (100+ Gal, 200+ kBtuh - 4.3 COP) - Fuel Sub - ZEAS 2030 - Hot-Dry | Com - Lodging | Fuel Substitution | 9321448.4061 | 9774836.37 | 10267449.8512 | 10800511.7911 | 11341578.7828 | 0 | 0 | 0 | 0 | 0 | 0 | 0 | 0
Scenario 3: Aggressive Fuel Sub | PG&E | Com | WaterHeat | Com ¦ Com Heat Pump Water Heater (100+ Gal, 200+ kBtuh - 4.3 COP) - Fuel Sub - ZEAS 2030 - Cold | Com - Lodging | Fuel Substitution | 26774.0733 | 28083.5162 | 29510.2414 | 31057.554 | 32623.3389 | 0 | 0 | 0 | 0 | 0 | 0 | 0 | 0
Scenario 3: Aggressive Fuel Sub | PG&E | Com | WaterHeat | Com ¦ Com Heat Pump Water Heater (100+ Gal, 200+ kBtuh - 4.3 COP) - Fuel Sub - Panel Upgrade - ZEAS 2030 - Marine | Com - Lodging | Fuel Substitution | 10445133.0493 | 10951839.0804 | 11502065.7407 | 12097196.1312 | 12701619.1639 | 0 | 0 | 0 | 0 | 0 | 0 | 0 | 0
Scenario 3: Aggressive Fuel Sub | PG&E | Com | WaterHeat | Com ¦ Com Heat Pump Water Heater (100+ Gal, 200+ kBtuh - 4.3 COP) - Fuel Sub - Panel Upgrade - ZEAS 2030 - Hot-Dry | Com - Lodging | Fuel Substitution | 7733729.1721 | 8109891.7136 | 8518598.5029 | 8960864.1783 | 9409771.4077 | 0 | 0 | 0 | 0 | 0 | 0 | 0 | 0
Scenario 3: Aggressive Fuel Sub | PG&E | Com | WaterHeat | Com ¦ Com Heat Pump Water Heater (100+ Gal, 200+ kBtuh - 4.3 COP) - Fuel Sub - Panel Upgrade - ZEAS 2030 - Cold | Com - Lodging | Fuel Substitution | 22213.6542 | 23300.0601 | 24483.7717 | 25767.5311 | 27066.6163 | 0 | 0 | 0 | 0 | 0 | 0 | 0 | 0
Scenario 3: Aggressive Fuel Sub | PG&E | Com | WaterHeat | Com ¦ Efficient Gas Water Heating Boiler (0.92 UEF) - ZEAS 2030 - Marine | Com - Lodging | Energy Efficiency | 68614487.4729 | 71739019.9247 | 75033299.6279 | 78484844.5672 | 82151706.7489 | 0 | 0 | 0 | 0 | 0 | 0 | 0 | 0
Scenario 3: Aggressive Fuel Sub | PG&E | Com | WaterHeat | Com ¦ Efficient Gas Water Heating Boiler (0.92 UEF) - ZEAS 2030 - Hot-Dry | Com - Lodging | Energy Efficiency | 48563857.3481 | 50775338.1482 | 53106963.6109 | 55549899.0976 | 58145231.0716 | 0 | 0 | 0 | 0 | 0 | 0 | 0 | 0
Scenario 3: Aggressive Fuel Sub | PG&E | Com | WaterHeat | Com ¦ Efficient Gas Water Heating Boiler (0.92 UEF) - ZEAS 2030 - Cold | Com - Lodging | Energy Efficiency | 99997.9206 | 104551.5836 | 109352.6363 | 114382.8874 | 119726.9385 | 0 | 0 | 0 | 0 | 0 | 0 | 0 | 0
Scenario 3: Aggressive Fuel Sub | PG&E | Com | FoodServ | Com ¦ ENERGY STAR Dishwasher - Tier 1 | Com - Lodging | Energy Efficiency | 0 | 0 | 0 | 0 | 0 | 0 | 0 | 0 | 0 | 0 | 0 | 0 | 0
Scenario 3: Aggressive Fuel Sub | PG&E | Com | FoodServ | Com ¦ ENERGY STAR Dishwasher - Tier 2 | Com - Lodging | Energy Efficiency | 881319.8907 | 917997.9082 | 955715.0865 | 994488.7991 | 1036460.0788 | 1081070.3204 | 1126018.7999 | 1172420.7078 | 1220570.5593 | 1271123.6222 | 1325858.8582 | 1382412.6624 | 1441710.3332
Scenario 3: Aggressive Fuel Sub | PG&E | Com | FoodServ | Com ¦ ENERGY STAR Combination Oven - Electric | Com - Lodging | Energy Efficiency | 286606.4037 | 295698.4708 | 303840.4918 | 311551.3735 | 321572.0014 | 333865.0214 | 342928.4406 | 350283.9896 | 356165.5674 | 361398.4844 | 369438.3894 | 375506.7102 | 381131.1598
Scenario 3: Aggressive Fuel Sub | PG&E | Com | FoodServ | Com ¦ ENERGY STAR Steamer - Electric | Com - Lodging | Energy Efficiency | 0 | 0 | 0 | 0 | 257967.0833 | 267828.6214 | 275099.3533 | 281000.0209 | 285718.2597 | 289916.1387 | 296365.801 | 301233.8462 | 305745.8151
Scenario 3: Aggressive Fuel Sub | PG&E | Com | FoodServ | Com ¦ ENERGY STAR Conveyor Broiler - Gas | Com - Lodging | Energy Efficiency | 277182.1271 | 288803.0913 | 300798.2546 | 313239.7213 | 326768.4989 | 341213.0882 | 355808.1616 | 370831.3866 | 386343.5287 | 402607.077 | 420179.2872 | 438363.3532 | 457453.4517
Scenario 3: Aggressive Fuel Sub | PG&E | Com | FoodServ | Com ¦ ENERGY STAR Conveyor Oven - Gas | Com - Lodging | Energy Efficiency | 149336.0543 | 155934.9238 | 162875.9513 | 170134.289 | 177833.9132 | 185896.2527 | 194397.3707 | 203355.4996 | 212802.8494 | 222792.3558 | 233331.3982 | 215832.8898 | 262511.9511
Scenario 3: Aggressive Fuel Sub | PG&E | Com | FoodServ | Com ¦ ENERGY STAR Convection Oven - Electric | Com - Lodging | Energy Efficiency | 1022199.1543 | 1067202.8364 | 1114568.4627 | 1164235.5785 | 1217041.8165 | 1272251.9101 | 1330503.2921 | 1391913.1582 | 1456579.9578 | 1525064.8839 | 1597308.1297 | 1673720.5322 | 1754488.3134
Scenario 3: Aggressive Fuel Sub | PG&E | Com | FoodServ | Com ¦ High Performance Conveyor Toaster | Com - Lodging | Energy Efficiency | 1057296.7716 | 1090837.5898 | 1120873.6684 | 1149319.2658 | 1186285.5629 | 1231634.7605 | 1265069.8957 | 1292204.6632 | 1313901.922 | 1333206.2577 | 1362865.6285 | 1385251.7855 | 1406000.4931
Scenario 3: Aggressive Fuel Sub | PG&E | Com | FoodServ | Com ¦ ENERGY STAR Rack Oven - Gas | Com - Lodging | Energy Efficiency | 63656.6085 | 66469.4701 | 69428.1814 | 72522.1506 | 75804.2245 | 79240.9109 | 82864.6329 | 86683.1622 | 90710.2289 | 94968.3975 | 99460.8136 | 92001.8265 | 111899.4376
Scenario 3: Aggressive Fuel Sub | PG&E | Com | FoodServ | Com ¦ Electric Deck Oven (60% cooking efficiency) | Com - Lodging | Energy Efficiency | 12071.9603 | 12454.9213 | 12797.866 | 13122.651 | 13544.7233 | 14062.5095 | 14444.2638 | 14754.0821 | 15001.8162 | 15222.2284 | 15560.872 | 15816.4717 | 16053.3755
Scenario 3: Aggressive Fuel Sub | PG&E | Com | FoodServ | Com ¦ Demand Controlled Ventilation (DCV) Exhaust Hood | Com - Lodging | Energy Efficiency | 143578.9276 | 150540.9317 | 158195.051 | 164883 | 175429.771 | 184568.1619 | 193818.1053 | 203044.6932 | 211792.429 | 222159.7402 | 233054.4462 | 244417.4116 | 256236.077
Scenario 3: Aggressive Fuel Sub | PG&E | Com | FoodServ | Com ¦ ENERGY STAR Ice Machine | Com - Lodging | Energy Efficiency | 338441.2354 | 349373.8285 | 359035.5729 | 367878.6168 | 379968.4925 | 395727.6047 | 407557.0197 | 417664.8417 | 426222.7527 | 433540.3988 | 443877.5111 | 451213.5633 | 457911.7458
Scenario 3: Aggressive Fuel Sub | PG&E | Com | FoodServ | Com ¦ ENERGY STAR Griddle - Electric | Com - Lodging | Energy Efficiency | 23592.0595 | 24340.4747 | 25010.6867 | 25645.4093 | 26470.2592 | 27482.1614 | 28228.2185 | 28833.6918 | 29317.835 | 29748.5836 | 30410.3898 | 30909.9048 | 31372.8824
Scenario 3: Aggressive Fuel Sub | PG&E | Com | FoodServ | Com ¦ ENERGY STAR Fryer - Tier 1 Gas | Com - Lodging | Energy Efficiency | 21630.9803 | 22895.7361 | 24342.4623 | 25707.8562 | 27646.2057 | 29284.4074 | 31066.9298 | 32920.5911 | 34755.658 | 36912.7063 | 0 | 0 | 0
Scenario 3: Aggressive Fuel Sub | PG&E | Com | FoodServ | Com ¦ ENERGY STAR Fryer - Tier 2 Gas | Com - Lodging | Energy Efficiency | 0 | 0 | 0 | 0 | 0 | 0 | 0 | 0 | 0 | 0 | 59361.1525 | 63035.9561 | 66920.4523
Scenario 3: Aggressive Fuel Sub | PG&E | Com | FoodServ | Com ¦ ENERGY STAR Fryer - Fuel Sub | Com - Lodging | Fuel Substitution | 5577781.9459 | 5862095.7565 | 6177038.7893 | 6517632.1811 | 6855880.902 | 7190929.9379 | 7588938.2623 | 8033867.0598 | 8524435.6089 | 9053994.7528 | 9584047.2597 | 10171989.7051 | 10802394.6542
Scenario 3: Aggressive Fuel Sub | PG&E | Com | FoodServ | Com ¦ ENERGY STAR Steamer - Gas | Com - Lodging | Energy Efficiency | 11182.0659 | 11837.6513 | 12587.7552 | 13296.1524 | 14301.2304 | 15151.3987 | 16076.5769 | 17038.9487 | 17992.085 | 19112.3023 | 20260.04 | 21518.3353 | 22848.7078
Scenario 3: Aggressive Fuel Sub | PG&E | Com | FoodServ | Com ¦ ENERGY STAR Steamer - Fuel Sub | Com - Lodging | Fuel Substitution | 849707.819 | 890022.0739 | 933634.7654 | 980242.3295 | 1027716.5154 | 1076057.9642 | 1130529.6496 | 1189952.9827 | 1254306.226 | 1323154.4485 | 1393568.1778 | 1470150.3307 | 1551799.2723
Scenario 3: Aggressive Fuel Sub | PG&E | Com | FoodServ | Com ¦ ENERGY STAR Convection Oven - Gas | Com - Lodging | Energy Efficiency | 9403.4507 | 9954.7589 | 10585.5516 | 11181.2714 | 12026.4821 | 12741.4229 | 13519.4426 | 14328.7399 | 15130.2707 | 16072.3066 | 17037.4856 | 18095.6369 | 19214.4009
Scenario 3: Aggressive Fuel Sub | PG&E | Com | FoodServ | Com ¦ ENERGY STAR Convection Oven - Fuel Sub | Com - Lodging | Fuel Substitution | 963175.0364 | 1012887.7129 | 1068171.0393 | 1128071.5985 | 1187315.3007 | 1245727.5512 | 1315724.232 | 1394275.3456 | 1481124.0407 | 1575003.1306 | 1668660.5563 | 1772860.1661 | 1884680.8681
Scenario 3: Aggressive Fuel Sub | PG&E | Com | FoodServ | Com ¦ ENERGY STAR Griddle - Gas | Com - Lodging | Energy Efficiency | 18278.0638 | 19349.6753 | 20575.7858 | 21733.7229 | 23376.6107 | 24766.285 | 26278.5697 | 27851.6505 | 29409.635 | 31240.728 | 33116.8056 | 35173.5992 | 37348.2093
Scenario 3: Aggressive Fuel Sub | PG&E | Com | FoodServ | Com ¦ ENERGY STAR Griddle - Fuel Sub | Com - Lodging | Fuel Substitution | 2205986.4782 | 2322975.5237 | 2454151.5081 | 2596855.6738 | 2736777.2364 | 2873379.6081 | 3040128.7609 | 3228764.076 | 3438516.2115 | 3665879.2231 | 3891177.9765 | 4143389.9713 | 4414520.9199
Scenario 3: Aggressive Fuel Sub | PG&E | Com | FoodServ | Com ¦ ENERGY STAR Combination Oven - Gas | Com - Lodging | Energy Efficiency | 88.1389 | 93.3063 | 99.2188 | 104.8025 | 112.7247 | 119.4259 | 126.7183 | 134.3038 | 141.8166 | 150.6464 | 159.693 | 169.6111 | 180.0973
Scenario 3: Aggressive Fuel Sub | PG&E | Com | FoodServ | Com ¦ ENERGY STAR Combination Oven - Fuel Sub | Com - Lodging | Fuel Substitution | 7254.7598 | 7679.9652 | 8170.289 | 8710.8461 | 9225.7306 | 9711.4107 | 10342.9557 | 11076.1251 | 11906.0482 | 12813.3924 | 13693.8279 | 14698.5531 | 15784.4219
Scenario 3: Aggressive Fuel Sub | PG&E | Com | FoodServ | Com ¦ ENERGY STAR Fryer - Tier 1 Gas - Panel Upgrade | Com - Lodging | Energy Efficiency | 35593.8353 | 37674.9944 | 40055.586 | 42302.3454 | 45491.9045 | 48187.5699 | 51120.7151 | 54170.9197 | 57190.5271 | 60739.9559 | 0 | 0 | 0
Scenario 3: Aggressive Fuel Sub | PG&E | Com | FoodServ | Com ¦ ENERGY STAR Fryer - Tier 2 Gas - Panel Upgrade | Com - Lodging | Energy Efficiency | 0 | 0 | 0 | 0 | 0 | 0 | 0 | 0 | 0 | 0 | 97678.9335 | 103725.8325 | 110117.7813
Scenario 3: Aggressive Fuel Sub | PG&E | Com | FoodServ | Com ¦ ENERGY STAR Fryer - Fuel Sub - Panel Upgrade | Com - Lodging | Fuel Substitution | 9178254.948 | 9646094.0756 | 10164333.6692 | 10724780.9964 | 11281370.1614 | 11832694.2364 | 12487617.9871 | 13219749.5005 | 14026981.3459 | 14898372.3181 | 15770575.1204 | 16738035.9697 | 17775368.9813
Scenario 3: Aggressive Fuel Sub | PG&E | Com | FoodServ | Com ¦ ENERGY STAR Steamer - Gas - Panel Upgrade | Com - Lodging | Energy Efficiency | 18400.1191 | 19478.8865 | 20713.1845 | 21878.8539 | 23532.7125 | 24931.6666 | 26454.0498 | 28037.6352 | 29606.0234 | 31449.3439 | 33337.9493 | 35408.4776 | 37597.6091
Scenario 3: Aggressive Fuel Sub | PG&E | Com | FoodServ | Com ¦ ENERGY STAR Steamer - Fuel Sub - Panel Upgrade | Com - Lodging | Fuel Substitution | 1398196.4641 | 1464533.6772 | 1536298.4764 | 1612991.3465 | 1691110.2449 | 1770656.2268 | 1860289.5292 | 1958070.781 | 2063964.2132 | 2177254.1454 | 2293120.1233 | 2419136.2585 | 2553489.8079
Scenario 3: Aggressive Fuel Sub | PG&E | Com | FoodServ | Com ¦ ENERGY STAR Convection Oven - Gas - Panel Upgrade | Com - Lodging | Energy Efficiency | 15473.403 | 16380.5821 | 17418.5532 | 18398.8117 | 19789.6081 | 20966.0451 | 22246.2786 | 23577.9794 | 24896.9004 | 26447.0231 | 28035.2277 | 29776.4185 | 31617.3475
Scenario 3: Aggressive Fuel Sub | PG&E | Com | FoodServ | Com ¦ ENERGY STAR Convection Oven - Fuel Sub - Panel Upgrade | Com - Lodging | Fuel Substitution | 1584907.0705 | 1666709.4112 | 1757678.2711 | 1856244.7996 | 1953730.4683 | 2049847.9811 | 2165027.7046 | 2294283.7697 | 2437193.5272 | 2591671.818 | 2745785.3598 | 2917246.0935 | 3101247.3543
Scenario 3: Aggressive Fuel Sub | PG&E | Com | FoodServ | Com ¦ ENERGY STAR Griddle - Gas - Panel Upgrade | Com - Lodging | Energy Efficiency | 30076.6024 | 31839.9419 | 33857.5099 | 35762.8985 | 38466.2748 | 40752.9875 | 43241.4559 | 45829.9645 | 48393.6322 | 51406.7006 | 54493.7912 | 57878.2505 | 61456.5772
Scenario 3: Aggressive Fuel Sub | PG&E | Com | FoodServ | Com ¦ ENERGY STAR Griddle - Fuel Sub - Panel Upgrade | Com - Lodging | Fuel Substitution | 3629956.5858 | 3822462.3696 | 4038312.7991 | 4273132.8812 | 4503374.1827 | 4728153.7467 | 5002539.9187 | 5312939.8288 | 5658087.5226 | 6032213.9597 | 6402943.6545 | 6817959.1592 | 7264105.8522
Scenario 3: Aggressive Fuel Sub | PG&E | Com | FoodServ | Com ¦ ENERGY STAR Combination Oven - Gas - Panel Upgrade | Com - Lodging | Energy Efficiency | 145.0328 | 153.5358 | 163.2648 | 172.4528 | 185.4888 | 196.5156 | 208.5152 | 220.9973 | 233.3596 | 247.889 | 262.7753 | 279.0955 | 296.3506
Scenario 3: Aggressive Fuel Sub | PG&E | Com | FoodServ | Com ¦ ENERGY STAR Combination Oven - Fuel Sub - Panel Upgrade | Com - Lodging | Fuel Substitution | 11937.7264 | 12637.403 | 13444.2321 | 14333.7203 | 15180.964 | 15980.152 | 17019.3609 | 18225.7931 | 19591.4339 | 21084.471 | 22533.23 | 24186.5081 | 25973.3081
Scenario 3: Aggressive Fuel Sub | PG&E | Com | Lighting | Com ¦ LED Fixtures and Retrofit Kits - 140 lpw | Com - Lodging | Energy Efficiency | 0 | 0 | 0 | 0 | 0 | 0 | 0 | 0 | 0 | 0 | 0 | 0 | 0
Scenario 3: Aggressive Fuel Sub | SCE | Com | BldgEnv | Com ¦ Com Wall Insulation (R14) - Marine | Com - Lodging | Energy Efficiency | 19466.2599 | 20538.3363 | 21495.8836 | 22430.6022 | 23911.9554 | 25694.175 | 26839.3105 | 27179.297 | 0 | 0 | 0 | 0 | 0
Scenario 3: Aggressive Fuel Sub | SCE | Com | BldgEnv | Com ¦ Com Wall Insulation (R14) - Hot-Dry | Com - Lodging | Energy Efficiency | 335.8545 | 349.2949 | 363.9302 | 376.2547 | 395.654 | 417.044 | 433.7979 | 444.7963 | 0 | 0 | 0 | 0 | 0
Scenario 3: Aggressive Fuel Sub | SCE | Com | BldgEnv | Com ¦ Com Wall Insulation (R14) - Cold | Com - Lodging | Energy Efficiency | 2393.3479 | 2525.1581 | 2642.8871 | 2757.8094 | 2939.9396 | 3159.0609 | 3299.8536 | 3341.6544 | 0 | 0 | 0 | 0 | 0
Scenario 3: Aggressive Fuel Sub | SCE | Com | HVAC | Com ¦ Small Unitary Heat Pump (SEER 16) - Marine | Com - Lodging | Energy Efficiency | 280741.6326 | 290366.8595 | 298904.1362 | 306427.5412 | 316006.7155 | 327340.9395 | 334119.7926 | 336558.3456 | 0 | 0 | 0 | 0 | 0
Scenario 3: Aggressive Fuel Sub | SCE | Com | HVAC | Com ¦ Small Unitary Heat Pump (SEER 16) - Hot-Dry | Com - Lodging | Energy Efficiency | 1379487.7313 | 1426783.468 | 1468733.3148 | 0 | 0 | 0 | 0 | 0 | 0 | 0 | 0 | 0 | 0
Scenario 3: Aggressive Fuel Sub | SCE | Com | HVAC | Com ¦ Small Unitary Heat Pump (SEER 16) - Cold | Com - Lodging | Energy Efficiency | 0 | 0 | 0 | 0 | 0 | 0 | 0 | 0 | 30146.2693 | 30330.6348 | 30585.904 | 30667.6187 | 30760.7484
Scenario 3: Aggressive Fuel Sub | SCE | Com | HVAC | Com ¦ Small Unitary Heat Pump (SEER 17) - Marine | Com - Lodging | Energy Efficiency | 0 | 0 | 0 | 0 | 0 | 0 | 0 | 0 | 0 | 0 | 0 | 0 | 0
Scenario 3: Aggressive Fuel Sub | SCE | Com | HVAC | Com ¦ Small Unitary Heat Pump (SEER 17) - Hot-Dry | Com - Lodging | Energy Efficiency | 0 | 0 | 0 | 1684558.4598 | 1737219.1281 | 1799528.0274 | 1836794.1764 | 1850199.9073 | 0 | 0 | 0 | 0 | 0
Scenario 3: Aggressive Fuel Sub | SCE | Com | HVAC | Com ¦ Small Unitary Heat Pump (SEER 17) - Cold | Com - Lodging | Energy Efficiency | 28077.6198 | 29040.261 | 29894.0938 | 30646.5269 | 31604.5623 | 0 | 0 | 0 | 0 | 0 | 0 | 0 | 0
Scenario 3: Aggressive Fuel Sub | SCE | Com | HVAC | Com ¦ Small Unitary Heat Pump (SEER 18) - Marine | Com - Lodging | Energy Efficiency | 0 | 0 | 0 | 0 | 0 | 0 | 0 | 0 | 0 | 0 | 0 | 0 | 0
Scenario 3: Aggressive Fuel Sub | SCE | Com | HVAC | Com ¦ Small Unitary Heat Pump (SEER 18) - Hot-Dry | Com - Lodging | Energy Efficiency | 0 | 0 | 0 | 0 | 0 | 0 | 0 | 0 | 0 | 0 | 0 | 0 | 0
Scenario 3: Aggressive Fuel Sub | SCE | Com | HVAC | Com ¦ Small Unitary Heat Pump (SEER 18) - Cold | Com - Lodging | Energy Efficiency | 0 | 0 | 0 | 0 | 0 | 33950.8858 | 34653.9695 | 34906.8894 | 0 | 0 | 0 | 0 | 0
Scenario 3: Aggressive Fuel Sub | SCE | Com | HVAC | Com ¦ Small Unitary AC (SEER 16) - Marine | Com - Lodging | Energy Efficiency | 1195517.3859 | 1236505.6994 | 1272861.058 | 1304898.9194 | 0 | 0 | 0 | 0 | 0 | 0 | 0 | 0 | 0
Scenario 3: Aggressive Fuel Sub | SCE | Com | HVAC | Com ¦ Small Unitary AC (SEER 17) - Marine | Com - Lodging | Energy Efficiency | 0 | 0 | 0 | 0 | 1498074.2981 | 1551805.7814 | 1583941.8884 | 1595502.1923 | 0 | 0 | 0 | 0 | 0
Scenario 3: Aggressive Fuel Sub | SCE | Com | HVAC | Com ¦ Small Unitary AC (SEER 17) - Hot-Dry | Com - Lodging | Energy Efficiency | 6611017.6923 | 6837676.4331 | 7038715.6835 | 0 | 0 | 0 | 0 | 0 | 0 | 0 | 0 | 0 | 0
Scenario 3: Aggressive Fuel Sub | SCE | Com | HVAC | Com ¦ Small Unitary AC (SEER 18) - Marine | Com - Lodging | Energy Efficiency | 0 | 0 | 0 | 0 | 0 | 0 | 0 | 0 | 0 | 0 | 0 | 0 | 0
Scenario 3: Aggressive Fuel Sub | SCE | Com | HVAC | Com ¦ Small Unitary AC (SEER 18) - Hot-Dry | Com - Lodging | Energy Efficiency | 0 | 0 | 0 | 7905237.0238 | 8152361.1662 | 8444762.1897 | 8619643.4699 | 8682553.4153 | 0 | 0 | 0 | 0 | 0
Scenario 3: Aggressive Fuel Sub | SCE | Com | HVAC | Com ¦ Small Unitary AC (SEER 18) - Cold | Com - Lodging | Energy Efficiency | 88662.345 | 91702.1334 | 94398.3312 | 96774.3334 | 99799.5778 | 103379.0928 | 105519.9545 | 106290.0855 | 0 | 0 | 0 | 0 | 0
Scenario 3: Aggressive Fuel Sub | SCE | Com | HVAC | Com ¦ Ductless Mini Split Heat Pump (SEER 18) - Hot-Dry | Com - Lodging | Energy Efficiency | 585874.2813 | 607378.6821 | 626919.0869 | 644686.6874 | 666839.7498 | 691319.4959 | 706027.3675 | 711815.3133 | 717330.22 | 722217.8305 | 728929.0845 | 731530.3205 | 734350.3969
Scenario 3: Aggressive Fuel Sub | SCE | Com | HVAC | Com ¦ Ductless Mini Split Heat Pump (SEER 18) - Marine | Com - Lodging | Energy Efficiency | 139206.1756 | 144315.711 | 148958.5927 | 153180.2488 | 158443.9089 | 164260.3988 | 167755.0505 | 169130.2906 | 170440.6555 | 171601.9722 | 173196.5941 | 173814.6587 | 174484.7206
Scenario 3: Aggressive Fuel Sub | SCE | Com | HVAC | Com ¦ Ductless Mini Split Heat Pump (SEER 18) - Cold | Com - Lodging | Energy Efficiency | 7842.0728 | 8129.9146 | 8391.4677 | 8629.2915 | 8925.8157 | 9253.4832 | 9450.3517 | 9527.8248 | 9601.6432 | 9667.0651 | 9756.8969 | 9791.7151 | 9829.4625
Scenario 3: Aggressive Fuel Sub | SCE | Com | HVAC | Com ¦ HVAC Energy Management System (Elec SC and Gas SH) - Marine | Com - Lodging | Energy Efficiency | 0 | 0 | 0 | 0 | 0 | 0 | 0 | 0 | 0 | 0 | 0 | 0 | 0
Scenario 3: Aggressive Fuel Sub | SCE | Com | HVAC | Com ¦ HVAC Energy Management System (Elec SC and Gas SH) - Hot-Dry | Com - Lodging | Energy Efficiency | 0 | 0 | 0 | 0 | 0 | 0 | 0 | 0 | 0 | 0 | 0 | 0 | 0
Scenario 3: Aggressive Fuel Sub | SCE | Com | HVAC | Com ¦ HVAC Energy Management System (Elec SC and Gas SH) - Cold | Com - Lodging | Energy Efficiency | 0 | 0 | 0 | 0 | 0 | 0 | 0 | 0 | 0 | 0 | 0 | 0 | 0
Scenario 3: Aggressive Fuel Sub | SCE | Com | HVAC | Com ¦ HVAC Pump Variable Frequency Drive (VFD) - Marine | Com - Lodging | Energy Efficiency | 0 | 0 | 0 | 0 | 0 | 0 | 0 | 0 | 0 | 0 | 0 | 0 | 0
Scenario 3: Aggressive Fuel Sub | SCE | Com | HVAC | Com ¦ HVAC Pump Variable Frequency Drive (VFD) - Hot-Dry | Com - Lodging | Energy Efficiency | 0 | 0 | 0 | 0 | 0 | 0 | 0 | 0 | 0 | 0 | 0 | 0 | 0
Scenario 3: Aggressive Fuel Sub | SCE | Com | HVAC | Com ¦ HVAC Pump Variable Frequency Drive (VFD) - Cold | Com - Lodging | Energy Efficiency | 0 | 0 | 0 | 0 | 0 | 0 | 0 | 0 | 0 | 0 | 0 | 0 | 0
Scenario 3: Aggressive Fuel Sub | SCE | Com | HVAC | Com ¦ HVAC Fan Variable Frequency Drive (VFD) - Marine | Com - Lodging | Energy Efficiency | 0 | 0 | 0 | 101932.1177 | 109040.8082 | 117516.468 | 123451.5897 | 125607.203 | 0 | 0 | 0 | 0 | 0
Scenario 3: Aggressive Fuel Sub | SCE | Com | HVAC | Com ¦ HVAC Fan Variable Frequency Drive (VFD) - Hot-Dry | Com - Lodging | Energy Efficiency | 0 | 0 | 0 | 442814.4069 | 473696.0434 | 510516.0796 | 536299.4878 | 545663.9221 | 0 | 0 | 0 | 0 | 0
Scenario 3: Aggressive Fuel Sub | SCE | Com | HVAC | Com ¦ HVAC Fan Variable Frequency Drive (VFD) - Cold | Com - Lodging | Energy Efficiency | 0 | 0 | 0 | 0 | 0 | 0 | 0 | 0 | 0 | 0 | 0 | 0 | 0
Scenario 3: Aggressive Fuel Sub | SCE | Com | WaterHeat | Com ¦ Com Heat Pump Water Heater (3.3 UEF - 50 Gal) - Marine | Com - Lodging | Energy Efficiency | 523056.8574 | 549230.1404 | 575260.3646 | 600920.3532 | 630312.118 | 658580.5261 | 676810.7949 | 686675.6035 | 695268.7064 | 701832.468 | 712871.1326 | 720922.3766 | 728180.8095
Scenario 3: Aggressive Fuel Sub | SCE | Com | WaterHeat | Com ¦ Com Heat Pump Water Heater (3.3 UEF - 50 Gal) - Hot-Dry | Com - Lodging | Energy Efficiency | 2064052.0607 | 2167401.8649 | 2270186.2106 | 2371508.3299 | 2487568.3141 | 2599191.3841 | 2671168.7843 | 2710106.6837 | 2744022.0027 | 2769922.3644 | 2813495.9001 | 2845270.4385 | 2873913.5194
Scenario 3: Aggressive Fuel Sub | SCE | Com | WaterHeat | Com ¦ Com Heat Pump Water Heater (3.3 UEF - 50 Gal) - Cold | Com - Lodging | Energy Efficiency | 35138.2424 | 36894.4638 | 38641.1035 | 40362.9093 | 42335.0454 | 44231.84 | 45455.3356 | 46117.7282 | 46694.8215 | 47135.8006 | 47876.9445 | 48417.715 | 48905.3161
Scenario 3: Aggressive Fuel Sub | SCE | Com | WaterHeat | Com ¦ Low Flow Showerheads (Elec WH) - Marine | Com - Lodging | Energy Efficiency | 0 | 0 | 0 | 0 | 0 | 0 | 0 | 0 | 0 | 0 | 0 | 0 | 0
Scenario 3: Aggressive Fuel Sub | SCE | Com | WaterHeat | Com ¦ Low Flow Showerheads (Elec WH) - Hot-Dry | Com - Lodging | Energy Efficiency | 0 | 0 | 0 | 0 | 0 | 0 | 0 | 0 | 0 | 0 | 0 | 0 | 0
Scenario 3: Aggressive Fuel Sub | SCE | Com | WaterHeat | Com ¦ Low Flow Showerheads (Elec WH) - Cold | Com - Lodging | Energy Efficiency | 0 | 0 | 0 | 0 | 0 | 0 | 0 | 0 | 0 | 0 | 0 | 0 | 0
Scenario 3: Aggressive Fuel Sub | SCE | Com | FoodServ | Com ¦ ENERGY STAR Dishwasher - Tier 1 | Com - Lodging | Energy Efficiency | 0 | 0 | 0 | 0 | 0 | 0 | 0 | 0 | 0 | 0 | 0 | 0 | 0
Scenario 3: Aggressive Fuel Sub | SCE | Com | FoodServ | Com ¦ ENERGY STAR Combination Oven - Electric | Com - Lodging | Energy Efficiency | 0 | 0 | 0 | 0 | 0 | 372565.489 | 383385.1809 | 388968.1272 | 393468.5856 | 396544.321 | 401795.6191 | 404983.0601 | 407860.7001
Scenario 3: Aggressive Fuel Sub | SCE | Com | FoodServ | Com ¦ ENERGY STAR Steamer - Electric | Com - Lodging | Energy Efficiency | 0 | 0 | 0 | 0 | 0 | 0 | 0 | 0 | 0 | 0 | 0 | 0 | 0
Scenario 3: Aggressive Fuel Sub | SCE | Com | FoodServ | Com ¦ ENERGY STAR Conveyor Broiler - Gas | Com - Lodging | Energy Efficiency | 0 | 51415.7275 | 53745.3382 | 56062.9289 | 58800.9576 | 61529.5286 | 63316.4105 | 64238.4391 | 64981.6939 | 65489.6544 | 66356.9111 | 66883.3198 | 67358.5647
Scenario 3: Aggressive Fuel Sub | SCE | Com | FoodServ | Com ¦ High Performance Conveyor Toaster | Com - Lodging | Energy Efficiency | 0 | 1148486.8779 | 1200524.0163 | 1252292.6615 | 1313452.7416 | 1374401.5616 | 1414315.6219 | 1434911.2229 | 1451513.5041 | 1462859.9538 | 1482232.0977 | 1493990.6317 | 1504606.3033
Scenario 3: Aggressive Fuel Sub | SCE | Com | FoodServ | Com ¦ Electric Deck Oven (60% cooking efficiency) | Com - Lodging | Energy Efficiency | 0 | 0 | 0 | 0 | 0 | 0 | 0 | 0 | 16573.0321 | 16702.5831 | 16923.7696 | 17058.0257 | 17179.2329
Scenario 3: Aggressive Fuel Sub | SCE | Com | FoodServ | Com ¦ Demand Controlled Ventilation (DCV) Exhaust Hood | Com - Lodging | Energy Efficiency | 75445.1325 | 79356.9921 | 83457.5893 | 86882.6432 | 91876.5761 | 97252.5384 | 101217.9125 | 103908.2193 | 106022.1427 | 107722.3478 | 109919.967 | 111406.6105 | 112892.3554
Scenario 3: Aggressive Fuel Sub | SCE | Com | FoodServ | Com ¦ ENERGY STAR Ice Machine | Com - Lodging | Energy Efficiency | 346100.7912 | 364906.6337 | 383190.8411 | 401179.4893 | 422810.1524 | 445087.1289 | 460121.4943 | 468454.5244 | 475698.4749 | 480626.7759 | 487389.4775 | 490696.6287 | 493551.5629
Scenario 3: Aggressive Fuel Sub | SCE | Com | FoodServ | Com ¦ ENERGY STAR Griddle - Electric | Com - Lodging | Energy Efficiency | 0 | 0 | 0 | 0 | 0 | 0 | 0 | 0 | 0 | 32641.6196 | 33073.8812 | 33336.256 | 33573.1295
Scenario 3: Aggressive Fuel Sub | SCE | Com | Lighting | Com ¦ LED High and Low Bay - 155 lpw | Com - Lodging | Energy Efficiency | 0 | 0 | 0 | 0 | 0 | 0 | 0 | 0 | 0 | 0 | 0 | 0 | 0
Scenario 3: Aggressive Fuel Sub | SCE | Com | Lighting | Com ¦ LED Fixtures and Retrofit Kits - 140 lpw - RET | Com - Lodging | Energy Efficiency | 0 | 0 | 0 | 0 | 0 | 0 | 0 | 0 | 0 | 0 | 0 | 0 | 0
Scenario 3: Aggressive Fuel Sub | SCE | Com | Lighting | Com ¦ LED Fixtures and Retrofit Kits - 140 lpw | Com - Lodging | Energy Efficiency | 0 | 0 | 0 | 0 | 0 | 0 | 0 | 0 | 0 | 0 | 0 | 0 | 0
Scenario 3: Aggressive Fuel Sub | SCG | Com | AppPlug | Com ¦ Ozone Laundry System Retrofit | Com - Lodging | Energy Efficiency | 90390779.7942 | 94421170.2856 | 98654966.8384 | 103060812.6726 | 107741576.2225 | 112680234.2382 | 117879926.6759 | 123349783.8778 | 129067094.604 | 135069350.1306 | 141421282.222 | 148116840.6038 | 155192770.1669
Scenario 3: Aggressive Fuel Sub | SCG | Com | AppPlug | Com ¦ Com Modulating Dryer Valve | Com - Lodging | Energy Efficiency | 21225453.1832 | 22156348.9094 | 23126941.8487 | 24144417.6701 | 25212443.8025 | 26334775.2284 | 27515487.1316 | 28758964.9659 | 30068275.6712 | 31447537.0683 | 32901580.9 | 34436384.8146 | 36058015.4575
Scenario 3: Aggressive Fuel Sub | SCG | Com | AppPlug | Com ¦ Pool Cover | Com - Lodging | Energy Efficiency | 580607.603 | 606562.581 | 633671.9209 | 661846.5875 | 691772.6634 | 723305.4065 | 756472.96 | 791351.5869 | 827793.4949 | 866047.4522 | 906474.7311 | 949031.6483 | 994010.5859
Scenario 3: Aggressive Fuel Sub | SCG | Com | BldgEnv | Com ¦ Com Wall Insulation (R14) - Marine | Com - Lodging | Energy Efficiency | 421044.1442 | 439628.7064 | 459093.9572 | 479528.1351 | 501030.5981 | 523656.0071 | 547478.9127 | 572584.0259 | 599040.449 | 626943.6703 | 656395.9308 | 687488.7621 | 720337.2315
Scenario 3: Aggressive Fuel Sub | SCG | Com | BldgEnv | Com ¦ Com Wall Insulation (R14) - Hot-Dry | Com - Lodging | Energy Efficiency | 2091.283 | 2213.0321 | 2353.2403 | 2487.4349 | 2651.455 | 2832.3441 | 3024.775 | 3225.2899 | 3419.5854 | 3616.2154 | 3833.8275 | 4060.0536 | 4299.9358
Scenario 3: Aggressive Fuel Sub | SCG | Com | BldgEnv | Com ¦ Com Wall Insulation (R14) - Cold | Com - Lodging | Energy Efficiency | 21285.7697 | 22225.3071 | 23209.3674 | 24242.4116 | 25329.4626 | 26473.2839 | 27677.6443 | 28946.8263 | 30284.3234 | 31694.963 | 33183.9138 | 34755.8033 | 36416.4485
Scenario 3: Aggressive Fuel Sub | SCG | Com | HVAC | Com ¦ HVAC Energy Management System (Elec SC and Gas SH) - Marine | Com - Lodging | Energy Efficiency | 1456454.8384 | 1521532.5637 | 1590029.2387 | 1661408.9823 | 1737289.6598 | 1817407.5508 | 1901794.1805 | 1990565.0117 | 131436.5511 | 138878.138 | 147113.8889 | 155670.6248 | 164741.666
Scenario 3: Aggressive Fuel Sub | SCG | Com | HVAC | Com ¦ HVAC Energy Management System (Elec SC and Gas SH) - Hot-Dry | Com - Lodging | Energy Efficiency | 9400386.5562 | 9820417.2758 | 10262514.8994 | 10723220.6927 | 11212976.8332 | 11730081.1924 | 12274737.2426 | 12847690.2144 | 848330.0377 | 896360.2214 | 949516.1724 | 1004743.8548 | 16191186.3012
Scenario 3: Aggressive Fuel Sub | SCG | Com | HVAC | Com ¦ HVAC Energy Management System (Elec SC and Gas SH) - Cold | Com - Lodging | Energy Efficiency | 28848.926 | 30137.9618 | 31494.719 | 32908.5829 | 34411.5997 | 35998.5456 | 37670.0452 | 39428.3854 | 41267.9891 | 43201.5747 | 45249.1708 | 47408.0965 | 49689.2689
Scenario 3: Aggressive Fuel Sub | SCG | Com | HVAC | Com ¦ Efficient Hot Water Boilers (94% eff.) - ZEAS 2030 - Marine | Com - Lodging | Energy Efficiency | 149416.1526 | 156335.4353 | 163637.0726 | 171313.5346 | 179444.9228 | 0 | 0 | 0 | 0 | 0 | 0 | 0 | 0
Scenario 3: Aggressive Fuel Sub | SCG | Com | HVAC | Com ¦ Efficient Hot Water Boilers (94% eff.) - ZEAS 2030 - Hot-Dry | Com - Lodging | Energy Efficiency | 768553.8847 | 804144.693 | 841702.2235 | 881187.745 | 923013.2765 | 0 | 0 | 0 | 0 | 0 | 0 | 0 | 0
Scenario 3: Aggressive Fuel Sub | SCG | Com | HVAC | Com ¦ Efficient Hot Water Boilers (94% eff.) - ZEAS 2030 - Cold | Com - Lodging | Energy Efficiency | 2178.8433 | 2279.7429 | 2386.2181 | 2498.1592 | 2616.7342 | 0 | 0 | 0 | 0 | 0 | 0 | 0 | 0
Scenario 3: Aggressive Fuel Sub | SCG | Com | WaterHeat | Com ¦ Com Hot Water Tank Insulation - Marine | Com - Lodging | Energy Efficiency | 18992.5631 | 19826.0139 | 20692.6469 | 21600.7798 | 22553.5717 | 23553.8904 | 24605.8963 | 25713.6069 | 26880.1462 | 28108.7704 | 29402.6407 | 30767.6577 | 32210.1319
Scenario 3: Aggressive Fuel Sub | SCG | Com | WaterHeat | Com ¦ Com Hot Water Tank Insulation - Hot-Dry | Com - Lodging | Energy Efficiency | 103018.4339 | 107539.1926 | 112239.9365 | 117165.7821 | 122333.8642 | 127759.7386 | 133465.9726 | 139474.3565 | 145801.8355 | 152466.0727 | 159484.2138 | 166888.2653 | 174712.4562
Scenario 3: Aggressive Fuel Sub | SCG | Com | WaterHeat | Com ¦ Com Hot Water Tank Insulation - Cold | Com - Lodging | Energy Efficiency | 257.8828 | 269.1995 | 280.9667 | 293.2974 | 306.2345 | 319.8169 | 334.1012 | 349.1418 | 364.9812 | 381.6635 | 399.2318 | 417.7662 | 437.3522
Scenario 3: Aggressive Fuel Sub | SCG | Com | WaterHeat | Com ¦ Faucet Aerators (Gas WH) - Marine | Com - Lodging | Energy Efficiency | 143263.3149 | 149550.9863 | 156086.5999 | 162934.8812 | 170119.7303 | 177661.9659 | 185593.7107 | 193945.0842 | 0 | 0 | 0 | 0 | 0
Scenario 3: Aggressive Fuel Sub | SCG | Com | WaterHeat | Com ¦ Faucet Aerators (Gas WH) - Hot-Dry | Com - Lodging | Energy Efficiency | 763974.7004 | 797504.7211 | 832356.9331 | 868876.4961 | 907190.8612 | 947411.0469 | 989708.354 | 1034243.3982 | 0 | 0 | 0 | 0 | 0
Scenario 3: Aggressive Fuel Sub | SCG | Com | WaterHeat | Com ¦ Faucet Aerators (Gas WH) - Cold | Com - Lodging | Energy Efficiency | 2281.1512 | 2381.2685 | 2485.3336 | 2594.3774 | 2708.7802 | 2828.8736 | 2955.1691 | 3088.1462 | 0 | 0 | 0 | 0 | 0
Scenario 3: Aggressive Fuel Sub | SCG | Com | WaterHeat | Com ¦ Com Water Heating Controls (Gas WH) - Marine | Com - Lodging | Energy Efficiency | 2635001.1255 | 2750767.3877 | 2871736.293 | 2998692.6673 | 3132086.5611 | 3272374.5687 | 3420012.8822 | 3575476.3052 | 0 | 0 | 0 | 0 | 0
Scenario 3: Aggressive Fuel Sub | SCG | Com | WaterHeat | Com ¦ Com Water Heating Controls (Gas WH) - Hot-Dry | Com - Lodging | Energy Efficiency | 14253321.6099 | 14879527.7056 | 15533876.0836 | 16220612.0457 | 16942170.0179 | 17701019.8228 | 18499629.1079 | 19340566.193 | 0 | 0 | 0 | 0 | 0
Scenario 3: Aggressive Fuel Sub | SCG | Com | WaterHeat | Com ¦ Com Water Heating Controls (Gas WH) - Cold | Com - Lodging | Energy Efficiency | 35635.0185 | 37200.6091 | 38836.5588 | 40553.4813 | 42357.463 | 44254.6788 | 46251.2981 | 48353.7419 | 0 | 0 | 0 | 0 | 60720.2882
Scenario 3: Aggressive Fuel Sub | SCG | Com | WaterHeat | Com ¦ Low Flow Showerheads (Gas WH) - Marine | Com - Lodging | Energy Efficiency | 373018.8637 | 389378.1886 | 406434.2182 | 424313.8652 | 443081.233 | 462802.6042 | 483549.4618 | 505399.3403 | 528406.0229 | 552641.1845 | 578189.7581 | 605157.1604 | 633650.3496
Scenario 3: Aggressive Fuel Sub | SCG | Com | WaterHeat | Com ¦ Low Flow Showerheads (Gas WH) - Hot-Dry | Com - Lodging | Energy Efficiency | 1992912.7641 | 2080315.0667 | 2171439.6244 | 2266964.4899 | 2367232.145 | 2472596.7156 | 2583440.1107 | 2700176.5713 | 2823093.4421 | 2952573.6573 | 3089070.9862 | 3233148.6334 | 3385378.0406
Scenario 3: Aggressive Fuel Sub | SCG | Com | WaterHeat | Com ¦ Low Flow Showerheads (Gas WH) - Cold | Com - Lodging | Energy Efficiency | 5593.5664 | 5838.881 | 6094.6429 | 6362.7554 | 6644.1795 | 6939.9093 | 7251.0167 | 7578.6643 | 7923.6587 | 8287.0746 | 8670.1856 | 9074.5726 | 9501.8393
Scenario 3: Aggressive Fuel Sub | SCG | Com | WaterHeat | Com ¦ Low-flow Pre-Rinse Spray Valve - Marine | Com - Lodging | Energy Efficiency | 1809.5338 | 1889.4997 | 1973.2809 | 2060.9608 | 2153.4946 | 2250.9508 | 2353.5372 | 2461.5096 | 2574.9566 | 2694.436 | 2820.6619 | 2953.8476 | 3094.5449
Scenario 3: Aggressive Fuel Sub | SCG | Com | WaterHeat | Com ¦ Low-flow Pre-Rinse Spray Valve - Hot-Dry | Com - Lodging | Energy Efficiency | 9763.3179 | 10194.7729 | 10646.8131 | 11119.8891 | 11619.1542 | 12144.9778 | 12698.4816 | 13281.0455 | 13893.1472 | 14537.7968 | 15218.847 | 15937.4491 | 16696.5796
Scenario 3: Aggressive Fuel Sub | SCG | Com | WaterHeat | Com ¦ Low-flow Pre-Rinse Spray Valve - Cold | Com - Lodging | Energy Efficiency | 25.9883 | 27.1367 | 28.34 | 29.5992 | 30.9282 | 32.3278 | 33.8012 | 35.3519 | 36.9812 | 38.6971 | 40.51 | 42.4227 | 44.4434
Scenario 3: Aggressive Fuel Sub | SCG | Com | WaterHeat | Com ¦ Com Hot Water Pipe Insulation - Marine | Com - Lodging | Energy Efficiency | 2158244.1947 | 2252919.9103 | 2351685.988 | 2455236.8912 | 2563965.5218 | 2678236.9401 | 2798473.2525 | 2925093.7667 | 3058416.9712 | 3198901.2745 | 3347036.858 | 3503410.6331 | 3668619.8359
Scenario 3: Aggressive Fuel Sub | SCG | Com | WaterHeat | Com ¦ Com Hot Water Pipe Insulation - Hot-Dry | Com - Lodging | Energy Efficiency | 9737918.9651 | 10165092.3354 | 10610721.27 | 11077939.1626 | 11568518.7719 | 12084107.2367 | 12626609.0861 | 13197916.2206 | 13799465.6491 | 14433325.6938 | 15101708.0351 | 15807260.7957 | 16552678.6837
Scenario 3: Aggressive Fuel Sub | SCG | Com | WaterHeat | Com ¦ Com Hot Water Pipe Insulation - Cold | Com - Lodging | Energy Efficiency | 26775.4403 | 27949.9988 | 29175.3028 | 30459.9679 | 31808.8685 | 33226.5337 | 34718.2 | 36289.0695 | 37943.0935 | 39685.9588 | 41523.7469 | 43463.739 | 45513.3445
Scenario 3: Aggressive Fuel Sub | SCG | Com | WaterHeat | Com ¦ Com Efficient Tankless Gas Water Heater (0.87 UEF - High Draw) - ZEAS 2030 - Marine | Com - Lodging | Energy Efficiency | 154119.1048 | 163091.5209 | 173424.2965 | 183313.896 | 195401.5153 | 0 | 0 | 0 | 0 | 0 | 0 | 0 | 0
Scenario 3: Aggressive Fuel Sub | SCG | Com | WaterHeat | Com ¦ Com Efficient Tankless Gas Water Heater (0.87 UEF - High Draw) - ZEAS 2030 - Hot-Dry | Com - Lodging | Energy Efficiency | 418665.0058 | 443038.6008 | 471107.6162 | 497972.7427 | 530808.7964 | 0 | 0 | 0 | 0 | 0 | 0 | 0 | 0
Scenario 3: Aggressive Fuel Sub | SCG | Com | WaterHeat | Com ¦ Com Efficient Tankless Gas Water Heater (0.87 UEF - High Draw) - ZEAS 2030 - Cold | Com - Lodging | Energy Efficiency | 2076.8556 | 2197.7648 | 2337.0057 | 2470.2745 | 2633.163 | 0 | 0 | 0 | 0 | 0 | 0 | 0 | 0
Scenario 3: Aggressive Fuel Sub | SCG | Com | WaterHeat | Com ¦ Com Efficient Tankless Gas Water Heater (0.87 UEF - High Draw) - Panel Upgrade - ZEAS 2030 - Marine | Com - Lodging | Energy Efficiency | 127868.0485 | 135312.1959 | 143884.9932 | 152090.1005 | 162118.8396 | 0 | 0 | 0 | 0 | 0 | 0 | 0 | 0
Scenario 3: Aggressive Fuel Sub | SCG | Com | WaterHeat | Com ¦ Com Efficient Tankless Gas Water Heater (0.87 UEF - High Draw) - Panel Upgrade - ZEAS 2030 - Hot-Dry | Com - Lodging | Energy Efficiency | 347353.9334 | 367575.9819 | 390864.0113 | 413153.2096 | 440396.3091 | 0 | 0 | 0 | 0 | 0 | 0 | 0 | 0
Scenario 3: Aggressive Fuel Sub | SCG | Com | WaterHeat | Com ¦ Com Efficient Tankless Gas Water Heater (0.87 UEF - High Draw) - Panel Upgrade - ZEAS 2030 - Cold | Com - Lodging | Energy Efficiency | 1723.1055 | 1823.4202 | 1938.9443 | 2049.5134 | 2184.6573 | 0 | 0 | 0 | 0 | 0 | 0 | 0 | 0
Scenario 3: Aggressive Fuel Sub | SCG | Com | WaterHeat | Com ¦ Efficient Gas Water Heating Boiler (0.92 UEF) - ZEAS 2030 - Marine | Com - Lodging | Energy Efficiency | 18070648.9048 | 18907478.9755 | 19790551.6668 | 20718956.31 | 21702380.5175 | 0 | 0 | 0 | 0 | 0 | 0 | 0 | 0
Scenario 3: Aggressive Fuel Sub | SCG | Com | WaterHeat | Com ¦ Efficient Gas Water Heating Boiler (0.92 UEF) - ZEAS 2030 - Hot-Dry | Com - Lodging | Energy Efficiency | 98450412.6597 | 103009533.1551 | 107820587.3304 | 112878613.7867 | 118236391.449 | 0 | 0 | 0 | 0 | 0 | 0 | 0 | 0
Scenario 3: Aggressive Fuel Sub | SCG | Com | WaterHeat | Com ¦ Efficient Gas Water Heating Boiler (0.92 UEF) - ZEAS 2030 - Cold | Com - Lodging | Energy Efficiency | 249332.318 | 260878.5985 | 273062.918 | 285872.7116 | 299441.6453 | 0 | 0 | 0 | 0 | 0 | 0 | 0 | 0
Scenario 3: Aggressive Fuel Sub | SCG | Com | FoodServ | Com ¦ ENERGY STAR Dishwasher - Tier 1 | Com - Lodging | Energy Efficiency | 0 | 0 | 0 | 0 | 0 | 0 | 0 | 0 | 0 | 0 | 0 | 0 | 0
Scenario 3: Aggressive Fuel Sub | SCG | Com | FoodServ | Com ¦ ENERGY STAR Dishwasher - Tier 2 | Com - Lodging | Energy Efficiency | 1039436.9262 | 1086734.0062 | 1136577.445 | 1188919.423 | 1244311.3487 | 1302795.0889 | 1364507.4178 | 1429618.1823 | 1498184.9154 | 1570525.1918 | 1647069.4398 | 1727950.0563 | 1813469.663
Scenario 3: Aggressive Fuel Sub | SCG | Com | FoodServ | Com ¦ ENERGY STAR Conveyor Broiler - Gas | Com - Lodging | Energy Efficiency | 365753.7898 | 382223.7154 | 399562.5862 | 417757.9918 | 437002.757 | 457309.4628 | 478724.678 | 501306.9284 | 525074.2027 | 550135.6765 | 576640.2841 | 604633.6507 | 634231.6955
Scenario 3: Aggressive Fuel Sub | SCG | Com | FoodServ | Com ¦ ENERGY STAR Conveyor Oven - Gas | Com - Lodging | Energy Efficiency | 161247.4476 | 168508.4345 | 176152.5075 | 184174.1953 | 192658.5073 | 201610.99 | 211052.1739 | 221007.8609 | 231485.9815 | 242534.6672 | 254219.5778 | 266560.8277 | 279609.5214
Scenario 3: Aggressive Fuel Sub | SCG | Com | FoodServ | Com ¦ ENERGY STAR Rack Oven - Gas | Com - Lodging | Energy Efficiency | 68734.0086 | 71829.1071 | 75087.5015 | 78506.8595 | 82123.4177 | 85939.5403 | 89963.9786 | 94207.7312 | 98674.1786 | 103383.8374 | 108364.696 | 113625.3286 | 119187.5191
Scenario 3: Aggressive Fuel Sub | SCG | Com | FoodServ | Com ¦ Demand Controlled Ventilation (DCV) Exhaust Hood | Com - Lodging | Energy Efficiency | 56077.107 | 59296.0472 | 63002.2129 | 66540.2862 | 70868.6802 | 75639.4411 | 80709.3753 | 85986.7274 | 91089.7495 | 96247.0082 | 101954.6479 | 107884.7406 | 114171.2634
Scenario 3: Aggressive Fuel Sub | SCG | Com | FoodServ | Com ¦ ENERGY STAR Fryer - Tier 1 Gas | Com - Lodging | Energy Efficiency | 33497.7633 | 35399.6702 | 37588.2668 | 39673.0668 | 42225.5027 | 45037.4371 | 0 | 0 | 0 | 0 | 0 | 0 | 0
Scenario 3: Aggressive Fuel Sub | SCG | Com | FoodServ | Com ¦ ENERGY STAR Fryer - Tier 2 Gas | Com - Lodging | Energy Efficiency | 0 | 0 | 0 | 0 | 0 | 0 | 72867.1084 | 77577.7313 | 82124.0307 | 86712.312 | 91789.1043 | 97058.6137 | 102642.9645
Scenario 3: Aggressive Fuel Sub | SCG | Com | FoodServ | Com ¦ ENERGY STAR Steamer - Gas | Com - Lodging | Energy Efficiency | 17310.8606 | 18296.2666 | 19430.4989 | 20511.5922 | 21834.931 | 23292.9638 | 24841.4113 | 26451.9339 | 28007.035 | 29577.0262 | 31314.2824 | 33117.9553 | 35029.7323
Scenario 3: Aggressive Fuel Sub | SCG | Com | FoodServ | Com ¦ ENERGY STAR Convection Oven - Gas | Com - Lodging | Energy Efficiency | 14557.4016 | 15386.0693 | 16339.891 | 17249.0261 | 18361.8751 | 19587.9937 | 20890.1458 | 22244.4993 | 23552.2466 | 24872.5155 | 26333.4444 | 27850.2257 | 29457.9163
Scenario 3: Aggressive Fuel Sub | SCG | Com | FoodServ | Com ¦ ENERGY STAR Griddle - Gas | Com - Lodging | Energy Efficiency | 28296.1142 | 29906.8465 | 31760.8482 | 33527.9898 | 35691.1027 | 38074.3846 | 40605.4574 | 43237.9973 | 45779.9459 | 48346.2337 | 51185.9307 | 54134.1916 | 57259.1583
Scenario 3: Aggressive Fuel Sub | SCG | Com | FoodServ | Com ¦ ENERGY STAR Combination Oven - Gas | Com - Lodging | Energy Efficiency | 136.4471 | 144.2142 | 153.1544 | 161.6758 | 172.1066 | 183.599 | 195.8041 | 208.4986 | 220.7561 | 233.1311 | 246.8244 | 261.0412 | 276.1102
Scenario 3: Aggressive Fuel Sub | SCG | Com | FoodServ | Com ¦ ENERGY STAR Fryer - Tier 1 Gas - Panel Upgrade | Com - Lodging | Energy Efficiency | 55120.6581 | 58250.2509 | 61851.5925 | 65282.1364 | 69482.1764 | 74109.222 | 0 | 0 | 0 | 0 | 0 | 0 | 0
Scenario 3: Aggressive Fuel Sub | SCG | Com | FoodServ | Com ¦ ENERGY STAR Fryer - Tier 2 Gas - Panel Upgrade | Com - Lodging | Energy Efficiency | 0 | 0 | 0 | 0 | 0 | 0 | 119903.0196 | 127654.362 | 135135.3098 | 142685.3388 | 151039.2139 | 159710.2056 | 168899.2696
Scenario 3: Aggressive Fuel Sub | SCG | Com | FoodServ | Com ¦ ENERGY STAR Steamer - Gas - Panel Upgrade | Com - Lodging | Energy Efficiency | 28485.0669 | 30106.5552 | 31972.9373 | 33751.8793 | 35929.4368 | 38328.6335 | 40876.608 | 43526.7272 | 46085.6502 | 48669.0749 | 51527.7345 | 54495.683 | 57641.5172
Scenario 3: Aggressive Fuel Sub | SCG | Com | FoodServ | Com ¦ ENERGY STAR Convection Oven - Gas - Panel Upgrade | Com - Lodging | Energy Efficiency | 23954.2429 | 25317.8178 | 26887.3339 | 28383.3181 | 30214.5141 | 32232.0955 | 34374.7901 | 36603.3824 | 38755.284 | 40927.7901 | 43331.7524 | 45827.6201 | 48473.0792
Scenario 3: Aggressive Fuel Sub | SCG | Com | FoodServ | Com ¦ ENERGY STAR Griddle - Gas - Panel Upgrade | Com - Lodging | Energy Efficiency | 46561.3308 | 49211.795 | 52262.5597 | 55170.3959 | 58729.8039 | 62651.5006 | 66816.3875 | 71148.2389 | 75331.0221 | 79553.8555 | 84226.5845 | 89077.9555 | 94220.0965
Scenario 3: Aggressive Fuel Sub | SCG | Com | FoodServ | Com ¦ ENERGY STAR Combination Oven - Gas - Panel Upgrade | Com - Lodging | Energy Efficiency | 224.524 | 237.3049 | 252.016 | 266.0379 | 283.2018 | 302.1127 | 322.1962 | 343.0849 | 363.2548 | 383.6178 | 406.1502 | 429.5441 | 454.34
Scenario 3: Aggressive Fuel Sub | SDG&E | Com | AppPlug | Com ¦ Ozone Laundry System Retrofit | Com - Lodging | Energy Efficiency | 1628447.6376 | 1619728.6622 | 33281739.162 | 34710326.1736 | 36129374.7572 | 37685839.3393 | 39298344.8395 | 40999593.3228 | 42816098.7161 | 44720477.3461 | 46703394.1307 | 48800846.9816 | 51040829.3021
Scenario 3: Aggressive Fuel Sub | SDG&E | Com | AppPlug | Com ¦ Com Modulating Dryer Valve | Com - Lodging | Energy Efficiency | 0 | 0 | 7752848.7236 | 8087059.3732 | 8437779.4085 | 8806232.8167 | 9193747.964 | 9601754.3184 | 10031253.2205 | 10483587.6958 | 10960332.843 | 11463436.5585 | 11994876.1635
Scenario 3: Aggressive Fuel Sub | SDG&E | Com | AppPlug | Com ¦ Pool Cover | Com - Lodging | Energy Efficiency | 9806.9724 | 9748.7908 | 9749.7508 | 10125.4249 | 10037.8743 | 10340.0634 | 10510.6519 | 10710.8663 | 11074.9354 | 11406.0975 | 11610.3251 | 11855.3591 | 12259.8444
Scenario 3: Aggressive Fuel Sub | SDG&E | Com | BldgEnv | Com ¦ Com Wall Insulation (R14) - Marine | Com - Lodging | Energy Efficiency | 83759.0342 | 87079.2022 | 90504.6385 | 94083.6916 | 97932.7772 | 102198.6666 | 106669.0409 | 111330.1499 | 352.6773 | 121397.1917 | 126810.7698 | 132426.0106 | 138365.8304
Scenario 3: Aggressive Fuel Sub | SDG&E | Com | BldgEnv | Com ¦ Com Wall Insulation (R14) - Hot-Dry | Com - Lodging | Energy Efficiency | 737.8004 | 731.4754 | 729.5587 | 755.5962 | 747.6245 | 770.0584 | 782.7993 | 797.6441 | 824.8043 | 849.6364 | 865.0364 | 882.9295 | 912.8191
Scenario 3: Aggressive Fuel Sub | SDG&E | Com | HVAC | Com ¦ Small Unitary Heat Pump (SEER 16) - Marine | Com - Lodging | Energy Efficiency | 88562.2146 | 89185.5387 | 89197.5087 | 88699.9056 | 88603.2729 | 90087.3471 | 90895.6406 | 91157.4808 | 0 | 0 | 0 | 0 | 0
Scenario 3: Aggressive Fuel Sub | SDG&E | Com | HVAC | Com ¦ Small Unitary Heat Pump (SEER 16) - Hot-Dry | Com - Lodging | Energy Efficiency | 439819.8134 | 442915.3802 | 442974.8259 | 440503.6177 | 440023.7178 | 447393.9633 | 451408.1298 | 452708.487 | 0 | 0 | 0 | 0 | 0
Scenario 3: Aggressive Fuel Sub | SDG&E | Com | HVAC | Com ¦ Small Unitary Heat Pump (SEER 17) - Marine | Com - Lodging | Energy Efficiency | 0 | 0 | 0 | 0 | 0 | 0 | 0 | 0 | 0 | 0 | 0 | 0 | 0
Scenario 3: Aggressive Fuel Sub | SDG&E | Com | HVAC | Com ¦ Small Unitary Heat Pump (SEER 17) - Hot-Dry | Com - Lodging | Energy Efficiency | 0 | 0 | 0 | 0 | 0 | 0 | 0 | 0 | 0 | 0 | 0 | 0 | 0
Scenario 3: Aggressive Fuel Sub | SDG&E | Com | HVAC | Com ¦ Small Unitary Heat Pump (SEER 18) - Marine | Com - Lodging | Energy Efficiency | 0 | 0 | 0 | 0 | 0 | 0 | 0 | 0 | 0 | 0 | 0 | 0 | 0
Scenario 3: Aggressive Fuel Sub | SDG&E | Com | HVAC | Com ¦ Small Unitary AC (SEER 16) - Marine | Com - Lodging | Energy Efficiency | 0 | 0 | 0 | 0 | 0 | 0 | 0 | 0 | 599979.0003 | 610447.77 | 622568.8054 | 632125.7822 | 642577.1173
Scenario 3: Aggressive Fuel Sub | SDG&E | Com | HVAC | Com ¦ Small Unitary AC (SEER 16) - Hot-Dry | Com - Lodging | Energy Efficiency | 0 | 0 | 0 | 0 | 0 | 0 | 0 | 0 | 2858912.1952 | 2903769.7225 | 2956550.9349 | 2995905.5017 | 3039231.8758
Scenario 3: Aggressive Fuel Sub | SDG&E | Com | HVAC | Com ¦ Small Unitary AC (SEER 18) - Marine | Com - Lodging | Energy Efficiency | 605710.7959 | 615365.5815 | 622207.6342 | 626885.8833 | 633879.9405 | 649565.0449 | 662152.6181 | 672387.7749 | 0 | 0 | 0 | 0 | 0
Scenario 3: Aggressive Fuel Sub | SDG&E | Com | HVAC | Com ¦ Small Unitary AC (SEER 18) - Hot-Dry | Com - Lodging | Energy Efficiency | 2912916.7392 | 2956300.7075 | 2985384.643 | 3003315.9703 | 3032625.2794 | 3104928.5954 | 3161474.1945 | 3205924.1764 | 0 | 0 | 0 | 0 | 0
Scenario 3: Aggressive Fuel Sub | SDG&E | Com | HVAC | Com ¦ Ductless Mini Split Heat Pump (SEER 18) - Marine | Com - Lodging | Energy Efficiency | 47618.2584 | 48061.669 | 48192.6716 | 48075.4749 | 48187.9043 | 49060.9147 | 49540.6503 | 49731.758 | 49904.3041 | 50000.235 | 50258.3432 | 50107.1287 | 49980.4542
Scenario 3: Aggressive Fuel Sub | SDG&E | Com | HVAC | Com ¦ HVAC Energy Management System (Elec SC and Gas SH) - Marine | Com - Lodging | Energy Efficiency | 681267.1246 | 699571.7206 | 718062.5442 | 736548.7619 | 757994.1411 | 789371.2925 | 821281.7433 | 851689.769 | 35619.0946 | 36422.186 | 36840.4482 | 37331.604 | 38324.958
Scenario 3: Aggressive Fuel Sub | SDG&E | Com | HVAC | Com ¦ HVAC Energy Management System (Elec SC and Gas SH) - Hot-Dry | Com - Lodging | Energy Efficiency | 4589676.2837 | 4726133.2347 | 4865638.9686 | 5009028.992 | 5168018.1726 | 5384226.5624 | 5605086.0655 | 5820723.964 | 246244.4073 | 252320.0573 | 255702.5981 | 259686.582 | 267168.5661
Scenario 3: Aggressive Fuel Sub | SDG&E | Com | HVAC | Com ¦ HVAC Pump Variable Frequency Drive (VFD) - Marine | Com - Lodging | Energy Efficiency | 0 | 0 | 0 | 0 | 0 | 0 | 0 | 0 | 0 | 0 | 0 | 0 | 0
Scenario 3: Aggressive Fuel Sub | SDG&E | Com | HVAC | Com ¦ HVAC Pump Variable Frequency Drive (VFD) - Hot-Dry | Com - Lodging | Energy Efficiency | 0 | 0 | 0 | 0 | 0 | 0 | 0 | 0 | 0 | 0 | 0 | 0 | 0
Scenario 3: Aggressive Fuel Sub | SDG&E | Com | HVAC | Com ¦ HVAC Fan Variable Frequency Drive (VFD) - Marine | Com - Lodging | Energy Efficiency | 30422.1613 | 30146.5304 | 29717.2188 | 28893.9497 | 28650.2604 | 29678.9015 | 30662.462 | 31137.3258 | 0 | 0 | 32198.8007 | 0 | 0
Scenario 3: Aggressive Fuel Sub | SDG&E | Com | HVAC | Com ¦ HVAC Fan Variable Frequency Drive (VFD) - Hot-Dry | Com - Lodging | Energy Efficiency | 156528.5273 | 155288.2169 | 153281.0074 | 149298.5871 | 148241.2764 | 153596.2229 | 158733.5508 | 161320.5069 | 0 | 0 | 167319.9089 | 0 | 0
Scenario 3: Aggressive Fuel Sub | SDG&E | Com | HVAC | Com ¦ Large Packaged Heat Pump (IEER 14.0) - Fuel Sub - ZEAS 2030 - Marine | Com - Lodging | Fuel Substitution | 208514.6134 | 221391.3834 | 235541.8061 | 250962.918 | 266734.1101 | 0 | 0 | 0 | 0 | 0 | 0 | 0 | 0
Scenario 3: Aggressive Fuel Sub | SDG&E | Com | HVAC | Com ¦ Large Packaged Heat Pump (IEER 14.0) - Fuel Sub - ZEAS 2030 - Hot-Dry | Com - Lodging | Fuel Substitution | 843816.4142 | 897905.9385 | 957482.9395 | 1022523.3617 | 1088960.4411 | 0 | 0 | 0 | 0 | 0 | 0 | 0 | 0
Scenario 3: Aggressive Fuel Sub | SDG&E | Com | HVAC | Com ¦ Large Packaged Heat Pump (IEER 14.0) - Fuel Sub - Panel Upgrade - ZEAS 2030 - Marine | Com - Lodging | Fuel Substitution | 47645.8453 | 50588.2031 | 53821.5921 | 57345.3351 | 60949.0718 | 0 | 0 | 0 | 0 | 0 | 0 | 0 | 0
Scenario 3: Aggressive Fuel Sub | SDG&E | Com | HVAC | Com ¦ Large Packaged Heat Pump (IEER 14.0) - Fuel Sub - Panel Upgrade - ZEAS 2030 - Hot-Dry | Com - Lodging | Fuel Substitution | 192813.0873 | 205172.61 | 218786.0279 | 233647.8443 | 248828.7986 | 0 | 0 | 0 | 0 | 0 | 0 | 0 | 0
Scenario 3: Aggressive Fuel Sub | SDG&E | Com | HVAC | Com ¦ Small Packaged Heat Pump (SEER 18) - Fuel Sub - ZEAS 2030 - Marine | Com - Lodging | Fuel Substitution | 91903.8995 | 95516.4118 | 99186.5293 | 102943.9648 | 107007.1289 | 0 | 0 | 0 | 0 | 0 | 0 | 0 | 0
Scenario 3: Aggressive Fuel Sub | SDG&E | Com | HVAC | Com ¦ Small Packaged Heat Pump (SEER 18) - Fuel Sub - ZEAS 2030 - Hot-Dry | Com - Lodging | Fuel Substitution | 409247.0113 | 424880.6255 | 440628.5573 | 456633.653 | 474059.7642 | 0 | 0 | 0 | 0 | 0 | 0 | 0 | 0
Scenario 3: Aggressive Fuel Sub | SDG&E | Com | HVAC | Com ¦ Small Packaged Heat Pump (SEER 18) - Fuel Sub - Panel Upgrade - ZEAS 2030 - Marine | Com - Lodging | Fuel Substitution | 21000.1539 | 21825.6174 | 22664.2438 | 23522.8224 | 24451.2604 | 0 | 0 | 0 | 0 | 0 | 0 | 0 | 0
Scenario 3: Aggressive Fuel Sub | SDG&E | Com | HVAC | Com ¦ Small Packaged Heat Pump (SEER 18) - Fuel Sub - Panel Upgrade - ZEAS 2030 - Hot-Dry | Com - Lodging | Fuel Substitution | 93513.4448 | 97085.7449 | 100684.1667 | 104341.3507 | 108323.2385 | 0 | 0 | 0 | 0 | 0 | 0 | 0 | 0
Scenario 3: Aggressive Fuel Sub | SDG&E | Com | HVAC | Com ¦ Efficient Hot Water Boilers (94% eff.) - ZEAS 2030 - Hot-Dry | Com - Lodging | Energy Efficiency | 403155.3095 | 421008.7665 | 439848.4191 | 460008.332 | 480875.3267 | 0 | 0 | 0 | 0 | 0 | 0 | 0 | 0
Scenario 3: Aggressive Fuel Sub | SDG&E | Com | WaterHeat | Com ¦ Com Heat Pump Water Heater (3.3 UEF - 50 Gal) - Marine | Com - Lodging | Energy Efficiency | 186865.7803 | 192869.6859 | 198491.6036 | 203782.6973 | 209893.0664 | 217072.2908 | 221726.4724 | 224706.3199 | 227254.6495 | 228988.4465 | 232438.5039 | 234779.6188 | 236825.3545
Scenario 3: Aggressive Fuel Sub | SDG&E | Com | WaterHeat | Com ¦ Com Heat Pump Water Heater (3.3 UEF - 50 Gal) - Hot-Dry | Com - Lodging | Energy Efficiency | 989959.2905 | 1021767.6314 | 1051552.1589 | 1079583.9034 | 1111956.2687 | 1149991.4397 | 1174648.7833 | 1190435.3883 | 1203935.758 | 1213120.6782 | 1231398.4569 | 1243800.9761 | 1254638.5334
Scenario 3: Aggressive Fuel Sub | SDG&E | Com | WaterHeat | Com ¦ Com Hot Water Tank Insulation - Hot-Dry | Com - Lodging | Energy Efficiency | 41663.8702 | 43452.4416 | 45311.8609 | 47259.7947 | 49302.9671 | 51447.4855 | 53702.2005 | 56075.6614 | 0 | 0 | 0 | 66897.9081 | 69984.8631
Scenario 3: Aggressive Fuel Sub | SDG&E | Com | WaterHeat | Com ¦ Faucet Aerators (Gas WH) - Hot-Dry | Com - Lodging | Energy Efficiency | 313753.982 | 327224.2946 | 341223.1204 | 355887.6935 | 371268.7988 | 387410.7014 | 404381.6159 | 422245.5302 | 0 | 0 | 0 | 0 | 0
Scenario 3: Aggressive Fuel Sub | SDG&E | Com | WaterHeat | Com ¦ Faucet Aerators (Elec WH) - Marine | Com - Lodging | Energy Efficiency | 0 | 0 | 0 | 0 | 0 | 0 | 0 | 0 | 0 | 0 | 0 | 0 | 0
Scenario 3: Aggressive Fuel Sub | SDG&E | Com | WaterHeat | Com ¦ Faucet Aerators (Elec WH) - Hot-Dry | Com - Lodging | Energy Efficiency | 0 | 0 | 0 | 0 | 0 | 0 | 0 | 0 | 0 | 0 | 0 | 0 | 0
Scenario 3: Aggressive Fuel Sub | SDG&E | Com | WaterHeat | Com ¦ Com Water Heating Controls (Gas WH) - Hot-Dry | Com - Lodging | Energy Efficiency | 5750207.9254 | 5997552.1931 | 6255951.206 | 6527066.2818 | 6811851.4376 | 7111274.6266 | 7426303.28 | 7757944.377 | 0 | 0 | 0 | 0 | 0
Scenario 3: Aggressive Fuel Sub | SDG&E | Com | WaterHeat | Com ¦ Low Flow Showerheads (Gas WH) - Hot-Dry | Com - Lodging | Energy Efficiency | 815491.3019 | 850489.4642 | 886970.0936 | 925202.06 | 965321.3862 | 1007468.7193 | 1051795.7453 | 1098466.9828 | 0 | 0 | 0 | 0 | 1372202.1192
Scenario 3: Aggressive Fuel Sub | SDG&E | Com | WaterHeat | Com ¦ Low Flow Showerheads (Elec WH) - Marine | Com - Lodging | Energy Efficiency | 728.5812 | 747.2281 | 753.0675 | 771.5328 | 814.6921 | 876.9092 | 913.3959 | 922.4568 | 0 | 0 | 0 | 0 | 0
Scenario 3: Aggressive Fuel Sub | SDG&E | Com | WaterHeat | Com ¦ Low Flow Showerheads (Elec WH) - Hot-Dry | Com - Lodging | Energy Efficiency | 3867.4559 | 3966.4376 | 3997.4344 | 4095.452 | 4324.5501 | 4654.8111 | 4848.4897 | 4896.5867 | 0 | 0 | 0 | 0 | 0
Scenario 3: Aggressive Fuel Sub | SDG&E | Com | WaterHeat | Com ¦ Low-flow Pre-Rinse Spray Valve - Hot-Dry | Com - Lodging | Energy Efficiency | 3848.4118 | 4010.2484 | 4179.7942 | 4360.5733 | 4546.7487 | 4745.5343 | 4953.5437 | 5172.6813 | 5404.6998 | 5648.9135 | 5905.3844 | 6176.3062 | 6463.5476
Scenario 3: Aggressive Fuel Sub | SDG&E | Com | WaterHeat | Com ¦ Com Hot Water Pipe Insulation - Hot-Dry | Com - Lodging | Energy Efficiency | 4108070.038 | 4284437.0819 | 4468382.5359 | 4661187.7048 | 4863578.4359 | 5076229.4163 | 5299920.571 | 5535426.871 | 0 | 0 | 6319820.6069 | 6610382.8064 | 6917290.5564
Scenario 3: Aggressive Fuel Sub | SDG&E | Com | WaterHeat | Com ¦ Com Efficient Tankless Gas Water Heater (0.87 UEF - High Draw) - ZEAS 2030 - Marine | Com - Lodging | Energy Efficiency | 43839.0196 | 43676.2604 | 43788.6708 | 45593.7198 | 45319.533 | 0 | 0 | 0 | 0 | 0 | 0 | 0 | 0
Scenario 3: Aggressive Fuel Sub | SDG&E | Com | WaterHeat | Com ¦ Com Efficient Tankless Gas Water Heater (0.87 UEF - High Draw) - ZEAS 2030 - Hot-Dry | Com - Lodging | Energy Efficiency | 115413.4228 | 114984.9419 | 115280.8914 | 120032.9927 | 119311.1609 | 0 | 0 | 0 | 0 | 0 | 0 | 0 | 0
Scenario 3: Aggressive Fuel Sub | SDG&E | Com | WaterHeat | Com ¦ Com Heat Pump Water Heater (3.75 UEF - 50 Gal) - Fuel Sub - ZEAS 2030 - Marine | Com - Lodging | Fuel Substitution | 7528606.0181 | 7908334.3154 | 8322408.6335 | 8774564.1769 | 9235572.885 | 5380382.7647 | 5497658.8187 | 5573664.6211 | 5637836.3455 | 5682395.741 | 5770198.8486 | 5830513.7755 | 5882525.2456
Scenario 3: Aggressive Fuel Sub | SDG&E | Com | WaterHeat | Com ¦ Com Heat Pump Water Heater (3.75 UEF - 50 Gal) - Fuel Sub - ZEAS 2030 - Hot-Dry | Com - Lodging | Fuel Substitution | 19824351.8748 | 20828379.5335 | 21923291.897 | 23118973.7541 | 24338104.2406 | 14135131.6771 | 14444461.7348 | 14644417.8122 | 14812999.2277 | 14929595.0952 | 15160760.1725 | 15319069.9895 | 15455359.7231
Scenario 3: Aggressive Fuel Sub | SDG&E | Com | WaterHeat | Com ¦ Com Efficient Tankless Gas Water Heater (0.87 UEF - High Draw) - Panel Upgrade - ZEAS 2030 - Marine | Com - Lodging | Energy Efficiency | 36371.9338 | 36236.8974 | 36330.1609 | 37827.7566 | 37600.2719 | 0 | 0 | 0 | 0 | 0 | 0 | 0 | 0
Scenario 3: Aggressive Fuel Sub | SDG&E | Com | WaterHeat | Com ¦ Com Efficient Tankless Gas Water Heater (0.87 UEF - High Draw) - Panel Upgrade - ZEAS 2030 - Hot-Dry | Com - Lodging | Energy Efficiency | 95755.0926 | 95399.5946 | 95645.1352 | 99587.8126 | 98988.9302 | 0 | 0 | 0 | 0 | 0 | 0 | 0 | 0
Scenario 3: Aggressive Fuel Sub | SDG&E | Com | WaterHeat | Com ¦ Com Heat Pump Water Heater (3.75 UEF - 50 Gal) - Fuel Sub - Panel Upgrade - ZEAS 2030 - Marine | Com - Lodging | Fuel Substitution | 6246261.037 | 6561310.3386 | 6904855.5146 | 7279995.5534 | 7662480.8002 | 4463943.9422 | 4561244.4046 | 4624304.1637 | 4677545.5394 | 4714515.1477 | 4787362.7809 | 4837404.2863 | 4880556.6599
Scenario 3: Aggressive Fuel Sub | SDG&E | Com | WaterHeat | Com ¦ Com Heat Pump Water Heater (3.75 UEF - 50 Gal) - Fuel Sub - Panel Upgrade - ZEAS 2030 - Hot-Dry | Com - Lodging | Fuel Substitution | 16447676.5554 | 17280688.5141 | 18189104.8156 | 19181126.5762 | 20192602.9688 | 11727499.3584 | 11984141.3294 | 12150038.9541 | 12289905.9527 | 12386642.0845 | 12578432.8904 | 12709777.8484 | 12822853.3967
Scenario 3: Aggressive Fuel Sub | SDG&E | Com | WaterHeat | Com ¦ Com Heat Pump Water Heater (100+ Gal, 200+ kBtuh - 4.3 COP) - Fuel Sub - ZEAS 2030 - Marine | Com - Lodging | Fuel Substitution | 1590202.4833 | 1669569.2242 | 1755470.8088 | 1848605.0802 | 1944194.3478 | 0 | 0 | 0 | 0 | 0 | 0 | 0 | 0
Scenario 3: Aggressive Fuel Sub | SDG&E | Com | WaterHeat | Com ¦ Com Heat Pump Water Heater (100+ Gal, 200+ kBtuh - 4.3 COP) - Fuel Sub - ZEAS 2030 - Hot-Dry | Com - Lodging | Fuel Substitution | 8424220.1105 | 8844724.2678 | 9299858.3097 | 9793320.4335 | 10299784.61 | 0 | 0 | 0 | 0 | 0 | 0 | 0 | 0
Scenario 3: Aggressive Fuel Sub | SDG&E | Com | WaterHeat | Com ¦ Com Heat Pump Water Heater (100+ Gal, 200+ kBtuh - 4.3 COP) - Fuel Sub - Panel Upgrade - ZEAS 2030 - Marine | Com - Lodging | Fuel Substitution | 1319343.8186 | 1385192.0487 | 1456462.0447 | 1533732.7863 | 1613040.3655 | 0 | 0 | 0 | 0 | 0 | 0 | 0 | 0
Scenario 3: Aggressive Fuel Sub | SDG&E | Com | WaterHeat | Com ¦ Com Heat Pump Water Heater (100+ Gal, 200+ kBtuh - 4.3 COP) - Fuel Sub - Panel Upgrade - ZEAS 2030 - Hot-Dry | Com - Lodging | Fuel Substitution | 6989325.4763 | 7338205.2991 | 7715816.5097 | 8125227.3927 | 8545425.6929 | 0 | 0 | 0 | 0 | 0 | 0 | 0 | 0
Scenario 3: Aggressive Fuel Sub | SDG&E | Com | WaterHeat | Com ¦ Efficient Gas Water Heating Boiler (0.92 UEF) - ZEAS 2030 - Hot-Dry | Com - Lodging | Energy Efficiency | 39404811.6994 | 41149142.7762 | 42989705.6537 | 44959155.3671 | 46997767.8582 | 0 | 0 | 0 | 0 | 0 | 0 | 0 | 0
Scenario 3: Aggressive Fuel Sub | SDG&E | Com | FoodServ | Com ¦ ENERGY STAR Dishwasher - Tier 1 | Com - Lodging | Energy Efficiency | 0 | 0 | 0 | 0 | 0 | 0 | 0 | 0 | 0 | 0 | 0 | 0 | 0
Scenario 3: Aggressive Fuel Sub | SDG&E | Com | FoodServ | Com ¦ ENERGY STAR Dishwasher - Tier 2 | Com - Lodging | Energy Efficiency | 383971.4525 | 399095.9496 | 414590.6397 | 430762.9392 | 447684.0717 | 466250.6696 | 484818.2912 | 503868.953 | 523959.2503 | 544821.3028 | 567286.991 | 590468.8023 | 614948.4801
Scenario 3: Aggressive Fuel Sub | SDG&E | Com | FoodServ | Com ¦ ENERGY STAR Combination Oven - Electric | Com - Lodging | Energy Efficiency | 126479.5138 | 129766.6106 | 132583.6342 | 135181.9854 | 138502.4746 | 143059.372 | 146133.0264 | 148071.9671 | 149547.0172 | 150337.6769 | 152121.2081 | 152960.2119 | 153665.4257
Scenario 3: Aggressive Fuel Sub | SDG&E | Com | FoodServ | Com ¦ ENERGY STAR Conveyor Broiler - Gas | Com - Lodging | Energy Efficiency | 129550.1805 | 134760.4301 | 140139.21 | 145819.4155 | 151790.9819 | 158342.8111 | 164931.024 | 171669.1126 | 178717.8393 | 186020.1069 | 193855.553 | 201967.4217 | 210544.0367
Scenario 3: Aggressive Fuel Sub | SDG&E | Com | FoodServ | Com ¦ ENERGY STAR Conveyor Oven - Gas | Com - Lodging | Energy Efficiency | 53825.9369 | 56137.9347 | 58571.8699 | 61173.0062 | 63859.392 | 66732.0644 | 69744.1004 | 72923.2062 | 76294.1371 | 79846.6485 | 83582.0463 | 87531.6404 | 91722.3926
Scenario 3: Aggressive Fuel Sub | SDG&E | Com | FoodServ | Com ¦ ENERGY STAR Convection Oven - Electric | Com - Lodging | Energy Efficiency | 483248.8512 | 504005.9497 | 525857.8017 | 549210.783 | 573329.1344 | 599119.9653 | 626162.0017 | 654703.9894 | 684968.181 | 716862.6013 | 750398.9745 | 785858.4003 | 823482.9417
Scenario 3: Aggressive Fuel Sub | SDG&E | Com | FoodServ | Com ¦ High Performance Conveyor Toaster | Com - Lodging | Energy Efficiency | 466585.4632 | 478711.6292 | 489103.6857 | 498689.0555 | 510938.4068 | 527748.8927 | 539087.6655 | 546240.4566 | 551681.9461 | 554598.7053 | 561178.1879 | 564273.2895 | 566874.8376
Scenario 3: Aggressive Fuel Sub | SDG&E | Com | FoodServ | Com ¦ ENERGY STAR Rack Oven - Gas | Com - Lodging | Energy Efficiency | 22944.068 | 23929.5898 | 24967.0892 | 26075.8604 | 27220.9704 | 28445.4877 | 29729.4107 | 31084.5496 | 32521.4566 | 34035.7649 | 35628.0312 | 37311.6016 | 39097.9691
Scenario 3: Aggressive Fuel Sub | SDG&E | Com | FoodServ | Com ¦ Electric Deck Oven (60% cooking efficiency) | Com - Lodging | Energy Efficiency | 5327.3606 | 5465.8143 | 5584.4683 | 5693.9117 | 5833.7719 | 6025.7099 | 6155.1733 | 6236.8422 | 6298.9718 | 6332.2746 | 6407.3976 | 6442.7367 | 6472.4406
Scenario 3: Aggressive Fuel Sub | SDG&E | Com | FoodServ | Com ¦ Demand Controlled Ventilation (DCV) Exhaust Hood | Com - Lodging | Energy Efficiency | 36648.3116 | 35686.5028 | 34818.7955 | 35154.9839 | 34012.6401 | 34519.6953 | 34401.351 | 34249.9947 | 34593.7622 | 34780.2534 | 34636.7186 | 34449.4114 | 34718.2352
Scenario 3: Aggressive Fuel Sub | SDG&E | Com | FoodServ | Com ¦ ENERGY STAR Ice Machine | Com - Lodging | Energy Efficiency | 149945.1581 | 154023.7386 | 157480.1043 | 160523.7601 | 164657.7973 | 170824.691 | 175249.3906 | 178349.7314 | 180992.8133 | 182530.0674 | 184896.2044 | 185670.8558 | 186246.5313
Scenario 3: Aggressive Fuel Sub | SDG&E | Com | FoodServ | Com ¦ ENERGY STAR Griddle - Electric | Com - Lodging | Energy Efficiency | 10411.1847 | 10681.7627 | 10913.6465 | 11127.5303 | 11400.857 | 11775.9589 | 12028.9673 | 12188.5716 | 12309.9906 | 12375.0739 | 12521.8856 | 12590.9483 | 12648.9981
Scenario 3: Aggressive Fuel Sub | SDG&E | Com | FoodServ | Com ¦ ENERGY STAR Fryer - Tier 1 Gas | Com - Lodging | Energy Efficiency | 9231.5299 | 9183.3451 | 9192.2386 | 9555.3851 | 9482.1751 | 9777.7301 | 9949.6766 | 10150.4183 | 10507.2893 | 10833.7545 | 11040.2494 | 11285.9902 | 11684.1472
Scenario 3: Aggressive Fuel Sub | SDG&E | Com | FoodServ | Com ¦ ENERGY STAR Fryer - Fuel Sub | Com - Lodging | Fuel Substitution | 2746624.1466 | 2892008.7261 | 3052176.2013 | 3225984.9664 | 3400921.8269 | 3574066.6811 | 3776204.4832 | 4004573.0621 | 4252555.0747 | 4523087.1289 | 4797466.7195 | 5099574.8446 | 5421381.212
Scenario 3: Aggressive Fuel Sub | SDG&E | Com | FoodServ | Com ¦ ENERGY STAR Steamer - Gas | Com - Lodging | Energy Efficiency | 4768.36 | 4744.1667 | 4749.5419 | 4938.0276 | 4901.0553 | 5054.715 | 5144.5235 | 5249.2669 | 5434.8156 | 5604.7064 | 5712.5924 | 5840.8357 | 6048.0226
Scenario 3: Aggressive Fuel Sub | SDG&E | Com | FoodServ | Com ¦ ENERGY STAR Steamer - Fuel Sub | Com - Lodging | Fuel Substitution | 410732.5976 | 430712.6218 | 452279.1428 | 475384.0743 | 499078.1521 | 523164.6402 | 550093.3594 | 579685.5201 | 611459.647 | 645687.3575 | 680944.6671 | 719152.8659 | 759733.8069
Scenario 3: Aggressive Fuel Sub | SDG&E | Com | FoodServ | Com ¦ ENERGY STAR Convection Oven - Gas | Com - Lodging | Energy Efficiency | 4009.9065 | 3989.5613 | 3994.0816 | 4152.5868 | 4121.4953 | 4250.7139 | 4326.2375 | 4414.3205 | 4570.3559 | 4713.2239 | 4803.9496 | 4911.7945 | 5086.0264
Scenario 3: Aggressive Fuel Sub | SDG&E | Com | FoodServ | Com ¦ ENERGY STAR Convection Oven - Fuel Sub | Com - Lodging | Fuel Substitution | 475870.6529 | 501422.0521 | 529663.1957 | 560371.0437 | 591187.7723 | 621558.052 | 657259.0367 | 697763.9272 | 741821.6114 | 789975.3691 | 838702.212 | 892479.3883 | 949787.3831
Scenario 3: Aggressive Fuel Sub | SDG&E | Com | FoodServ | Com ¦ ENERGY STAR Griddle - Gas | Com - Lodging | Energy Efficiency | 7794.3011 | 7754.7549 | 7763.5413 | 8071.6376 | 8011.2031 | 8262.3733 | 8409.1731 | 8580.3854 | 8883.6811 | 9161.3824 | 9337.7314 | 9547.3562 | 9886.0213
Scenario 3: Aggressive Fuel Sub | SDG&E | Com | FoodServ | Com ¦ ENERGY STAR Griddle - Fuel Sub | Com - Lodging | Fuel Substitution | 1097923.5954 | 1158708.555 | 1226348.9822 | 1300202.6275 | 1373869.8074 | 1445819.5043 | 1531622.7223 | 1629820.1713 | 1736996.3975 | 1854579.2381 | 1973011.4522 | 2104340.3806 | 2244411.9961
Scenario 3: Aggressive Fuel Sub | SDG&E | Com | FoodServ | Com ¦ ENERGY STAR Combination Oven - Gas | Com - Lodging | Energy Efficiency | 37.585 | 37.3943 | 37.4367 | 38.9224 | 38.6309 | 39.8421 | 40.55 | 41.3756 | 42.8381 | 44.1772 | 45.0276 | 46.0384 | 47.6715
Scenario 3: Aggressive Fuel Sub | SDG&E | Com | FoodServ | Com ¦ ENERGY STAR Combination Oven - Fuel Sub | Com - Lodging | Fuel Substitution | 3714.4222 | 3943.5863 | 4204.2802 | 4492.6929 | 4774.8589 | 5042.3937 | 5376.744 | 5769.8438 | 6203.3518 | 6684.336 | 7162.1265 | 7699.5188 | 8274.1416
Scenario 3: Aggressive Fuel Sub | SDG&E | Com | FoodServ | Com ¦ ENERGY STAR Fryer - Tier 1 Gas - Panel Upgrade | Com - Lodging | Energy Efficiency | 15190.5068 | 15111.2186 | 15125.8529 | 15723.4114 | 15602.9442 | 16089.2807 | 16372.2192 | 16702.5401 | 17289.7723 | 17826.9717 | 18166.7596 | 18571.1267 | 19226.2951
Scenario 3: Aggressive Fuel Sub | SDG&E | Com | FoodServ | Com ¦ ENERGY STAR Fryer - Fuel Sub - Panel Upgrade | Com - Lodging | Fuel Substitution | 4519577.2994 | 4758808.0095 | 5022364.0138 | 5308366.7966 | 5596225.8634 | 5881136.179 | 6213754.4671 | 6589535.5678 | 6997590.6256 | 7442751.8364 | 7894244.1786 | 8391363.8978 | 8920897.1266
Scenario 3: Aggressive Fuel Sub | SDG&E | Com | FoodServ | Com ¦ ENERGY STAR Steamer - Gas - Panel Upgrade | Com - Lodging | Energy Efficiency | 7846.3491 | 7806.5388 | 7815.3838 | 8125.5375 | 8064.6994 | 8317.5469 | 8465.327 | 8637.6825 | 8943.0035 | 9222.5593 | 9400.0858 | 9611.1105 | 9952.0371
Scenario 3: Aggressive Fuel Sub | SDG&E | Com | FoodServ | Com ¦ ENERGY STAR Steamer - Fuel Sub - Panel Upgrade | Com - Lodging | Fuel Substitution | 675861.5759 | 708738.7586 | 744226.5259 | 782245.7519 | 821234.4196 | 860868.7995 | 905180.0782 | 953874.0568 | 1006158.4668 | 1062480.255 | 1120496.2511 | 1183367.9434 | 1250143.9892
Scenario 3: Aggressive Fuel Sub | SDG&E | Com | FoodServ | Com ¦ ENERGY STAR Convection Oven - Gas - Panel Upgrade | Com - Lodging | Energy Efficiency | 6598.3117 | 6564.8337 | 6572.2718 | 6833.0926 | 6781.9314 | 6994.561 | 7118.8353 | 7263.776 | 7520.5327 | 7755.6225 | 7904.9117 | 8082.3709 | 8369.0698
Scenario 3: Aggressive Fuel Sub | SDG&E | Com | FoodServ | Com ¦ ENERGY STAR Convection Oven - Fuel Sub - Panel Upgrade | Com - Lodging | Fuel Substitution | 783046.4182 | 825091.3132 | 871562.1897 | 922092.0349 | 972801.0433 | 1022775.4189 | 1081521.4837 | 1148172.3881 | 1220669.4241 | 1299906.5597 | 1380086.7086 | 1468577.1945 | 1562877.6516
Scenario 3: Aggressive Fuel Sub | SDG&E | Com | FoodServ | Com ¦ ENERGY STAR Griddle - Gas - Panel Upgrade | Com - Lodging | Energy Efficiency | 12825.5432 | 12760.4698 | 12774.9277 | 13281.9011 | 13182.4559 | 13595.7571 | 13837.3167 | 14119.0468 | 14618.1207 | 15075.079 | 15365.2617 | 15710.1999 | 16267.4743
Scenario 3: Aggressive Fuel Sub | SDG&E | Com | FoodServ | Com ¦ ENERGY STAR Griddle - Fuel Sub - Panel Upgrade | Com - Lodging | Fuel Substitution | 1806636.1808 | 1906657.9926 | 2017960.4944 | 2139486.8633 | 2260706.4027 | 2379099.8193 | 2520289.2415 | 2681873.4035 | 2858232.1674 | 3051715.0426 | 3246595.5642 | 3462697.6633 | 3693185.8772
Scenario 3: Aggressive Fuel Sub | SDG&E | Com | FoodServ | Com ¦ ENERGY STAR Combination Oven - Gas - Panel Upgrade | Com - Lodging | Energy Efficiency | 61.8462 | 61.5324 | 61.6022 | 64.0468 | 63.5673 | 65.5603 | 66.7251 | 68.0837 | 70.4902 | 72.6937 | 74.093 | 75.7564 | 78.4436
Scenario 3: Aggressive Fuel Sub | SDG&E | Com | FoodServ | Com ¦ ENERGY STAR Combination Oven - Fuel Sub - Panel Upgrade | Com - Lodging | Fuel Substitution | 6112.0916 | 6489.1817 | 6918.1541 | 7392.7381 | 7857.043 | 8297.2721 | 8847.4465 | 9494.2933 | 10207.6318 | 10999.0925 | 11785.2982 | 12669.5785 | 13615.1219
Scenario 3: Aggressive Fuel Sub | PG&E | Com | BldgEnv | Com ¦ Com Wall Insulation (R14) - Marine | Com - Office (Large) | Energy Efficiency | 11236.0385 | 11596.9056 | 12114.0336 | 12558.4835 | 13127.7793 | 13683.905 | 14355.484 | 14915.4949 | 15372.7375 | 16006.3849 | 16632.8819 | 17306.8206 | 18045.0873
Scenario 3: Aggressive Fuel Sub | PG&E | Com | BldgEnv | Com ¦ Com Wall Insulation (R14) - Hot-Dry | Com - Office (Large) | Energy Efficiency | 12770.5572 | 13122.6566 | 13641.5105 | 14071.4796 | 1332323.1597 | 1356531.3452 | 1379724.9151 | 1402585.7137 | 16972.7132 | 17625.615 | 18267.8282 | 18946.0144 | 19692.429
Scenario 3: Aggressive Fuel Sub | PG&E | Com | BldgEnv | Com ¦ Com Wall Insulation (R14) - Cold | Com - Office (Large) | Energy Efficiency | 5975.8093 | 6065.5917 | 6155.0709 | 6245.9812 | 6348.588 | 6467.8809 | 6589.3661 | 6713.4581 | 6841.0937 | 6974.7072 | 7113.2126 | 7252.5533 | 7398.317
Scenario 3: Aggressive Fuel Sub | PG&E | Com | HVAC | Com ¦ Small Unitary Heat Pump (SEER 16) - Marine | Com - Office (Large) | Energy Efficiency | 0 | 0 | 0 | 0 | 0 | 0 | 0 | 0 | 0 | 0 | 0 | 0 | 0
Scenario 3: Aggressive Fuel Sub | PG&E | Com | HVAC | Com ¦ Small Unitary Heat Pump (SEER 16) - Hot-Dry | Com - Office (Large) | Energy Efficiency | 1126522.6801 | 1115517.6245 | 1098173.7836 | 1075266.9731 | 1059590.4421 | 1060537.5526 | 1054133.4394 | 1044226.1358 | 0 | 0 | 0 | 0 | 0
Scenario 3: Aggressive Fuel Sub | PG&E | Com | HVAC | Com ¦ Small Unitary Heat Pump (SEER 16) - Cold | Com - Office (Large) | Energy Efficiency | 3070.2708 | 3040.2771 | 2993.0075 | 2930.5764 | 2887.8509 | 2890.4322 | 2872.9782 | 2845.9764 | 0 | 0 | 0 | 0 | 0
Scenario 3: Aggressive Fuel Sub | PG&E | Com | HVAC | Com ¦ Small Unitary Heat Pump (SEER 17) - Hot-Dry | Com - Office (Large) | Energy Efficiency | 0 | 0 | 0 | 0 | 0 | 0 | 0 | 0 | 0 | 0 | 0 | 0 | 0
Scenario 3: Aggressive Fuel Sub | PG&E | Com | HVAC | Com ¦ Small Unitary AC (SEER 16) - Marine | Com - Office (Large) | Energy Efficiency | 0 | 0 | 0 | 0 | 0 | 0 | 0 | 0 | 0 | 0 | 0 | 0 | 0
Scenario 3: Aggressive Fuel Sub | PG&E | Com | HVAC | Com ¦ Small Unitary AC (SEER 16) - Hot-Dry | Com - Office (Large) | Energy Efficiency | 5837375.1878 | 5805461.8667 | 5746594.3542 | 5663467.7529 | 5613382.8646 | 5637412.7447 | 5630053.0141 | 5607556.7842 | 5576868.7816 | 5548747.992 | 5541070.7471 | 5507390.2841 | 5474458.4591
Scenario 3: Aggressive Fuel Sub | PG&E | Com | HVAC | Com ¦ Small Unitary AC (SEER 17) - Hot-Dry | Com - Office (Large) | Energy Efficiency | 0 | 0 | 0 | 0 | 0 | 0 | 0 | 0 | 0 | 0 | 0 | 0 | 0
Scenario 3: Aggressive Fuel Sub | PG&E | Com | HVAC | Com ¦ Small Unitary AC (SEER 17) - Cold | Com - Office (Large) | Energy Efficiency | 21640.165 | 21668.8164 | 21632.0239 | 21532.0248 | 21528.628 | 21729.6159 | 0 | 0 | 22004.9656 | 22087.9148 | 22231.8159 | 22312.8706 | 22403.8575
Scenario 3: Aggressive Fuel Sub | PG&E | Com | HVAC | Com ¦ Small Unitary AC (SEER 18) - Cold | Com - Office (Large) | Energy Efficiency | 0 | 0 | 0 | 0 | 0 | 0 | 23240.9714 | 23313.3144 | 0 | 0 | 0 | 0 | 0
Scenario 3: Aggressive Fuel Sub | PG&E | Com | HVAC | Com ¦ Ductless Mini Split Heat Pump (SEER 18) - Hot-Dry | Com - Office (Large) | Energy Efficiency | 102571.0864 | 102252.5122 | 101471.8006 | 100299.0201 | 99733.8881 | 100074.8617 | 99649.0382 | 98865.5558 | 97878.6794 | 96841.7232 | 96318.2611 | 95236.7562 | 94117.1397
Scenario 3: Aggressive Fuel Sub | PG&E | Com | HVAC | Com ¦ Ductless Mini Split Heat Pump (SEER 18) - Marine | Com - Office (Large) | Energy Efficiency | 114839.3926 | 114482.7145 | 113608.6237 | 112295.5694 | 111662.8432 | 112044.5999 | 111567.8446 | 110690.6516 | 109585.737 | 108424.7526 | 107838.6804 | 106627.819 | 105374.2876
Scenario 3: Aggressive Fuel Sub | PG&E | Com | HVAC | Com ¦ Ductless Mini Split Heat Pump (SEER 18) - Cold | Com - Office (Large) | Energy Efficiency | 264.8983 | 264.0755 | 262.0593 | 259.0305 | 257.571 | 258.4516 | 257.3518 | 255.3284 | 252.7797 | 250.1017 | 248.7498 | 245.9567 | 243.0652
Scenario 3: Aggressive Fuel Sub | PG&E | Com | HVAC | Com ¦ HVAC Energy Management System (Elec SC and Gas SH) - Marine | Com - Office (Large) | Energy Efficiency | 579150.66 | 590237.7527 | 607157.1703 | 618559.2385 | 637024.4283 | 658239.0384 | 682438.8863 | 699936.5047 | 711723.3594 | 731042.3213 | 750765.5508 | 770453.5947 | 792280.2501
Scenario 3: Aggressive Fuel Sub | PG&E | Com | HVAC | Com ¦ HVAC Energy Management System (Elec SC and Gas SH) - Hot-Dry | Com - Office (Large) | Energy Efficiency | 424545.3205 | 432339.0405 | 444311.2783 | 452163.6645 | 465226.3522 | 480464.7266 | 497765.722 | 510114.1186 | 518259.5431 | 531861.7658 | 545791.7477 | 559582.5146 | 574891.684
Scenario 3: Aggressive Fuel Sub | PG&E | Com | HVAC | Com ¦ HVAC Energy Management System (Elec SC and Gas SH) - Cold | Com - Office (Large) | Energy Efficiency | 1684.5422 | 1727.4159 | 1784.8116 | 1830.9359 | 1892.583 | 1962.2581 | 2042.6506 | 2105.3101 | 2154.1814 | 2223.9389 | 2294.8724 | 2369.8394 | 2451.2498
Scenario 3: Aggressive Fuel Sub | PG&E | Com | HVAC | Com ¦ HVAC Fan Variable Frequency Drive (VFD) - Marine | Com - Office (Large) | Energy Efficiency | 2649992.6754 | 2593000.9776 | 2511823.4363 | 2412294.9898 | 2357216.8212 | 2381088.6373 | 2391165.0805 | 2385486.1442 | 0 | 0 | 0 | 0 | 0
Scenario 3: Aggressive Fuel Sub | PG&E | Com | HVAC | Com ¦ HVAC Fan Variable Frequency Drive (VFD) - Hot-Dry | Com - Office (Large) | Energy Efficiency | 2105983.2624 | 2059784.4714 | 1994144.1044 | 1913745.8628 | 1869047.4384 | 1887767.1873 | 1895385.5683 | 1890326.7763 | 0 | 0 | 0 | 0 | 0
Scenario 3: Aggressive Fuel Sub | PG&E | Com | HVAC | Com ¦ HVAC Fan Variable Frequency Drive (VFD) - Cold | Com - Office (Large) | Energy Efficiency | 0 | 0 | 0 | 0 | 0 | 0 | 0 | 0 | 0 | 0 | 0 | 0 | 0
Scenario 3: Aggressive Fuel Sub | PG&E | Com | HVAC | Com ¦ Economizer - Marine | Com - Office (Large) | Energy Efficiency | 0 | 0 | 0 | 0 | 0 | 0 | 0 | 0 | 0 | 0 | 0 | 0 | 0
Scenario 3: Aggressive Fuel Sub | PG&E | Com | HVAC | Com ¦ Large Packaged Heat Pump (IEER 14.0) - Fuel Sub - ZEAS 2030 - Cold | Com - Office (Large) | Fuel Substitution | 3974.9945 | 4154.5059 | 4354.3899 | 4570.4718 | 4775.8961 | 0 | 0 | 0 | 0 | 0 | 0 | 0 | 0
Scenario 3: Aggressive Fuel Sub | PG&E | Com | HVAC | Com ¦ Large Packaged Heat Pump (IEER 14.0) - Fuel Sub - Panel Upgrade - ZEAS 2030 - Cold | Com - Office (Large) | Fuel Substitution | 908.2911 | 949.3097 | 994.9834 | 1044.3584 | 1091.2981 | 0 | 0 | 0 | 0 | 0 | 0 | 0 | 0
Scenario 3: Aggressive Fuel Sub | PG&E | Com | HVAC | Com ¦ Small Packaged Heat Pump (SEER 15) - Fuel Sub - ZEAS 2030 - Hot-Dry | Com - Office (Large) | Fuel Substitution | 0 | 225437.2506 | 229867.4753 | 234156.1791 | 239060.037 | 0 | 0 | 0 | 0 | 0 | 0 | 0 | 0
Scenario 3: Aggressive Fuel Sub | PG&E | Com | HVAC | Com ¦ Small Packaged Heat Pump (SEER 15) - Fuel Sub - ZEAS 2030 - Cold | Com - Office (Large) | Fuel Substitution | 0 | 0 | 0 | 0 | 0 | 0 | 0 | 0 | 0 | 0 | 0 | 0 | 0
Scenario 3: Aggressive Fuel Sub | PG&E | Com | HVAC | Com ¦ Small Packaged Heat Pump (SEER 16) - Fuel Sub - ZEAS 2030 - Cold | Com - Office (Large) | Fuel Substitution | 2191.3972 | 2236.8875 | 2283.2383 | 2330.8407 | 2380.812 | 0 | 0 | 0 | 0 | 0 | 0 | 0 | 0
Scenario 3: Aggressive Fuel Sub | PG&E | Com | HVAC | Com ¦ Small Packaged Heat Pump (SEER 15) - Fuel Sub - Panel Upgrade - ZEAS 2030 - Hot-Dry | Com - Office (Large) | Fuel Substitution | 0 | 51512.6887 | 52525.0005 | 53504.9746 | 54625.5121 | 0 | 0 | 0 | 0 | 0 | 0 | 0 | 0
Scenario 3: Aggressive Fuel Sub | PG&E | Com | HVAC | Com ¦ Small Packaged Heat Pump (SEER 15) - Fuel Sub - Panel Upgrade - ZEAS 2030 - Cold | Com - Office (Large) | Fuel Substitution | 0 | 0 | 0 | 0 | 0 | 0 | 0 | 0 | 0 | 0 | 0 | 0 | 0
Scenario 3: Aggressive Fuel Sub | PG&E | Com | HVAC | Com ¦ Small Packaged Heat Pump (SEER 16) - Fuel Sub - Panel Upgrade - ZEAS 2030 - Cold | Com - Office (Large) | Fuel Substitution | 500.7369 | 511.1315 | 521.7228 | 532.6 | 544.0185 | 0 | 0 | 0 | 0 | 0 | 0 | 0 | 0
Scenario 3: Aggressive Fuel Sub | PG&E | Com | HVAC | Com ¦ Efficient Hot Water Boilers (94% eff.) - ZEAS 2030 - Marine | Com - Office (Large) | Energy Efficiency | 6191705.2972 | 6318724.3995 | 6453121.7586 | 6590967.412 | 6736043.356 | 0 | 0 | 0 | 0 | 0 | 0 | 0 | 0
Scenario 3: Aggressive Fuel Sub | PG&E | Com | HVAC | Com ¦ Efficient Hot Water Boilers (94% eff.) - ZEAS 2030 - Hot-Dry | Com - Office (Large) | Energy Efficiency | 4166434.0096 | 4251905.8922 | 4342342.646 | 4435099.7768 | 4532722.2116 | 0 | 0 | 0 | 0 | 0 | 0 | 0 | 0
Scenario 3: Aggressive Fuel Sub | PG&E | Com | HVAC | Com ¦ Efficient Hot Water Boilers (94% eff.) - ZEAS 2030 - Cold | Com - Office (Large) | Energy Efficiency | 9926.345 | 10129.978 | 10345.4395 | 10566.4293 | 10799.0104 | 0 | 0 | 0 | 0 | 0 | 0 | 0 | 0
Scenario 3: Aggressive Fuel Sub | PG&E | Com | WaterHeat | Com ¦ Com Heat Pump Water Heater (3.3 UEF - 50 Gal) - Marine | Com - Office (Large) | Energy Efficiency | 3298076.1906 | 3339035.9679 | 3371787.4898 | 3395008.7386 | 3436614.2983 | 3487782.6532 | 3498315.1938 | 3486371.7592 | 3460978.5411 | 3430483.9265 | 3428038.6718 | 3409466.8893 | 3385367.1774
Scenario 3: Aggressive Fuel Sub | PG&E | Com | WaterHeat | Com ¦ Com Heat Pump Water Heater (3.3 UEF - 50 Gal) - Hot-Dry | Com - Office (Large) | Energy Efficiency | 2415590.6442 | 2445774.0947 | 2469921.6997 | 2487069.0815 | 2517719.4342 | 2555395.7544 | 2563213.9064 | 2554521.6649 | 2535950.0021 | 2513625.7465 | 2511908.9527 | 2498342.639 | 2480713.3613
Scenario 3: Aggressive Fuel Sub | PG&E | Com | WaterHeat | Com ¦ Com Heat Pump Water Heater (3.3 UEF - 50 Gal) - Cold | Com - Office (Large) | Energy Efficiency | 7036.7267 | 7124.4434 | 7194.6047 | 7244.3967 | 7333.4805 | 7443.0062 | 7465.6625 | 7440.2784 | 7386.1476 | 7321.1038 | 7316.0182 | 7276.4578 | 7225.0779
Scenario 3: Aggressive Fuel Sub | PG&E | Com | WaterHeat | Com ¦ Com Hot Water Tank Insulation - Marine | Com - Office (Large) | Energy Efficiency | 26905.914 | 27375.6319 | 27850.0506 | 28338.204 | 28841.7837 | 29361.8806 | 29900.9184 | 30460.8206 | 31042.2118 | 31645.6842 | 32271.5548 | 32922.8587 | 33602.6276
Scenario 3: Aggressive Fuel Sub | PG&E | Com | WaterHeat | Com ¦ Com Hot Water Tank Insulation - Hot-Dry | Com - Office (Large) | Energy Efficiency | 18958.9826 | 19289.9646 | 19624.259 | 19968.2314 | 20323.0738 | 20689.5549 | 21069.3825 | 21463.9119 | 21873.5834 | 22298.8142 | 22739.8277 | 23198.7624 | 23677.7548
Scenario 3: Aggressive Fuel Sub | PG&E | Com | WaterHeat | Com ¦ Com Hot Water Tank Insulation - Cold | Com - Office (Large) | Energy Efficiency | 38.6878 | 39.3632 | 40.0453 | 40.7473 | 41.4713 | 42.2192 | 42.9943 | 43.7993 | 44.6353 | 45.503 | 46.403 | 47.3395 | 48.3169
Scenario 3: Aggressive Fuel Sub | PG&E | Com | WaterHeat | Com ¦ Faucet Aerators (Gas WH) - Marine | Com - Office (Large) | Energy Efficiency | 185841.7212 | 189086.804 | 192361.4853 | 195730.6858 | 199206.1979 | 202794.6706 | 206513.733 | 210376.4983 | 0 | 0 | 0 | 0 | 0
Scenario 3: Aggressive Fuel Sub | PG&E | Com | WaterHeat | Com ¦ Faucet Aerators (Gas WH) - Hot-Dry | Com - Office (Large) | Energy Efficiency | 0 | 0 | 129676.6476 | 131947.9266 | 134290.8736 | 136709.9707 | 139217.1022 | 141821.1082 | 0 | 0 | 0 | 0 | 0
Scenario 3: Aggressive Fuel Sub | PG&E | Com | WaterHeat | Com ¦ Faucet Aerators (Gas WH) - Cold | Com - Office (Large) | Energy Efficiency | 288.1481 | 293.1796 | 298.257 | 303.4809 | 308.8697 | 314.4337 | 320.2001 | 326.1893 | 0 | 0 | 0 | 0 | 0
Scenario 3: Aggressive Fuel Sub | PG&E | Com | WaterHeat | Com ¦ Faucet Aerators (Elec WH) - Marine | Com - Office (Large) | Energy Efficiency | 0 | 0 | 0 | 0 | 0 | 0 | 0 | 0 | 0 | 0 | 0 | 0 | 0
Scenario 3: Aggressive Fuel Sub | PG&E | Com | WaterHeat | Com ¦ Faucet Aerators (Elec WH) - Hot-Dry | Com - Office (Large) | Energy Efficiency | 0 | 0 | 0 | 0 | 0 | 0 | 0 | 0 | 0 | 0 | 0 | 0 | 0
Scenario 3: Aggressive Fuel Sub | PG&E | Com | WaterHeat | Com ¦ Faucet Aerators (Elec WH) - Cold | Com - Office (Large) | Energy Efficiency | 0 | 0 | 0 | 0 | 0 | 0 | 49.8767 | 50.2592 | 0 | 0 | 0 | 0 | 0
Scenario 3: Aggressive Fuel Sub | PG&E | Com | WaterHeat | Com ¦ Com Hot Water Pipe Insulation - Marine | Com - Office (Large) | Energy Efficiency | 23162805.6594 | 23567331.526 | 23979088.7391 | 24403202.8269 | 24841409.0957 | 25294943.3023 | 25765349.9435 | 26253909.5832 | 26760823.6062 | 27287342.4021 | 27834753.5378 | 28404877.3369 | 28999321.688
Scenario 3: Aggressive Fuel Sub | PG&E | Com | WaterHeat | Com ¦ Com Hot Water Pipe Insulation - Hot-Dry | Com - Office (Large) | Energy Efficiency | 13844615.2235 | 14086403.9366 | 14332514.8898 | 14586011.6571 | 14847931.4465 | 15119012.8808 | 15400179.1196 | 15692195.5672 | 15995182.5932 | 16309887.5665 | 16637080.0774 | 16977848.1494 | 17333152.832
Scenario 3: Aggressive Fuel Sub | PG&E | Com | WaterHeat | Com ¦ Com Hot Water Pipe Insulation - Cold | Com - Office (Large) | Energy Efficiency | 29102.9043 | 29611.1707 | 30128.523 | 30661.4011 | 31211.9853 | 31781.8283 | 32372.8707 | 32986.7214 | 33623.6335 | 34285.1779 | 34972.9726 | 35689.3046 | 36436.1941
Scenario 3: Aggressive Fuel Sub | PG&E | Com | WaterHeat | Com ¦ Com Efficient Tankless Gas Water Heater (0.87 UEF - High Draw) - ZEAS 2030 - Marine | Com - Office (Large) | Energy Efficiency | 104084.7901 | 107641.1178 | 112685.6904 | 117081.0549 | 122614.4659 | 0 | 0 | 0 | 0 | 0 | 0 | 0 | 0
Scenario 3: Aggressive Fuel Sub | PG&E | Com | WaterHeat | Com ¦ Com Efficient Tankless Gas Water Heater (0.87 UEF - High Draw) - ZEAS 2030 - Hot-Dry | Com - Office (Large) | Energy Efficiency | 77928.5345 | 80591.1351 | 84367.979 | 87658.7518 | 91801.5854 | 0 | 0 | 0 | 0 | 0 | 0 | 0 | 0
Scenario 3: Aggressive Fuel Sub | PG&E | Com | WaterHeat | Com ¦ Com Efficient Tankless Gas Water Heater (0.87 UEF - High Draw) - ZEAS 2030 - Cold | Com - Office (Large) | Energy Efficiency | 441.934 | 457.9501 | 479.0939 | 498.334 | 521.2289 | 0 | 0 | 0 | 0 | 0 | 0 | 0 | 0
Scenario 3: Aggressive Fuel Sub | PG&E | Com | WaterHeat | Com ¦ Com Heat Pump Water Heater (3.75 UEF - 50 Gal) - Fuel Sub - ZEAS 2030 - Marine | Com - Office (Large) | Fuel Substitution | 6347196.832 | 6499989.3342 | 6669990.3232 | 6856244.4964 | 7031906.1071 | 4311300.8929 | 4317925.0067 | 4299043.4583 | 4265554.3333 | 4223578.867 | 4216559.4288 | 4189448.1465 | 4155165.3545
Scenario 3: Aggressive Fuel Sub | PG&E | Com | WaterHeat | Com ¦ Com Heat Pump Water Heater (3.75 UEF - 50 Gal) - Fuel Sub - ZEAS 2030 - Hot-Dry | Com - Office (Large) | Fuel Substitution | 4710043.5549 | 4824126.9184 | 4951201.1615 | 5090531.78 | 5221751.3163 | 3170284.4646 | 3175263.93 | 3161441.8697 | 3136851.3066 | 3106004.235 | 3100922.1545 | 3081029.1496 | 3055848.8475
Scenario 3: Aggressive Fuel Sub | PG&E | Com | WaterHeat | Com ¦ Com Heat Pump Water Heater (3.75 UEF - 50 Gal) - Fuel Sub - ZEAS 2030 - Cold | Com - Office (Large) | Fuel Substitution | 26636.4655 | 27293.9465 | 28035.6194 | 28855.9772 | 29617.4977 | 17818.0348 | 17840.8955 | 17760.2647 | 17620.3836 | 17446.1015 | 17413.7766 | 17299.9356 | 17157.0293
Scenario 3: Aggressive Fuel Sub | PG&E | Com | WaterHeat | Com ¦ Com Efficient Tankless Gas Water Heater (0.87 UEF - High Draw) - Panel Upgrade - ZEAS 2030 - Marine | Com - Office (Large) | Energy Efficiency | 86356.0621 | 89306.6417 | 93491.9739 | 97138.6774 | 101729.5843 | 0 | 0 | 0 | 0 | 0 | 0 | 0 | 0
Scenario 3: Aggressive Fuel Sub | PG&E | Com | WaterHeat | Com ¦ Com Efficient Tankless Gas Water Heater (0.87 UEF - High Draw) - Panel Upgrade - ZEAS 2030 - Hot-Dry | Com - Office (Large) | Energy Efficiency | 64654.9929 | 66864.0737 | 69997.609 | 72727.8655 | 76165.0516 | 0 | 0 | 0 | 0 | 0 | 0 | 0 | 0
Scenario 3: Aggressive Fuel Sub | PG&E | Com | WaterHeat | Com ¦ Com Efficient Tankless Gas Water Heater (0.87 UEF - High Draw) - Panel Upgrade - ZEAS 2030 - Cold | Com - Office (Large) | Energy Efficiency | 366.6595 | 379.9476 | 397.49 | 413.4529 | 432.4482 | 0 | 0 | 0 | 0 | 0 | 0 | 0 | 0
Scenario 3: Aggressive Fuel Sub | PG&E | Com | WaterHeat | Com ¦ Com Heat Pump Water Heater (3.75 UEF - 50 Gal) - Fuel Sub - Panel Upgrade - ZEAS 2030 - Marine | Com - Office (Large) | Fuel Substitution | 5266080.8881 | 5392848.2938 | 5533893.0704 | 5688422.6317 | 5834163.8581 | 3576958.4331 | 3582454.2638 | 3566788.8033 | 3539003.87 | 3504178.071 | 3498354.2514 | 3475860.8249 | 3447417.4095
Scenario 3: Aggressive Fuel Sub | PG&E | Com | WaterHeat | Com ¦ Com Heat Pump Water Heater (3.75 UEF - 50 Gal) - Fuel Sub - Panel Upgrade - ZEAS 2030 - Hot-Dry | Com - Office (Large) | Fuel Substitution | 3907783.3889 | 4002434.9708 | 4107864.6999 | 4223463.1801 | 4332332.136 | 2630290.9569 | 2634422.2716 | 2622954.5182 | 2602552.4577 | 2576959.5576 | 2572743.1062 | 2556238.4703 | 2535347.1207
Scenario 3: Aggressive Fuel Sub | PG&E | Com | WaterHeat | Com ¦ Com Heat Pump Water Heater (3.75 UEF - 50 Gal) - Fuel Sub - Panel Upgrade - ZEAS 2030 - Cold | Com - Office (Large) | Fuel Substitution | 22099.4851 | 22644.9776 | 23260.3216 | 23940.9481 | 24572.7591 | 14783.0948 | 14802.0616 | 14735.1646 | 14619.1095 | 14474.5128 | 14447.6938 | 14353.2432 | 14234.6781
Scenario 3: Aggressive Fuel Sub | PG&E | Com | WaterHeat | Com ¦ Com Heat Pump Water Heater (100+ Gal, 200+ kBtuh - 4.3 COP) - Fuel Sub - ZEAS 2030 - Marine | Com - Office (Large) | Fuel Substitution | 574435.5787 | 588583.7923 | 604053.6557 | 620791.4757 | 636877.5157 | 0 | 0 | 0 | 0 | 0 | 0 | 0 | 0
Scenario 3: Aggressive Fuel Sub | PG&E | Com | WaterHeat | Com ¦ Com Heat Pump Water Heater (100+ Gal, 200+ kBtuh - 4.3 COP) - Fuel Sub - ZEAS 2030 - Hot-Dry | Com - Office (Large) | Fuel Substitution | 422909.915 | 433445.0842 | 444978.8704 | 457468.9719 | 469451.5898 | 0 | 0 | 0 | 0 | 0 | 0 | 0 | 0
Scenario 3: Aggressive Fuel Sub | PG&E | Com | WaterHeat | Com ¦ Com Heat Pump Water Heater (100+ Gal, 200+ kBtuh - 4.3 COP) - Fuel Sub - ZEAS 2030 - Cold | Com - Office (Large) | Fuel Substitution | 1193.1869 | 1223.7581 | 1257.5905 | 1294.5103 | 1329.4745 | 0 | 0 | 0 | 0 | 0 | 0 | 0 | 0
Scenario 3: Aggressive Fuel Sub | PG&E | Com | WaterHeat | Com ¦ Com Heat Pump Water Heater (100+ Gal, 200+ kBtuh - 4.3 COP) - Fuel Sub - Panel Upgrade - ZEAS 2030 - Marine | Com - Office (Large) | Fuel Substitution | 476592.156 | 488330.509 | 501165.3957 | 515052.2683 | 528398.3784 | 0 | 0 | 0 | 0 | 0 | 0 | 0 | 0
Scenario 3: Aggressive Fuel Sub | PG&E | Com | WaterHeat | Com ¦ Com Heat Pump Water Heater (100+ Gal, 200+ kBtuh - 4.3 COP) - Fuel Sub - Panel Upgrade - ZEAS 2030 - Hot-Dry | Com - Office (Large) | Fuel Substitution | 350875.8086 | 359616.5259 | 369185.7661 | 379548.4327 | 389490.0552 | 0 | 0 | 0 | 0 | 0 | 0 | 0 | 0
Scenario 3: Aggressive Fuel Sub | PG&E | Com | WaterHeat | Com ¦ Com Heat Pump Water Heater (100+ Gal, 200+ kBtuh - 4.3 COP) - Fuel Sub - Panel Upgrade - ZEAS 2030 - Cold | Com - Office (Large) | Fuel Substitution | 989.9517 | 1015.3158 | 1043.3855 | 1074.0168 | 1103.0255 | 0 | 0 | 0 | 0 | 0 | 0 | 0 | 0
Scenario 3: Aggressive Fuel Sub | PG&E | Com | WaterHeat | Com ¦ Efficient Gas Water Heating Boiler (0.92 UEF) - ZEAS 2030 - Marine | Com - Office (Large) | Energy Efficiency | 6954138.6042 | 7096702.192 | 7247528.51 | 7402208.6793 | 7565025.692 | 0 | 0 | 0 | 0 | 0 | 0 | 0 | 0
Scenario 3: Aggressive Fuel Sub | PG&E | Com | WaterHeat | Com ¦ Efficient Gas Water Heating Boiler (0.92 UEF) - ZEAS 2030 - Hot-Dry | Com - Office (Large) | Energy Efficiency | 4890386.3456 | 4990641.5051 | 5096707.1984 | 5205482.9727 | 5319980.9179 | 0 | 0 | 0 | 0 | 0 | 0 | 0 | 0
Scenario 3: Aggressive Fuel Sub | PG&E | Com | WaterHeat | Com ¦ Efficient Gas Water Heating Boiler (0.92 UEF) - ZEAS 2030 - Cold | Com - Office (Large) | Energy Efficiency | 10098.1293 | 10305.1456 | 10524.1601 | 10748.7706 | 10985.1968 | 0 | 0 | 0 | 0 | 0 | 0 | 0 | 0
Scenario 3: Aggressive Fuel Sub | PG&E | Com | WholeBlg | Com ¦ Com Title 24 2022 Code | Com - Office (Large) | Energy Efficiency | 0 | 0 | 0 | 0 | 0 | 0 | 0 | 0 | 0 | 0 | 0 | 0 | 0
Scenario 3: Aggressive Fuel Sub | PG&E | Com | FoodServ | Com ¦ ENERGY STAR Ice Machine | Com - Office (Large) | Energy Efficiency | 55446.6916 | 55871.8108 | 56073.442 | 56098.7178 | 56573.694 | 57538.572 | 57887.175 | 57922.9781 | 57695.1198 | 57303.7503 | 57285.1955 | 56859.7252 | 56350.9727
Scenario 3: Aggressive Fuel Sub | PG&E | Com | Lighting | Com ¦ LED Fixtures and Retrofit Kits - 140 lpw | Com - Office (Large) | Energy Efficiency | 4864812.1986 | 4913504.6419 | 4944345.4378 | 4955501.331 | 4987602.5315 | 5029382.1791 | 5013599.6146 | 4971607.346 | 4912841.0308 | 4846189.9604 | 4819419.8581 | 4768830.3919 | 4709219.3026
Scenario 3: Aggressive Fuel Sub | SCE | Com | BldgEnv | Com ¦ Com Wall Insulation (R14) - Marine | Com - Office (Large) | Energy Efficiency | 230.8691 | 233.2486 | 234.6651 | 236.9988 | 243.6309 | 251.4501 | 254.9099 | 255.6869 | 0 | 0 | 0 | 0 | 0
Scenario 3: Aggressive Fuel Sub | SCE | Com | BldgEnv | Com ¦ Com Wall Insulation (R14) - Hot-Dry | Com - Office (Large) | Energy Efficiency | 952.2897 | 962.105 | 967.9475 | 977.5738 | 1004.9298 | 1037.1824 | 1051.4533 | 1054.6585 | 0 | 0 | 0 | 0 | 0
Scenario 3: Aggressive Fuel Sub | SCE | Com | BldgEnv | Com ¦ Com Wall Insulation (R14) - Cold | Com - Office (Large) | Energy Efficiency | 28.7378 | 29.034 | 29.2103 | 29.5008 | 30.3263 | 31.2996 | 31.7303 | 31.827 | 0 | 0 | 0 | 0 | 0
Scenario 3: Aggressive Fuel Sub | SCE | Com | HVAC | Com ¦ Small Unitary Heat Pump (SEER 16) - Hot-Dry | Com - Office (Large) | Energy Efficiency | 0 | 0 | 0 | 0 | 0 | 0 | 0 | 0 | 0 | 0 | 0 | 0 | 0
Scenario 3: Aggressive Fuel Sub | SCE | Com | HVAC | Com ¦ Small Unitary AC (SEER 16) - Cold | Com - Office (Large) | Energy Efficiency | 0 | 0 | 0 | 0 | 0 | 0 | 0 | 0 | 0 | 0 | 0 | 0 | 0
Scenario 3: Aggressive Fuel Sub | SCE | Com | HVAC | Com ¦ Ductless Mini Split Heat Pump (SEER 18) - Hot-Dry | Com - Office (Large) | Energy Efficiency | 289299.5645 | 292687.472 | 294768.4218 | 295871.6953 | 298786.468 | 302432.8076 | 301493.9943 | 296757.5375 | 291891.9738 | 286824.7663 | 282605.6761 | 276826.1538 | 271290.8503
Scenario 3: Aggressive Fuel Sub | SCE | Com | HVAC | Com ¦ Ductless Mini Split Heat Pump (SEER 18) - Marine | Com - Office (Large) | Energy Efficiency | 67332.3234 | 68120.8337 | 68605.1593 | 68861.938 | 69540.3297 | 70388.9881 | 70170.4863 | 69068.1112 | 67935.6874 | 66756.3325 | 65774.3706 | 64429.2298 | 63140.929
Scenario 3: Aggressive Fuel Sub | SCE | Com | HVAC | Com ¦ Ductless Mini Split Heat Pump (SEER 18) - Cold | Com - Office (Large) | Energy Efficiency | 4078.1368 | 4125.8947 | 4155.229 | 4170.7814 | 4211.8697 | 4263.2707 | 4250.0366 | 4183.2687 | 4114.6809 | 4043.2506 | 3983.7758 | 3902.3042 | 3824.2753
Scenario 3: Aggressive Fuel Sub | SCE | Com | HVAC | Com ¦ HVAC Fan Variable Frequency Drive (VFD) - Marine | Com - Office (Large) | Energy Efficiency | 0 | 0 | 0 | 0 | 0 | 0 | 0 | 0 | 0 | 0 | 0 | 0 | 0
Scenario 3: Aggressive Fuel Sub | SCE | Com | HVAC | Com ¦ HVAC Fan Variable Frequency Drive (VFD) - Hot-Dry | Com - Office (Large) | Energy Efficiency | 0 | 0 | 0 | 0 | 0 | 0 | 0 | 0 | 0 | 0 | 0 | 0 | 0
Scenario 3: Aggressive Fuel Sub | SCE | Com | HVAC | Com ¦ HVAC Fan Variable Frequency Drive (VFD) - Cold | Com - Office (Large) | Energy Efficiency | 0 | 0 | 0 | 0 | 0 | 0 | 0 | 0 | 0 | 0 | 0 | 0 | 0
Scenario 3: Aggressive Fuel Sub | SCE | Com | WaterHeat | Com ¦ Com Heat Pump Water Heater (3.3 UEF - 50 Gal) - Marine | Com - Office (Large) | Energy Efficiency | 1203671.5206 | 1234816.9738 | 1263206.4412 | 1289149.3484 | 1321449.7219 | 1349210.1475 | 1353990.2155 | 1341229.9099 | 1325494.4011 | 1305798.597 | 1294916.0431 | 1278175.6721 | 1260309.3922
Scenario 3: Aggressive Fuel Sub | SCE | Com | WaterHeat | Com ¦ Com Heat Pump Water Heater (3.3 UEF - 50 Gal) - Hot-Dry | Com - Office (Large) | Energy Efficiency | 4697367.5164 | 4819407.7384 | 4930661.9105 | 5032337.3478 | 5158883.5006 | 5267661.4038 | 5286512.4863 | 5236719.744 | 5175287.1884 | 5098356.7669 | 5055909.9481 | 4990540.2684 | 4920761.0003
Scenario 3: Aggressive Fuel Sub | SCE | Com | WaterHeat | Com ¦ Com Heat Pump Water Heater (3.3 UEF - 50 Gal) - Cold | Com - Office (Large) | Energy Efficiency | 77522.1349 | 79521.8969 | 81344.5429 | 83010.0044 | 85084.1634 | 86866.5629 | 87171.9723 | 86350.089 | 85336.9494 | 84069.2796 | 83368.109 | 82290.446 | 81140.4646
Scenario 3: Aggressive Fuel Sub | SCE | Com | WholeBlg | Com ¦ Com Title 24 2022 Code | Com - Office (Large) | Energy Efficiency | 0 | 0 | 0 | 0 | 0 | 0 | 0 | 0 | 0 | 0 | 0 | 0 | 0
Scenario 3: Aggressive Fuel Sub | SCE | Com | FoodServ | Com ¦ ENERGY STAR Ice Machine | Com - Office (Large) | Energy Efficiency | 64190.3902 | 66046.5938 | 67671.9454 | 69154.0336 | 71155.5745 | 73133.9802 | 73799.5526 | 73354.3625 | 72704.0933 | 71693.6154 | 70973.4354 | 69744.817 | 68483.8901
Scenario 3: Aggressive Fuel Sub | SCE | Com | Lighting | Com ¦ LED High and Low Bay - 155 lpw | Com - Office (Large) | Energy Efficiency | 0 | 0 | 0 | 0 | 0 | 0 | 0 | 0 | 0 | 0 | 0 | 0 | 0
Scenario 3: Aggressive Fuel Sub | SCE | Com | Lighting | Com ¦ LED Fixtures and Retrofit Kits - 140 lpw - RET | Com - Office (Large) | Energy Efficiency | 0 | 0 | 0 | 0 | 0 | 0 | 0 | 0 | 0 | 0 | 0 | 0 | 0
Scenario 3: Aggressive Fuel Sub | SCE | Com | Lighting | Com ¦ LED Fixtures and Retrofit Kits - 140 lpw | Com - Office (Large) | Energy Efficiency | 0 | 3624423.1921 | 3690094.8135 | 3745799.7888 | 3815558.2258 | 3872217.6447 | 3871734.2075 | 3832111.9755 | 3788218.8391 | 3734302.1834 | 3702937.7293 | 3656714.7864 | 3607553.5679
Scenario 3: Aggressive Fuel Sub | SCG | Com | BldgEnv | Com ¦ Com Wall Insulation (R14) - Marine | Com - Office (Large) | Energy Efficiency | 1134228.967 | 1155707.1111 | 1177693.4748 | 1200453.5448 | 1224095.1134 | 1248607.6602 | 1273967.9155 | 1300325.2599 | 1327604.944 | 1355937.7911 | 1385461.8279 | 1416122.1819 | 1448074.105
Scenario 3: Aggressive Fuel Sub | SCG | Com | BldgEnv | Com ¦ Com Wall Insulation (R14) - Hot-Dry | Com - Office (Large) | Energy Efficiency | 13068.6229 | 13474.2873 | 13856.6559 | 14321.9198 | 14922.9182 | 15594.3542 | 16227.3838 | 16913.1902 | 17502.5558 | 18088.7285 | 18790.6441 | 19467.0789 | 20224.7176
Scenario 3: Aggressive Fuel Sub | SCG | Com | BldgEnv | Com ¦ Com Wall Insulation (R14) - Cold | Com - Office (Large) | Energy Efficiency | 14448.0328 | 14721.6256 | 15001.6923 | 15291.6146 | 15592.7655 | 15905.0112 | 16228.0551 | 16563.8002 | 16911.2942 | 17272.2036 | 17648.2866 | 18038.8443 | 18445.8542
Scenario 3: Aggressive Fuel Sub | SCG | Com | HVAC | Com ¦ HVAC Energy Management System (Elec SC and Gas SH) - Cold | Com - Office (Large) | Energy Efficiency | 3369.9013 | 3471.8295 | 3567.488 | 3684.247 | 3835.645 | 4004.8315 | 4163.8395 | 4336.1346 | 4483.4474 | 4629.7287 | 4805.4126 | 4974.4332 | 5164.0668
Scenario 3: Aggressive Fuel Sub | SCG | Com | HVAC | Com ¦ Efficient Hot Water Boilers (94% eff.) - ZEAS 2030 - Marine | Com - Office (Large) | Energy Efficiency | 1934158.2287 | 1975092.7947 | 2017218.7561 | 2061336.9767 | 2107859.6718 | 0 | 0 | 0 | 0 | 0 | 0 | 0 | 0
Scenario 3: Aggressive Fuel Sub | SCG | Com | HVAC | Com ¦ Efficient Hot Water Boilers (94% eff.) - ZEAS 2030 - Hot-Dry | Com - Office (Large) | Energy Efficiency | 9948755.8389 | 10159311.5195 | 10375995.3968 | 10602926.8845 | 10842226.3007 | 0 | 0 | 0 | 0 | 0 | 0 | 0 | 0
Scenario 3: Aggressive Fuel Sub | SCG | Com | HVAC | Com ¦ Efficient Hot Water Boilers (94% eff.) - ZEAS 2030 - Cold | Com - Office (Large) | Energy Efficiency | 28204.6322 | 28801.5557 | 29415.8525 | 30059.2012 | 30737.6128 | 0 | 0 | 0 | 0 | 0 | 0 | 0 | 0
Scenario 3: Aggressive Fuel Sub | SCG | Com | WaterHeat | Com ¦ Com Hot Water Tank Insulation - Marine | Com - Office (Large) | Energy Efficiency | 8850.2997 | 9015.1542 | 9181.5743 | 9352.633 | 9528.9082 | 9710.7734 | 9899.0545 | 10094.4086 | 10297.0509 | 10507.1864 | 10724.9254 | 10951.3014 | 11187.3482
Scenario 3: Aggressive Fuel Sub | SCG | Com | WaterHeat | Com ¦ Com Hot Water Tank Insulation - Hot-Dry | Com - Office (Large) | Energy Efficiency | 48005.317 | 48899.5119 | 49802.199 | 50730.0461 | 51686.1889 | 52672.652 | 53693.9162 | 54753.5454 | 55852.7068 | 56992.5123 | 58173.5604 | 59401.457 | 60681.8092
Scenario 3: Aggressive Fuel Sub | SCG | Com | WaterHeat | Com ¦ Com Hot Water Tank Insulation - Cold | Com - Office (Large) | Energy Efficiency | 120.1702 | 122.4086 | 124.6683 | 126.9909 | 129.3844 | 131.8538 | 134.4103 | 137.0628 | 139.8143 | 142.6676 | 145.624 | 148.6978 | 151.9029
Scenario 3: Aggressive Fuel Sub | SCG | Com | WaterHeat | Com ¦ Faucet Aerators (Gas WH) - Marine | Com - Office (Large) | Energy Efficiency | 56212.4823 | 57259.8761 | 58316.3182 | 59402.1138 | 60520.9688 | 61674.978 | 62869.6655 | 64109.151 | 0 | 0 | 0 | 0 | 0
Scenario 3: Aggressive Fuel Sub | SCG | Com | WaterHeat | Com ¦ Faucet Aerators (Gas WH) - Hot-Dry | Com - Office (Large) | Energy Efficiency | 299762.1153 | 305347.5115 | 310981.1592 | 316771.3391 | 322737.8134 | 328891.7536 | 335262.6169 | 341872.3728 | 0 | 0 | 0 | 0 | 0
Scenario 3: Aggressive Fuel Sub | SCG | Com | WaterHeat | Com ¦ Faucet Aerators (Gas WH) - Cold | Com - Office (Large) | Energy Efficiency | 895.0594 | 911.7368 | 928.5583 | 945.8472 | 963.6625 | 982.0375 | 1001.0603 | 1020.7963 | 0 | 0 | 0 | 0 | 0
Scenario 3: Aggressive Fuel Sub | SCG | Com | WaterHeat | Com ¦ Com Hot Water Pipe Insulation - Marine | Com - Office (Large) | Energy Efficiency | 7285206.4081 | 7420794.1927 | 7558703.6742 | 7700603.1707 | 7847058.2796 | 7998472.3445 | 8155349.2908 | 8318107.9638 | 8486816.4583 | 8661882.864 | 8843726.8175 | 9032942.0083 | 9230054.0174
Scenario 3: Aggressive Fuel Sub | SCG | Com | WaterHeat | Com ¦ Com Hot Water Pipe Insulation - Hot-Dry | Com - Office (Large) | Energy Efficiency | 32870585.1821 | 33482352.3134 | 34104594.8559 | 34744840.2005 | 35405640.3017 | 36088815.0315 | 36796638.0822 | 37530999.2693 | 38292205.8335 | 39082099.0608 | 39902572.3362 | 40756304.3648 | 41645666.5492
Scenario 3: Aggressive Fuel Sub | SCG | Com | WaterHeat | Com ¦ Com Hot Water Pipe Insulation - Cold | Com - Office (Large) | Energy Efficiency | 90381.158 | 92063.2766 | 93774.1984 | 95534.6208 | 97351.5608 | 99230.0221 | 101176.2566 | 103195.4605 | 105288.4787 | 107460.3738 | 109716.352 | 112063.7787 | 114509.1743
Scenario 3: Aggressive Fuel Sub | SCG | Com | WaterHeat | Com ¦ Com Efficient Tankless Gas Water Heater (0.87 UEF - High Draw) - ZEAS 2030 - Marine | Com - Office (Large) | Energy Efficiency | 94135.8432 | 97057.923 | 99812.1991 | 103163.5856 | 107492.6945 | 0 | 0 | 0 | 0 | 0 | 0 | 0 | 0
Scenario 3: Aggressive Fuel Sub | SCG | Com | WaterHeat | Com ¦ Com Efficient Tankless Gas Water Heater (0.87 UEF - High Draw) - ZEAS 2030 - Hot-Dry | Com - Office (Large) | Energy Efficiency | 256802.3462 | 264773.7728 | 272287.4311 | 281430.0051 | 293239.8035 | 0 | 0 | 0 | 0 | 0 | 0 | 0 | 0
Scenario 3: Aggressive Fuel Sub | SCG | Com | WaterHeat | Com ¦ Com Efficient Tankless Gas Water Heater (0.87 UEF - High Draw) - ZEAS 2030 - Cold | Com - Office (Large) | Energy Efficiency | 1246.7498 | 1285.4503 | 1321.9284 | 1366.3147 | 1423.6501 | 0 | 0 | 0 | 0 | 0 | 0 | 0 | 0
Scenario 3: Aggressive Fuel Sub | SCG | Com | WaterHeat | Com ¦ Com Efficient Tankless Gas Water Heater (0.87 UEF - High Draw) - Panel Upgrade - ZEAS 2030 - Marine | Com - Office (Large) | Energy Efficiency | 78101.716 | 80526.079 | 82811.2202 | 85591.7661 | 89183.4993 | 0 | 0 | 0 | 0 | 0 | 0 | 0 | 0
Scenario 3: Aggressive Fuel Sub | SCG | Com | WaterHeat | Com ¦ Com Efficient Tankless Gas Water Heater (0.87 UEF - High Draw) - Panel Upgrade - ZEAS 2030 - Hot-Dry | Com - Office (Large) | Energy Efficiency | 213061.2872 | 219674.9433 | 225908.8028 | 233494.1251 | 243292.3644 | 0 | 0 | 0 | 0 | 0 | 0 | 0 | 0
Scenario 3: Aggressive Fuel Sub | SCG | Com | WaterHeat | Com ¦ Com Efficient Tankless Gas Water Heater (0.87 UEF - High Draw) - Panel Upgrade - ZEAS 2030 - Cold | Com - Office (Large) | Energy Efficiency | 1034.3913 | 1066.5 | 1096.7647 | 1133.5907 | 1181.1602 | 0 | 0 | 0 | 0 | 0 | 0 | 0 | 0
Scenario 3: Aggressive Fuel Sub | SCG | Com | WaterHeat | Com ¦ Efficient Gas Water Heating Boiler (0.92 UEF) - ZEAS 2030 - Marine | Com - Office (Large) | Energy Efficiency | 2258924.328 | 2306732.2506 | 2355931.6168 | 2407457.7641 | 2461792.1233 | 0 | 0 | 0 | 0 | 0 | 0 | 0 | 0
Scenario 3: Aggressive Fuel Sub | SCG | Com | WaterHeat | Com ¦ Efficient Gas Water Heating Boiler (0.92 UEF) - ZEAS 2030 - Hot-Dry | Com - Office (Large) | Energy Efficiency | 12258341.7578 | 12517777.564 | 12784764.2168 | 13064377.4446 | 13359229.7933 | 0 | 0 | 0 | 0 | 0 | 0 | 0 | 0
Scenario 3: Aggressive Fuel Sub | SCG | Com | WaterHeat | Com ¦ Efficient Gas Water Heating Boiler (0.92 UEF) - ZEAS 2030 - Cold | Com - Office (Large) | Energy Efficiency | 31032.3762 | 31689.1461 | 32365.0312 | 33072.8808 | 33819.3088 | 0 | 0 | 0 | 0 | 0 | 0 | 0 | 0
Scenario 3: Aggressive Fuel Sub | SCG | Com | WholeBlg | Com ¦ Com Title 24 2022 Code | Com - Office (Large) | Energy Efficiency | 0 | 0 | 0 | 0 | 0 | 0 | 0 | 0 | 0 | 0 | 0 | 0 | 0
Scenario 3: Aggressive Fuel Sub | SDG&E | Com | BldgEnv | Com ¦ Com Wall Insulation (R14) - Marine | Com - Office (Large) | Energy Efficiency | 97157.1771 | 98738.3624 | 100332.8622 | 101973.0718 | 103727.7085 | 105693.0595 | 107734.8049 | 109818.882 | 1596.0065 | 114186.0765 | 116493.0177 | 118853.329 | 121322.3978
Scenario 3: Aggressive Fuel Sub | SDG&E | Com | BldgEnv | Com ¦ Com Wall Insulation (R14) - Hot-Dry | Com - Office (Large) | Energy Efficiency | 1540.1049 | 1577.7017 | 1614.1991 | 1655.7135 | 1687.478 | 1755.7225 | 1838.5189 | 1908.6883 | 1949.1203 | 2007.1086 | 2063.4616 | 2127.1062 | 2198.8986
Scenario 3: Aggressive Fuel Sub | SDG&E | Com | HVAC | Com ¦ Ductless Mini Split Heat Pump (SEER 18) - Marine | Com - Office (Large) | Energy Efficiency | 12270.9839 | 12101.6023 | 11854.3137 | 11545.5757 | 11304.1707 | 11243.6713 | 11097.6028 | 10884.5501 | 10660.5914 | 10429.6688 | 10237.6477 | 9968.39 | 9710.1803
Scenario 3: Aggressive Fuel Sub | SDG&E | Com | HVAC | Com ¦ HVAC Fan Variable Frequency Drive (VFD) - Marine | Com - Office (Large) | Energy Efficiency | 258654.0105 | 251267.776 | 242994.7813 | 232183.9691 | 225877.202 | 228518.224 | 230650.9094 | 229279.6586 | 0 | 0 | 0 | 0 | 0
Scenario 3: Aggressive Fuel Sub | SDG&E | Com | HVAC | Com ¦ HVAC Fan Variable Frequency Drive (VFD) - Hot-Dry | Com - Office (Large) | Energy Efficiency | 1345518.7291 | 1307120.6992 | 1264111.8126 | 1207906.8401 | 0 | 1188866.7744 | 1199967.8445 | 1192849.2188 | 0 | 0 | 0 | 0 | 0
Scenario 3: Aggressive Fuel Sub | SDG&E | Com | HVAC | Com ¦ Efficient Hot Water Boilers (94% eff.) - ZEAS 2030 - Hot-Dry | Com - Office (Large) | Energy Efficiency | 2038324.7549 | 2079841.7118 | 2122724.1696 | 2167468.6376 | 2213238.8145 | 0 | 0 | 0 | 0 | 0 | 0 | 0 | 0
Scenario 3: Aggressive Fuel Sub | SDG&E | Com | WaterHeat | Com ¦ Com Heat Pump Water Heater (3.3 UEF - 50 Gal) - Marine | Com - Office (Large) | Energy Efficiency | 274587.0299 | 277109.4202 | 278760.4746 | 279547.8722 | 281416.9703 | 284526.7243 | 284159.2832 | 281381.826 | 277752.2133 | 273252.4044 | 270894.5996 | 267220.5111 | 263210.2925
Scenario 3: Aggressive Fuel Sub | SDG&E | Com | WaterHeat | Com ¦ Com Heat Pump Water Heater (3.3 UEF - 50 Gal) - Hot-Dry | Com - Office (Large) | Energy Efficiency | 1446465.1757 | 1459767.2084 | 1468477.0072 | 1472634.9437 | 1482493.8278 | 1498890.6604 | 1496961.5123 | 1482331.1162 | 1463210.0376 | 1439502.4789 | 1427083.7908 | 1407727.7728 | 1386600.1068
Scenario 3: Aggressive Fuel Sub | SDG&E | Com | WaterHeat | Com ¦ Com Hot Water Tank Insulation - Hot-Dry | Com - Office (Large) | Energy Efficiency | 11155.782 | 11353.1911 | 11552.5809 | 11757.6981 | 11969.2485 | 12187.6882 | 12414.0251 | 12649.0613 | 0 | 0 | 0 | 13682.0082 | 13967.053
Scenario 3: Aggressive Fuel Sub | SDG&E | Com | WaterHeat | Com ¦ Com Hot Water Pipe Insulation - Hot-Dry | Com - Office (Large) | Energy Efficiency | 7967923.0379 | 8108946.1299 | 8252477.4443 | 8400283.5701 | 8552963.7886 | 8710945.669 | 8874763.3036 | 9044860.8537 | 0 | 0 | 9595013.4175 | 9793339.2768 | 10000082.0395
Scenario 3: Aggressive Fuel Sub | SDG&E | Com | WaterHeat | Com ¦ Com Efficient Tankless Gas Water Heater (0.87 UEF - High Draw) - ZEAS 2030 - Marine | Com - Office (Large) | Energy Efficiency | 17314.2151 | 17827.5758 | 18339.0591 | 18915.5081 | 19370.607 | 0 | 0 | 0 | 0 | 0 | 0 | 0 | 0
Scenario 3: Aggressive Fuel Sub | SDG&E | Com | WaterHeat | Com ¦ Com Efficient Tankless Gas Water Heater (0.87 UEF - High Draw) - ZEAS 2030 - Hot-Dry | Com - Office (Large) | Energy Efficiency | 45907.8477 | 47269.0004 | 48625.1753 | 50153.604 | 51360.2784 | 0 | 0 | 0 | 0 | 0 | 0 | 0 | 0
Scenario 3: Aggressive Fuel Sub | SDG&E | Com | WaterHeat | Com ¦ Com Heat Pump Water Heater (3.75 UEF - 50 Gal) - Fuel Sub - ZEAS 2030 - Marine | Com - Office (Large) | Fuel Substitution | 1204774.9205 | 1234957.1403 | 1268126.6622 | 1304541.7918 | 1339816.1582 | 724800.3941 | 722776.5677 | 715060.0331 | 705791.3471 | 694123.6417 | 687829.5443 | 678192.525 | 667662.9736
Scenario 3: Aggressive Fuel Sub | SDG&E | Com | WaterHeat | Com ¦ Com Heat Pump Water Heater (3.75 UEF - 50 Gal) - Fuel Sub - ZEAS 2030 - Hot-Dry | Com - Office (Large) | Fuel Substitution | 3145534.1414 | 3226026.2204 | 3314435.5186 | 3411446.8701 | 3505415.8432 | 1868451.8971 | 1863661.7369 | 1843853.0049 | 1819944.3831 | 1789702.78 | 1773624.5985 | 1748724.5494 | 1721464.3632
Scenario 3: Aggressive Fuel Sub | SDG&E | Com | WaterHeat | Com ¦ Com Efficient Tankless Gas Water Heater (0.87 UEF - High Draw) - Panel Upgrade - ZEAS 2030 - Marine | Com - Office (Large) | Energy Efficiency | 14365.0906 | 14791.0107 | 15215.3732 | 15693.6358 | 16071.2179 | 0 | 0 | 0 | 0 | 0 | 0 | 0 | 0
Scenario 3: Aggressive Fuel Sub | SDG&E | Com | WaterHeat | Com ¦ Com Efficient Tankless Gas Water Heater (0.87 UEF - High Draw) - Panel Upgrade - ZEAS 2030 - Hot-Dry | Com - Office (Large) | Energy Efficiency | 38088.3791 | 39217.6871 | 40342.8652 | 41610.9572 | 42612.0991 | 0 | 0 | 0 | 0 | 0 | 0 | 0 | 0
Scenario 3: Aggressive Fuel Sub | SDG&E | Com | WaterHeat | Com ¦ Com Heat Pump Water Heater (3.75 UEF - 50 Gal) - Fuel Sub - Panel Upgrade - ZEAS 2030 - Marine | Com - Office (Large) | Fuel Substitution | 999566.0055 | 1024607.2977 | 1052127.0659 | 1082339.6185 | 1111605.7137 | 601345.3819 | 599666.2732 | 593264.0934 | 585574.1397 | 575893.7906 | 570671.7648 | 562676.2158 | 553940.1594
Scenario 3: Aggressive Fuel Sub | SDG&E | Com | WaterHeat | Com ¦ Com Heat Pump Water Heater (3.75 UEF - 50 Gal) - Fuel Sub - Panel Upgrade - ZEAS 2030 - Hot-Dry | Com - Office (Large) | Fuel Substitution | 2609756.3481 | 2676538.2378 | 2749888.8094 | 2830376.2493 | 2908339.5183 | 1550199.1014 | 1546224.8477 | 1529790.1304 | 1509953.8563 | 1484863.2955 | 1471523.7053 | 1450864.8734 | 1428247.9057
Scenario 3: Aggressive Fuel Sub | SDG&E | Com | WaterHeat | Com ¦ Com Heat Pump Water Heater (100+ Gal, 200+ kBtuh - 4.3 COP) - Fuel Sub - ZEAS 2030 - Marine | Com - Office (Large) | Fuel Substitution | 52396.9244 | 53767.9458 | 55253.5879 | 56864.4151 | 58443.3134 | 0 | 0 | 0 | 0 | 0 | 0 | 0 | 0
Scenario 3: Aggressive Fuel Sub | SDG&E | Com | WaterHeat | Com ¦ Com Heat Pump Water Heater (100+ Gal, 200+ kBtuh - 4.3 COP) - Fuel Sub - ZEAS 2030 - Hot-Dry | Com - Office (Large) | Fuel Substitution | 278525.7383 | 285813.6615 | 293710.8722 | 302273.5284 | 310666.4601 | 0 | 0 | 0 | 0 | 0 | 0 | 0 | 0
Scenario 3: Aggressive Fuel Sub | SDG&E | Com | WaterHeat | Com ¦ Com Heat Pump Water Heater (100+ Gal, 200+ kBtuh - 4.3 COP) - Fuel Sub - Panel Upgrade - ZEAS 2030 - Marine | Com - Office (Large) | Fuel Substitution | 43472.1735 | 44609.6693 | 45842.2625 | 47178.718 | 48488.6831 | 0 | 0 | 0 | 0 | 0 | 0 | 0 | 0
Scenario 3: Aggressive Fuel Sub | SDG&E | Com | WaterHeat | Com ¦ Com Heat Pump Water Heater (100+ Gal, 200+ kBtuh - 4.3 COP) - Fuel Sub - Panel Upgrade - ZEAS 2030 - Hot-Dry | Com - Office (Large) | Fuel Substitution | 231084.5411 | 237131.1147 | 243683.1962 | 250787.3779 | 257750.7443 | 0 | 0 | 0 | 0 | 0 | 0 | 0 | 0
Scenario 3: Aggressive Fuel Sub | SDG&E | Com | WaterHeat | Com ¦ Efficient Gas Water Heating Boiler (0.92 UEF) - ZEAS 2030 - Hot-Dry | Com - Office (Large) | Energy Efficiency | 2836287.9475 | 2894009.8785 | 2953623.1142 | 3015819.5351 | 3079449.6109 | 0 | 0 | 0 | 0 | 0 | 0 | 0 | 0
Scenario 3: Aggressive Fuel Sub | SDG&E | Com | FoodServ | Com ¦ ENERGY STAR Ice Machine | Com - Office (Large) | Energy Efficiency | 17795.9085 | 17861.3191 | 17840.3326 | 17754.6932 | 17789.5437 | 18030.3843 | 18080.3083 | 17977.5691 | 17806.8239 | 17535.3615 | 17346.1001 | 17011.8319 | 16664.6857
Scenario 3: Aggressive Fuel Sub | SDG&E | Com | Lighting | Com ¦ LED Fixtures and Retrofit Kits - 140 lpw | Com - Office (Large) | Energy Efficiency | 2264223.6268 | 2280589.4913 | 2287340.4815 | 2284796.6808 | 2288332.1581 | 2299894.8991 | 2286965.8927 | 2260119.18 | 2229374.0881 | 2192347.9123 | 2170935.0773 | 2139927.4123 | 2106304.1415
Scenario 3: Aggressive Fuel Sub | PG&E | Com | BldgEnv | Com ¦ Com Wall Insulation (R14) - Marine | Com - Office (Small) | Energy Efficiency | 1888.4553 | 1997.2338 | 2124.5829 | 0 | 25886.0627 | 2305.858 | 2455.9081 | 2612.7292 | 2769.6504 | 2941.3667 | 3126.0242 | 3322.677 | 3534.8459
Scenario 3: Aggressive Fuel Sub | PG&E | Com | BldgEnv | Com ¦ Com Wall Insulation (R14) - Hot-Dry | Com - Office (Small) | Energy Efficiency | 2146.3638 | 2260.0006 | 2392.4747 | 0 | 28884.4335 | 2566.7989 | 2726.5533 | 2892.6866 | 3057.9123 | 3238.9198 | 3433.3 | 3637.3802 | 3857.5431
Scenario 3: Aggressive Fuel Sub | PG&E | Com | BldgEnv | Com ¦ Com Wall Insulation (R14) - Cold | Com - Office (Small) | Energy Efficiency | 2247.1636 | 2332.12 | 2419.4647 | 2030.5771 | 2231.7445 | 2210.1915 | 2301.989 | 2397.948 | 2498.5328 | 2604.3898 | 2715.6691 | 2830.8839 | 2952.4036
Scenario 3: Aggressive Fuel Sub | PG&E | Com | HVAC | Com ¦ Small Unitary Heat Pump (SEER 16) - Hot-Dry | Com - Office (Small) | Energy Efficiency | 0 | 0 | 0 | 0 | 0 | 0 | 465266.7437 | 471060.2701 | 0 | 0 | 0 | 0 | 0
Scenario 3: Aggressive Fuel Sub | PG&E | Com | HVAC | Com ¦ Small Unitary Heat Pump (SEER 16) - Cold | Com - Office (Small) | Energy Efficiency | 0 | 0 | 0 | 0 | 0 | 0 | 1322.9215 | 1339.3945 | 0 | 0 | 0 | 0 | 0
Scenario 3: Aggressive Fuel Sub | PG&E | Com | HVAC | Com ¦ Small Unitary AC (SEER 16) - Hot-Dry | Com - Office (Small) | Energy Efficiency | 2863100.2653 | 2913534.3135 | 2950320.8625 | 2369988.3589 | 3079273.8552 | 2525263.4065 | 2579089.0767 | 2628584.2122 | 2676261.0008 | 2724790.2688 | 2784387.0955 | 2832540.1913 | 2881735.4812
Scenario 3: Aggressive Fuel Sub | PG&E | Com | HVAC | Com ¦ Small Unitary AC (SEER 16) - Cold | Com - Office (Small) | Energy Efficiency | 0 | 0 | 0 | 0 | 0 | 0 | 0 | 0 | 0 | 0 | 0 | 0 | 0
Scenario 3: Aggressive Fuel Sub | PG&E | Com | HVAC | Com ¦ Small Unitary AC (SEER 17) - Cold | Com - Office (Small) | Energy Efficiency | 11036.9671 | 11313.1398 | 11559.8539 | 9384.2917 | 12305.6543 | 10145.1845 | 10437.8333 | 10726.655 | 11018.6534 | 11322.0293 | 11664.7769 | 11986.8081 | 12322.4078
Scenario 3: Aggressive Fuel Sub | PG&E | Com | HVAC | Com ¦ Ductless Mini Split Heat Pump (SEER 18) - Hot-Dry | Com - Office (Small) | Energy Efficiency | 231082.3753 | 235478.2778 | 238758.1397 | 192078.3503 | 250046.8241 | 204729.7297 | 208257.2095 | 211177.4021 | 213756.1517 | 216125.4168 | 219695.6288 | 222000.4314 | 224189.2243
Scenario 3: Aggressive Fuel Sub | PG&E | Com | HVAC | Com ¦ Ductless Mini Split Heat Pump (SEER 18) - Marine | Com - Office (Small) | Energy Efficiency | 257226.2596 | 262119.4998 | 265770.4342 | 213809.4501 | 278336.2825 | 227892.1641 | 231818.7312 | 235069.3046 | 237939.8053 | 240577.121 | 244551.2548 | 247116.8151 | 249553.2406
Scenario 3: Aggressive Fuel Sub | PG&E | Com | HVAC | Com ¦ Ductless Mini Split Heat Pump (SEER 18) - Cold | Com - Office (Small) | Energy Efficiency | 565.4315 | 576.1878 | 584.2132 | 469.9932 | 611.8353 | 500.9497 | 509.581 | 516.7264 | 523.0363 | 528.8336 | 537.5695 | 543.209 | 548.5648
Scenario 3: Aggressive Fuel Sub | PG&E | Com | HVAC | Com ¦ Demand Controlled Ventilation (HVAC) - Marine | Com - Office (Small) | Energy Efficiency | 81988.8723 | 86284.7737 | 91239.046 | 0 | 1097704.0497 | 97426.2101 | 103264.8965 | 109282.477 | 115218.0102 | 121694.2611 | 128730.2895 | 136105.3803 | 144035.4259
Scenario 3: Aggressive Fuel Sub | PG&E | Com | HVAC | Com ¦ Demand Controlled Ventilation (HVAC) - Hot-Dry | Com - Office (Small) | Energy Efficiency | 75967.3881 | 79553.5577 | 83618.7331 | 0 | 993502.8648 | 87893.8431 | 92752.6177 | 97683.5421 | 102469.4798 | 107679.1579 | 113402.0012 | 119264.069 | 125544.1259
Scenario 3: Aggressive Fuel Sub | PG&E | Com | HVAC | Com ¦ Demand Controlled Ventilation (HVAC) - Cold | Com - Office (Small) | Energy Efficiency | 12208.8419 | 12590.8663 | 12962.3409 | 10286.7857 | 17219.9593 | 11722.2578 | 12187.6295 | 12657.5708 | 13139.8372 | 13643.3369 | 14205.4425 | 14752.4304 | 15325.1768
Scenario 3: Aggressive Fuel Sub | PG&E | Com | HVAC | Com ¦ Large Packaged Heat Pump (IEER 14.0) - Fuel Sub - ZEAS 2030 - Marine | Com - Office (Small) | Fuel Substitution | 886238.7133 | 943707.1924 | 1007116.0603 | 874728.9948 | 931451.9755 | 0 | 0 | 0 | 0 | 0 | 0 | 0 | 0
Scenario 3: Aggressive Fuel Sub | PG&E | Com | HVAC | Com ¦ Large Packaged Heat Pump (IEER 14.0) - Fuel Sub - ZEAS 2030 - Hot-Dry | Com - Office (Small) | Fuel Substitution | 0 | 0 | 674935.1109 | 587923.3857 | 627597.7392 | 0 | 0 | 0 | 0 | 0 | 0 | 0 | 0
Scenario 3: Aggressive Fuel Sub | PG&E | Com | HVAC | Com ¦ Large Packaged Heat Pump (IEER 14.0) - Fuel Sub - ZEAS 2030 - Cold | Com - Office (Small) | Fuel Substitution | 5935.0759 | 6288.9271 | 6682.2061 | 5781.0695 | 6131.7795 | 0 | 0 | 0 | 0 | 0 | 0 | 0 | 0
Scenario 3: Aggressive Fuel Sub | PG&E | Com | HVAC | Com ¦ Large Packaged Heat Pump (IEER 14.0) - Fuel Sub - Panel Upgrade - ZEAS 2030 - Marine | Com - Office (Small) | Fuel Substitution | 202506.6347 | 215638.2528 | 230127.257 | 199876.6499 | 212837.9207 | 0 | 0 | 0 | 0 | 0 | 0 | 0 | 0
Scenario 3: Aggressive Fuel Sub | PG&E | Com | HVAC | Com ¦ Large Packaged Heat Pump (IEER 14.0) - Fuel Sub - Panel Upgrade - ZEAS 2030 - Hot-Dry | Com - Office (Small) | Fuel Substitution | 0 | 0 | 154223.502 | 134341.2159 | 143406.8544 | 0 | 0 | 0 | 0 | 0 | 0 | 0 | 0
Scenario 3: Aggressive Fuel Sub | PG&E | Com | HVAC | Com ¦ Large Packaged Heat Pump (IEER 14.0) - Fuel Sub - Panel Upgrade - ZEAS 2030 - Cold | Com - Office (Small) | Fuel Substitution | 1356.1721 | 1437.0276 | 1526.8923 | 1320.9815 | 1401.1192 | 0 | 0 | 0 | 0 | 0 | 0 | 0 | 0
Scenario 3: Aggressive Fuel Sub | PG&E | Com | HVAC | Com ¦ Small Packaged Heat Pump (SEER 15) - Fuel Sub - ZEAS 2030 - Marine | Com - Office (Small) | Fuel Substitution | 0 | 0 | 0 | 0 | 0 | 0 | 0 | 0 | 0 | 0 | 0 | 0 | 0
Scenario 3: Aggressive Fuel Sub | PG&E | Com | HVAC | Com ¦ Small Packaged Heat Pump (SEER 15) - Fuel Sub - ZEAS 2030 - Hot-Dry | Com - Office (Small) | Fuel Substitution | 0 | 0 | 0 | 0 | 0 | 0 | 0 | 0 | 0 | 0 | 0 | 0 | 0
Scenario 3: Aggressive Fuel Sub | PG&E | Com | HVAC | Com ¦ Small Packaged Heat Pump (SEER 15) - Fuel Sub - ZEAS 2030 - Cold | Com - Office (Small) | Fuel Substitution | 0 | 0 | 0 | 0 | 0 | 0 | 0 | 0 | 0 | 0 | 0 | 0 | 0
Scenario 3: Aggressive Fuel Sub | PG&E | Com | HVAC | Com ¦ Small Packaged Heat Pump (SEER 16) - Fuel Sub - ZEAS 2030 - Marine | Com - Office (Small) | Fuel Substitution | 384532.4173 | 400882.2485 | 417719.3237 | 353767.161 | 368967.6513 | 0 | 0 | 0 | 0 | 0 | 0 | 0 | 0
Scenario 3: Aggressive Fuel Sub | PG&E | Com | HVAC | Com ¦ Small Packaged Heat Pump (SEER 16) - Fuel Sub - ZEAS 2030 - Hot-Dry | Com - Office (Small) | Fuel Substitution | 327147.2603 | 340367.9394 | 353819.721 | 298869.2574 | 311035.3164 | 0 | 0 | 0 | 0 | 0 | 0 | 0 | 0
Scenario 3: Aggressive Fuel Sub | PG&E | Com | HVAC | Com ¦ Small Packaged Heat Pump (SEER 16) - Fuel Sub - ZEAS 2030 - Cold | Com - Office (Small) | Fuel Substitution | 0 | 0 | 0 | 0 | 0 | 0 | 0 | 0 | 0 | 0 | 0 | 0 | 0
Scenario 3: Aggressive Fuel Sub | PG&E | Com | HVAC | Com ¦ Small Packaged Heat Pump (SEER 17) - Fuel Sub - ZEAS 2030 - Cold | Com - Office (Small) | Fuel Substitution | 0 | 0 | 0 | 0 | 0 | 0 | 0 | 0 | 0 | 0 | 0 | 0 | 0
Scenario 3: Aggressive Fuel Sub | PG&E | Com | HVAC | Com ¦ Small Packaged Heat Pump (SEER 18) - Fuel Sub - ZEAS 2030 - Cold | Com - Office (Small) | Fuel Substitution | 2059.1551 | 2153.7351 | 2254.2094 | 1919.0387 | 2009.1976 | 0 | 0 | 0 | 0 | 0 | 0 | 0 | 0
Scenario 3: Aggressive Fuel Sub | PG&E | Com | HVAC | Com ¦ Small Packaged Heat Pump (SEER 15) - Fuel Sub - Panel Upgrade - ZEAS 2030 - Marine | Com - Office (Small) | Fuel Substitution | 0 | 0 | 0 | 0 | 0 | 0 | 0 | 0 | 0 | 0 | 0 | 0 | 0
Scenario 3: Aggressive Fuel Sub | PG&E | Com | HVAC | Com ¦ Small Packaged Heat Pump (SEER 15) - Fuel Sub - Panel Upgrade - ZEAS 2030 - Hot-Dry | Com - Office (Small) | Fuel Substitution | 0 | 0 | 0 | 0 | 0 | 0 | 0 | 0 | 0 | 0 | 0 | 0 | 0
Scenario 3: Aggressive Fuel Sub | PG&E | Com | HVAC | Com ¦ Small Packaged Heat Pump (SEER 15) - Fuel Sub - Panel Upgrade - ZEAS 2030 - Cold | Com - Office (Small) | Fuel Substitution | 0 | 0 | 0 | 0 | 0 | 0 | 0 | 0 | 0 | 0 | 0 | 0 | 0
Scenario 3: Aggressive Fuel Sub | PG&E | Com | HVAC | Com ¦ Small Packaged Heat Pump (SEER 16) - Fuel Sub - Panel Upgrade - ZEAS 2030 - Marine | Com - Office (Small) | Fuel Substitution | 87866.1298 | 91602.0863 | 95449.3786 | 80836.2309 | 84309.5616 | 0 | 0 | 0 | 0 | 0 | 0 | 0 | 0
Scenario 3: Aggressive Fuel Sub | PG&E | Com | HVAC | Com ¦ Small Packaged Heat Pump (SEER 16) - Fuel Sub - Panel Upgrade - ZEAS 2030 - Hot-Dry | Com - Office (Small) | Fuel Substitution | 74753.5509 | 77774.4923 | 80848.2409 | 68291.9925 | 71071.9519 | 0 | 0 | 0 | 0 | 0 | 0 | 0 | 0
Scenario 3: Aggressive Fuel Sub | PG&E | Com | HVAC | Com ¦ Small Packaged Heat Pump (SEER 16) - Fuel Sub - Panel Upgrade - ZEAS 2030 - Cold | Com - Office (Small) | Fuel Substitution | 0 | 0 | 0 | 0 | 0 | 0 | 0 | 0 | 0 | 0 | 0 | 0 | 0
Scenario 3: Aggressive Fuel Sub | PG&E | Com | HVAC | Com ¦ Small Packaged Heat Pump (SEER 17) - Fuel Sub - Panel Upgrade - ZEAS 2030 - Cold | Com - Office (Small) | Fuel Substitution | 0 | 0 | 0 | 0 | 0 | 0 | 0 | 0 | 0 | 0 | 0 | 0 | 0
Scenario 3: Aggressive Fuel Sub | PG&E | Com | HVAC | Com ¦ Small Packaged Heat Pump (SEER 18) - Fuel Sub - Panel Upgrade - ZEAS 2030 - Cold | Com - Office (Small) | Fuel Substitution | 470.5195 | 492.1311 | 515.0896 | 438.5027 | 459.1041 | 0 | 0 | 0 | 0 | 0 | 0 | 0 | 0
Scenario 3: Aggressive Fuel Sub | PG&E | Com | HVAC | Com ¦ Efficient Hot Water Boilers (94% eff.) - ZEAS 2030 - Marine | Com - Office (Small) | Energy Efficiency | 4975776.1276 | 5190169.8384 | 5416030.3576 | 4740657.7069 | 6016332.008 | 0 | 0 | 0 | 0 | 0 | 0 | 0 | 0
Scenario 3: Aggressive Fuel Sub | PG&E | Com | HVAC | Com ¦ Efficient Hot Water Boilers (94% eff.) - ZEAS 2030 - Hot-Dry | Com - Office (Small) | Energy Efficiency | 3348228.2969 | 3492495.0547 | 3644477.8935 | 3190015.763 | 4048424.3174 | 0 | 0 | 0 | 0 | 0 | 0 | 0 | 0
Scenario 3: Aggressive Fuel Sub | PG&E | Com | HVAC | Com ¦ Efficient Hot Water Boilers (94% eff.) - ZEAS 2030 - Cold | Com - Office (Small) | Energy Efficiency | 7977.006 | 8320.7152 | 8682.8076 | 7600.0716 | 9645.1921 | 0 | 0 | 0 | 0 | 0 | 0 | 0 | 0
Scenario 3: Aggressive Fuel Sub | PG&E | Com | WaterHeat | Com ¦ Com Heat Pump Water Heater (3.3 UEF - 50 Gal) - Marine | Com - Office (Small) | Energy Efficiency | 1198838.2522 | 1240813.9583 | 1280338.671 | 1049329.1192 | 1390735.32 | 1151835.6308 | 1180314.452 | 1202274.1122 | 1220298.1312 | 1236062.9838 | 1262468.3765 | 1283243.6569 | 1302067.2985
Scenario 3: Aggressive Fuel Sub | PG&E | Com | WaterHeat | Com ¦ Com Heat Pump Water Heater (3.3 UEF - 50 Gal) - Hot-Dry | Com - Office (Small) | Energy Efficiency | 879856.795 | 910737.2653 | 939812.2997 | 770289.0721 | 1020982.4728 | 845666.0927 | 866611.7286 | 882756.7602 | 896003.7392 | 907586.8153 | 927004.8253 | 942276.7929 | 956111.349
Scenario 3: Aggressive Fuel Sub | PG&E | Com | WaterHeat | Com ¦ Com Heat Pump Water Heater (3.3 UEF - 50 Gal) - Cold | Com - Office (Small) | Energy Efficiency | 2545.7772 | 2635.0631 | 2719.1309 | 2228.6148 | 2953.8609 | 2446.5851 | 2507.1507 | 2553.8403 | 2592.1529 | 2625.6562 | 2681.8069 | 2725.9736 | 2765.9857
Scenario 3: Aggressive Fuel Sub | PG&E | Com | WaterHeat | Com ¦ Com Hot Water Tank Insulation - Marine | Com - Office (Small) | Energy Efficiency | 46117.5073 | 47980.3989 | 49912.2694 | 44391.8623 | 46199.2349 | 48092.5896 | 50079.5535 | 52167.3943 | 54361.5498 | 56667.6613 | 59091.1327 | 61642.6909 | 64333.7573
Scenario 3: Aggressive Fuel Sub | PG&E | Com | WaterHeat | Com ¦ Com Hot Water Tank Insulation - Hot-Dry | Com - Office (Small) | Energy Efficiency | 32496.2393 | 33808.9072 | 35170.1804 | 31280.2808 | 32553.8279 | 33887.9613 | 35288.0554 | 36759.2315 | 38305.3213 | 39930.2996 | 41637.9744 | 43435.9044 | 45332.1373
Scenario 3: Aggressive Fuel Sub | PG&E | Com | WaterHeat | Com ¦ Com Hot Water Tank Insulation - Cold | Com - Office (Small) | Energy Efficiency | 66.312 | 68.9906 | 71.7684 | 63.8307 | 66.4295 | 69.1519 | 72.0089 | 75.011 | 78.166 | 81.4819 | 84.9666 | 88.6355 | 92.5049
Scenario 3: Aggressive Fuel Sub | PG&E | Com | WaterHeat | Com ¦ Faucet Aerators (Elec WH) - Marine | Com - Office (Small) | Energy Efficiency | 0 | 0 | 0 | 0 | 0 | 0 | 0 | 0 | 0 | 0 | 0 | 0 | 0
Scenario 3: Aggressive Fuel Sub | PG&E | Com | WaterHeat | Com ¦ Faucet Aerators (Elec WH) - Cold | Com - Office (Small) | Energy Efficiency | 0 | 0 | 0 | 0 | 0 | 0 | 0 | 0 | 0 | 0 | 0 | 0 | 0
Scenario 3: Aggressive Fuel Sub | PG&E | Com | WaterHeat | Com ¦ Com Hot Water Pipe Insulation - Marine | Com - Office (Small) | Energy Efficiency | 10398067.5284 | 10818162.6684 | 11255308.3476 | 10012009.8075 | 10421549.3615 | 10851040.8725 | 11302001.4993 | 11775922.1669 | 12273884.8014 | 12797508.7163 | 13348522.5624 | 13929013.65 | 14541088.2953
Scenario 3: Aggressive Fuel Sub | PG&E | Com | WaterHeat | Com ¦ Com Hot Water Pipe Insulation - Hot-Dry | Com - Office (Small) | Energy Efficiency | 6215017.5638 | 6466112.1702 | 6727398.0357 | 5984267.4258 | 6229052.8645 | 6485763.7656 | 6755306.9483 | 7038573.5519 | 7336210.2533 | 7649184.9304 | 7978530.8134 | 8325495.5061 | 8691337.9726
Scenario 3: Aggressive Fuel Sub | PG&E | Com | WaterHeat | Com ¦ Com Hot Water Pipe Insulation - Cold | Com - Office (Small) | Energy Efficiency | 13064.6506 | 13592.4791 | 14141.7308 | 12579.5885 | 13094.1544 | 13633.7889 | 14200.3984 | 14795.8559 | 15421.521 | 16079.4282 | 16771.7495 | 17501.1075 | 18270.1486
Scenario 3: Aggressive Fuel Sub | PG&E | Com | WaterHeat | Com ¦ Com Efficient Tankless Gas Water Heater (0.87 UEF - High Draw) - ZEAS 2030 - Marine | Com - Office (Small) | Energy Efficiency | 16349.8963 | 17326.0139 | 18470.8396 | 0 | 225968.5415 | 0 | 0 | 0 | 0 | 0 | 0 | 0 | 0
Scenario 3: Aggressive Fuel Sub | PG&E | Com | WaterHeat | Com ¦ Com Efficient Tankless Gas Water Heater (0.87 UEF - High Draw) - ZEAS 2030 - Hot-Dry | Com - Office (Small) | Energy Efficiency | 12262.6828 | 12994.7803 | 13853.4092 | 0 | 169479.6229 | 0 | 0 | 0 | 0 | 0 | 0 | 0 | 0
Scenario 3: Aggressive Fuel Sub | PG&E | Com | WaterHeat | Com ¦ Com Efficient Tankless Gas Water Heater (0.87 UEF - High Draw) - ZEAS 2030 - Cold | Com - Office (Small) | Energy Efficiency | 72.1085 | 76.4782 | 81.6007 | 0 | 862.1618 | 0 | 0 | 0 | 0 | 0 | 0 | 0 | 0
Scenario 3: Aggressive Fuel Sub | PG&E | Com | WaterHeat | Com ¦ Com Heat Pump Water Heater (3.75 UEF - 50 Gal) - Fuel Sub - ZEAS 2030 - Marine | Com - Office (Small) | Fuel Substitution | 2424036.9113 | 2538641.4713 | 2664110.0043 | 2276641.1652 | 2387878.4232 | 1466539.5649 | 1501987.6472 | 1529180.6668 | 1551502.0898 | 1570883.5105 | 1603693.9442 | 1629341.2818 | 1652466.3686
Scenario 3: Aggressive Fuel Sub | PG&E | Com | WaterHeat | Com ¦ Com Heat Pump Water Heater (3.75 UEF - 50 Gal) - Fuel Sub - ZEAS 2030 - Hot-Dry | Com - Office (Small) | Fuel Substitution | 1787306.6955 | 1872155.9839 | 1965145.9298 | 1679790.899 | 1762210.8386 | 1080243.8123 | 1106395.3804 | 1126450.4485 | 1142907.6573 | 1157193.46 | 1181396.146 | 1200308.7246 | 1217358.3935
Scenario 3: Aggressive Fuel Sub | PG&E | Com | WaterHeat | Com ¦ Com Heat Pump Water Heater (3.75 UEF - 50 Gal) - Fuel Sub - ZEAS 2030 - Cold | Com - Office (Small) | Fuel Substitution | 10637.7998 | 11147.5997 | 11710.6278 | 10020.9836 | 10518.7832 | 6452.8979 | 6607.007 | 6725.52 | 6823.0314 | 6907.873 | 7050.6513 | 7162.544 | 7263.5693
Scenario 3: Aggressive Fuel Sub | PG&E | Com | WaterHeat | Com ¦ Com Efficient Tankless Gas Water Heater (0.87 UEF - High Draw) - Panel Upgrade - ZEAS 2030 - Marine | Com - Office (Small) | Energy Efficiency | 13565.0238 | 14374.8797 | 15324.7075 | 0 | 187479.3943 | 0 | 0 | 0 | 0 | 0 | 0 | 0 | 0
Scenario 3: Aggressive Fuel Sub | PG&E | Com | WaterHeat | Com ¦ Com Efficient Tankless Gas Water Heater (0.87 UEF - High Draw) - Panel Upgrade - ZEAS 2030 - Hot-Dry | Com - Office (Small) | Energy Efficiency | 10173.9841 | 10781.3837 | 11493.7626 | 0 | 140612.2146 | 0 | 0 | 0 | 0 | 0 | 0 | 0 | 0
Scenario 3: Aggressive Fuel Sub | PG&E | Com | WaterHeat | Com ¦ Com Efficient Tankless Gas Water Heater (0.87 UEF - High Draw) - Panel Upgrade - ZEAS 2030 - Cold | Com - Office (Small) | Energy Efficiency | 59.8263 | 63.4517 | 67.7017 | 0 | 715.3101 | 0 | 0 | 0 | 0 | 0 | 0 | 0 | 0
Scenario 3: Aggressive Fuel Sub | PG&E | Com | WaterHeat | Com ¦ Com Heat Pump Water Heater (3.75 UEF - 50 Gal) - Fuel Sub - Panel Upgrade - ZEAS 2030 - Marine | Com - Office (Small) | Fuel Substitution | 2011151.5034 | 2106235.5064 | 2210333.0256 | 1888861.6261 | 1981151.8786 | 1216744.3643 | 1246154.5864 | 1268715.8279 | 1287235.2503 | 1303315.44 | 1330537.2834 | 1351816.1184 | 1371002.3168
Scenario 3: Aggressive Fuel Sub | PG&E | Com | WaterHeat | Com ¦ Com Heat Pump Water Heater (3.75 UEF - 50 Gal) - Fuel Sub - Panel Upgrade - ZEAS 2030 - Hot-Dry | Com - Office (Small) | Fuel Substitution | 1482875.3353 | 1553272.2724 | 1630423.2714 | 1393672.669 | 1462054.0474 | 896246.2399 | 917943.42 | 934582.5149 | 948236.5728 | 960089.0795 | 980169.3299 | 995860.5352 | 1010006.1397
Scenario 3: Aggressive Fuel Sub | PG&E | Com | WaterHeat | Com ¦ Com Heat Pump Water Heater (3.75 UEF - 50 Gal) - Fuel Sub - Panel Upgrade - ZEAS 2030 - Cold | Com - Office (Small) | Fuel Substitution | 8825.8669 | 9248.8328 | 9715.9604 | 8314.1128 | 8727.1223 | 5353.778 | 5481.6377 | 5579.9644 | 5660.8667 | 5731.2572 | 5849.7162 | 5942.5503 | 6026.3679
Scenario 3: Aggressive Fuel Sub | PG&E | Com | WaterHeat | Com ¦ Com Heat Pump Water Heater (100+ Gal, 200+ kBtuh - 4.3 COP) - Fuel Sub - ZEAS 2030 - Marine | Com - Office (Small) | Fuel Substitution | 215517.8874 | 225887.5175 | 237147.8254 | 202674.9301 | 212690.3986 | 0 | 0 | 0 | 0 | 0 | 0 | 0 | 0
Scenario 3: Aggressive Fuel Sub | PG&E | Com | WaterHeat | Com ¦ Com Heat Pump Water Heater (100+ Gal, 200+ kBtuh - 4.3 COP) - Fuel Sub - ZEAS 2030 - Hot-Dry | Com - Office (Small) | Fuel Substitution | 159644.7055 | 167362.4432 | 175747.396 | 150238.212 | 157695.6191 | 0 | 0 | 0 | 0 | 0 | 0 | 0 | 0
Scenario 3: Aggressive Fuel Sub | PG&E | Com | WaterHeat | Com ¦ Com Heat Pump Water Heater (100+ Gal, 200+ kBtuh - 4.3 COP) - Fuel Sub - ZEAS 2030 - Cold | Com - Office (Small) | Fuel Substitution | 470.1357 | 493.2797 | 518.6195 | 444.0034 | 466.488 | 0 | 0 | 0 | 0 | 0 | 0 | 0 | 0
Scenario 3: Aggressive Fuel Sub | PG&E | Com | WaterHeat | Com ¦ Com Heat Pump Water Heater (100+ Gal, 200+ kBtuh - 4.3 COP) - Fuel Sub - Panel Upgrade - ZEAS 2030 - Marine | Com - Office (Small) | Fuel Substitution | 178808.7967 | 187412.1711 | 196754.5145 | 168153.3761 | 176462.9131 | 0 | 0 | 0 | 0 | 0 | 0 | 0 | 0
Scenario 3: Aggressive Fuel Sub | PG&E | Com | WaterHeat | Com ¦ Com Heat Pump Water Heater (100+ Gal, 200+ kBtuh - 4.3 COP) - Fuel Sub - Panel Upgrade - ZEAS 2030 - Hot-Dry | Com - Office (Small) | Fuel Substitution | 132452.4754 | 138855.6534 | 145812.4 | 124648.1868 | 130835.3763 | 0 | 0 | 0 | 0 | 0 | 0 | 0 | 0
Scenario 3: Aggressive Fuel Sub | PG&E | Com | WaterHeat | Com ¦ Com Heat Pump Water Heater (100+ Gal, 200+ kBtuh - 4.3 COP) - Fuel Sub - Panel Upgrade - ZEAS 2030 - Cold | Com - Office (Small) | Fuel Substitution | 390.0577 | 409.2596 | 430.2833 | 368.3764 | 387.0313 | 0 | 0 | 0 | 0 | 0 | 0 | 0 | 0
Scenario 3: Aggressive Fuel Sub | PG&E | Com | WholeBlg | Com ¦ Com Title 24 2022 Code | Com - Office (Small) | Energy Efficiency | 0 | 0 | 0 | 0 | 0 | 0 | 0 | 0 | 0 | 0 | 0 | 0 | 0
Scenario 3: Aggressive Fuel Sub | PG&E | Com | FoodServ | Com ¦ ENERGY STAR Ice Machine | Com - Office (Small) | Energy Efficiency | 22364.9027 | 23036.6391 | 23622.1565 | 19234.6448 | 25394.6738 | 21074.8505 | 21660.0172 | 22151.4838 | 22558.9618 | 22896.8579 | 23394.011 | 23730.3142 | 24032.3887
Scenario 3: Aggressive Fuel Sub | PG&E | Com | Lighting | Com ¦ LED Fixtures and Retrofit Kits - 140 lpw | Com - Office (Small) | Energy Efficiency | 0 | 0 | 0 | 0 | 0 | 0 | 0 | 0 | 0 | 0 | 0 | 0 | 0
Scenario 3: Aggressive Fuel Sub | SCE | Com | BldgEnv | Com ¦ Com Wall Insulation (R14) - Marine | Com - Office (Small) | Energy Efficiency | 39.7281 | 41.112 | 42.4405 | 43.7742 | 0 | 544.6801 | 44.3532 | 45.2027 | 0 | 0 | 0 | 0 | 0
Scenario 3: Aggressive Fuel Sub | SCE | Com | BldgEnv | Com ¦ Com Wall Insulation (R14) - Cold | Com - Office (Small) | Energy Efficiency | 4.9452 | 5.1175 | 5.2828 | 5.4489 | 0 | 67.7999 | 5.5209 | 5.6267 | 0 | 0 | 0 | 0 | 0
Scenario 3: Aggressive Fuel Sub | SCE | Com | HVAC | Com ¦ Ductless Mini Split Heat Pump (SEER 18) - Hot-Dry | Com - Office (Small) | Energy Efficiency | 234520.3187 | 242565.8905 | 249764.4092 | 256263.2298 | 208593.8285 | 278986.1577 | 224815.6453 | 226128.2039 | 227373.2447 | 228420.5743 | 230033.189 | 230343.8789 | 230726.0661
Scenario 3: Aggressive Fuel Sub | SCE | Com | HVAC | Com ¦ Ductless Mini Split Heat Pump (SEER 18) - Marine | Com - Office (Small) | Energy Efficiency | 54271.7339 | 56133.6073 | 57799.4591 | 59303.3896 | 48271.9315 | 64561.8367 | 52025.9181 | 52329.665 | 52617.7873 | 52860.156 | 53233.3407 | 53305.2393 | 53393.6835
Scenario 3: Aggressive Fuel Sub | SCE | Com | HVAC | Com ¦ Ductless Mini Split Heat Pump (SEER 18) - Cold | Com - Office (Small) | Energy Efficiency | 2989.7957 | 3092.3651 | 3184.1358 | 3266.9864 | 2659.2703 | 3556.6709 | 2866.0751 | 2882.8083 | 2898.6808 | 2912.0327 | 2932.5912 | 2936.5521 | 2941.4244
Scenario 3: Aggressive Fuel Sub | SCE | Com | HVAC | Com ¦ Demand Controlled Ventilation (HVAC) - Marine | Com - Office (Small) | Energy Efficiency | 7600.4302 | 7936.087 | 8247.1993 | 8538.9712 | 0 | 106890.6211 | 8704.2896 | 8873.6802 | 9030.8235 | 9161.7484 | 9327.2841 | 9431.0686 | 9543.1777
Scenario 3: Aggressive Fuel Sub | SCE | Com | HVAC | Com ¦ Demand Controlled Ventilation (HVAC) - Hot-Dry | Com - Office (Small) | Energy Efficiency | 33216.376 | 34683.3064 | 36042.9697 | 37318.1085 | 0 | 467147.1198 | 38040.6041 | 38780.897 | 39467.6645 | 40039.8495 | 40763.2948 | 41216.8674 | 41706.8209
Scenario 3: Aggressive Fuel Sub | SCE | Com | HVAC | Com ¦ Demand Controlled Ventilation (HVAC) - Cold | Com - Office (Small) | Energy Efficiency | 1653.0189 | 1726.0209 | 1793.6848 | 1857.1423 | 0 | 23247.6599 | 1893.0975 | 1929.9383 | 1964.1154 | 1992.5903 | 2028.5927 | 2051.1648 | 2075.5474
Scenario 3: Aggressive Fuel Sub | SCE | Com | WaterHeat | Com ¦ Com Heat Pump Water Heater (3.3 UEF - 50 Gal) - Marine | Com - Office (Small) | Energy Efficiency | 410470.9447 | 430581.7514 | 450430.694 | 469957.6258 | 388363.1073 | 524015.3094 | 425112.4288 | 430329.5475 | 434751.3518 | 437860.4656 | 443812.2681 | 447823.445 | 451317.0286
Scenario 3: Aggressive Fuel Sub | SCE | Com | WaterHeat | Com ¦ Com Heat Pump Water Heater (3.3 UEF - 50 Gal) - Hot-Dry | Com - Office (Small) | Energy Efficiency | 1608747.7546 | 1687744.2358 | 1765711.0832 | 1842411.8829 | 1522668.4259 | 2054684.7244 | 1666943.2331 | 1687409.8806 | 1704750.497 | 1716931.7708 | 1740284.9804 | 1756010.7898 | 1769701.9035
Scenario 3: Aggressive Fuel Sub | SCE | Com | WaterHeat | Com ¦ Com Heat Pump Water Heater (3.3 UEF - 50 Gal) - Cold | Com - Office (Small) | Energy Efficiency | 26308.6802 | 27595.5473 | 28865.6701 | 30115.2019 | 24884.9209 | 33575.1155 | 27237.4089 | 27571.5632 | 27854.85 | 28054.1753 | 28435.3331 | 28692.3663 | 28916.298
Scenario 3: Aggressive Fuel Sub | SCE | Com | FoodServ | Com ¦ ENERGY STAR Ice Machine | Com - Office (Small) | Energy Efficiency | 24289.5489 | 25550.1092 | 26765.4775 | 27958.7101 | 23188.1552 | 31491.2357 | 25687.2926 | 26091.2965 | 26435.8213 | 26651.14 | 26966.3512 | 27089.3282 | 27187.3373
Scenario 3: Aggressive Fuel Sub | SCE | Com | Lighting | Com ¦ LED High and Low Bay - 155 lpw | Com - Office (Small) | Energy Efficiency | 0 | 0 | 0 | 0 | 0 | 0 | 0 | 0 | 0 | 0 | 0 | 0 | 0
Scenario 3: Aggressive Fuel Sub | SCE | Com | Lighting | Com ¦ LED Fixtures and Retrofit Kits - 140 lpw - RET | Com - Office (Small) | Energy Efficiency | 0 | 0 | 0 | 0 | 0 | 0 | 0 | 0 | 0 | 0 | 0 | 0 | 0
Scenario 3: Aggressive Fuel Sub | SCE | Com | Lighting | Com ¦ LED Fixtures and Retrofit Kits - 140 lpw | Com - Office (Small) | Energy Efficiency | 0 | 0 | 0 | 0 | 0 | 0 | 0 | 0 | 0 | 0 | 0 | 0 | 0
Scenario 3: Aggressive Fuel Sub | SCG | Com | BldgEnv | Com ¦ Com Wall Insulation (R14) - Marine | Com - Office (Small) | Energy Efficiency | 482503.184 | 502688.1875 | 523773.4658 | 545882.2305 | 486540.7749 | 526047.8047 | 531161.704 | 554279.4557 | 578609.8195 | 604228.9586 | 631218.463 | 659661.4017 | 689659.8454
Scenario 3: Aggressive Fuel Sub | SCG | Com | BldgEnv | Com ¦ Com Wall Insulation (R14) - Hot-Dry | Com - Office (Small) | Energy Efficiency | 1843.7772 | 1947.7233 | 2054.6376 | 2171.8215 | 0 | 22789.8685 | 2376.9523 | 2517.3814 | 2663.7506 | 2814.986 | 2979.2912 | 3150.2654 | 3334.8582
Scenario 3: Aggressive Fuel Sub | SCG | Com | BldgEnv | Com ¦ Com Wall Insulation (R14) - Cold | Com - Office (Small) | Energy Efficiency | 6146.2209 | 6403.3415 | 6671.9299 | 6953.5558 | 6197.6526 | 6700.9009 | 6766.0428 | 7060.5213 | 7370.4463 | 7696.7879 | 8040.5856 | 8402.8973 | 8785.0234
Scenario 3: Aggressive Fuel Sub | SCG | Com | HVAC | Com ¦ Demand Controlled Ventilation (HVAC) - Marine | Com - Office (Small) | Energy Efficiency | 8990.9853 | 9490.5493 | 10003.4735 | 10565.332 | 0 | 110680.261 | 11533.9332 | 12204.9989 | 12903.7419 | 13624.9605 | 14408.3241 | 15223.0425 | 16102.6837
Scenario 3: Aggressive Fuel Sub | SCG | Com | HVAC | Com ¦ Demand Controlled Ventilation (HVAC) - Hot-Dry | Com - Office (Small) | Energy Efficiency | 47486.6055 | 50125.0921 | 52834.1424 | 55801.6427 | 0 | 584566.6179 | 60917.3873 | 64461.6742 | 68152.1413 | 71961.3145 | 76098.712 | 80401.7123 | 85047.6071
Scenario 3: Aggressive Fuel Sub | SCG | Com | HVAC | Com ¦ Demand Controlled Ventilation (HVAC) - Cold | Com - Office (Small) | Energy Efficiency | 23152.8906 | 24132.1584 | 25152.2742 | 26223.8029 | 22299.7349 | 36651.9557 | 25639.7328 | 26767.3402 | 27952.4512 | 29198.2763 | 30513.1958 | 31897.5948 | 33359.8836
Scenario 3: Aggressive Fuel Sub | SCG | Com | HVAC | Com ¦ Efficient Hot Water Boilers (94% eff.) - ZEAS 2030 - Marine | Com - Office (Small) | Energy Efficiency | 1270916.4285 | 1326809.319 | 1385504.2866 | 1447322.5325 | 1273119.8137 | 0 | 0 | 0 | 0 | 0 | 0 | 0 | 0
Scenario 3: Aggressive Fuel Sub | SCG | Com | HVAC | Com ¦ Efficient Hot Water Boilers (94% eff.) - ZEAS 2030 - Hot-Dry | Com - Office (Small) | Energy Efficiency | 6537230.0212 | 6824727.0379 | 7126637.1368 | 7444612.4842 | 6548563.6034 | 0 | 0 | 0 | 0 | 0 | 0 | 0 | 0
Scenario 3: Aggressive Fuel Sub | SCG | Com | HVAC | Com ¦ Efficient Hot Water Boilers (94% eff.) - ZEAS 2030 - Cold | Com - Office (Small) | Energy Efficiency | 18532.9876 | 19348.039 | 20203.9514 | 21105.4086 | 18565.1182 | 0 | 0 | 0 | 0 | 0 | 0 | 0 | 0
Scenario 3: Aggressive Fuel Sub | SCG | Com | WaterHeat | Com ¦ Com Hot Water Tank Insulation - Marine | Com - Office (Small) | Energy Efficiency | 11199.7536 | 11665.5516 | 12148.7305 | 12654.0417 | 11308.4483 | 11784.0702 | 12283.3504 | 12808.1272 | 13359.7779 | 13939.7325 | 14549.3607 | 15191.3717 | 15868.6521
Scenario 3: Aggressive Fuel Sub | SCG | Com | WaterHeat | Com ¦ Com Hot Water Tank Insulation - Hot-Dry | Com - Office (Small) | Energy Efficiency | 60749.0981 | 63275.654 | 65896.4873 | 68637.3691 | 61338.6741 | 63918.5163 | 66626.6852 | 69473.1512 | 72465.385 | 75611.1436 | 78917.8555 | 82400.2168 | 86073.8847
Scenario 3: Aggressive Fuel Sub | SCG | Com | WaterHeat | Com ¦ Com Hot Water Tank Insulation - Cold | Com - Office (Small) | Energy Efficiency | 152.0713 | 158.396 | 164.9566 | 171.8178 | 153.5472 | 160.0052 | 166.7845 | 173.91 | 181.4003 | 189.275 | 197.5526 | 206.2699 | 215.4661
Scenario 3: Aggressive Fuel Sub | SCG | Com | WaterHeat | Com ¦ Faucet Aerators (Gas WH) - Cold | Com - Office (Small) | Energy Efficiency | 0 | 0 | 0 | 0 | 299.5216 | 312.1138 | 325.332 | 339.2245 | 0 | 0 | 0 | 0 | 0
Scenario 3: Aggressive Fuel Sub | SCG | Com | WaterHeat | Com ¦ Com Hot Water Pipe Insulation - Marine | Com - Office (Small) | Energy Efficiency | 2414547.4714 | 2514929.9948 | 2619415.901 | 2728748.4974 | 2438990.7145 | 2542095.9719 | 2650385.7479 | 2764220.6061 | 2883862.7224 | 3009703.4483 | 3142160.3519 | 3281737.7574 | 3428945.0109
Scenario 3: Aggressive Fuel Sub | SCG | Com | WaterHeat | Com ¦ Com Hot Water Pipe Insulation - Hot-Dry | Com - Office (Small) | Energy Efficiency | 10894349.9868 | 11347272.2651 | 11818708.8573 | 12312013.5379 | 11004637.0067 | 11469844.1615 | 11958443.6752 | 12472062.3968 | 13011883.2548 | 13579672.0131 | 14177312.7236 | 14807080.8782 | 15471274.6287
Scenario 3: Aggressive Fuel Sub | SCG | Com | WaterHeat | Com ¦ Com Hot Water Pipe Insulation - Cold | Com - Office (Small) | Energy Efficiency | 29955.17 | 31200.5278 | 32496.7927 | 33853.1862 | 30258.4159 | 31537.5522 | 32881.0084 | 34293.2575 | 35777.5522 | 37338.7476 | 38982.024 | 40713.6383 | 42539.9094
Scenario 3: Aggressive Fuel Sub | SCG | Com | WaterHeat | Com ¦ Com Efficient Tankless Gas Water Heater (0.87 UEF - High Draw) - ZEAS 2030 - Marine | Com - Office (Small) | Energy Efficiency | 12419.0934 | 13119.2411 | 13839.3818 | 14628.6954 | 0 | 0 | 0 | 0 | 0 | 0 | 0 | 0 | 0
Scenario 3: Aggressive Fuel Sub | SCG | Com | WaterHeat | Com ¦ Com Efficient Tankless Gas Water Heater (0.87 UEF - High Draw) - ZEAS 2030 - Hot-Dry | Com - Office (Small) | Energy Efficiency | 34010.7495 | 35928.1639 | 37900.3307 | 40061.9336 | 0 | 0 | 0 | 0 | 0 | 0 | 0 | 0 | 0
Scenario 3: Aggressive Fuel Sub | SCG | Com | WaterHeat | Com ¦ Com Efficient Tankless Gas Water Heater (0.87 UEF - High Draw) - ZEAS 2030 - Cold | Com - Office (Small) | Energy Efficiency | 164.0942 | 173.3453 | 182.8605 | 193.2898 | 0 | 0 | 0 | 0 | 0 | 0 | 0 | 0 | 0
Scenario 3: Aggressive Fuel Sub | SCG | Com | WaterHeat | Com ¦ Com Efficient Tankless Gas Water Heater (0.87 UEF - High Draw) - Panel Upgrade - ZEAS 2030 - Marine | Com - Office (Small) | Energy Efficiency | 10303.7533 | 10884.6451 | 11482.1244 | 12136.9945 | 0 | 0 | 0 | 0 | 0 | 0 | 0 | 0 | 0
Scenario 3: Aggressive Fuel Sub | SCG | Com | WaterHeat | Com ¦ Com Efficient Tankless Gas Water Heater (0.87 UEF - High Draw) - Panel Upgrade - ZEAS 2030 - Hot-Dry | Com - Office (Small) | Energy Efficiency | 28217.7098 | 29808.5316 | 31444.7799 | 33238.1977 | 0 | 0 | 0 | 0 | 0 | 0 | 0 | 0 | 0
Scenario 3: Aggressive Fuel Sub | SCG | Com | WaterHeat | Com ¦ Com Efficient Tankless Gas Water Heater (0.87 UEF - High Draw) - Panel Upgrade - ZEAS 2030 - Cold | Com - Office (Small) | Energy Efficiency | 136.1441 | 143.8194 | 151.714 | 160.3668 | 0 | 0 | 0 | 0 | 0 | 0 | 0 | 0 | 0
Scenario 3: Aggressive Fuel Sub | SCG | Com | WholeBlg | Com ¦ Com Title 24 2022 Code | Com - Office (Small) | Energy Efficiency | 0 | 0 | 0 | 0 | 0 | 0 | 0 | 0 | 0 | 0 | 0 | 0 | 0
Scenario 3: Aggressive Fuel Sub | SDG&E | Com | BldgEnv | Com ¦ Com Wall Insulation (R14) - Marine | Com - Office (Small) | Energy Efficiency | 268.9944 | 282.3208 | 296.3518 | 311.3107 | 67720.9683 | 70541.4832 | 73499.7527 | 76592.0301 | 402.436 | 83258.5437 | 86847.4637 | 90592.2496 | 94542.9135
Scenario 3: Aggressive Fuel Sub | SDG&E | Com | BldgEnv | Com ¦ Com Wall Insulation (R14) - Hot-Dry | Com - Office (Small) | Energy Efficiency | 336.6256 | 351.9479 | 367.9348 | 384.8924 | 402.4921 | 423.051 | 445.1416 | 467.6147 | 491.4743 | 516.2941 | 542.7866 | 570.7421 | 600.7398
Scenario 3: Aggressive Fuel Sub | SDG&E | Com | HVAC | Com ¦ Ductless Mini Split Heat Pump (SEER 18) - Marine | Com - Office (Small) | Energy Efficiency | 43518.2989 | 43872.5303 | 43934.4347 | 43740.2569 | 43789.8635 | 44501.7843 | 44865.3155 | 44963.2489 | 45033.5567 | 45036.6923 | 45193.967 | 44981.1823 | 44782.9814
Scenario 3: Aggressive Fuel Sub | SDG&E | Com | HVAC | Com ¦ Demand Controlled Ventilation (HVAC) - Marine | Com - Office (Small) | Energy Efficiency | 4786.633 | 4948.9241 | 5103.6173 | 5254.9715 | 5418.5299 | 5644.3121 | 5868.8037 | 6080.4496 | 6302.8309 | 6528.4108 | 6776.4881 | 7022.747 | 7287.9274
Scenario 3: Aggressive Fuel Sub | SDG&E | Com | HVAC | Com ¦ Demand Controlled Ventilation (HVAC) - Hot-Dry | Com - Office (Small) | Energy Efficiency | 15111.9051 | 15775.952 | 16456.5595 | 17166.3861 | 17904.6419 | 18782.7491 | 19704.3623 | 20626.6506 | 21602.6212 | 22610.7501 | 23696.2205 | 24835.4991 | 26057.1649
Scenario 3: Aggressive Fuel Sub | SDG&E | Com | WaterHeat | Com ¦ Com Heat Pump Water Heater (3.3 UEF - 50 Gal) - Marine | Com - Office (Small) | Energy Efficiency | 150864.3077 | 155656.6583 | 160092.3169 | 164122.5825 | 168957.0589 | 174556.1986 | 178077.5856 | 180183.0334 | 181879.0445 | 182903.2657 | 185374.7618 | 186914.3905 | 188169.5329
Scenario 3: Aggressive Fuel Sub | SDG&E | Com | WaterHeat | Com ¦ Com Heat Pump Water Heater (3.3 UEF - 50 Gal) - Hot-Dry | Com - Office (Small) | Energy Efficiency | 801947.6943 | 827422.3385 | 851000.9188 | 872424.5559 | 898123.1277 | 927886.411 | 946605.0079 | 957796.9134 | 966812.3803 | 972256.821 | 985394.5252 | 993578.7117 | 1000250.658
Scenario 3: Aggressive Fuel Sub | SDG&E | Com | WaterHeat | Com ¦ Com Hot Water Tank Insulation - Hot-Dry | Com - Office (Small) | Energy Efficiency | 26718.3814 | 27804.1549 | 28930.2638 | 30107.6811 | 31340.3263 | 32631.6918 | 33986.9741 | 35411.1315 | 0 | 0 | 0 | 41875.293 | 43711.3701
Scenario 3: Aggressive Fuel Sub | SDG&E | Com | WaterHeat | Com ¦ Com Hot Water Pipe Insulation - Hot-Dry | Com - Office (Small) | Energy Efficiency | 4998027.5996 | 5201152.1788 | 5412539.9845 | 5633682.2027 | 5865386.7972 | 6108392.7789 | 6363558.7081 | 6631729.329 | 0 | 0 | 7521688.9038 | 7850226.8552 | 8196653.8677
Scenario 3: Aggressive Fuel Sub | SDG&E | Com | WaterHeat | Com ¦ Com Efficient Tankless Gas Water Heater (0.87 UEF - High Draw) - ZEAS 2030 - Marine | Com - Office (Small) | Energy Efficiency | 3539.0595 | 3719.0616 | 3909.1074 | 4112.0484 | 4320.6371 | 0 | 0 | 0 | 0 | 0 | 0 | 0 | 0
Scenario 3: Aggressive Fuel Sub | SDG&E | Com | WaterHeat | Com ¦ Com Efficient Tankless Gas Water Heater (0.87 UEF - High Draw) - ZEAS 2030 - Hot-Dry | Com - Office (Small) | Energy Efficiency | 9382.1758 | 9859.3661 | 10363.1823 | 10901.1834 | 11454.1572 | 0 | 0 | 0 | 0 | 0 | 0 | 0 | 0
Scenario 3: Aggressive Fuel Sub | SDG&E | Com | WaterHeat | Com ¦ Com Heat Pump Water Heater (3.75 UEF - 50 Gal) - Fuel Sub - ZEAS 2030 - Marine | Com - Office (Small) | Fuel Substitution | 692119.1371 | 725550.0803 | 761954.5676 | 801650.8512 | 842011.3952 | 459334.7132 | 468388.8177 | 473836.6701 | 478237.8197 | 480930.4425 | 487317.0148 | 491319.638 | 494592.2061
Scenario 3: Aggressive Fuel Sub | SDG&E | Com | WaterHeat | Com ¦ Com Heat Pump Water Heater (3.75 UEF - 50 Gal) - Fuel Sub - ZEAS 2030 - Hot-Dry | Com - Office (Small) | Fuel Substitution | 1807312.005 | 1895676.928 | 1991926.6704 | 2096905.435 | 2203638.3596 | 1191035.2615 | 1214816.6798 | 1229010.5544 | 1240419.7437 | 1247285.197 | 1263965.8288 | 1274307.5047 | 1282705.9911
Scenario 3: Aggressive Fuel Sub | SDG&E | Com | WaterHeat | Com ¦ Com Efficient Tankless Gas Water Heater (0.87 UEF - High Draw) - Panel Upgrade - ZEAS 2030 - Marine | Com - Office (Small) | Energy Efficiency | 2936.2526 | 3085.595 | 3243.2705 | 3411.6445 | 3584.7044 | 0 | 0 | 0 | 0 | 0 | 0 | 0 | 0
Scenario 3: Aggressive Fuel Sub | SDG&E | Com | WaterHeat | Com ¦ Com Efficient Tankless Gas Water Heater (0.87 UEF - High Draw) - Panel Upgrade - ZEAS 2030 - Hot-Dry | Com - Office (Small) | Energy Efficiency | 7784.1129 | 8180.0235 | 8598.0249 | 9044.3884 | 9503.1744 | 0 | 0 | 0 | 0 | 0 | 0 | 0 | 0
Scenario 3: Aggressive Fuel Sub | SDG&E | Com | WaterHeat | Com ¦ Com Heat Pump Water Heater (3.75 UEF - 50 Gal) - Fuel Sub - Panel Upgrade - ZEAS 2030 - Marine | Com - Office (Small) | Fuel Substitution | 574230.7127 | 601967.3743 | 632171.0973 | 665105.926 | 698591.8718 | 381096.383 | 388608.3048 | 393128.2263 | 396779.7295 | 399013.7188 | 404312.4684 | 407633.3261 | 410348.4787
Scenario 3: Aggressive Fuel Sub | SDG&E | Com | WaterHeat | Com ¦ Com Heat Pump Water Heater (3.75 UEF - 50 Gal) - Fuel Sub - Panel Upgrade - ZEAS 2030 - Hot-Dry | Com - Office (Small) | Fuel Substitution | 1499473.147 | 1572786.9018 | 1652642.4573 | 1739740.2235 | 1828293.3643 | 988166.6181 | 1007897.3552 | 1019673.5918 | 1029139.4577 | 1034835.5206 | 1048674.9459 | 1057255.1275 | 1064223.1025
Scenario 3: Aggressive Fuel Sub | SDG&E | Com | WaterHeat | Com ¦ Com Heat Pump Water Heater (100+ Gal, 200+ kBtuh - 4.3 COP) - Fuel Sub - ZEAS 2030 - Marine | Com - Office (Small) | Fuel Substitution | 29874.676 | 31358.9455 | 32964.6071 | 34704.4916 | 36485.1592 | 0 | 0 | 0 | 0 | 0 | 0 | 0 | 0
Scenario 3: Aggressive Fuel Sub | SDG&E | Com | WaterHeat | Com ¦ Com Heat Pump Water Heater (100+ Gal, 200+ kBtuh - 4.3 COP) - Fuel Sub - ZEAS 2030 - Hot-Dry | Com - Office (Small) | Fuel Substitution | 158078.9482 | 165938.5469 | 174441.9658 | 183657.27 | 193087.657 | 0 | 0 | 0 | 0 | 0 | 0 | 0 | 0
Scenario 3: Aggressive Fuel Sub | SDG&E | Com | WaterHeat | Com ¦ Com Heat Pump Water Heater (100+ Gal, 200+ kBtuh - 4.3 COP) - Fuel Sub - Panel Upgrade - ZEAS 2030 - Marine | Com - Office (Small) | Fuel Substitution | 24786.1323 | 26017.5866 | 27349.7565 | 28793.287 | 30270.6541 | 0 | 0 | 0 | 0 | 0 | 0 | 0 | 0
Scenario 3: Aggressive Fuel Sub | SDG&E | Com | WaterHeat | Com ¦ Com Heat Pump Water Heater (100+ Gal, 200+ kBtuh - 4.3 COP) - Fuel Sub - Panel Upgrade - ZEAS 2030 - Hot-Dry | Com - Office (Small) | Fuel Substitution | 131153.413 | 137674.2889 | 144729.3233 | 152374.9878 | 160199.1 | 0 | 0 | 0 | 0 | 0 | 0 | 0 | 0
Scenario 3: Aggressive Fuel Sub | SDG&E | Com | FoodServ | Com ¦ ENERGY STAR Ice Machine | Com - Office (Small) | Energy Efficiency | 10853.3835 | 11135.6557 | 11370.6171 | 11567.2832 | 11850.9224 | 12272.3216 | 12570.132 | 12771.1684 | 12935.8174 | 13021.5642 | 13168.448 | 13201.0777 | 13217.0733
Scenario 3: Aggressive Fuel Sub | PG&E | Com | AppPlug | Com ¦ Pool Cover | Com - Other | Energy Efficiency | 48609.545 | 51845.1372 | 55668.8801 | 59468.8728 | 62919.0237 | 67714.2865 | 73016.1378 | 78083.6536 | 82467.6659 | 87673.4546 | 2474550.1587 | 2591675.7278 | 2715739.2893
Scenario 3: Aggressive Fuel Sub | PG&E | Com | BldgEnv | Com ¦ Com Wall Insulation (R14) - Marine | Com - Other | Energy Efficiency | 1595.5839 | 1700.0194 | 1825.0706 | 1947.1733 | 2060.2415 | 2219.9574 | 2399.3836 | 2570.7769 | 2709.3198 | 2883.8148 | 3074.5337 | 3271.9532 | 3492.0608
Scenario 3: Aggressive Fuel Sub | PG&E | Com | BldgEnv | Com ¦ Com Wall Insulation (R14) - Hot-Dry | Com - Other | Energy Efficiency | 1811.1959 | 1921.3405 | 2052.8059 | 764329.9663 | 792527.3849 | 827874.3993 | 863822.9218 | 900933.7599 | 2988.4786 | 3172.6403 | 3373.7549 | 3578.8049 | 3807.7401
Scenario 3: Aggressive Fuel Sub | PG&E | Com | BldgEnv | Com ¦ Com Wall Insulation (R14) - Cold | Com - Other | Energy Efficiency | 3118.9763 | 3248.1168 | 3381.4214 | 3520.4059 | 3670.7873 | 3836.7874 | 4009.9964 | 4191.5436 | 4382.2598 | 4583.6039 | 4795.8554 | 5016.4442 | 5249.7188
Scenario 3: Aggressive Fuel Sub | PG&E | Com | HVAC | Com ¦ Small Unitary Heat Pump (SEER 16) - Marine | Com - Other | Energy Efficiency | 1335884.8078 | 1356794.179 | 1369319.8416 | 1374904.0288 | 1388680.0931 | 1425154.8579 | 1452022.2773 | 1474977.235 | 0 | 1516234.6491 | 1543828.3783 | 1562115.8552 | 1580075.9202
Scenario 3: Aggressive Fuel Sub | PG&E | Com | HVAC | Com ¦ Small Unitary Heat Pump (SEER 17) - Marine | Com - Other | Energy Efficiency | 0 | 0 | 0 | 0 | 0 | 0 | 0 | 0 | 0 | 0 | 0 | 0 | 0
Scenario 3: Aggressive Fuel Sub | PG&E | Com | HVAC | Com ¦ Small Unitary Heat Pump (SEER 17) - Hot-Dry | Com - Other | Energy Efficiency | 0 | 0 | 0 | 0 | 0 | 0 | 0 | 0 | 1856629.0939 | 1882137.3834 | 1916390.1221 | 1939090.7931 | 1961385.0401
Scenario 3: Aggressive Fuel Sub | PG&E | Com | HVAC | Com ¦ Small Unitary Heat Pump (SEER 17) - Cold | Com - Other | Energy Efficiency | 0 | 0 | 0 | 0 | 0 | 0 | 0 | 0 | 5655.8182 | 5733.5236 | 5837.8672 | 5907.0199 | 5974.9344
Scenario 3: Aggressive Fuel Sub | PG&E | Com | HVAC | Com ¦ Small Unitary Heat Pump (SEER 18) - Hot-Dry | Com - Other | Energy Efficiency | 1745589.6537 | 1772911.7564 | 1789278.9364 | 1796575.7477 | 1814576.8172 | 1862238.0913 | 1897345.5266 | 1927340.5804 | 0 | 0 | 0 | 0 | 0
Scenario 3: Aggressive Fuel Sub | PG&E | Com | HVAC | Com ¦ Small Unitary Heat Pump (SEER 18) - Cold | Com - Other | Energy Efficiency | 5273.6894 | 5356.2336 | 5405.6813 | 5427.7261 | 5482.11 | 5626.1019 | 5732.1668 | 5822.7863 | 0 | 0 | 0 | 0 | 0
Scenario 3: Aggressive Fuel Sub | PG&E | Com | HVAC | Com ¦ Small Unitary AC (SEER 18) - Marine | Com - Other | Energy Efficiency | 11724792.1217 | 12096780.517 | 12450007.3323 | 12790670.8098 | 13181525.0557 | 13685397.8781 | 14170185.982 | 14659321.6059 | 15159883.8739 | 15684770.3995 | 16264134.65 | 16832336.7631 | 17428365.24
Scenario 3: Aggressive Fuel Sub | PG&E | Com | HVAC | Com ¦ Small Unitary AC (SEER 18) - Hot-Dry | Com - Other | Energy Efficiency | 12656856.9955 | 13029264.0575 | 13372938.4632 | 13695570.4074 | 14075740.7829 | 14591248.0722 | 15076062.6622 | 15559586.38 | 16050627.3784 | 16563948.1479 | 17137214.2653 | 17687523.3715 | 18263122.2411
Scenario 3: Aggressive Fuel Sub | PG&E | Com | HVAC | Com ¦ Small Unitary AC (SEER 18) - Cold | Com - Other | Energy Efficiency | 45771.0646 | 47451.1997 | 49124.404 | 50807.0602 | 52659.393 | 54848.6553 | 57042.325 | 59299.7612 | 61639.4789 | 64105.2623 | 66774.8244 | 69486.1086 | 72343.1552
Scenario 3: Aggressive Fuel Sub | PG&E | Com | HVAC | Com ¦ Ductless Mini Split Heat Pump (SEER 18) - Hot-Dry | Com - Other | Energy Efficiency | 72256.5105 | 73881.2917 | 75162.6622 | 76186.097 | 77647.9305 | 79888.444 | 81540.5728 | 82958.0869 | 84239.3874 | 85452.207 | 87148.7979 | 88349.4066 | 89512.0442
Scenario 3: Aggressive Fuel Sub | PG&E | Com | HVAC | Com ¦ Ductless Mini Split Heat Pump (SEER 18) - Marine | Com - Other | Energy Efficiency | 62686.7287 | 64096.321 | 65207.9845 | 66095.8738 | 67364.0994 | 69307.8753 | 70741.1932 | 71970.9692 | 73082.572 | 74134.7636 | 75606.6549 | 76648.2528 | 77656.9087
Scenario 3: Aggressive Fuel Sub | PG&E | Com | HVAC | Com ¦ Ductless Mini Split Heat Pump (SEER 18) - Cold | Com - Other | Energy Efficiency | 165.1954 | 168.91 | 171.8395 | 174.1794 | 177.5214 | 182.6438 | 186.4209 | 189.6617 | 192.5911 | 195.3639 | 199.2427 | 201.9875 | 204.6456
Scenario 3: Aggressive Fuel Sub | PG&E | Com | HVAC | Com ¦ Demand Controlled Ventilation (HVAC) - Marine | Com - Other | Energy Efficiency | 54712744.1305 | 56690772.1209 | 58654192.7131 | 60611351.9391 | 62861845.9084 | 65654375.2636 | 68524602.3012 | 71440353.0535 | 74419977.611 | 77567739.7708 | 81046244.2594 | 84490865.0104 | 88118397.0457
Scenario 3: Aggressive Fuel Sub | PG&E | Com | HVAC | Com ¦ Demand Controlled Ventilation (HVAC) - Hot-Dry | Com - Other | Energy Efficiency | 36611604.9117 | 37691363.5664 | 38687337.4787 | 39613387.0499 | 40823713.5369 | 42580456.1822 | 44340734.2958 | 46075542.8115 | 47813850.764 | 49637731.1657 | 51744018.0348 | 53697510.874 | 55740283.0089
Scenario 3: Aggressive Fuel Sub | PG&E | Com | HVAC | Com ¦ Demand Controlled Ventilation (HVAC) - Cold | Com - Other | Energy Efficiency | 265557.3977 | 274619.5286 | 283438.9844 | 292090.37 | 302356.7121 | 315667.0597 | 329233.7785 | 342898.9706 | 356832.6338 | 371486.4113 | 387881.4888 | 403837.3743 | 420589.9271
Scenario 3: Aggressive Fuel Sub | PG&E | Com | HVAC | Com ¦ HVAC Energy Management System (Elec SC and Gas SH) - Marine | Com - Other | Energy Efficiency | 6315723.6591 | 6536511.1272 | 6753322.6324 | 6967377.6273 | 7218015.7488 | 7536906.9669 | 7863267.9724 | 8193153.5055 | 285014.4618 | 301613.5557 | 319965.5421 | 338593.6057 | 359347.077
Scenario 3: Aggressive Fuel Sub | PG&E | Com | HVAC | Com ¦ HVAC Energy Management System (Elec SC and Gas SH) - Hot-Dry | Com - Other | Energy Efficiency | 4532325.5392 | 4687972.7115 | 4839918.1851 | 4989131.9408 | 5165607.3862 | 5393169.0161 | 5625535.6528 | 5859790.3778 | 203400.0601 | 215156.0028 | 228164.8359 | 241343.9708 | 256026.3457
Scenario 3: Aggressive Fuel Sub | PG&E | Com | HVAC | Com ¦ HVAC Energy Management System (Elec SC and Gas SH) - Cold | Com - Other | Energy Efficiency | 21813.0989 | 22664.9473 | 23529.4723 | 24409.1879 | 25382.7771 | 26525.4507 | 27710.5082 | 28928.3127 | 30185.6346 | 31513.8656 | 32958.2078 | 34423.9046 | 35969.5721
Scenario 3: Aggressive Fuel Sub | PG&E | Com | HVAC | Com ¦ Large Packaged Heat Pump (IEER 14.0) - Fuel Sub - ZEAS 2030 - Marine | Com - Other | Fuel Substitution | 20857470.917 | 22073170.832 | 23409726.9024 | 24861039.1043 | 26341174.4916 | 0 | 0 | 0 | 0 | 0 | 0 | 0 | 0
Scenario 3: Aggressive Fuel Sub | PG&E | Com | HVAC | Com ¦ Large Packaged Heat Pump (IEER 14.0) - Fuel Sub - ZEAS 2030 - Hot-Dry | Com - Other | Fuel Substitution | 14500360.036 | 15349258.8003 | 16282362.1878 | 17295468.6505 | 18328972.9776 | 0 | 0 | 0 | 0 | 0 | 0 | 0 | 0
Scenario 3: Aggressive Fuel Sub | PG&E | Com | HVAC | Com ¦ Large Packaged Heat Pump (IEER 14.0) - Fuel Sub - ZEAS 2030 - Cold | Com - Other | Fuel Substitution | 116720.5436 | 123515.5241 | 131023.1587 | 139200.873 | 147504.9055 | 0 | 0 | 0 | 0 | 0 | 0 | 0 | 0
Scenario 3: Aggressive Fuel Sub | PG&E | Com | HVAC | Com ¦ Large Packaged Heat Pump (IEER 14.0) - Fuel Sub - Panel Upgrade - ZEAS 2030 - Marine | Com - Other | Fuel Substitution | 4765957.728 | 5043746.652 | 5349151.3561 | 5680777.9772 | 6018990.7315 | 0 | 0 | 0 | 0 | 0 | 0 | 0 | 0
Scenario 3: Aggressive Fuel Sub | PG&E | Com | HVAC | Com ¦ Large Packaged Heat Pump (IEER 14.0) - Fuel Sub - Panel Upgrade - ZEAS 2030 - Hot-Dry | Com - Other | Fuel Substitution | 3313350.0819 | 3507324.4924 | 3720539.7628 | 3952035.8341 | 4188192.8425 | 0 | 0 | 0 | 0 | 0 | 0 | 0 | 0
Scenario 3: Aggressive Fuel Sub | PG&E | Com | HVAC | Com ¦ Large Packaged Heat Pump (IEER 14.0) - Fuel Sub - Panel Upgrade - ZEAS 2030 - Cold | Com - Other | Fuel Substitution | 26670.7876 | 28223.449 | 29938.9527 | 31807.5705 | 33705.0521 | 0 | 0 | 0 | 0 | 0 | 0 | 0 | 0
Scenario 3: Aggressive Fuel Sub | PG&E | Com | HVAC | Com ¦ Small Packaged Heat Pump (SEER 17) - Fuel Sub - ZEAS 2030 - Marine | Com - Other | Fuel Substitution | 0 | 0 | 0 | 0 | 0 | 0 | 0 | 0 | 0 | 0 | 0 | 0 | 0
Scenario 3: Aggressive Fuel Sub | PG&E | Com | HVAC | Com ¦ Small Packaged Heat Pump (SEER 18) - Fuel Sub - ZEAS 2030 - Marine | Com - Other | Fuel Substitution | 7333547.7407 | 7679259.7246 | 8043950.2948 | 8429043.7576 | 8834522.8853 | 0 | 0 | 0 | 0 | 0 | 0 | 0 | 0
Scenario 3: Aggressive Fuel Sub | PG&E | Com | HVAC | Com ¦ Small Packaged Heat Pump (SEER 18) - Fuel Sub - ZEAS 2030 - Hot-Dry | Com - Other | Fuel Substitution | 6097045.9763 | 6373923.3678 | 6663404.7652 | 6967166.8182 | 7289331.0251 | 0 | 0 | 0 | 0 | 0 | 0 | 0 | 0
Scenario 3: Aggressive Fuel Sub | PG&E | Com | HVAC | Com ¦ Small Packaged Heat Pump (SEER 18) - Fuel Sub - ZEAS 2030 - Cold | Com - Other | Fuel Substitution | 34186.198 | 35905.7521 | 37752.5408 | 39726.7383 | 41775.2585 | 0 | 0 | 0 | 0 | 0 | 0 | 0 | 0
Scenario 3: Aggressive Fuel Sub | PG&E | Com | HVAC | Com ¦ Small Packaged Heat Pump (SEER 17) - Fuel Sub - Panel Upgrade - ZEAS 2030 - Marine | Com - Other | Fuel Substitution | 0 | 0 | 0 | 0 | 0 | 0 | 0 | 0 | 0 | 0 | 0 | 0 | 0
Scenario 3: Aggressive Fuel Sub | PG&E | Com | HVAC | Com ¦ Small Packaged Heat Pump (SEER 18) - Fuel Sub - Panel Upgrade - ZEAS 2030 - Marine | Com - Other | Fuel Substitution | 1675724.668 | 1754720.2811 | 1838052.5244 | 1926046.8537 | 2018699.3325 | 0 | 0 | 0 | 0 | 0 | 0 | 0 | 0
Scenario 3: Aggressive Fuel Sub | PG&E | Com | HVAC | Com ¦ Small Packaged Heat Pump (SEER 18) - Fuel Sub - Panel Upgrade - ZEAS 2030 - Hot-Dry | Com - Other | Fuel Substitution | 1393182.4958 | 1456449.3199 | 1522596.1748 | 1592006.1771 | 1665621.0942 | 0 | 0 | 0 | 0 | 0 | 0 | 0 | 0
Scenario 3: Aggressive Fuel Sub | PG&E | Com | HVAC | Com ¦ Small Packaged Heat Pump (SEER 18) - Fuel Sub - Panel Upgrade - ZEAS 2030 - Cold | Com - Other | Fuel Substitution | 7811.5882 | 8204.5085 | 8626.502 | 9077.6085 | 9545.6979 | 0 | 0 | 0 | 0 | 0 | 0 | 0 | 0
Scenario 3: Aggressive Fuel Sub | PG&E | Com | WaterHeat | Com ¦ Com Heat Pump Water Heater (3.3 UEF - 50 Gal) - Marine | Com - Other | Energy Efficiency | 60325306.3827 | 62622419.7407 | 64810774.4868 | 66903402.8938 | 69393736.2057 | 72189419.2581 | 74208161.4594 | 75829288.7352 | 77205902.7123 | 78455966.7058 | 80380943.2922 | 81961302.4653 | 83429443.866
Scenario 3: Aggressive Fuel Sub | PG&E | Com | WaterHeat | Com ¦ Com Heat Pump Water Heater (3.3 UEF - 50 Gal) - Hot-Dry | Com - Other | Energy Efficiency | 44027151.8637 | 45706183.2981 | 47305628.7021 | 48835037.246 | 50655366.76 | 52699024.6786 | 54174311.8448 | 55358728.2282 | 56364282.8376 | 57277230.6006 | 58683867.4776 | 59838392.7748 | 60910804.099
Scenario 3: Aggressive Fuel Sub | PG&E | Com | WaterHeat | Com ¦ Com Heat Pump Water Heater (3.3 UEF - 50 Gal) - Cold | Com - Other | Energy Efficiency | 134236.7307 | 139348.3 | 144217.8582 | 148874.4047 | 154415.9299 | 160636.9236 | 165129.0575 | 168736.413 | 171799.674 | 174581.3342 | 178864.8195 | 182381.4572 | 185648.3864
Scenario 3: Aggressive Fuel Sub | PG&E | Com | WaterHeat | Com ¦ Com Hot Water Tank Insulation - Marine | Com - Other | Energy Efficiency | 645838.5379 | 674274.1321 | 703873.2716 | 734914.721 | 767507.9438 | 801753.3282 | 837794.6249 | 875771.443 | 915794.388 | 957978.9147 | 1002437.925 | 1049376.3599 | 1099013.7257
Scenario 3: Aggressive Fuel Sub | PG&E | Com | WaterHeat | Com ¦ Com Hot Water Tank Insulation - Hot-Dry | Com - Other | Energy Efficiency | 455083.6527 | 475120.5092 | 495977.2461 | 517850.2924 | 540816.7801 | 564947.447 | 590343.5855 | 617103.5697 | 645305.3368 | 675030.2407 | 706357.8368 | 739432.5345 | 774409.0068
Scenario 3: Aggressive Fuel Sub | PG&E | Com | WaterHeat | Com ¦ Com Hot Water Tank Insulation - Cold | Com - Other | Energy Efficiency | 928.6455 | 969.5328 | 1012.0931 | 1056.7273 | 1103.5929 | 1152.834 | 1204.6574 | 1259.264 | 1316.8126 | 1377.4694 | 1441.3966 | 1508.8889 | 1580.2621
Scenario 3: Aggressive Fuel Sub | PG&E | Com | WaterHeat | Com ¦ Faucet Aerators (Gas WH) - Marine | Com - Other | Energy Efficiency | 435204.3802 | 454367.6461 | 474307.9883 | 495219.086 | 517174.9037 | 540240.6666 | 564515.4226 | 590092.6909 | 0 | 0 | 0 | 0 | 0
Scenario 3: Aggressive Fuel Sub | PG&E | Com | WaterHeat | Com ¦ Faucet Aerators (Gas WH) - Hot-Dry | Com - Other | Energy Efficiency | 0 | 306302.86 | 319745.2428 | 333842.041 | 348643.1164 | 364192.439 | 380556.7802 | 397799.184 | 0 | 0 | 0 | 0 | 0
Scenario 3: Aggressive Fuel Sub | PG&E | Com | WaterHeat | Com ¦ Faucet Aerators (Gas WH) - Cold | Com - Other | Energy Efficiency | 674.7855 | 704.4982 | 735.4157 | 767.8384 | 801.881 | 837.6445 | 875.2826 | 914.9402 | 0 | 0 | 0 | 0 | 0
Scenario 3: Aggressive Fuel Sub | PG&E | Com | WaterHeat | Com ¦ Faucet Aerators (Elec WH) - Marine | Com - Other | Energy Efficiency | 0 | 0 | 0 | 0 | 0 | 0 | 0 | 0 | 0 | 0 | 0 | 0 | 0
Scenario 3: Aggressive Fuel Sub | PG&E | Com | WaterHeat | Com ¦ Faucet Aerators (Elec WH) - Hot-Dry | Com - Other | Energy Efficiency | 0 | 0 | 0 | 0 | 0 | 0 | 0 | 0 | 0 | 0 | 0 | 0 | 0
Scenario 3: Aggressive Fuel Sub | PG&E | Com | WaterHeat | Com ¦ Faucet Aerators (Elec WH) - Cold | Com - Other | Energy Efficiency | 0 | 0 | 0 | 0 | 0 | 133.0722 | 140.2983 | 145.0661 | 0 | 0 | 0 | 0 | 0
Scenario 3: Aggressive Fuel Sub | PG&E | Com | WaterHeat | Com ¦ Low-flow Pre-Rinse Spray Valve - Marine | Com - Other | Energy Efficiency | 168057.6248 | 175513.5083 | 183328.0257 | 191527.6181 | 200129.0981 | 209225.3319 | 218814.6332 | 228900.2456 | 239499.0361 | 250706.1285 | 262544.9781 | 275053.4995 | 288284.2737
Scenario 3: Aggressive Fuel Sub | PG&E | Com | WaterHeat | Com ¦ Low-flow Pre-Rinse Spray Valve - Hot-Dry | Com - Other | Energy Efficiency | 116147.5244 | 121300.4142 | 126701.162 | 132368.0418 | 138312.6731 | 144599.2372 | 151226.5688 | 158196.9096 | 165521.9166 | 173267.3315 | 181449.3648 | 190094.2197 | 199238.2361
Scenario 3: Aggressive Fuel Sub | PG&E | Com | WaterHeat | Com ¦ Low-flow Pre-Rinse Spray Valve - Cold | Com - Other | Energy Efficiency | 251.9974 | 263.1772 | 274.8949 | 287.1899 | 300.0876 | 313.7271 | 328.106 | 343.229 | 359.1216 | 375.9263 | 393.6783 | 412.4345 | 432.2736
Scenario 3: Aggressive Fuel Sub | PG&E | Com | WaterHeat | Com ¦ Com Hot Water Pipe Insulation - Marine | Com - Other | Energy Efficiency | 35559429.144 | 37125316.7231 | 38760428.5691 | 40476119.018 | 42278970.2351 | 44175149.0422 | 46171767.2556 | 48275921.9908 | 50493119.93 | 52831155.6268 | 55298377.5739 | 57904733.4386 | 60660380.1111
Scenario 3: Aggressive Fuel Sub | PG&E | Com | WaterHeat | Com ¦ Com Hot Water Pipe Insulation - Hot-Dry | Com - Other | Energy Efficiency | 21254187.4808 | 22190132.4321 | 23167453.3443 | 24192936.805 | 25270517.0332 | 26403879.9929 | 27597276.4804 | 28854948.5045 | 30180187.4585 | 31577652.2163 | 33052332.7464 | 34610174.8582 | 36257249.4153
Scenario 3: Aggressive Fuel Sub | PG&E | Com | WaterHeat | Com ¦ Com Hot Water Pipe Insulation - Cold | Com - Other | Energy Efficiency | 44678.6403 | 46646.0995 | 48700.5356 | 50856.2147 | 53121.4068 | 55503.8605 | 58012.5112 | 60656.2761 | 63442.0742 | 66379.6988 | 69479.6396 | 72754.3951 | 76216.727
Scenario 3: Aggressive Fuel Sub | PG&E | Com | WaterHeat | Com ¦ Com Efficient Tankless Gas Water Heater (0.87 UEF - High Draw) - ZEAS 2030 - Marine | Com - Other | Energy Efficiency | 478914.6149 | 511302.618 | 550140.8082 | 588295.1139 | 623637.394 | 0 | 0 | 0 | 0 | 0 | 0 | 0 | 0
Scenario 3: Aggressive Fuel Sub | PG&E | Com | WaterHeat | Com ¦ Com Efficient Tankless Gas Water Heater (0.87 UEF - High Draw) - ZEAS 2030 - Hot-Dry | Com - Other | Energy Efficiency | 358387.7365 | 382624.6698 | 411688.4607 | 440240.4487 | 466688.1126 | 0 | 0 | 0 | 0 | 0 | 0 | 0 | 0
Scenario 3: Aggressive Fuel Sub | PG&E | Com | WaterHeat | Com ¦ Com Efficient Tankless Gas Water Heater (0.87 UEF - High Draw) - ZEAS 2030 - Cold | Com - Other | Energy Efficiency | 2064.8378 | 2207.2648 | 2376.0011 | 2544.8464 | 2699.7292 | 0 | 0 | 0 | 0 | 0 | 0 | 0 | 0
Scenario 3: Aggressive Fuel Sub | PG&E | Com | WaterHeat | Com ¦ Com Heat Pump Water Heater (3.75 UEF - 50 Gal) - Fuel Sub - ZEAS 2030 - Marine | Com - Other | Fuel Substitution | 136531464.7685 | 143461287.3935 | 151060328.5835 | 159345585.3566 | 167693616.7238 | 107309543.5253 | 110264234.4817 | 112639005.6461 | 114674207.1546 | 116507433.1184 | 119337544.2557 | 121658741.7126 | 123808491.3383
Scenario 3: Aggressive Fuel Sub | PG&E | Com | WaterHeat | Com ¦ Com Heat Pump Water Heater (3.75 UEF - 50 Gal) - Fuel Sub - ZEAS 2030 - Hot-Dry | Com - Other | Fuel Substitution | 100604809.4705 | 105730439.4173 | 111357389.1998 | 117497915.7306 | 123677814.9401 | 78817688.835 | 80989857.5817 | 82735320.9781 | 84230918.9162 | 85577887.4357 | 87658300.8738 | 89364251.2418 | 90944032.3446
Scenario 3: Aggressive Fuel Sub | PG&E | Com | WaterHeat | Com ¦ Com Heat Pump Water Heater (3.75 UEF - 50 Gal) - Fuel Sub - ZEAS 2030 - Cold | Com - Other | Fuel Substitution | 567455.2626 | 596469.0684 | 628449.2313 | 663458.0324 | 698536.6396 | 447832.6277 | 460078.3594 | 469936.5745 | 478397.2136 | 486026.9972 | 497763.6744 | 507405.3397 | 516341.9242
Scenario 3: Aggressive Fuel Sub | PG&E | Com | WaterHeat | Com ¦ Com Efficient Tankless Gas Water Heater (0.87 UEF - High Draw) - Panel Upgrade - ZEAS 2030 - Marine | Com - Other | Energy Efficiency | 397341.2464 | 424212.6116 | 456435.5057 | 488091.0011 | 517413.4423 | 0 | 0 | 0 | 0 | 0 | 0 | 0 | 0
Scenario 3: Aggressive Fuel Sub | PG&E | Com | WaterHeat | Com ¦ Com Efficient Tankless Gas Water Heater (0.87 UEF - High Draw) - Panel Upgrade - ZEAS 2030 - Hot-Dry | Com - Other | Energy Efficiency | 297343.6715 | 317452.336 | 341565.7009 | 365254.4382 | 387197.2802 | 0 | 0 | 0 | 0 | 0 | 0 | 0 | 0
Scenario 3: Aggressive Fuel Sub | PG&E | Com | WaterHeat | Com ¦ Com Efficient Tankless Gas Water Heater (0.87 UEF - High Draw) - Panel Upgrade - ZEAS 2030 - Cold | Com - Other | Energy Efficiency | 1713.1346 | 1831.3021 | 1971.2976 | 2111.3836 | 2239.8852 | 0 | 0 | 0 | 0 | 0 | 0 | 0 | 0
Scenario 3: Aggressive Fuel Sub | PG&E | Com | WaterHeat | Com ¦ Com Heat Pump Water Heater (3.75 UEF - 50 Gal) - Fuel Sub - Panel Upgrade - ZEAS 2030 - Marine | Com - Other | Fuel Substitution | 113276105.3848 | 119025573.6067 | 125330272.616 | 132204304.3343 | 139130418.2709 | 89031544.3534 | 91482963.7733 | 93453240.9482 | 95141787.2547 | 96662760.4443 | 99010819.6847 | 100936648.344 | 102720231.8246
Scenario 3: Aggressive Fuel Sub | PG&E | Com | WaterHeat | Com ¦ Com Heat Pump Water Heater (3.75 UEF - 50 Gal) - Fuel Sub - Panel Upgrade - ZEAS 2030 - Hot-Dry | Com - Other | Fuel Substitution | 83468825.4398 | 87721408.5275 | 92389921.8086 | 97484534.4798 | 102611813.4942 | 65392697.8796 | 67194881.8398 | 68643041.0313 | 69883894.2657 | 71001434.0813 | 72727491.3843 | 74142867.7886 | 75453565.2969
Scenario 3: Aggressive Fuel Sub | PG&E | Com | WaterHeat | Com ¦ Com Heat Pump Water Heater (3.75 UEF - 50 Gal) - Fuel Sub - Panel Upgrade - ZEAS 2030 - Cold | Com - Other | Fuel Substitution | 470800.7948 | 494872.6886 | 521405.6809 | 550451.4445 | 579555.1241 | 371553.4438 | 381713.3641 | 389892.4327 | 396911.9739 | 403242.179 | 412979.7518 | 420979.1555 | 428393.5745
Scenario 3: Aggressive Fuel Sub | PG&E | Com | WaterHeat | Com ¦ Com Heat Pump Water Heater (100+ Gal, 200+ kBtuh - 4.3 COP) - Fuel Sub - ZEAS 2030 - Marine | Com - Other | Fuel Substitution | 43737656.2547 | 45961919.0493 | 48381588.1326 | 51003237.6624 | 53668778.6769 | 0 | 0 | 0 | 0 | 0 | 0 | 0 | 0
Scenario 3: Aggressive Fuel Sub | PG&E | Com | WaterHeat | Com ¦ Com Heat Pump Water Heater (100+ Gal, 200+ kBtuh - 4.3 COP) - Fuel Sub - ZEAS 2030 - Hot-Dry | Com - Other | Fuel Substitution | 32212768.6726 | 33858213.5187 | 35649748.4137 | 37592166.7462 | 39565431.829 | 0 | 0 | 0 | 0 | 0 | 0 | 0 | 0
Scenario 3: Aggressive Fuel Sub | PG&E | Com | WaterHeat | Com ¦ Com Heat Pump Water Heater (100+ Gal, 200+ kBtuh - 4.3 COP) - Fuel Sub - ZEAS 2030 - Cold | Com - Other | Fuel Substitution | 91725.7198 | 96432.2689 | 101571.825 | 107157.285 | 112813.2624 | 0 | 0 | 0 | 0 | 0 | 0 | 0 | 0
Scenario 3: Aggressive Fuel Sub | PG&E | Com | WaterHeat | Com ¦ Com Heat Pump Water Heater (100+ Gal, 200+ kBtuh - 4.3 COP) - Fuel Sub - Panel Upgrade - ZEAS 2030 - Marine | Com - Other | Fuel Substitution | 36287835.6838 | 38133240.5299 | 40140768.1759 | 42315873.0056 | 44527393.2979 | 0 | 0 | 0 | 0 | 0 | 0 | 0 | 0
Scenario 3: Aggressive Fuel Sub | PG&E | Com | WaterHeat | Com ¦ Com Heat Pump Water Heater (100+ Gal, 200+ kBtuh - 4.3 COP) - Fuel Sub - Panel Upgrade - ZEAS 2030 - Hot-Dry | Com - Other | Fuel Substitution | 26725978.4042 | 28091155.1721 | 29577538.519 | 31189105.3773 | 32826264.8691 | 0 | 0 | 0 | 0 | 0 | 0 | 0 | 0
Scenario 3: Aggressive Fuel Sub | PG&E | Com | WaterHeat | Com ¦ Com Heat Pump Water Heater (100+ Gal, 200+ kBtuh - 4.3 COP) - Fuel Sub - Panel Upgrade - ZEAS 2030 - Cold | Com - Other | Fuel Substitution | 76102.1082 | 80006.9923 | 84271.1295 | 88905.2199 | 93597.8166 | 0 | 0 | 0 | 0 | 0 | 0 | 0 | 0
Scenario 3: Aggressive Fuel Sub | PG&E | Com | WaterHeat | Com ¦ Efficient Gas Water Heating Boiler (0.92 UEF) - ZEAS 2030 - Marine | Com - Other | Energy Efficiency | 8984795.641 | 9403847.7407 | 9846166.1482 | 10312354.3742 | 10803425.423 | 0 | 0 | 0 | 0 | 0 | 0 | 0 | 0
Scenario 3: Aggressive Fuel Sub | PG&E | Com | WaterHeat | Com ¦ Efficient Gas Water Heating Boiler (0.92 UEF) - ZEAS 2030 - Hot-Dry | Com - Other | Energy Efficiency | 6342878.2698 | 6638710.8806 | 6950968.4706 | 7280077.0954 | 7626751.9306 | 0 | 0 | 0 | 0 | 0 | 0 | 0 | 0
Scenario 3: Aggressive Fuel Sub | PG&E | Com | WaterHeat | Com ¦ Efficient Gas Water Heating Boiler (0.92 UEF) - ZEAS 2030 - Cold | Com - Other | Energy Efficiency | 13084.9326 | 13695.2154 | 14339.3818 | 15018.3107 | 15733.4776 | 0 | 0 | 0 | 0 | 0 | 0 | 0 | 0
Scenario 3: Aggressive Fuel Sub | PG&E | Com | WholeBlg | Com ¦ Com Title 24 2022 Code | Com - Other | Energy Efficiency | 0 | 0 | 0 | 0 | 0 | 0 | 0 | 0 | 0 | 0 | 0 | 0 | 0
Scenario 3: Aggressive Fuel Sub | PG&E | Com | FoodServ | Com ¦ ENERGY STAR Dishwasher - Tier 1 | Com - Other | Energy Efficiency | 0 | 0 | 0 | 0 | 0 | 0 | 0 | 0 | 0 | 0 | 0 | 0 | 0
Scenario 3: Aggressive Fuel Sub | PG&E | Com | FoodServ | Com ¦ ENERGY STAR Dishwasher - Tier 2 | Com - Other | Energy Efficiency | 8176778.8985 | 8527247.1512 | 8888106.5512 | 9260439.7307 | 9658528.2376 | 10087415.9534 | 10520698.003 | 10967924.4187 | 11431329.0947 | 11918080.82 | 12446109.2311 | 12991630.015 | 13564840.4079
Scenario 3: Aggressive Fuel Sub | PG&E | Com | FoodServ | Com ¦ ENERGY STAR Combination Oven - Electric | Com - Other | Energy Efficiency | 2071524.2109 | 2139792.5884 | 2201313.5267 | 2260043.6392 | 2334490.1433 | 2426902.601 | 2496076.3115 | 2552799.4475 | 2598610.6265 | 2639734.8422 | 2701679.1873 | 2749154.0992 | 2793615.1365
Scenario 3: Aggressive Fuel Sub | PG&E | Com | FoodServ | Com ¦ ENERGY STAR Steamer - Electric | Com - Other | Energy Efficiency | 0 | 0 | 0 | 0 | 591161.026 | 614562.5569 | 632079.3589 | 646443.3122 | 658044.0395 | 668457.891 | 684144.0067 | 696166.0397 | 707424.8718
Scenario 3: Aggressive Fuel Sub | PG&E | Com | FoodServ | Com ¦ ENERGY STAR Conveyor Broiler - Gas | Com - Other | Energy Efficiency | 2226008.5986 | 2322105.3997 | 2421414.0295 | 2524767.9832 | 2635794.1491 | 2755907.2552 | 2877582.2801 | 3002827.5055 | 3131990.3216 | 3267479.5113 | 3414160.1223 | 3565932.458 | 3725602.5154
Scenario 3: Aggressive Fuel Sub | PG&E | Com | FoodServ | Com ¦ ENERGY STAR Conveyor Oven - Gas | Com - Other | Energy Efficiency | 4457496.898 | 4659373.448 | 4871963.611 | 5095629.0764 | 5330812.1911 | 5579973.448 | 5843126.929 | 6120442.673 | 6412375.0488 | 6721422.1888 | 7048258.2751 | 7393931.2372 | 7759897.9559
Scenario 3: Aggressive Fuel Sub | PG&E | Com | FoodServ | Com ¦ ENERGY STAR Convection Oven - Electric | Com - Other | Energy Efficiency | 4119762.2799 | 4306278.2361 | 4502725.9785 | 4709345.3268 | 4926651.3855 | 5156880.3312 | 5400112.6961 | 5656412.403 | 5925924.6403 | 6211476.0454 | 6513478.3318 | 6832770.623 | 7170923.9083
Scenario 3: Aggressive Fuel Sub | PG&E | Com | FoodServ | Com ¦ High Performance Conveyor Toaster | Com - Other | Energy Efficiency | 4904735.5126 | 5066374.1427 | 5212036.9013 | 5351091.8381 | 5527358.3816 | 5746162.8061 | 5909944.9877 | 6044248.0183 | 6152714.8734 | 6250084.4337 | 6396749.69 | 6509155.7555 | 6614425.8881
Scenario 3: Aggressive Fuel Sub | PG&E | Com | FoodServ | Com ¦ ENERGY STAR Rack Oven - Gas | Com - Other | Energy Efficiency | 1900071.1924 | 1986123.9314 | 2076743.4997 | 2172084.0725 | 2272334.2065 | 2378542.7216 | 2490715.6204 | 2608925.3844 | 2733365.6947 | 2865101.4157 | 3004419.9271 | 3151767.9236 | 3307766.4213
Scenario 3: Aggressive Fuel Sub | PG&E | Com | FoodServ | Com ¦ Electric Deck Oven (60% cooking efficiency) | Com - Other | Energy Efficiency | 132776.7792 | 137152.5211 | 141095.7779 | 144860.1535 | 149631.8897 | 155555.1748 | 159988.9451 | 163624.6812 | 166561.0025 | 169196.9075 | 173167.3031 | 176210.2634 | 179060.0458
Scenario 3: Aggressive Fuel Sub | PG&E | Com | FoodServ | Com ¦ Demand Controlled Ventilation (DCV) Exhaust Hood | Com - Other | Energy Efficiency | 126933.3432 | 134035.1511 | 142311.9047 | 149941.6015 | 156996.5321 | 167926.5771 | 179573.8922 | 190126.8214 | 197883.4623 | 207924.1557 | 219300.9502 | 230444.5729 | 242819.0453
Scenario 3: Aggressive Fuel Sub | PG&E | Com | FoodServ | Com ¦ ENERGY STAR Griddle - Electric | Com - Other | Energy Efficiency | 259483.7627 | 268035.2126 | 275741.4632 | 283098.1286 | 292423.4645 | 303999.2559 | 312664.1098 | 319769.3769 | 325507.7878 | 330659.0992 | 338418.3866 | 344365.2004 | 349934.4895
Scenario 3: Aggressive Fuel Sub | PG&E | Com | FoodServ | Com ¦ ENERGY STAR Fryer - Tier 1 Gas | Com - Other | Energy Efficiency | 13110.1143 | 13975.3915 | 15012.6758 | 16027.1901 | 16961.629 | 18266.0377 | 19732.9697 | 21133.1692 | 22262.2905 | 23684.31 | 0 | 0 | 0
Scenario 3: Aggressive Fuel Sub | PG&E | Com | FoodServ | Com ¦ ENERGY STAR Fryer - Tier 2 Gas | Com - Other | Energy Efficiency | 0 | 0 | 0 | 0 | 0 | 0 | 0 | 0 | 0 | 0 | 38293.9977 | 40744.4022 | 43475.7017
Scenario 3: Aggressive Fuel Sub | PG&E | Com | FoodServ | Com ¦ ENERGY STAR Fryer - Fuel Sub | Com - Other | Fuel Substitution | 6930408.5286 | 7293058.6406 | 7694787.299 | 8129533.6351 | 8562459.7466 | 8992487.2207 | 9502443.2661 | 10072526.0728 | 10701357.8631 | 11380805.076 | 12062607.2254 | 12819103.2604 | 13631111.4076
Scenario 3: Aggressive Fuel Sub | PG&E | Com | FoodServ | Com ¦ ENERGY STAR Steamer - Gas | Com - Other | Energy Efficiency | 12585.2264 | 13417.8713 | 14416.1934 | 15393.1046 | 16293.4907 | 17549.6858 | 18962.5355 | 20311.8046 | 21401.023 | 22772.2826 | 24270.4254 | 25828.3692 | 27565.0056
Scenario 3: Aggressive Fuel Sub | PG&E | Com | FoodServ | Com ¦ ENERGY STAR Steamer - Fuel Sub | Com - Other | Fuel Substitution | 1960539.6391 | 2056204.4015 | 2159742.7021 | 2270481.3894 | 2383511.8925 | 2498844.0165 | 2628723.645 | 2770462.4639 | 2924055.0198 | 3088531.2298 | 3257085.5825 | 3440504.9665 | 3636264.6227
Scenario 3: Aggressive Fuel Sub | PG&E | Com | FoodServ | Com ¦ ENERGY STAR Convection Oven - Gas | Com - Other | Energy Efficiency | 18695.241 | 19932.1275 | 21415.126 | 22866.3189 | 24203.8344 | 26069.901 | 28168.6764 | 30173.0037 | 31791.0278 | 33828.0216 | 36053.4995 | 38367.8109 | 40947.5687
Scenario 3: Aggressive Fuel Sub | PG&E | Com | FoodServ | Com ¦ ENERGY STAR Convection Oven - Fuel Sub | Com - Other | Fuel Substitution | 3925690.5432 | 4133630.3792 | 4364863.1315 | 4615576.8866 | 4864238.7478 | 5110123.3306 | 5404215.7527 | 5734239.7561 | 6099275.1308 | 6494230.6364 | 6889279.121 | 7328916.2044 | 7801221.1533
Scenario 3: Aggressive Fuel Sub | PG&E | Com | FoodServ | Com ¦ ENERGY STAR Griddle - Gas | Com - Other | Energy Efficiency | 92631.614 | 98760.1677 | 106108.1631 | 113298.5672 | 119925.7204 | 129171.75 | 139570.8115 | 149501.8989 | 157518.9223 | 167611.8663 | 178638.7154 | 190105.7194 | 202887.9633
Scenario 3: Aggressive Fuel Sub | PG&E | Com | FoodServ | Com ¦ ENERGY STAR Griddle - Fuel Sub | Com - Other | Fuel Substitution | 22919171.576 | 24165745.4891 | 25563271.2109 | 27084596.1367 | 28580741.5874 | 30045991.7319 | 31830613.5359 | 33849233.4365 | 36094671.6401 | 38530945.4166 | 40951715.7076 | 43662269.9691 | 46579365.9977
Scenario 3: Aggressive Fuel Sub | PG&E | Com | FoodServ | Com ¦ ENERGY STAR Combination Oven - Gas | Com - Other | Energy Efficiency | 1307.7595 | 1394.2815 | 1498.0195 | 1599.5325 | 1693.0937 | 1823.6278 | 1970.4402 | 2110.6459 | 2223.829 | 2366.3197 | 2521.9952 | 2683.8846 | 2864.3425
Scenario 3: Aggressive Fuel Sub | PG&E | Com | FoodServ | Com ¦ ENERGY STAR Combination Oven - Fuel Sub | Com - Other | Fuel Substitution | 220673.5552 | 233908.4976 | 249163.0621 | 265990.4693 | 282075.9088 | 297308.3063 | 317050.8199 | 339962.9281 | 365907.1043 | 394300.0416 | 421936.4609 | 453478.051 | 487606.92
Scenario 3: Aggressive Fuel Sub | PG&E | Com | FoodServ | Com ¦ ENERGY STAR Fryer - Tier 1 Gas - Panel Upgrade | Com - Other | Energy Efficiency | 21572.7277 | 22996.5436 | 24703.3977 | 26372.7837 | 27910.4054 | 30056.8134 | 32470.6539 | 34774.6859 | 36632.658 | 38972.5948 | 0 | 0 | 0
Scenario 3: Aggressive Fuel Sub | PG&E | Com | FoodServ | Com ¦ ENERGY STAR Fryer - Tier 2 Gas - Panel Upgrade | Com - Other | Energy Efficiency | 0 | 0 | 0 | 0 | 0 | 0 | 0 | 0 | 0 | 0 | 63012.8745 | 67045.0216 | 71539.3822
Scenario 3: Aggressive Fuel Sub | PG&E | Com | FoodServ | Com ¦ ENERGY STAR Fryer - Fuel Sub - Panel Upgrade | Com - Other | Fuel Substitution | 11404005.5683 | 12000747.2868 | 12661792.8571 | 13377169.1033 | 14089550.1651 | 14797161.5114 | 15636295.5331 | 16574368.2996 | 17609112.6742 | 18727144.8605 | 19849052.1011 | 21093868.328 | 22430029.8823
Scenario 3: Aggressive Fuel Sub | PG&E | Com | FoodServ | Com ¦ ENERGY STAR Steamer - Gas - Panel Upgrade | Com - Other | Energy Efficiency | 20709.0234 | 22079.1427 | 23721.8843 | 25329.3943 | 26810.9821 | 28878.0544 | 31202.9023 | 33423.1283 | 35215.44 | 37471.8512 | 39937.0493 | 42500.6498 | 45358.2896
Scenario 3: Aggressive Fuel Sub | PG&E | Com | FoodServ | Com ¦ ENERGY STAR Steamer - Fuel Sub - Panel Upgrade | Com - Other | Fuel Substitution | 3226073.1628 | 3383489.7824 | 3553862.33 | 3736083.1328 | 3922075.1248 | 4111854.4399 | 4325571.7122 | 4558803.3137 | 4811540.2707 | 5082186.3094 | 5359542.9426 | 5661360.0243 | 5983483.0565
Scenario 3: Aggressive Fuel Sub | PG&E | Com | FoodServ | Com ¦ ENERGY STAR Convection Oven - Gas - Panel Upgrade | Com - Other | Energy Efficiency | 30763.0686 | 32798.3685 | 35238.6465 | 37626.5882 | 39827.4736 | 42898.091 | 46351.6316 | 49649.7575 | 52312.2204 | 55664.0991 | 59326.1287 | 63134.3343 | 67379.3326
Scenario 3: Aggressive Fuel Sub | PG&E | Com | FoodServ | Com ¦ ENERGY STAR Convection Oven - Fuel Sub - Panel Upgrade | Com - Other | Fuel Substitution | 6459734.1743 | 6801899.7245 | 7182393.8302 | 7594943.9775 | 8004117.7279 | 8408721.4593 | 8892651.318 | 9435706.6886 | 10036373.3633 | 10686273.6928 | 11336327.0192 | 12059751.0029 | 12836930.0459
Scenario 3: Aggressive Fuel Sub | PG&E | Com | FoodServ | Com ¦ ENERGY STAR Griddle - Gas - Panel Upgrade | Com - Other | Energy Efficiency | 152425.5658 | 162510.1172 | 174601.2631 | 186433.0921 | 197338.0901 | 212552.4564 | 229664.1396 | 246005.7701 | 259197.8033 | 275805.7694 | 293950.4788 | 312819.4641 | 333852.6804
Scenario 3: Aggressive Fuel Sub | PG&E | Com | FoodServ | Com ¦ ENERGY STAR Griddle - Fuel Sub - Panel Upgrade | Com - Other | Fuel Substitution | 37713557.461 | 39764798.1328 | 42064430.4052 | 44567774.5953 | 47029685.8925 | 49440758.8816 | 52377358.7813 | 55699003.1679 | 59393877.6724 | 63402772.6167 | 67386156.5348 | 71846380.7428 | 76646469.975
Scenario 3: Aggressive Fuel Sub | PG&E | Com | FoodServ | Com ¦ ENERGY STAR Combination Oven - Gas - Panel Upgrade | Com - Other | Energy Efficiency | 2151.9218 | 2294.294 | 2464.995 | 2632.035 | 2785.9902 | 3000.7844 | 3242.3646 | 3473.0733 | 3659.3165 | 3893.7854 | 4149.9497 | 4416.3393 | 4713.2831
Scenario 3: Aggressive Fuel Sub | PG&E | Com | FoodServ | Com ¦ ENERGY STAR Combination Oven - Fuel Sub - Panel Upgrade | Com - Other | Fuel Substitution | 363118.9188 | 384897.0517 | 409998.4778 | 437688.0209 | 464156.6542 | 489221.6045 | 521707.963 | 559409.8976 | 602101.1081 | 648821.7616 | 694297.5627 | 746199.3326 | 802358.4769
Scenario 3: Aggressive Fuel Sub | PG&E | Com | Lighting | Com ¦ LED Fixtures and Retrofit Kits - 140 lpw | Com - Other | Energy Efficiency | 0 | 0 | 0 | 0 | 0 | 0 | 0 | 0 | 0 | 0 | 0 | 0 | 0
Scenario 3: Aggressive Fuel Sub | SCE | Com | BldgEnv | Com ¦ Com Wall Insulation (R14) - Marine | Com - Other | Energy Efficiency | 24985.3145 | 26396.8407 | 27664.0712 | 28905.7025 | 30855.2998 | 33199.0015 | 34724.5247 | 35209.6507 | 0 | 0 | 0 | 0 | 0
Scenario 3: Aggressive Fuel Sub | SCE | Com | BldgEnv | Com ¦ Com Wall Insulation (R14) - Hot-Dry | Com - Other | Energy Efficiency | 275.5988 | 290.8848 | 306.5512 | 321.9006 | 340.2505 | 360.7022 | 379.8751 | 392.003 | 0 | 0 | 0 | 0 | 0
Scenario 3: Aggressive Fuel Sub | SCE | Com | BldgEnv | Com ¦ Com Wall Insulation (R14) - Cold | Com - Other | Energy Efficiency | 8.3128 | 8.7739 | 9.2465 | 9.7094 | 10.2629 | 10.8798 | 11.4581 | 11.8239 | 0 | 0 | 0 | 0 | 0
Scenario 3: Aggressive Fuel Sub | SCE | Com | HVAC | Com ¦ Small Unitary Heat Pump (SEER 16) - Marine | Com - Other | Energy Efficiency | 0 | 0 | 0 | 0 | 0 | 0 | 0 | 0 | 0 | 0 | 0 | 0 | 0
Scenario 3: Aggressive Fuel Sub | SCE | Com | HVAC | Com ¦ Small Unitary Heat Pump (SEER 16) - Hot-Dry | Com - Other | Energy Efficiency | 0 | 0 | 0 | 0 | 0 | 0 | 0 | 0 | 0 | 0 | 0 | 0 | 0
Scenario 3: Aggressive Fuel Sub | SCE | Com | HVAC | Com ¦ Small Unitary Heat Pump (SEER 16) - Cold | Com - Other | Energy Efficiency | 0 | 0 | 0 | 0 | 78256.2867 | 81162.8416 | 82957.3706 | 83668.7343 | 0 | 0 | 0 | 0 | 0
Scenario 3: Aggressive Fuel Sub | SCE | Com | HVAC | Com ¦ Small Unitary Heat Pump (SEER 17) - Hot-Dry | Com - Other | Energy Efficiency | 0 | 0 | 0 | 0 | 0 | 0 | 0 | 0 | 0 | 0 | 0 | 0 | 0
Scenario 3: Aggressive Fuel Sub | SCE | Com | HVAC | Com ¦ Small Unitary Heat Pump (SEER 17) - Cold | Com - Other | Energy Efficiency | 0 | 0 | 0 | 0 | 0 | 0 | 0 | 0 | 0 | 0 | 0 | 0 | 0
Scenario 3: Aggressive Fuel Sub | SCE | Com | HVAC | Com ¦ Small Unitary Heat Pump (SEER 18) - Cold | Com - Other | Energy Efficiency | 0 | 0 | 0 | 0 | 0 | 0 | 0 | 0 | 0 | 0 | 0 | 0 | 0
Scenario 3: Aggressive Fuel Sub | SCE | Com | HVAC | Com ¦ Small Unitary AC (SEER 16) - Marine | Com - Other | Energy Efficiency | 0 | 0 | 0 | 0 | 0 | 0 | 0 | 0 | 0 | 0 | 0 | 0 | 0
Scenario 3: Aggressive Fuel Sub | SCE | Com | HVAC | Com ¦ Small Unitary AC (SEER 16) - Hot-Dry | Com - Other | Energy Efficiency | 0 | 0 | 0 | 0 | 0 | 0 | 0 | 0 | 0 | 0 | 0 | 0 | 0
Scenario 3: Aggressive Fuel Sub | SCE | Com | HVAC | Com ¦ Small Unitary AC (SEER 16) - Cold | Com - Other | Energy Efficiency | 182659.6133 | 189188.8964 | 0 | 0 | 0 | 0 | 0 | 0 | 0 | 0 | 0 | 0 | 0
Scenario 3: Aggressive Fuel Sub | SCE | Com | HVAC | Com ¦ Small Unitary AC (SEER 17) - Hot-Dry | Com - Other | Energy Efficiency | 0 | 0 | 0 | 0 | 0 | 0 | 0 | 0 | 0 | 0 | 0 | 0 | 0
Scenario 3: Aggressive Fuel Sub | SCE | Com | HVAC | Com ¦ Small Unitary AC (SEER 17) - Cold | Com - Other | Energy Efficiency | 0 | 0 | 214447.5041 | 220165.4909 | 227323.01 | 235766.1247 | 240978.9674 | 243045.3744 | 0 | 0 | 0 | 0 | 0
Scenario 3: Aggressive Fuel Sub | SCE | Com | HVAC | Com ¦ Small Unitary AC (SEER 18) - Cold | Com - Other | Energy Efficiency | 0 | 0 | 0 | 0 | 0 | 0 | 0 | 0 | 0 | 0 | 0 | 0 | 0
Scenario 3: Aggressive Fuel Sub | SCE | Com | HVAC | Com ¦ Ductless Mini Split Heat Pump (SEER 18) - Hot-Dry | Com - Other | Energy Efficiency | 394594.3186 | 409655.5308 | 423398.9207 | 436032.9778 | 451562.3754 | 468715.2332 | 479344.3966 | 483886.4999 | 488255.4034 | 492309.0331 | 497599.9864 | 500089.6298 | 502765.1524
Scenario 3: Aggressive Fuel Sub | SCE | Com | HVAC | Com ¦ Ductless Mini Split Heat Pump (SEER 18) - Marine | Com - Other | Energy Efficiency | 91666.4822 | 95165.2866 | 98357.9534 | 101292.916 | 104900.4825 | 108885.188 | 111354.4025 | 112409.5587 | 113424.4796 | 114366.1606 | 115595.2788 | 116173.637 | 116795.176
Scenario 3: Aggressive Fuel Sub | SCE | Com | HVAC | Com ¦ Ductless Mini Split Heat Pump (SEER 18) - Cold | Com - Other | Energy Efficiency | 4849.3015 | 5034.3938 | 5203.2909 | 5358.5551 | 5549.401 | 5760.1983 | 5890.8236 | 5946.643 | 6000.3339 | 6050.1504 | 6115.1726 | 6145.7687 | 6178.6491
Scenario 3: Aggressive Fuel Sub | SCE | Com | HVAC | Com ¦ Demand Controlled Ventilation (HVAC) - Marine | Com - Other | Energy Efficiency | 138406.3219 | 147400.0358 | 156374.9817 | 164834.4887 | 174686.3234 | 185816.9987 | 195698.5182 | 202007.4071 | 206891.878 | 212942.0589 | 219728.1376 | 224934.7839 | 230783.3425
Scenario 3: Aggressive Fuel Sub | SCE | Com | HVAC | Com ¦ Demand Controlled Ventilation (HVAC) - Hot-Dry | Com - Other | Energy Efficiency | 777857.896 | 828403.5017 | 878843.6296 | 926386.9366 | 981755.2703 | 1044310.8212 | 1099845.9863 | 1135302.5968 | 1162753.8302 | 1196756.4748 | 1234894.9419 | 1264156.8341 | 1297026.3408
Scenario 3: Aggressive Fuel Sub | SCE | Com | HVAC | Com ¦ Demand Controlled Ventilation (HVAC) - Cold | Com - Other | Energy Efficiency | 1065749.8751 | 1114051.4316 | 1183740.383 | 1246598.332 | 1334625.4713 | 1439314.6265 | 1514038.238 | 1543346.9496 | 69559.0208 | 71593.1493 | 73874.6936 | 75625.2177 | 77591.5588
Scenario 3: Aggressive Fuel Sub | SCE | Com | WaterHeat | Com ¦ Com Heat Pump Water Heater (3.3 UEF - 50 Gal) - Marine | Com - Other | Energy Efficiency | 26640249.2236 | 28029087.9655 | 29411965.3116 | 30783032.5596 | 32344120.757 | 33851018.3193 | 34842905.102 | 35396658.6575 | 35885390.8592 | 36276523.8302 | 36901991.8238 | 37371774.2031 | 37803308.2035
Scenario 3: Aggressive Fuel Sub | SCE | Com | WaterHeat | Com ¦ Com Heat Pump Water Heater (3.3 UEF - 50 Gal) - Hot-Dry | Com - Other | Energy Efficiency | 104368939.4333 | 109817320.8993 | 115242264.6406 | 120620826.6036 | 126745148.6321 | 132656746.916 | 136546966.155 | 138717581.216 | 140632992.1556 | 142165281.695 | 144617250.928 | 146458152.7612 | 148148886.8743
Scenario 3: Aggressive Fuel Sub | SCE | Com | WaterHeat | Com ¦ Com Heat Pump Water Heater (3.3 UEF - 50 Gal) - Cold | Com - Other | Energy Efficiency | 1786289.7193 | 1879223.5037 | 1971759.7247 | 2063507.0107 | 2167961.3304 | 2268793.0325 | 2335189.1756 | 2372289.136 | 2405041.5276 | 2431269.4185 | 2473167.6054 | 2504656.4045 | 2533588.9674
Scenario 3: Aggressive Fuel Sub | SCE | Com | WholeBlg | Com ¦ Com Title 24 2022 Code | Com - Other | Energy Efficiency | 0 | 0 | 0 | 0 | 0 | 0 | 0 | 0 | 0 | 0 | 0 | 0 | 0
Scenario 3: Aggressive Fuel Sub | SCE | Com | FoodServ | Com ¦ ENERGY STAR Dishwasher - Tier 1 | Com - Other | Energy Efficiency | 0 | 0 | 0 | 0 | 0 | 0 | 0 | 0 | 0 | 0 | 0 | 0 | 0
Scenario 3: Aggressive Fuel Sub | SCE | Com | FoodServ | Com ¦ ENERGY STAR Combination Oven - Electric | Com - Other | Energy Efficiency | 0 | 0 | 0 | 0 | 0 | 3705891.5434 | 3818750.2769 | 3879270.0446 | 3929142.7994 | 3965711.8115 | 4024019.6796 | 4061740.6833 | 4096693.8769
Scenario 3: Aggressive Fuel Sub | SCE | Com | FoodServ | Com ¦ ENERGY STAR Steamer - Electric | Com - Other | Energy Efficiency | 0 | 0 | 0 | 0 | 0 | 0 | 0 | 0 | 0 | 0 | 0 | 0 | 0
Scenario 3: Aggressive Fuel Sub | SCE | Com | FoodServ | Com ¦ ENERGY STAR Conveyor Broiler - Gas | Com - Other | Energy Efficiency | 0 | 565291.6513 | 591692.9067 | 618107.0917 | 649079.6249 | 680034.8344 | 700744.5258 | 711849.9642 | 721001.6649 | 727712.1155 | 738411.6681 | 745333.5103 | 751747.4566
Scenario 3: Aggressive Fuel Sub | SCE | Com | FoodServ | Com ¦ High Performance Conveyor Toaster | Com - Other | Energy Efficiency | 0 | 7293898.1797 | 7634550.7762 | 7975370.2014 | 8375005.5108 | 8774417.293 | 9041632.2428 | 9184924.5356 | 9303007.9596 | 9389592.1914 | 9527647.3827 | 9616959.178 | 9699717.6459
Scenario 3: Aggressive Fuel Sub | SCE | Com | FoodServ | Com ¦ Electric Deck Oven (60% cooking efficiency) | Com - Other | Energy Efficiency | 0 | 0 | 0 | 0 | 0 | 0 | 0 | 0 | 251843.0261 | 254186.9599 | 257924.2712 | 260342.0433 | 262582.4093
Scenario 3: Aggressive Fuel Sub | SCE | Com | FoodServ | Com ¦ Demand Controlled Ventilation (DCV) Exhaust Hood | Com - Other | Energy Efficiency | 130461.9203 | 139264.4644 | 148141.6121 | 156638.7533 | 166500.0234 | 177253.226 | 186782.8926 | 192976.5258 | 197809.3095 | 203735.1141 | 210410.479 | 215589.0154 | 221375.027
Scenario 3: Aggressive Fuel Sub | SCE | Com | FoodServ | Com ¦ ENERGY STAR Griddle - Electric | Com - Other | Energy Efficiency | 0 | 0 | 0 | 0 | 0 | 0 | 0 | 0 | 0 | 496753.9445 | 504057.7186 | 508782.736 | 513161.0514
Scenario 3: Aggressive Fuel Sub | SCE | Com | Lighting | Com ¦ LED High and Low Bay - 155 lpw | Com - Other | Energy Efficiency | 0 | 0 | 0 | 0 | 0 | 0 | 0 | 0 | 0 | 0 | 0 | 0 | 0
Scenario 3: Aggressive Fuel Sub | SCE | Com | Lighting | Com ¦ LED Fixtures and Retrofit Kits - 140 lpw - RET | Com - Other | Energy Efficiency | 0 | 0 | 0 | 0 | 0 | 0 | 0 | 0 | 0 | 0 | 0 | 0 | 0
Scenario 3: Aggressive Fuel Sub | SCE | Com | Lighting | Com ¦ LED Fixtures and Retrofit Kits - 140 lpw | Com - Other | Energy Efficiency | 0 | 0 | 0 | 0 | 0 | 0 | 0 | 0 | 0 | 0 | 0 | 0 | 0
Scenario 3: Aggressive Fuel Sub | SCG | Com | AppPlug | Com ¦ Pool Cover | Com - Other | Energy Efficiency | 1610358.6224 | 1685429.273 | 1763611.3728 | 1845564.0016 | 1841468.1234 | 2117295.6873 | 2118348.805 | 2219090.1336 | 2324574.4752 | 2436512.7131 | 2554777.8002 | 2679358.4014 | 2811653.9704
Scenario 3: Aggressive Fuel Sub | SCG | Com | BldgEnv | Com ¦ Com Wall Insulation (R14) - Marine | Com - Other | Energy Efficiency | 1999947.4745 | 2090970.4873 | 2186391.2217 | 2286725.8823 | 2385323.9795 | 2510959.8127 | 2620845.617 | 2744548.3145 | 2875064.0078 | 3012952.4289 | 3158634.7757 | 3312593.5115 | 3475456.7513
Scenario 3: Aggressive Fuel Sub | SCG | Com | BldgEnv | Com ¦ Com Wall Insulation (R14) - Hot-Dry | Com - Other | Energy Efficiency | 7894.6865 | 8499.8601 | 9162.8694 | 3310297.308 | 3453029.333 | 3634901.5738 | 3793973.8461 | 3973047.6519 | 14118.8934 | 15138.5221 | 16251.6145 | 17404.1896 | 18684.6717
Scenario 3: Aggressive Fuel Sub | SCG | Com | BldgEnv | Com ¦ Com Wall Insulation (R14) - Cold | Com - Other | Energy Efficiency | 11348.852 | 11865.369 | 12406.8411 | 12976.1976 | 13535.6999 | 14248.6299 | 14872.1852 | 15574.1454 | 16314.7665 | 17097.2247 | 17923.9101 | 18797.5605 | 19721.7402
Scenario 3: Aggressive Fuel Sub | SCG | Com | HVAC | Com ¦ Demand Controlled Ventilation (HVAC) - Marine | Com - Other | Energy Efficiency | 8397659.0568 | 8788514.4708 | 9198719.4866 | 9629634.7626 | 9638057.2649 | 11030892.8652 | 11068791.1339 | 11601262.5499 | 617149.5629 | 661165.4272 | 709193.3996 | 758884.6677 | 814092.9894
Scenario 3: Aggressive Fuel Sub | SCG | Com | HVAC | Com ¦ Demand Controlled Ventilation (HVAC) - Hot-Dry | Com - Other | Energy Efficiency | 1184045.2247 | 1273826.9125 | 1372086.9702 | 1475042.6605 | 67064.6873 | 3301989.9769 | 1837591.3602 | 1972682.6479 | 2103571.709 | 2253601.0251 | 2417305.7251 | 2586679.8153 | 2774858.9386
Scenario 3: Aggressive Fuel Sub | SCG | Com | HVAC | Com ¦ Demand Controlled Ventilation (HVAC) - Cold | Com - Other | Energy Efficiency | 665710.8423 | 696695.2732 | 729213.6125 | 763373.7242 | 764041.4045 | 874456.1944 | 877460.5184 | 919671.3288 | 963924.7694 | 1010918.3863 | 1060672.5109 | 1113169.1422 | 1168892.2581
Scenario 3: Aggressive Fuel Sub | SCG | Com | HVAC | Com ¦ HVAC Energy Management System (Elec SC and Gas SH) - Marine | Com - Other | Energy Efficiency | 52087.9824 | 56037.6178 | 60360.2299 | 64889.4101 | 2950.2794 | 145259.6508 | 80838.4886 | 86781.3635 | 92539.3759 | 99139.3978 | 106341.021 | 113792.0494 | 122070.3404
Scenario 3: Aggressive Fuel Sub | SCG | Com | HVAC | Com ¦ HVAC Energy Management System (Elec SC and Gas SH) - Hot-Dry | Com - Other | Energy Efficiency | 300639.7918 | 323436.1744 | 348385.2918 | 374526.6728 | 17028.3307 | 838405.1205 | 466581.0668 | 500881.9666 | 534115.883 | 572209.6834 | 613775.7873 | 656781.4008 | 704561.7822
Scenario 3: Aggressive Fuel Sub | SCG | Com | HVAC | Com ¦ HVAC Energy Management System (Elec SC and Gas SH) - Cold | Com - Other | Energy Efficiency | 65161.2183 | 68194.0415 | 71377.0069 | 74720.6726 | 74786.0266 | 85593.6652 | 85887.735 | 90019.4205 | 94351.043 | 98950.88 | 103820.9214 | 108959.4053 | 114413.7045
Scenario 3: Aggressive Fuel Sub | SCG | Com | WaterHeat | Com ¦ Com Hot Water Tank Insulation - Marine | Com - Other | Energy Efficiency | 210192.7928 | 219699.5373 | 229598.6219 | 239983.9261 | 250892.4231 | 262358.0294 | 274429.2476 | 287153.2257 | 300567.3607 | 314710.7181 | 329621.4881 | 345368.8051 | 362026.7574
Scenario 3: Aggressive Fuel Sub | SCG | Com | WaterHeat | Com ¦ Com Hot Water Tank Insulation - Hot-Dry | Com - Other | Energy Efficiency | 1140116.3822 | 1191682.3521 | 1245376.4314 | 1301707.8368 | 1360877.1165 | 1423068.2381 | 1488544.2873 | 1557561.0017 | 1630321.2274 | 1707036.862 | 1787915.0543 | 1873330.7996 | 1963685.9641
Scenario 3: Aggressive Fuel Sub | SCG | Com | WaterHeat | Com ¦ Com Hot Water Tank Insulation - Cold | Com - Other | Energy Efficiency | 2854.0175 | 2983.101 | 3117.5117 | 3258.5243 | 3406.6409 | 3562.322 | 3726.2262 | 3898.9935 | 4081.1319 | 4273.1718 | 4475.6316 | 4689.4502 | 4915.6334
Scenario 3: Aggressive Fuel Sub | SCG | Com | WaterHeat | Com ¦ Faucet Aerators (Gas WH) - Marine | Com - Other | Energy Efficiency | 130246.6135 | 136138.2676 | 142270.8912 | 148704.4598 | 155461.9478 | 162563.6254 | 170040.2213 | 177920.781 | 0 | 0 | 0 | 0 | 0
Scenario 3: Aggressive Fuel Sub | SCG | Com | WaterHeat | Com ¦ Faucet Aerators (Gas WH) - Hot-Dry | Com - Other | Energy Efficiency | 694561.0437 | 725979.2381 | 758682.4413 | 792990.482 | 829025.8749 | 866896.7145 | 906766.8664 | 948791.2205 | 0 | 0 | 0 | 0 | 0
Scenario 3: Aggressive Fuel Sub | SCG | Com | WaterHeat | Com ¦ Faucet Aerators (Gas WH) - Cold | Com - Other | Energy Efficiency | 2073.889 | 2167.7006 | 2265.3491 | 2367.7894 | 2475.3874 | 2588.4659 | 2707.5142 | 2832.9946 | 0 | 0 | 0 | 0 | 0
Scenario 3: Aggressive Fuel Sub | SCG | Com | WaterHeat | Com ¦ Com Water Heating Controls (Gas WH) - Cold | Com - Other | Energy Efficiency | 0 | 0 | 0 | 0 | 0 | 324101.6808 | 339160.6899 | 355034.9978 | 0 | 0 | 0 | 0 | 0
Scenario 3: Aggressive Fuel Sub | SCG | Com | WaterHeat | Com ¦ Low-flow Pre-Rinse Spray Valve - Marine | Com - Other | Energy Efficiency | 54148.7826 | 56625.3517 | 59219.2565 | 61944.213 | 63732.2941 | 68966.5216 | 71020.4507 | 74376.8629 | 77908.6999 | 81645.3711 | 85595.2792 | 89766.8142 | 94184.1174
Scenario 3: Aggressive Fuel Sub | SCG | Com | WaterHeat | Com ¦ Low-flow Pre-Rinse Spray Valve - Hot-Dry | Com - Other | Energy Efficiency | 292159.1009 | 305521.3996 | 319516.7815 | 334219.2515 | 343866.8213 | 372108.0322 | 383189.982 | 401299.4633 | 420355.4474 | 440516.6114 | 461828.293 | 484335.7595 | 508169.2652
Scenario 3: Aggressive Fuel Sub | SCG | Com | WaterHeat | Com ¦ Low-flow Pre-Rinse Spray Valve - Cold | Com - Other | Energy Efficiency | 777.6773 | 813.2454 | 850.4987 | 889.6342 | 915.3144 | 990.4876 | 1019.9859 | 1068.1902 | 1118.9139 | 1172.5795 | 1229.3075 | 1289.2185 | 1352.6592
Scenario 3: Aggressive Fuel Sub | SCG | Com | WaterHeat | Com ¦ Com Hot Water Pipe Insulation - Marine | Com - Other | Energy Efficiency | 11065960.4987 | 11566282.1141 | 12088901.892 | 12637478.1054 | 13214133.4882 | 13820857.7917 | 14459945.5144 | 15133688.2103 | 15843866.6482 | 16592996.2164 | 17383769.9376 | 18219397.3805 | 19103158.0185
Scenario 3: Aggressive Fuel Sub | SCG | Com | WaterHeat | Com ¦ Com Hot Water Pipe Insulation - Hot-Dry | Com - Other | Energy Efficiency | 49929209.5266 | 52186642.3787 | 54544683.7251 | 57019839.5601 | 59621687.5817 | 62359205.4752 | 65242745.9339 | 68282648.3658 | 71486947.5346 | 74866992.7803 | 78434934.9231 | 82205255.4201 | 86192751.1343
Scenario 3: Aggressive Fuel Sub | SCG | Com | WaterHeat | Com ¦ Com Hot Water Pipe Insulation - Cold | Com - Other | Energy Efficiency | 137285.6538 | 143492.7047 | 149976.3893 | 156782.0926 | 163936.1495 | 171463.2451 | 179391.8452 | 187750.3792 | 196560.9394 | 205854.732 | 215665.1671 | 226032.063 | 236996.1051
Scenario 3: Aggressive Fuel Sub | SCG | Com | WaterHeat | Com ¦ Com Efficient Tankless Gas Water Heater (0.87 UEF - High Draw) - ZEAS 2030 - Marine | Com - Other | Energy Efficiency | 688416.3732 | 741187.4933 | 799001.8791 | 859661.2026 | 39118.2582 | 0 | 0 | 0 | 0 | 0 | 0 | 0 | 0
Scenario 3: Aggressive Fuel Sub | SCG | Com | WaterHeat | Com ¦ Com Efficient Tankless Gas Water Heater (0.87 UEF - High Draw) - ZEAS 2030 - Hot-Dry | Com - Other | Energy Efficiency | 1880195.5787 | 2024323.5083 | 2182225.5525 | 2347897.6607 | 106839.3765 | 0 | 0 | 0 | 0 | 0 | 0 | 0 | 0
Scenario 3: Aggressive Fuel Sub | SCG | Com | WaterHeat | Com ¦ Com Efficient Tankless Gas Water Heater (0.87 UEF - High Draw) - ZEAS 2030 - Cold | Com - Other | Energy Efficiency | 9219.2017 | 9925.9071 | 10700.1514 | 11512.4949 | 523.8677 | 0 | 0 | 0 | 0 | 0 | 0 | 0 | 0
Scenario 3: Aggressive Fuel Sub | SCG | Com | WaterHeat | Com ¦ Com Efficient Tankless Gas Water Heater (0.87 UEF - High Draw) - Panel Upgrade - ZEAS 2030 - Marine | Com - Other | Energy Efficiency | 571158.6393 | 614941.2719 | 662908.1524 | 713235.3934 | 32455.2582 | 0 | 0 | 0 | 0 | 0 | 0 | 0 | 0
Scenario 3: Aggressive Fuel Sub | SCG | Com | WaterHeat | Com ¦ Com Efficient Tankless Gas Water Heater (0.87 UEF - High Draw) - Panel Upgrade - ZEAS 2030 - Hot-Dry | Com - Other | Energy Efficiency | 1559942.4856 | 1679521.1525 | 1810527.7935 | 1947981.0262 | 88641.4607 | 0 | 0 | 0 | 0 | 0 | 0 | 0 | 0
Scenario 3: Aggressive Fuel Sub | SCG | Com | WaterHeat | Com ¦ Com Efficient Tankless Gas Water Heater (0.87 UEF - High Draw) - Panel Upgrade - ZEAS 2030 - Cold | Com - Other | Energy Efficiency | 7648.8981 | 8235.2306 | 8877.5982 | 9551.5754 | 434.6375 | 0 | 0 | 0 | 0 | 0 | 0 | 0 | 0
Scenario 3: Aggressive Fuel Sub | SCG | Com | WaterHeat | Com ¦ Efficient Gas Water Heating Boiler (0.92 UEF) - ZEAS 2030 - Marine | Com - Other | Energy Efficiency | 2906760.8453 | 3045869.3632 | 3192607.3539 | 3347437.2747 | 3452523.9299 | 0 | 0 | 0 | 0 | 0 | 0 | 0 | 0
Scenario 3: Aggressive Fuel Sub | SCG | Com | WaterHeat | Com ¦ Efficient Gas Water Heating Boiler (0.92 UEF) - ZEAS 2030 - Hot-Dry | Com - Other | Energy Efficiency | 15836831.8673 | 16594733.3002 | 17394202.1972 | 18237758.1529 | 18810299.1284 | 0 | 0 | 0 | 0 | 0 | 0 | 0 | 0
Scenario 3: Aggressive Fuel Sub | SCG | Com | WaterHeat | Com ¦ Efficient Gas Water Heating Boiler (0.92 UEF) - ZEAS 2030 - Cold | Com - Other | Energy Efficiency | 40144.1131 | 42065.2853 | 44091.8251 | 46230.1193 | 47681.4291 | 0 | 0 | 0 | 0 | 0 | 0 | 0 | 0
Scenario 3: Aggressive Fuel Sub | SCG | Com | FoodServ | Com ¦ ENERGY STAR Dishwasher - Tier 1 | Com - Other | Energy Efficiency | 0 | 0 | 0 | 0 | 0 | 0 | 0 | 0 | 0 | 0 | 0 | 0 | 0
Scenario 3: Aggressive Fuel Sub | SCG | Com | FoodServ | Com ¦ ENERGY STAR Dishwasher - Tier 2 | Com - Other | Energy Efficiency | 11775631.9955 | 12329669.4615 | 12913297.987 | 13528433.9474 | 13941481.1521 | 15111672.3726 | 15588429.0076 | 16353867.4756 | 17161117.2258 | 18016594.3525 | 18922337.777 | 19880303.3418 | 20895620.5819
Scenario 3: Aggressive Fuel Sub | SCG | Com | FoodServ | Com ¦ ENERGY STAR Conveyor Broiler - Gas | Com - Other | Energy Efficiency | 3586640.5181 | 3753692.8945 | 3929487.2762 | 4114649.0807 | 4238156.236 | 4591552.3096 | 4733966.671 | 4963831.7185 | 5206114.9297 | 5462740.0575 | 5734305.0453 | 6021394.2969 | 6325660.1107
Scenario 3: Aggressive Fuel Sub | SCG | Com | FoodServ | Com ¦ ENERGY STAR Conveyor Oven - Gas | Com - Other | Energy Efficiency | 5922203.1457 | 6198037.3431 | 6488306.1992 | 6794042.3931 | 6997975.4218 | 7581497.3355 | 7816649.6388 | 8196199.1088 | 8596253.2509 | 9019988.535 | 9468392.2758 | 9942429.4312 | 10444828.25
Scenario 3: Aggressive Fuel Sub | SCG | Com | FoodServ | Com ¦ ENERGY STAR Rack Oven - Gas | Com - Other | Energy Efficiency | 2524422.9778 | 2642001.2116 | 2765732.4231 | 2896056.8065 | 2982986.1486 | 3231720.6298 | 3331957.63 | 3493745.9679 | 3664274.7126 | 3844897.8796 | 4036036.3257 | 4238101.3779 | 4452255.9907
Scenario 3: Aggressive Fuel Sub | SCG | Com | FoodServ | Com ¦ Demand Controlled Ventilation (DCV) Exhaust Hood | Com - Other | Energy Efficiency | 90529.8415 | 97394.3782 | 104907.155 | 112778.9509 | 5127.6382 | 252463.8611 | 140498.7336 | 150827.556 | 160835.0842 | 172306.0398 | 184822.5892 | 197772.6093 | 212160.4265
Scenario 3: Aggressive Fuel Sub | SCG | Com | FoodServ | Com ¦ ENERGY STAR Fryer - Tier 1 Gas | Com - Other | Energy Efficiency | 37073.8109 | 39861.4069 | 42908.8493 | 46098.2481 | 2094.5133 | 103055.1832 | 0 | 0 | 0 | 0 | 0 | 0 | 0
Scenario 3: Aggressive Fuel Sub | SCG | Com | FoodServ | Com ¦ ENERGY STAR Fryer - Tier 2 Gas | Com - Other | Energy Efficiency | 0 | 0 | 0 | 0 | 0 | 0 | 86961.1393 | 93289.2518 | 99409.2509 | 106423.9295 | 114073.4075 | 121979.112 | 130762.1406
Scenario 3: Aggressive Fuel Sub | SCG | Com | FoodServ | Com ¦ ENERGY STAR Steamer - Gas | Com - Other | Energy Efficiency | 35577.7754 | 38258.2057 | 41189.5671 | 44258.5041 | 2011.2628 | 98975.9391 | 55052.7047 | 59069.1435 | 62955.3131 | 67409.5984 | 72267.7371 | 77290.0535 | 82870.1954
Scenario 3: Aggressive Fuel Sub | SCG | Com | FoodServ | Com ¦ ENERGY STAR Convection Oven - Gas | Com - Other | Energy Efficiency | 52850.4665 | 56832.2216 | 61186.7327 | 65745.6111 | 2987.7129 | 147027.8704 | 81780.2994 | 87746.6832 | 93519.5533 | 100136.3542 | 107353.0756 | 114813.6817 | 123102.9325
Scenario 3: Aggressive Fuel Sub | SCG | Com | FoodServ | Com ¦ ENERGY STAR Griddle - Gas | Com - Other | Energy Efficiency | 261864.7175 | 281593.6102 | 303169.4427 | 325757.8792 | 14803.5891 | 728497.103 | 405206.9244 | 434769.3015 | 463372.8523 | 496157.9309 | 531915.5094 | 568881.4933 | 609953.2655
Scenario 3: Aggressive Fuel Sub | SCG | Com | FoodServ | Com ¦ ENERGY STAR Combination Oven - Gas | Com - Other | Energy Efficiency | 3696.9676 | 3975.4972 | 4280.1017 | 4599.0019 | 208.9949 | 10284.8151 | 5720.6519 | 6138.0092 | 6541.8299 | 7004.6848 | 7509.5051 | 8031.3854 | 8611.2307
Scenario 3: Aggressive Fuel Sub | SCG | Com | FoodServ | Com ¦ ENERGY STAR Fryer - Tier 1 Gas - Panel Upgrade | Com - Other | Energy Efficiency | 61005.054 | 65592.0506 | 70606.6251 | 75854.7893 | 3446.5271 | 169577.5765 | 0 | 0 | 0 | 0 | 0 | 0 | 0
Scenario 3: Aggressive Fuel Sub | SCG | Com | FoodServ | Com ¦ ENERGY STAR Fryer - Tier 2 Gas - Panel Upgrade | Com - Other | Energy Efficiency | 0 | 0 | 0 | 0 | 0 | 0 | 143094.7848 | 153507.7106 | 163578.1854 | 175120.8576 | 187708.0938 | 200716.9516 | 215169.4483
Scenario 3: Aggressive Fuel Sub | SCG | Com | FoodServ | Com ¦ ENERGY STAR Steamer - Gas - Panel Upgrade | Com - Other | Energy Efficiency | 58543.3236 | 62953.9787 | 67777.5416 | 72827.4856 | 3309.5383 | 162865.1697 | 90589.3712 | 97198.4319 | 103593.1343 | 110922.6725 | 118916.7525 | 127180.9875 | 136363.1258
Scenario 3: Aggressive Fuel Sub | SCG | Com | FoodServ | Com ¦ ENERGY STAR Convection Oven - Gas - Panel Upgrade | Com - Other | Energy Efficiency | 86965.5825 | 93517.5711 | 100682.9306 | 108184.5771 | 4916.2894 | 241934.7497 | 134569.6989 | 144387.3994 | 153886.6724 | 164774.6358 | 176649.7699 | 188926.2169 | 202566.201
Scenario 3: Aggressive Fuel Sub | SCG | Com | FoodServ | Com ¦ ENERGY STAR Griddle - Gas - Panel Upgrade | Com - Other | Energy Efficiency | 430899.0854 | 463363.0305 | 498866.12 | 536035.4521 | 24359.345 | 1198743.9103 | 666769.066 | 715414.0358 | 762481.2543 | 816429.1878 | 875268.3779 | 936096.0023 | 1003679.712
Scenario 3: Aggressive Fuel Sub | SCG | Com | FoodServ | Com ¦ ENERGY STAR Combination Oven - Gas - Panel Upgrade | Com - Other | Energy Efficiency | 6083.37 | 6541.6912 | 7042.9186 | 7567.6698 | 343.9017 | 16923.6905 | 9413.3478 | 10100.1103 | 10764.5984 | 11526.2274 | 12356.9105 | 13215.6659 | 14169.8028
Scenario 3: Aggressive Fuel Sub | SDG&E | Com | AppPlug | Com ¦ Pool Cover | Com - Other | Energy Efficiency | 14178.5886 | 15135.8453 | 16164.0551 | 17278.5433 | 18250.6762 | 19514.9434 | 20850.2612 | 22211.7935 | 23618.4017 | 25160.9118 | 26737.5484 | 28459.3586 | 30371.8409
Scenario 3: Aggressive Fuel Sub | SDG&E | Com | BldgEnv | Com ¦ Com Wall Insulation (R14) - Marine | Com - Other | Energy Efficiency | 77614.9376 | 80932.998 | 84383.688 | 87996.2578 | 91846.0646 | 96010.003 | 100389.8218 | 104982.7107 | 482.8734 | 114926.9621 | 120303.0122 | 125932.6621 | 131888.9384
Scenario 3: Aggressive Fuel Sub | SDG&E | Com | BldgEnv | Com ¦ Com Wall Insulation (R14) - Hot-Dry | Com - Other | Energy Efficiency | 358.1387 | 381.2169 | 405.9095 | 432.6019 | 455.9664 | 487.4426 | 520.7549 | 554.6398 | 589.7215 | 628.2838 | 667.7165 | 710.3155 | 757.7472
Scenario 3: Aggressive Fuel Sub | SDG&E | Com | HVAC | Com ¦ Small Unitary Heat Pump (SEER 16) - Marine | Com - Other | Energy Efficiency | 0 | 0 | 0 | 0 | 0 | 0 | 0 | 0 | 0 | 0 | 0 | 0 | 0
Scenario 3: Aggressive Fuel Sub | SDG&E | Com | HVAC | Com ¦ Small Unitary AC (SEER 16) - Marine | Com - Other | Energy Efficiency | 691025.6464 | 0 | 0 | 0 | 0 | 0 | 0 | 0 | 839236.6951 | 860935.7506 | 885087.5821 | 907017.3903 | 930489.1635
Scenario 3: Aggressive Fuel Sub | SDG&E | Com | HVAC | Com ¦ Small Unitary AC (SEER 16) - Hot-Dry | Com - Other | Energy Efficiency | 3277637.6681 | 3354956.9679 | 3421042.5062 | 3477330.8448 | 3547173.1137 | 3656952.5721 | 3755596.7499 | 3845537.686 | 0 | 0 | 4142006.471 | 4237459.0776 | 4339772.1443
Scenario 3: Aggressive Fuel Sub | SDG&E | Com | HVAC | Com ¦ Small Unitary AC (SEER 17) - Marine | Com - Other | Energy Efficiency | 0 | 778062.7535 | 793197.9309 | 806022.0118 | 822001.0198 | 847304.3402 | 869979.8034 | 890595.6102 | 0 | 0 | 0 | 0 | 0
Scenario 3: Aggressive Fuel Sub | SDG&E | Com | HVAC | Com ¦ Ductless Mini Split Heat Pump (SEER 18) - Marine | Com - Other | Energy Efficiency | 9143.4558 | 9253.0216 | 9301.5532 | 9296.0575 | 9340.2854 | 9528.5058 | 9642.9104 | 9700.4065 | 9751.7863 | 9789.3596 | 9860.0442 | 9850.3392 | 9844.1354
Scenario 3: Aggressive Fuel Sub | SDG&E | Com | HVAC | Com ¦ Demand Controlled Ventilation (HVAC) - Marine | Com - Other | Energy Efficiency | 87576.1049 | 92766.2878 | 98169.5529 | 103864.9667 | 108764.7802 | 115771.137 | 122943.9037 | 130035.6227 | 137301.6439 | 145244.6235 | 153392.0686 | 162051.6246 | 171710.8348
Scenario 3: Aggressive Fuel Sub | SDG&E | Com | HVAC | Com ¦ Demand Controlled Ventilation (HVAC) - Hot-Dry | Com - Other | Energy Efficiency | 385370.9339 | 409754.9283 | 435554.4607 | 463135.8529 | 487109.2216 | 519876.3139 | 553941.3467 | 588161.8667 | 623411.6501 | 662023.5739 | 701621.9073 | 744273.7711 | 791760.1443
Scenario 3: Aggressive Fuel Sub | SDG&E | Com | HVAC | Com ¦ HVAC Energy Management System (Elec SC and Gas SH) - Marine | Com - Other | Energy Efficiency | 14911.9584 | 15762.1224 | 16638.1792 | 17553.1918 | 18335.0616 | 19485.9687 | 20652.913 | 21794.9229 | 22960.9102 | 24233.8341 | 25539.6888 | 26915.3495 | 28451.7549
Scenario 3: Aggressive Fuel Sub | SDG&E | Com | HVAC | Com ¦ HVAC Energy Management System (Elec SC and Gas SH) - Hot-Dry | Com - Other | Energy Efficiency | 87542.7848 | 92624.4396 | 97886.1382 | 103405.6484 | 108137.244 | 115007.4039 | 122004.8994 | 128886.0594 | 135923.3685 | 143610.9484 | 151496.9382 | 159839.6706 | 169151.6345
Scenario 3: Aggressive Fuel Sub | SDG&E | Com | HVAC | Com ¦ Large Packaged Heat Pump (IEER 14.0) - Fuel Sub - ZEAS 2030 - Marine | Com - Other | Fuel Substitution | 550595.0705 | 588310.3872 | 629868.7096 | 675273.416 | 721796.943 | 0 | 0 | 0 | 0 | 0 | 0 | 0 | 0
Scenario 3: Aggressive Fuel Sub | SDG&E | Com | HVAC | Com ¦ Large Packaged Heat Pump (IEER 14.0) - Fuel Sub - ZEAS 2030 - Hot-Dry | Com - Other | Fuel Substitution | 2364734.5211 | 2535638.5035 | 2724606.9547 | 2931602.0296 | 3143315.247 | 0 | 0 | 0 | 0 | 0 | 0 | 0 | 0
Scenario 3: Aggressive Fuel Sub | SDG&E | Com | HVAC | Com ¦ Large Packaged Heat Pump (IEER 14.0) - Fuel Sub - Panel Upgrade - ZEAS 2030 - Marine | Com - Other | Fuel Substitution | 125811.65 | 134429.6462 | 143925.7739 | 154300.8051 | 164931.4882 | 0 | 0 | 0 | 0 | 0 | 0 | 0 | 0
Scenario 3: Aggressive Fuel Sub | SDG&E | Com | HVAC | Com ¦ Large Packaged Heat Pump (IEER 14.0) - Fuel Sub - Panel Upgrade - ZEAS 2030 - Hot-Dry | Com - Other | Fuel Substitution | 540344.7431 | 579396.5131 | 622576.0363 | 669874.6652 | 718251.3955 | 0 | 0 | 0 | 0 | 0 | 0 | 0 | 0
Scenario 3: Aggressive Fuel Sub | SDG&E | Com | HVAC | Com ¦ Small Packaged Heat Pump (SEER 15) - Fuel Sub - ZEAS 2030 - Hot-Dry | Com - Other | Fuel Substitution | 0 | 0 | 0 | 0 | 0 | 0 | 0 | 0 | 0 | 0 | 0 | 0 | 0
Scenario 3: Aggressive Fuel Sub | SDG&E | Com | HVAC | Com ¦ Small Packaged Heat Pump (SEER 16) - Fuel Sub - ZEAS 2030 - Marine | Com - Other | Fuel Substitution | 274548.4191 | 286284.6838 | 298309.9718 | 0 | 0 | 0 | 0 | 0 | 0 | 0 | 0 | 0 | 0
Scenario 3: Aggressive Fuel Sub | SDG&E | Com | HVAC | Com ¦ Small Packaged Heat Pump (SEER 16) - Fuel Sub - ZEAS 2030 - Hot-Dry | Com - Other | Fuel Substitution | 1276227.9435 | 1330647.9898 | 1386278.246 | 1443540.5403 | 1505322.6258 | 0 | 0 | 0 | 0 | 0 | 0 | 0 | 0
Scenario 3: Aggressive Fuel Sub | SDG&E | Com | HVAC | Com ¦ Small Packaged Heat Pump (SEER 17) - Fuel Sub - ZEAS 2030 - Marine | Com - Other | Fuel Substitution | 0 | 0 | 0 | 325169.8062 | 338589.9504 | 0 | 0 | 0 | 0 | 0 | 0 | 0 | 0
Scenario 3: Aggressive Fuel Sub | SDG&E | Com | HVAC | Com ¦ Small Packaged Heat Pump (SEER 15) - Fuel Sub - Panel Upgrade - ZEAS 2030 - Hot-Dry | Com - Other | Fuel Substitution | 0 | 0 | 0 | 0 | 0 | 0 | 0 | 0 | 0 | 0 | 0 | 0 | 0
Scenario 3: Aggressive Fuel Sub | SDG&E | Com | HVAC | Com ¦ Small Packaged Heat Pump (SEER 16) - Fuel Sub - Panel Upgrade - ZEAS 2030 - Marine | Com - Other | Fuel Substitution | 62734.6511 | 65416.402 | 68164.195 | 0 | 0 | 0 | 0 | 0 | 0 | 0 | 0 | 0 | 0
Scenario 3: Aggressive Fuel Sub | SDG&E | Com | HVAC | Com ¦ Small Packaged Heat Pump (SEER 16) - Fuel Sub - Panel Upgrade - ZEAS 2030 - Hot-Dry | Com - Other | Fuel Substitution | 291619.6529 | 304054.7004 | 316766.2823 | 329850.7869 | 343968.0693 | 0 | 0 | 0 | 0 | 0 | 0 | 0 | 0
Scenario 3: Aggressive Fuel Sub | SDG&E | Com | HVAC | Com ¦ Small Packaged Heat Pump (SEER 17) - Fuel Sub - Panel Upgrade - ZEAS 2030 - Marine | Com - Other | Fuel Substitution | 0 | 0 | 0 | 74301.7002 | 77368.2196 | 0 | 0 | 0 | 0 | 0 | 0 | 0 | 0
Scenario 3: Aggressive Fuel Sub | SDG&E | Com | WaterHeat | Com ¦ Com Heat Pump Water Heater (3.3 UEF - 50 Gal) - Marine | Com - Other | Energy Efficiency | 4190033.7979 | 4337645.0546 | 4476631.0033 | 4605558.0223 | 4756544.786 | 4930799.3622 | 5048418.4105 | 5127160.121 | 5194730.9221 | 5244140.3255 | 5334359.2162 | 5398922.3721 | 5456093.5672
Scenario 3: Aggressive Fuel Sub | SDG&E | Com | WaterHeat | Com ¦ Com Heat Pump Water Heater (3.3 UEF - 50 Gal) - Hot-Dry | Com - Other | Energy Efficiency | 22132802.2847 | 22912633.3002 | 23646891.7265 | 24328003.0005 | 25125666.7079 | 26046262.9131 | 26667625.9597 | 27083581.0237 | 27440514.1391 | 27701490.7719 | 28178082.5311 | 28519121.6879 | 28821104.214
Scenario 3: Aggressive Fuel Sub | SDG&E | Com | WaterHeat | Com ¦ Com Hot Water Tank Insulation - Hot-Dry | Com - Other | Energy Efficiency | 226281.9977 | 236300.1908 | 246729.6144 | 257668.1303 | 269154.364 | 281223.7635 | 293926.9704 | 307313.2283 | 0 | 0 | 0 | 368516.8604 | 386018.7817
Scenario 3: Aggressive Fuel Sub | SDG&E | Com | WaterHeat | Com ¦ Low-flow Pre-Rinse Spray Valve - Hot-Dry | Com - Other | Energy Efficiency | 56825.9539 | 59372.3634 | 62037.9898 | 64840.6178 | 67772.1714 | 70876.5574 | 74146.5196 | 77589.0056 | 81216.8392 | 85050.232 | 89093.7431 | 93370.3151 | 97898.643
Scenario 3: Aggressive Fuel Sub | SDG&E | Com | WaterHeat | Com ¦ Com Hot Water Pipe Insulation - Hot-Dry | Com - Other | Energy Efficiency | 10336714.5948 | 10794386.1254 | 11272338.4281 | 11773884.1761 | 12300948.0641 | 12855334.9195 | 13439125.4801 | 14054398.3665 | 0 | 0 | 16108102.0858 | 16870413.4619 | 17676432.8716
Scenario 3: Aggressive Fuel Sub | SDG&E | Com | WaterHeat | Com ¦ Com Efficient Tankless Gas Water Heater (0.87 UEF - High Draw) - ZEAS 2030 - Marine | Com - Other | Energy Efficiency | 129930.8534 | 139011.8147 | 148821.4094 | 159493.1068 | 168912.7298 | 0 | 0 | 0 | 0 | 0 | 0 | 0 | 0
Scenario 3: Aggressive Fuel Sub | SDG&E | Com | WaterHeat | Com ¦ Com Efficient Tankless Gas Water Heater (0.87 UEF - High Draw) - ZEAS 2030 - Hot-Dry | Com - Other | Energy Efficiency | 344713.5246 | 368805.7585 | 394831.0831 | 423143.5993 | 448134.2978 | 0 | 0 | 0 | 0 | 0 | 0 | 0 | 0
Scenario 3: Aggressive Fuel Sub | SDG&E | Com | WaterHeat | Com ¦ Com Heat Pump Water Heater (3.75 UEF - 50 Gal) - Fuel Sub - ZEAS 2030 - Marine | Com - Other | Fuel Substitution | 21022794.1601 | 22116108.0712 | 23309143.883 | 24612844.6195 | 25944575.5393 | 14737594.6939 | 15079288.8327 | 15307691.2407 | 15503873.3701 | 15646142.8917 | 15908793.2964 | 16095667.8298 | 16259870.6878
Scenario 3: Aggressive Fuel Sub | SDG&E | Com | WaterHeat | Com ¦ Com Heat Pump Water Heater (3.75 UEF - 50 Gal) - Fuel Sub - ZEAS 2030 - Hot-Dry | Com - Other | Fuel Substitution | 55331783.9905 | 58230564.8581 | 61394298.8614 | 64852069.6551 | 68384245.7433 | 38337979.5567 | 39233091.9345 | 39828667.9701 | 40338979.7554 | 40706692.664 | 41392466.4385 | 41877853.5003 | 42303207.8596
Scenario 3: Aggressive Fuel Sub | SDG&E | Com | WaterHeat | Com ¦ Com Efficient Tankless Gas Water Heater (0.87 UEF - High Draw) - Panel Upgrade - ZEAS 2030 - Marine | Com - Other | Energy Efficiency | 107799.774 | 115333.9782 | 123472.7078 | 132326.6985 | 140141.8802 | 0 | 0 | 0 | 0 | 0 | 0 | 0 | 0