## READ ME
INSTRUCTIONS | This workbook should be used for site-level NMEC projects. This document will be periodically updated to align with changes in references documents such as the Statewide Custom Project Guidance, non-IOU energy sources, resolutions, and dispositions. o This version of the PFS is NOT designed for Custom or Strategic Energy Mangement (SEM) projects. o Please populate all data entry fields (mandatory are highlighted in yellow) and respond to all questions. o If desired, you may hide any EEM tabs that will not be used for this project. o For any data entry fields that do not apply to the project and/or measure, please enter 'Not applicable' or 'NA'. Failing to do this may increase the likelihood of supplemental data requests (SDRs). o This tool is designed for tabs to be populated from left to right, and from top to bottom within tabs, as some fields pre-populate to reduce overall input requirements. o A new line can be created by pressing Alt+Enter. DISCLAIMER: This document is intended solely as a feasibility study for site-level NMEC Projects. It is not designed for, nor should it be used in, any other context or for any other purpose. Any expanded use or application of this document beyond its intended scope is not recommended.
Revision History
Revision | Summary of Changes | Date | Author & Organization
Table of Contents (TOC)
Worksheet | Contents
Customer Information | Data entry fields for customer and project information and questions surrounding Public Purpose Program (PPP) charges, on-site non-IOU fuels, load shifting strategies, and participation in demand response (DR) programs.
Facility Information | Data entry fields associated with the facility description, energy use summary, and the existing system(s) / equipment within the project boundary.
Model Information | Data entry fields for energy model inputs surrounding meter compliance, model specifications, goodness-of-fit, and fractional savings.
Energy Efficient Measures (EEMs) | Data entry fields for measure parameters (i.e., measure application type, effective useful life, existing equipment / system operation), energy savings and costs, and references to supporting files.
Program Influence (PI) and Preponderance of Evidence (POE) | Data entry fields for project narrative and evidence demonstrating that the energy efficiency program motivated customers to implement a more efficient alternative. Project development narrative on the customer's decision-making process and the concurrent interventions is critical to support the claims.
Measurement and Verification (M&V) | Details and data entry fields related to Measurement & Verification (M&V) requirements for NMEC projects.
Supporting Files | Location to document attachments of files related to the PFS submission (e.g., photos of equipment, schematics/diagrams, cost proposals, energy models, etc).
Project Summary | A summary of basic project information, such as Measure ID, measure name, measure application type (MAT), electric/gas savings claimed, and effective useful life (EUL).
Post - Install Summary | Post - Install fields including the executive summary, on-bill financing participation, and a summary of performance period metrics included in the PFS Summary.
Reference Documents | List of reference documents related to the PFS and links / URLS to the associated files.
Preponderance of Evidence (POE) and Program Influence (PI) Inputs | Tables containing the POE and PI questions and minimum documentation requirements included in E-5115 resolution. Also contains incentive criteria required to meet various tiered thresholds and SEM projects.
Small Business and Hard to Reach | List of definitions and criterion for Small Business and Hard to Reach customers.
Next tab

## Customer Information
Back to READ ME |  |  |  | Click the + sign above for Performance Period update fields =
Customer Information |  |  |  |  | Instructions |  | Provide a detailed update on customer information if it has changed from the approved Project Feasibility Study Report. Please check this box if no changes occurred:
Customer Name |  | Customer Address (include unit number, if applicable) |  |  | Only provide account number(s) for the fuel type(s) for which the project is estimating energy savings. NMEC programs may include both in-unit and common area measures. For these scenarios, please select "Residential Multifamily" as the building type.
FALSE
City |  | State | Zip Code
CA
Customer Contact |  | Contact Title
Telephone |  | E-mail
Customer Sector | Facility Type | Description of Business or Organization
Does the customer meet the definition of a "Small Business"? |  |  |  |  | Click here for Small Business definition
Does the customer meet the definition for "Hard-to-Reach"? |  |  |  |  | Click here for Hard-to-Reach definition
Additional affidavits (e.g., Workforce Requirements and Hazardous Waste Policy Affidavits) may be included in rows 64:76 of the Supporting file tab, if necessary.
Per the NMEC Rulebook v 2.1, "site-level NMEC projects in industrial buildings are permissible, to the extent they are similar to one that would be carried out in a commercial building. However, the building portion of the industrial customer’s load must be separately metered from the industrial processes for the project to qualify for Site-level NMEC." Please describe how this customer is 'commercial-like' and confirm the customer's industrial load is separately metered. |  |  |  |  | NMEC Rulebook, v2.1
Project Information |  |  |  |  | Instructions
Project Name |  |  |  |  | Please enter the CMPA Project ID (e.g., PGE_24_T_C_964_PRJ - 04601090_Non-Savings) if this project is selected for CPR review. Please input a short paragraph describing the project (e.g., project background context and what measures are involved). Please provide account and meter numbers for all customer fuel types (i.e., gas and electric), even if the project only involves one fuel type. For the 'Meter Description' field, please provide all meter numbers associated with the account and explain a.) how many buildings are served by the meter and b.) if the buildings are impacted by the NMEC improvements. Please also include the fuel type description if 'Other' is selected. Additional rows can be added here, as needed. Please enter "0" for projects that will not receive a monetary incentive. 'Non-monetary incentives' for NMEC programs are benefits (e.g., on-bill financing, technical support, awards, certifications) provided to encourage energy-saving behaviors and investments without directly offering rebates. |  | Provide a detailed update on project information if it has changed from the approved Project Feasibility Study Report. Please check this box if no changes occurred:
FALSE
Custom Measure Project Archive (CMPA) Project ID / Description
Project Description
Is this participant planning to complete any changes outside of the project that are expected to affect energy consumption at any time from the baseline through the performance period?
◦ How will this be addressed (i.e., will consumption and/or production data be provided)?
Is this customer participating in any programs outside of NMEC? (e.g., Demand Response)
◦ What other program(s) is this customer participating in?
◦ Are there any potential reductions in consumption due to participation in this other program?
◦ Warning: this project may be ineligible without further documentation. Please provide details on any potential additional program participation (e.g., frequency or timing of events) and plans for preventing interference.
Program Administrator
Fuel Type | Energy Provider | Account Number | Meter Number | Meter Descriptions
Supporting file name(s), if project has multiple addresses or meters |  | Total Estimated Energy Efficiency (EE) Program Incentive
False
Will the customer receive any non-monetary incentives?
Assuming the customer will receive the full estimated incentive, what portion of the forecasted incentive will be paid at the time of installation vs the performance period? Please populate the table below. Percent of estimated incentives should total 100%.
Timing | Incentive Amount ($) | Incentive (%) | Notes
At time of installation |  | #DIV/0!
3 months into performance period |  | #DIV/0!
6 months into performance period |  | #DIV/0!
12 months into performance period |  | #DIV/0!
Other (please specify): |  | #DIV/0!
Total | 0 | #DIV/0! | #DIV/0!
Is the project/site address the same as the customer address provided above?
Project Site Address | City | State | Zip Code | CA Climate Zone
CA
Is the site contact for this project the same as the customer contact listed above?
Site Contact |  | Site Contact Title
Site Contact Telephone |  | Site Contact E-mail
Program Contacts | [6 empty] | Provide a detailed update on program contacts if they have changed from the approved Project Feasibility Study Report. Please check this box if no changes occurred:
Contact | Name | Telephone | Email | Notes (e.g., what are they responsible for?) |  |  |  | FALSE
Project Mgr./Utility Eng.
Utility Program Manager
Utility Account Representative
Meter-based Modeling Staff
Implementation Contractor #1
Implementation Contractor #2 (if applicable)
Implementation Contractor #3 (if applicable)
Implementation Contractor #4 (if applicable)
Implementation Contractor #5 (if applicable)
[Other: Describe title here]
[Other: Describe title here]
Customer Questions | [5 empty] | This project may be ineligible if the customer does not pay PPP charges. | Provide a detailed update on project eligibility if it has changed from the approved Project Feasibility Study Report. Please check this box if no changes occurred:
Does the customer pay Public Purpose Program (PPP) charges to their gas provider? | [7 empty] | FALSE
Does the customer pay Public Purpose Program (PPP) charges to their electricity provider?
Does the customer have any on-site sources of non-IOU energy (e.g., cogeneration, renewable energy, etc) or plan to have non-IOU energy sources? | [5 empty] | Warning - the responses to questions presented in rows 81:83 do not correspond to one another. Please review your responses.
Does the customer implement any load shifting strategies?
Please discuss what load shifting strategies are being employed:
Does this site have any energy storage systems (e.g., Thermal energy storage)?
Please discuss what energy storage systems are being utilized at this site:
Next tab

## Facility Information
| Back to READ ME |  |  |  | Click the + sign above for Performance Period update fields =
Instructions
| Facility Description | [7 empty] | Describe any changes that occurred related to this facility. Please check this box if no changes occurred: |  |  | *Provide readers a concise and thorough overview of the site location, facility operation, and general business focus. For the building description and use, please include occupancy by building. Please provide the overall (i.e., gross) square footage of the facility. If requested to provide normal operating hours for the facility, please indicate the hours that each facility is operating (e.g., 6 am - 9 pm) and NOT number of hours per day (e.g., 8 hrs).
| Facility Type | [11 empty] | FALSE
Building Description and Use
Square Feet
| Normal Operating Hours for Facility (e.g., 9 am - 6pm) |  | Mon
Tues
Wed
Thurs
Fri
Sat
Sun
| Seasonal Off Periods |  | Maintenance |  | Other Downtime (e.g., Holidays)
(If applicable) Please describe any other irregular operating patterns throughout the year
Describe how facility production, operation, and/or occupancy correlates with facility energy use
| Describe what load shape will be used for the initial and true up claims used to calculate the Total System Benefit (TSB). Please describe individual load shapes if they vary by end use. |  | End Use | Claim Stage | Load Shape Details | [6 empty] | Total System Benefit Technical Guidance (v1.2)
[10 empty] | FALSE |  | Instructions
| Systems / Equipment Interacting with Project Measures | [7 empty] | Describe any changes that occurred related to the systems/ equipment within the project boundary. Please check this box if no changes occurred: |  |  | Provide a list of all relevant major equipment / systems that interact with the project measures. Examples of relevant "systems" include: • Boiler(s) • Chiller(s) • Compressed air • Ventilation • Lighting Please use specific language, provide diagrams to describe processes where applicable, and provide sources for all of the data referenced. Please provide estimates with no documentation readily exists, and refer reader to supporting files as needed. If the project includes any add-on equipment, please make sure to include details about the host system.
|  |  | System 1 | System 2 | System 3 | System 4 | System 5
| Equipment Type(s) | [11 empty] | FALSE
Manufacturer(s), Capacity, Loads Served, Plate Rating(s)
Operating Characteristics (i.e., efficiencies, load factors, fuel usage)
Age and condition of systems / equipment
Installation Date(s) (i.e., In Service Years)
Are operating hours for equipment/system(s) different from the facility's normal operating hours (which may be detailed in the 'Facility Description' Table above)?
*Only if operating hours differ in row 39 | How do the operating hours for this equipment/systems(s) differ?
How is equipment within this system currently controlled?
Supporting file name(s)
Provide a file reference (i.e., supporting file number) to a line diagram or Process Flow Diagram (PFD) to depict the facility processes, equipment, fuel use, and how energy flows through all of the systems
[11 empty] | FALSE | Instructions
| Energy Use (i.e., Consumption) Summary | [7 empty] | Describe any changes that occurred related to the facility's energy use. Please check this box if no changes occurred: |  |  | Tabulate the facility annual energy use (i.e., consumption) totals for kWh, KW, therms/yr, and/or ton-hour for the latest 12 month period, where applicable. If you are modeling “Other” fuel types, please explain how the total usage relates to your IOU-provided fuels (for example, steam generated by combusting natural gas supplied by a specific IOU) in the notes field (column I). Only complete the fuel type(s) for which the project is estimating energy savings.
| Fuel Type | Service Account Number(s) | Rate (tariff) | Meter Number(s) | Annual Usage (kWh, therms, ton-hour) | Peak (max) Demand (kW) | Supporting File Name(s) | Notes
Electricity
Gas
Other (please specify):
Does the reported annual electricity consumption represent typical annual consumption?
Please explain why not.
Does the reported annual gas consumption represent typical annual consumption?
Please explain why not.
Does the reported 'Other' consumption represent typical annual consumption?
Please explain why not.
Next Tab

## Model Information
Back to READ ME |  | Click the + sign above for Performance Period update fields =
Energy Model(s)
Model Information | Model Type | Baseline |  |  |  | Performance-Period
| Model Number(s) | 1 | 2 | 3 | 4 | 5 | 6 | 7 | 8
Model Fuel Type
Brief model description (i.e., demand, building served or other characteristic that should be noted)
Model start date
Model end date
Meter Compliance | Does the model use a utility meter or a sub-meter?
List the impacted utility meter(s) here:
Is the submeter in compliance with the accuracy requirements in the NMEC rulebook? See the Submetering section in the NMEC Rulebook, v2.1.
Please provide the filename of documentation containing the meter compliance metrics (i.e., meter accuracy statistics):
Please provide filename of documentation confirming you have received permission to use a non-compliant meter:
Does the meter boundary align with the building(s) and equipment included in the program?
Please provide details on which buildings and equipment are served by this meter:
Model Spec | What is the form of the model?
What is the 'other' form of the model?
Please provide the filename of the model spec output:
What analytical methods and software tools are employed to estimate gross and net savings?
How does your approach ensure savings are attributable to installed EE measures and not influenced by unrelated changes in consumption?
What is the model frequency?
Are independent variables other than temperature and schedule (e.g., day of week, time of week, holidays) used in the model?
What additional variables are used? Please cite the source used.
Please provide the modeling narrative (i.e., rational behind modeling choices):
Please describe your approach to ensure adequate monitoring and documentation of energy savings over the reporting period:
Were any non-routine events identified?
How are non-routine events handled? Please describe the data collection plan.
Goodness-of-Fit | NMBE | [8 empty] | #N/A
| CV(RMSE) | [8 empty] | #N/A
| R2 | [8 empty] | WARNING - R² should be > 0.7
Savings Fractions | Forecasted % savings (engineering savings/consumption) | [8 empty] | Per NMEC Rulebook 2.1, all site-level NMEC projects shall have FSU of no more than 50% of savings at 90% confidence. Hourly model FSU need not meet this threshold if some other granularity model passes. The maximum allowable forecast savings percentage for the FSU calculation is 20%. Projects with forecast savings greater than 20% shall use 20% as the forecast savings percentage in calculating the FSU. The 20% maximum is waived for fuel substitution projects.
Fractional savings uncertainty (FSU) for forecasted % savings
Fractional savings uncertainty (FSU) for 50% savings
Next Tab

## PI_POE_ARCHIVE (hidden)
Back to READ ME |  |  |  |  | Click the + sign above for EEMs 6-10 ↑ and Performance Period update fields =
This worksheet covers the Program Influence inputs for all site-level NMEC projects. Please provide a clear response and reference to supporting documentation for each topic outlined below for each measure in the project package.
• The response provides a detailed explanation responding to the individual questions.
• The support documentation supports specific claims of influence in the response. Supporting documentation may include but is not limited to: meeting notes, emails, planning documents, internal memos.
Program Influence Topic / Questions | Respone | [9 empty] | Filename(s) of Supporting Documentation | Post Installation Updates
| EEM 1 | EEM 2 | EEM 3 | EEM 4 | EEM 5 | EEM 6 | EEM 7 | EEM 8 | EEM 9 | EEM 10
A. Engagement Evidence - When did the program first engage with the participant? - What program outreach or follow-up occurred before the decision? (E.g., meeting notes, emails, and/or logs) | [11 empty] | Describe any changes that occurred related to the PI / POE questions. Please check this box if no changes occurred:
B. Customer's Original Plan - What was the customer's plan prior to program invovlement? (E.g., internal memos and/or planning documents)
C. Decision Drivers - If applicable, what factors influenced the choice to go beyond code? - Would the upgrade have occurred without NMEC support? (E.g., decision rationale and/or stakeholder notes)
Next Tab

## EEM 1
| Back to READ ME |  |  |  | Click the + sign above for Post-Install update fields =
EEM 1
| Measure Parameter / Question |  | Value | Comment / Explanation | Supporting File Name(s) | Post-Install Update | Updated Supporting File Name(s) | Percent (%) Change | Instructions
| Program Administrator (PA) Solution / Measure Code | [7 empty] | Please identify the Measure Name, Measure Description, and PA Solution / Measure Code associated with EEM 1.
Measure Name
Measure Description
| Measure Application Type (MAT) | [7 empty] | Please identify the MAT chosen for the measure and explain why the selected MAT is appropriate. For Normal Replacement MATs, please see requirements presented on pages 6 and 7 of the NMEC Rulebook, v2.1. | NMEC Rulebook, v2.1
Does this measure exceed code?
| Why did you not select a measure that exceeds code? | [7 empty] | DEER provides measure-level savings estimates from existing conditions and from code. An estimate of to-code savings is the mathematical difference. This calculation is sufficient for project adjustment. This DEER existing condition savings estimate should also be used for preliminary savings for that measure. A non-DEER estimate of preliminary savings and to-code savings may be used but calculations for both values should be provided.
What is the portion of below-code savings? These should be debited from preliminary and final trued-up performance based saving estimates.
| Effective Useful Life (EUL) - Years | [7 empty] | Provide the estimated EUL and source for this measure. Point out the associated DEER measure name. If no DEER measure name available, please provide a 5-10 word summary of the measure. | CA eTRM | Measures with an EUL of less than five (5) years may be ineligible.
* Low, medium, and full rigor AR projects only (not applicable for HTR / SB customers) | Physical Evidence of Equipment Viability (Minimum Requirements): | [7 empty] | Provide the physical evidence of equipment viability for 'Accelerated Replacement (AR)' measure application types. Pictures should be included as attachments.
• Photos and/or videos of the existing equipment
• Other necessary documents that support narratives provided on the prior 'Program Influence' tab This may include:
o Operating data
o Age of the equipment (e.g., installation date)
o Customer’s current and past maintenance and repair history
o Information on current plans or budgeting for expansions, remodels, replacement
* Only Non-BRO measures | Could the existing equipment continue providing sufficient service without replacement? | [7 empty] | Provide detailed description of the existing equipment or system operation. Please provide details on the following, where applicable: • Age and condition • Equipment quantity, size, location, rated efficiency • Control method • Operating hours (M-F, Sat-Sun) • Interactive effects (identify and quantity) • Picture depicting the measure Any data (e.g., pictures, diagrams) that does not fit in this cell should be included in the supporting file (column G& I). DO NOT user general language. Be very specific and include diagrams to describe processes and equipment.
Have there been any major repairs performed on the existing equipment during the applicable NMEC baseline period? If so, please describe.
Existing Equipment/ System Operation
| Proposed Equipment/ System Operation | [7 empty] | Provide detailed description of the proposed equipment or system operation and how it differs from baseline or existing equipment/systems. Please provide details on the following, where applicable: • Equipment quantity, size, location, rated efficiency • Control method • Operating hours (M-F, Sat-Sun) • Interactive effects (identify and quantity) • Picture depicting the measure DO NOT user general language. Be very specific and include diagrams to describe processes and equipment. Please also emphasize how it will lead to energy savings.
| Code Compliance | [7 empty] | Assessment of code compliance may be required for measure eligibility, for example to demonstrate compliance with Assembly Bill 802’s requirement that the measure will meet or exceed code. Please demonstrate compliance with Decision 17-11-006 Ordering Paragraph 2 for projects targeting to-code savings. A discussion of code compliance is relevant for all projects, even those with an existing conditions baseline (NMEC Rulebook, v2.1, pg. 5). | NMEC Rulebook, v2.1
[9 empty] | NMEC projects must meet or exceed applicable building codes and standards. In cases where there is no applicable code or standard, the project must meet or exceed an Industry Standard Practice (ISP) efficiency standard. If an official ISP has not been established, the implementer or PA must provide justification for choice of level of efficiency (NMEC Rulebook, v2.1, pg. 6). | ISP Guidance Document
| Is this a fuel substitution measure? Per the RACC-FSC Technical Guidance Document: "Fuel substitution measures, in the context of energy efficiency programs, involve energy efficiency projects where all or a portion of the existing energy use is converted from one fuel to another (i.e., natural gas to electricity or vice versa). Only equipment powered by electricity and/or natural gas fuels and provided by a CPUC-regulated investor-owned utility or a municipal utility are eligible to participate under fuel substitution measures. Measures involving non-utility (unregulated) fuels, such as propane or fuel oil, are termed as fuel switching measures. " | [7 empty] | Use the RACC-FSC_v3.0 to calculate source energy savings and CO2 offsets for this measure. Please see: • columns DO:DT of the '2 RACC' worksheet for avoided refrigerant costs/benefits • columns BT:CT of the '3 FSC' worksheet for the energy savings and avoided emissions | RACC-FSC_v3.0 / Technical Guidance Document(s) | FALSE
| Does this measure involve adding or replacing equipment that uses refrigerant and involve a change to the refrigerant type / charge? | [7 empty] | Use the RACC-FSC_v3.0 to calculate refrigerant leakage emissions and avoided costs of net refrigerant leakage emissions for this measure.
| If applicable, what type of refrigerant does the existing equipment use? | [7 empty] | Select the type(s) of refrigerant(s) from the drop town menu for both the existing and proposed equipment. Select 'Not applicable' for the existing refrigerant type if this measure only involves adding equipment that uses refrigerant.
What type of refrigerant will the proposed equipment use?
* Only customers with Non-IOU Energy Sources | Non-IOU Energy Source | [7 empty] | Please include the effects of your onsite generation in your calculations. Please include whether monthly or hourly analysis is required for each existing non-IOU energy source on-site. A reference to the calculation document should be included here in column G. | Non-IOU Energy Eligibility Guidance Document
Annual Energy Savings and Costs
| Engineering Spreadsheet | Supporting file name(s) | [6 empty] | Calculation Methodology
| Forecasted Energy Savings | kWh/yr | [6 empty] | Please provide the following details and a description of engineering / calculation methodology in the supporting file referenced in cell(s) E38:G38. • Comprehensive details on inputs (i.e., assumptions, equations, metered data, spec sheet, energy saving principles) • References to any study and data source and notes on all assumptions • Complete calibration of energy simulation models (where applicable) Please include the interactive effects in cells E39:E41 if the facility where this measure is installed has both electric and gas usage (i.e., consumption) and impacts both fuel types (even if one is negative savings).
kW
Therms/yr
*Only measures with refrigerant replacement | Refrigerant Emissions Cost/Benefit ($)
| Costs | Gross Measure Cost [GMC] | [6 empty] | Fuel-Substitution Measures
|  | Standard Measure Cost [SMC] | [6 empty] | Refrigerant Emissions Benefit ($) value can be located in from RACC-FSC v3.0 (columns DS:DT of the '2 RACC' worksheet; value should be negative if a 'Cost').
|  | Estimated Incremental Measure Cost [IMC] | 0 | [5 empty] | RACC-FSC_v3.0 / Technical Guidance Document(s)
| Simple Payback - Optional | With incentives
Without incentives
'EEM 2' tab
'PI_POE' tab, if no more EEMs

## EEM 2
| Back to READ ME |  |  |  | Click the + sign above for Post-Install update fields =
EEM 2
| Measure Parameter / Question |  | Value | Comment / Explanation | Supporting File Name(s) | Post-Install Update | Updated Supporting File Name(s) | Percent (%) Change | Instructions
| Program Administrator (PA) Solution / Measure Code | [7 empty] | Please identify the Measure Name, Measure Description, and PA Solution / Measure Code associated with EEM 2.
Measure Name
Measure Description
| Measure Application Type (MAT) | [7 empty] | Please identify the MAT chosen for the measure and explain why the selected MAT is appropriate. For Normal Replacement MATs, please see requirements presented on pages 6 and 7 of the NMEC Rulebook, v2.1. | NMEC Rulebook, v2.1
Does this measure exceed code?
| Why did you not select a measure that exceeds code? | [7 empty] | DEER provides measure-level savings estimates from existing conditions and from code. An estimate of to-code savings is the mathematical difference. This calculation is sufficient for project adjustment. This DEER existing condition savings estimate should also be used for preliminary savings for that measure. A non-DEER estimate of preliminary savings and to-code savings may be used but calculations for both values should be provided.
What is the portion of below-code savings? These should be debited from preliminary and final trued-up performance based saving estimates.
| Effective Useful Life (EUL) - Years | [7 empty] | Provide the estimated EUL and source for this measure. Point out the associated DEER measure name. If no DEER measure name available, please provide a 5-10 word summary of the measure. | CA eTRM | Measures with an EUL of less than five (5) years may be ineligible.
* Low, medium, and full rigor AR projects only (not applicable for HTR / SB customers) | Physical Evidence of Equipment Viability (Minimum Requirements): | [7 empty] | Provide the physical evidence of equipment viability for 'Accelerated Replacement (AR)' measure application types. Pictures should be included as attachments.
• Photos and/or videos of the existing equipment
• Other necessary documents that support narratives provided on the prior 'Program Influence' tab This may include:
o Operating data
o Age of the equipment (e.g., installation date)
o Customer’s current and past maintenance and repair history
o Information on current plans or budgeting for expansions, remodels, replacement
* Only Non-BRO measures | Could the existing equipment continue providing sufficient service without replacement? | [7 empty] | Provide detailed description of the existing equipment or system operation. Please provide details on the following, where applicable: • Age and condition • Equipment quantity, size, location, rated efficiency • Control method • Operating hours (M-F, Sat-Sun) • Interactive effects (identify and quantity) • Picture depicting the measure Any data (e.g., pictures, diagrams) that does not fit in this cell should be included in the supporting file (column G& I). DO NOT user general language. Be very specific and include diagrams to describe processes and equipment.
Have there been any major repairs performed on the existing equipment during the applicable NMEC baseline period? If so, please describe.
Existing Equipment/ System Operation
| Proposed Equipment/ System Operation | [7 empty] | Provide detailed description of the proposed equipment or system operation and how it differs from baseline or existing equipment/systems. Please provide details on the following, where applicable: • Equipment quantity, size, location, rated efficiency • Control method • Operating hours (M-F, Sat-Sun) • Interactive effects (identify and quantity) • Picture depicting the measure DO NOT user general language. Be very specific and include diagrams to describe processes and equipment. Please also emphasize how it will lead to energy savings.
| Code Compliance | [7 empty] | Assessment of code compliance may be required for measure eligibility, for example to demonstrate compliance with Assembly Bill 802’s requirement that the measure will meet or exceed code. Please demonstrate compliance with Decision 17-11-006 Ordering Paragraph 2 for projects targeting to-code savings. A discussion of code compliance is relevant for all projects, even those with an existing conditions baseline (NMEC Rulebook, v2.1, pg. 5). | NMEC Rulebook, v2.1
[9 empty] | NMEC projects must meet or exceed applicable building codes and standards. In cases where there is no applicable code or standard, the project must meet or exceed an Industry Standard Practice (ISP) efficiency standard. If an official ISP has not been established, the implementer or PA must provide justification for choice of level of efficiency (NMEC Rulebook, v2.1, pg. 6). | ISP Guidance Document
| Is this a fuel substitution measure? Per the RACC-FSC Technical Guidance Document: "Fuel substitution measures, in the context of energy efficiency programs, involve energy efficiency projects where all or a portion of the existing energy use is converted from one fuel to another (i.e., natural gas to electricity or vice versa). Only equipment powered by electricity and/or natural gas fuels and provided by a CPUC-regulated investor-owned utility or a municipal utility are eligible to participate under fuel substitution measures. Measures involving non-utility (unregulated) fuels, such as propane or fuel oil, are termed as fuel switching measures. " | [7 empty] | Use the RACC-FSC_v3.0 to calculate source energy savings and CO2 offsets for this measure. Please see: • columns DO:DT of the '2 RACC' worksheet for avoided refrigerant costs/benefits • columns BT:CT of the '3 FSC' worksheet for the energy savings and avoided emissions | RACC-FSC_v3.0 / Technical Guidance Document(s) | FALSE
| Does this measure involve adding or replacing equipment that uses refrigerant and involve a change to the refrigerant type / charge? | [7 empty] | Use the RACC-FSC_v3.0 to calculate refrigerant leakage emissions and avoided costs of net refrigerant leakage emissions for this measure.
| If applicable, what type of refrigerant does the existing equipment use? | [7 empty] | Select the type(s) of refrigerant(s) from the drop town menu for both the existing and proposed equipment. Select 'Not applicable' for the existing refrigerant type if this measure only involves adding equipment that uses refrigerant.
What type of refrigerant will the proposed equipment use?
* Only customers with Non-IOU Energy Sources | Non-IOU Energy Source | [7 empty] | Please include the effects of your onsite generation in your calculations. Please include whether monthly or hourly analysis is required for each existing non-IOU energy source on-site. A reference to the calculation document should be included here in column G. | Non-IOU Energy Eligibility Guidance Document
Annual Energy Savings and Costs
| Engineering Spreadsheet | Supporting file name(s) | [6 empty] | Calculation Methodology
| Forecasted Energy Savings | kWh/yr |  |  |  | 0 |  | #DIV/0! | Please provide the following details and a description of engineering / calculation methodology in the supporting file referenced in cell(s) E38:G38. • Comprehensive details on inputs (i.e., assumptions, equations, metered data, spec sheet, energy saving principles) • References to any study and data source and notes on all assumptions • Complete calibration of energy simulation models (where applicable) Please include the interactive effects in cells E39:E41 if the facility where this measure is installed has both electric and gas usage (i.e., consumption) and impacts both fuel types (even if one is negative savings).
kW
Therms/yr
*Only measures with refrigerant replacement | Refrigerant Emissions Cost/Benefit ($)
| Costs | Gross Measure Cost [GMC] | [6 empty] | Fuel-Substitution Measures
|  | Standard Measure Cost [SMC] | [6 empty] | Refrigerant Emissions Benefit ($) value can be located in from RACC-FSC v3.0 (columns DS:DT of the '2 RACC' worksheet; value should be negative if a 'Cost').
|  | Estimated Incremental Measure Cost [IMC] | 0 | [5 empty] | RACC-FSC_v3.0 / Technical Guidance Document(s)
| Simple Payback - Optional | With incentives
Without incentives
'EEM 3' tab
'PI_POE' tab, if no more EEMs

## EEM 3
| Back to READ ME |  |  |  | Click the + sign above for Post-Install update fields =
EEM 3
| Measure Parameter / Question |  | Value | Comment / Explanation | Supporting File Name(s) | Post-Install Update | Updated Supporting File Name(s) | Percent (%) Change | Instructions
| Program Administrator (PA) Solution / Measure Code | [7 empty] | Please identify the Measure Name, Measure Description, and PA Solution / Measure Code associated with EEM 3.
Measure Name
Measure Description
| Measure Application Type (MAT) | [7 empty] | Please identify the MAT chosen for the measure and explain why the selected MAT is appropriate. For Normal Replacement MATs, please see requirements presented on pages 6 and 7 of the NMEC Rulebook, v2.1. | NMEC Rulebook, v2.1
Does this measure exceed code?
| Why did you not select a measure that exceeds code? | [7 empty] | DEER provides measure-level savings estimates from existing conditions and from code. An estimate of to-code savings is the mathematical difference. This calculation is sufficient for project adjustment. This DEER existing condition savings estimate should also be used for preliminary savings for that measure. A non-DEER estimate of preliminary savings and to-code savings may be used but calculations for both values should be provided.
What is the portion of below-code savings? These should be debited from preliminary and final trued-up performance based saving estimates.
| Effective Useful Life (EUL) - Years | [7 empty] | Provide the estimated EUL and source for this measure. Point out the associated DEER measure name. If no DEER measure name available, please provide a 5-10 word summary of the measure. | CA eTRM | Measures with an EUL of less than five (5) years may be ineligible.
* Low, medium, and full rigor AR projects only (not applicable for HTR / SB customers) | Physical Evidence of Equipment Viability (Minimum Requirements): | [7 empty] | Provide the physical evidence of equipment viability for 'Accelerated Replacement (AR)' measure application types. Pictures should be included as attachments.
• Photos and/or videos of the existing equipment
• Other necessary documents that support narratives provided on the prior 'Program Influence' tab This may include:
o Operating data
o Age of the equipment (e.g., installation date)
o Customer’s current and past maintenance and repair history
o Information on current plans or budgeting for expansions, remodels, replacement
* Only Non-BRO measures | Could the existing equipment continue providing sufficient service without replacement? | [7 empty] | Provide detailed description of the existing equipment or system operation. Please provide details on the following, where applicable: • Age and condition • Equipment quantity, size, location, rated efficiency • Control method • Operating hours (M-F, Sat-Sun) • Interactive effects (identify and quantity) • Picture depicting the measure Any data (e.g., pictures, diagrams) that does not fit in this cell should be included in the supporting file (column G& I). DO NOT user general language. Be very specific and include diagrams to describe processes and equipment.
Have there been any major repairs performed on the existing equipment during the applicable NMEC baseline period? If so, please describe.
Existing Equipment/ System Operation
| Proposed Equipment/ System Operation | [7 empty] | Provide detailed description of the proposed equipment or system operation and how it differs from baseline or existing equipment/systems. Please provide details on the following, where applicable: • Equipment quantity, size, location, rated efficiency • Control method • Operating hours (M-F, Sat-Sun) • Interactive effects (identify and quantity) • Picture depicting the measure DO NOT user general language. Be very specific and include diagrams to describe processes and equipment. Please also emphasize how it will lead to energy savings.
| Code Compliance | [7 empty] | Assessment of code compliance may be required for measure eligibility, for example to demonstrate compliance with Assembly Bill 802’s requirement that the measure will meet or exceed code. Please demonstrate compliance with Decision 17-11-006 Ordering Paragraph 2 for projects targeting to-code savings. A discussion of code compliance is relevant for all projects, even those with an existing conditions baseline (NMEC Rulebook, v2.1, pg. 5). | NMEC Rulebook, v2.1
[9 empty] | NMEC projects must meet or exceed applicable building codes and standards. In cases where there is no applicable code or standard, the project must meet or exceed an Industry Standard Practice (ISP) efficiency standard. If an official ISP has not been established, the implementer or PA must provide justification for choice of level of efficiency (NMEC Rulebook, v2.1, pg. 6). | ISP Guidance Document
| Is this a fuel substitution measure? Per the RACC-FSC Technical Guidance Document: "Fuel substitution measures, in the context of energy efficiency programs, involve energy efficiency projects where all or a portion of the existing energy use is converted from one fuel to another (i.e., natural gas to electricity or vice versa). Only equipment powered by electricity and/or natural gas fuels and provided by a CPUC-regulated investor-owned utility or a municipal utility are eligible to participate under fuel substitution measures. Measures involving non-utility (unregulated) fuels, such as propane or fuel oil, are termed as fuel switching measures. " | [7 empty] | Use the RACC-FSC_v3.0 to calculate source energy savings and CO2 offsets for this measure. Please see: • columns DO:DT of the '2 RACC' worksheet for avoided refrigerant costs/benefits • columns BT:CT of the '3 FSC' worksheet for the energy savings and avoided emissions | RACC-FSC_v3.0 / Technical Guidance Document(s) | FALSE
| Does this measure involve adding or replacing equipment that uses refrigerant and involve a change to the refrigerant type / charge? | [7 empty] | Use the RACC-FSC_v3.0 to calculate refrigerant leakage emissions and avoided costs of net refrigerant leakage emissions for this measure.
| If applicable, what type of refrigerant does the existing equipment use? | [7 empty] | Select the type(s) of refrigerant(s) from the drop town menu for both the existing and proposed equipment. Select 'Not applicable' for the existing refrigerant type if this measure only involves adding equipment that uses refrigerant.
What type of refrigerant will the proposed equipment use?
* Only customers with Non-IOU Energy Sources | Non-IOU Energy Source | [7 empty] | Please include the effects of your onsite generation in your calculations. Please include whether monthly or hourly analysis is required for each existing non-IOU energy source on-site. A reference to the calculation document should be included here in column G. | Non-IOU Energy Eligibility Guidance Document
Annual Energy Savings and Costs
| Engineering Spreadsheet | Supporting file name(s) | [6 empty] | Calculation Methodology
| Forecasted Energy Savings | kWh/yr | [6 empty] | Please provide the following details and a description of engineering / calculation methodology in the supporting file referenced in cell(s) E38:G38. • Comprehensive details on inputs (i.e., assumptions, equations, metered data, spec sheet, energy saving principles) • References to any study and data source and notes on all assumptions • Complete calibration of energy simulation models (where applicable) Please include the interactive effects in cells E39:E41 if the facility where this measure is installed has both electric and gas usage (i.e., consumption) and impacts both fuel types (even if one is negative savings).
kW
Therms/yr
*Only measures with refrigerant replacement | Refrigerant Emissions Cost/Benefit ($)
| Costs | Gross Measure Cost [GMC] | [6 empty] | Fuel-Substitution Measures
|  | Standard Measure Cost [SMC] | [6 empty] | Refrigerant Emissions Benefit ($) value can be located in from RACC-FSC v3.0 (columns DS:DT of the '2 RACC' worksheet; value should be negative if a 'Cost').
|  | Estimated Incremental Measure Cost [IMC] | 0 | [5 empty] | RACC-FSC_v3.0 / Technical Guidance Document(s)
| Simple Payback - Optional | With incentives
Without incentives
'EEM 4' tab
'PI_POE' tab, if no more EEMs

## EEM 4
| Back to READ ME |  |  |  | Click the + sign above for Post-Install update fields =
EEM 4
| Measure Parameter / Question |  | Value | Comment / Explanation | Supporting File Name(s) | Post-Install Update | Updated Supporting File Name(s) | Percent (%) Change | Instructions
| Program Administrator (PA) Solution / Measure Code | [7 empty] | Please identify the Measure Name, Measure Description, and PA Solution / Measure Code associated with EEM 4.
Measure Name
Measure Description
| Measure Application Type (MAT) | [7 empty] | Please identify the MAT chosen for the measure and explain why the selected MAT is appropriate. For Normal Replacement MATs, please see requirements presented on pages 6 and 7 of the NMEC Rulebook, v2.1. | NMEC Rulebook, v2.1
Does this measure exceed code?
| Why did you not select a measure that exceeds code? | [7 empty] | DEER provides measure-level savings estimates from existing conditions and from code. An estimate of to-code savings is the mathematical difference. This calculation is sufficient for project adjustment. This DEER existing condition savings estimate should also be used for preliminary savings for that measure. A non-DEER estimate of preliminary savings and to-code savings may be used but calculations for both values should be provided.
What is the portion of below-code savings? These should be debited from preliminary and final trued-up performance based saving estimates.
| Effective Useful Life (EUL) - Years | [7 empty] | Provide the estimated EUL and source for this measure. Point out the associated DEER measure name. If no DEER measure name available, please provide a 5-10 word summary of the measure. | CA eTRM | Measures with an EUL of less than five (5) years may be ineligible.
* Low, medium, and full rigor AR projects only (not applicable for HTR / SB customers) | Physical Evidence of Equipment Viability (Minimum Requirements): | [7 empty] | Provide the physical evidence of equipment viability for 'Accelerated Replacement (AR)' measure application types. Pictures should be included as attachments.
• Photos and/or videos of the existing equipment
• Other necessary documents that support narratives provided on the prior 'Program Influence' tab This may include:
o Operating data
o Age of the equipment (e.g., installation date)
o Customer’s current and past maintenance and repair history
o Information on current plans or budgeting for expansions, remodels, replacement
* Only Non-BRO measures | Could the existing equipment continue providing sufficient service without replacement? | [7 empty] | Provide detailed description of the existing equipment or system operation. Please provide details on the following, where applicable: • Age and condition • Equipment quantity, size, location, rated efficiency • Control method • Operating hours (M-F, Sat-Sun) • Interactive effects (identify and quantity) • Picture depicting the measure Any data (e.g., pictures, diagrams) that does not fit in this cell should be included in the supporting file (column G& I). DO NOT user general language. Be very specific and include diagrams to describe processes and equipment.
Have there been any major repairs performed on the existing equipment during the applicable NMEC baseline period? If so, please describe.
Existing Equipment/ System Operation
| Proposed Equipment/ System Operation | [7 empty] | Provide detailed description of the proposed equipment or system operation and how it differs from baseline or existing equipment/systems. Please provide details on the following, where applicable: • Equipment quantity, size, location, rated efficiency • Control method • Operating hours (M-F, Sat-Sun) • Interactive effects (identify and quantity) • Picture depicting the measure DO NOT user general language. Be very specific and include diagrams to describe processes and equipment. Please also emphasize how it will lead to energy savings.
| Code Compliance | [7 empty] | Assessment of code compliance may be required for measure eligibility, for example to demonstrate compliance with Assembly Bill 802’s requirement that the measure will meet or exceed code. Please demonstrate compliance with Decision 17-11-006 Ordering Paragraph 2 for projects targeting to-code savings. A discussion of code compliance is relevant for all projects, even those with an existing conditions baseline (NMEC Rulebook, v2.1, pg. 5). | NMEC Rulebook, v2.1
[9 empty] | NMEC projects must meet or exceed applicable building codes and standards. In cases where there is no applicable code or standard, the project must meet or exceed an Industry Standard Practice (ISP) efficiency standard. If an official ISP has not been established, the implementer or PA must provide justification for choice of level of efficiency (NMEC Rulebook, v2.1, pg. 6). | ISP Guidance Document
| Is this a fuel substitution measure? Per the RACC-FSC Technical Guidance Document: "Fuel substitution measures, in the context of energy efficiency programs, involve energy efficiency projects where all or a portion of the existing energy use is converted from one fuel to another (i.e., natural gas to electricity or vice versa). Only equipment powered by electricity and/or natural gas fuels and provided by a CPUC-regulated investor-owned utility or a municipal utility are eligible to participate under fuel substitution measures. Measures involving non-utility (unregulated) fuels, such as propane or fuel oil, are termed as fuel switching measures. " | [7 empty] | Use the RACC-FSC_v3.0 to calculate source energy savings and CO2 offsets for this measure. Please see: • columns DO:DT of the '2 RACC' worksheet for avoided refrigerant costs/benefits • columns BT:CT of the '3 FSC' worksheet for the energy savings and avoided emissions | RACC-FSC_v3.0 / Technical Guidance Document(s) | FALSE
| Does this measure involve adding or replacing equipment that uses refrigerant and involve a change to the refrigerant type / charge? | [7 empty] | Use the RACC-FSC_v3.0 to calculate refrigerant leakage emissions and avoided costs of net refrigerant leakage emissions for this measure.
| If applicable, what type of refrigerant does the existing equipment use? | [7 empty] | Select the type(s) of refrigerant(s) from the drop town menu for both the existing and proposed equipment. Select 'Not applicable' for the existing refrigerant type if this measure only involves adding equipment that uses refrigerant.
What type of refrigerant will the proposed equipment use?
* Only customers with Non-IOU Energy Sources | Non-IOU Energy Source | [7 empty] | Please include the effects of your onsite generation in your calculations. Please include whether monthly or hourly analysis is required for each existing non-IOU energy source on-site. A reference to the calculation document should be included here in column G. | Non-IOU Energy Eligibility Guidance Document
Annual Energy Savings and Costs
| Engineering Spreadsheet | Supporting file name(s) | [6 empty] | Calculation Methodology
| Forecasted Energy Savings | kWh/yr | [6 empty] | Please provide the following details and a description of engineering / calculation methodology in the supporting file referenced in cell(s) E38:G38. • Comprehensive details on inputs (i.e., assumptions, equations, metered data, spec sheet, energy saving principles) • References to any study and data source and notes on all assumptions • Complete calibration of energy simulation models (where applicable) Please include the interactive effects in cells E39:E41 if the facility where this measure is installed has both electric and gas usage (i.e., consumption) and impacts both fuel types (even if one is negative savings).
kW
Therms/yr
*Only measures with refrigerant replacement | Refrigerant Emissions Cost/Benefit ($)
| Costs | Gross Measure Cost [GMC] | [6 empty] | Fuel-Substitution Measures
|  | Standard Measure Cost [SMC] | [6 empty] | Refrigerant Emissions Benefit ($) value can be located in from RACC-FSC v3.0 (columns DS:DT of the '2 RACC' worksheet; value should be negative if a 'Cost').
|  | Estimated Incremental Measure Cost [IMC] | 0 | [5 empty] | RACC-FSC_v3.0 / Technical Guidance Document(s)
| Simple Payback - Optional | With incentives
Without incentives
'EEM 5' tab
'PI_POE' tab, if no more EEMs

## EEM 5
| Back to READ ME |  |  |  | Click the + sign above for Post-Install update fields =
EEM 5
| Measure Parameter / Question |  | Value | Comment / Explanation | Supporting File Name(s) | Post-Install Update | Updated Supporting File Name(s) | Percent (%) Change | Instructions
| Program Administrator (PA) Solution / Measure Code | [7 empty] | Please identify the Measure Name, Measure Description, and PA Solution / Measure Code associated with EEM 5.
Measure Name
Measure Description
| Measure Application Type (MAT) | [7 empty] | Please identify the MAT chosen for the measure and explain why the selected MAT is appropriate. For Normal Replacement MATs, please see requirements presented on pages 6 and 7 of the NMEC Rulebook, v2.1. | NMEC Rulebook, v2.1
Does this measure exceed code?
| Why did you not select a measure that exceeds code? | [7 empty] | DEER provides measure-level savings estimates from existing conditions and from code. An estimate of to-code savings is the mathematical difference. This calculation is sufficient for project adjustment. This DEER existing condition savings estimate should also be used for preliminary savings for that measure. A non-DEER estimate of preliminary savings and to-code savings may be used but calculations for both values should be provided.
What is the portion of below-code savings? These should be debited from preliminary and final trued-up performance based saving estimates.
| Effective Useful Life (EUL) - Years | [7 empty] | Provide the estimated EUL and source for this measure. Point out the associated DEER measure name. If no DEER measure name available, please provide a 5-10 word summary of the measure. | CA eTRM | Measures with an EUL of less than five (5) years may be ineligible.
* Low, medium, and full rigor AR projects only (not applicable for HTR / SB customers) | Physical Evidence of Equipment Viability (Minimum Requirements): | [7 empty] | Provide the physical evidence of equipment viability for 'Accelerated Replacement (AR)' measure application types. Pictures should be included as attachments.
• Photos and/or videos of the existing equipment
• Other necessary documents that support narratives provided on the prior 'Program Influence' tab This may include:
o Operating data
o Age of the equipment (e.g., installation date)
o Customer’s current and past maintenance and repair history
o Information on current plans or budgeting for expansions, remodels, replacement
* Only Non-BRO measures | Could the existing equipment continue providing sufficient service without replacement? | [7 empty] | Provide detailed description of the existing equipment or system operation. Please provide details on the following, where applicable: • Age and condition • Equipment quantity, size, location, rated efficiency • Control method • Operating hours (M-F, Sat-Sun) • Interactive effects (identify and quantity) • Picture depicting the measure Any data (e.g., pictures, diagrams) that does not fit in this cell should be included in the supporting file (column G& I). DO NOT user general language. Be very specific and include diagrams to describe processes and equipment.
Have there been any major repairs performed on the existing equipment during the applicable NMEC baseline period? If so, please describe.
Existing Equipment/ System Operation
| Proposed Equipment/ System Operation | [7 empty] | Provide detailed description of the proposed equipment or system operation and how it differs from baseline or existing equipment/systems. Please provide details on the following, where applicable: • Equipment quantity, size, location, rated efficiency • Control method • Operating hours (M-F, Sat-Sun) • Interactive effects (identify and quantity) • Picture depicting the measure DO NOT user general language. Be very specific and include diagrams to describe processes and equipment. Please also emphasize how it will lead to energy savings.
| Code Compliance | [7 empty] | Assessment of code compliance may be required for measure eligibility, for example to demonstrate compliance with Assembly Bill 802’s requirement that the measure will meet or exceed code. Please demonstrate compliance with Decision 17-11-006 Ordering Paragraph 2 for projects targeting to-code savings. A discussion of code compliance is relevant for all projects, even those with an existing conditions baseline (NMEC Rulebook, v2.1, pg. 5). | NMEC Rulebook, v2.1
[9 empty] | NMEC projects must meet or exceed applicable building codes and standards. In cases where there is no applicable code or standard, the project must meet or exceed an Industry Standard Practice (ISP) efficiency standard. If an official ISP has not been established, the implementer or PA must provide justification for choice of level of efficiency (NMEC Rulebook, v2.1, pg. 6). | ISP Guidance Document
| Is this a fuel substitution measure? Per the RACC-FSC Technical Guidance Document: "Fuel substitution measures, in the context of energy efficiency programs, involve energy efficiency projects where all or a portion of the existing energy use is converted from one fuel to another (i.e., natural gas to electricity or vice versa). Only equipment powered by electricity and/or natural gas fuels and provided by a CPUC-regulated investor-owned utility or a municipal utility are eligible to participate under fuel substitution measures. Measures involving non-utility (unregulated) fuels, such as propane or fuel oil, are termed as fuel switching measures. " | [7 empty] | Use the RACC-FSC_v3.0 to calculate source energy savings and CO2 offsets for this measure. Please see: • columns DO:DT of the '2 RACC' worksheet for avoided refrigerant costs/benefits • columns BT:CT of the '3 FSC' worksheet for the energy savings and avoided emissions | RACC-FSC_v3.0 / Technical Guidance Document(s) | FALSE
| Does this measure involve adding or replacing equipment that uses refrigerant and involve a change to the refrigerant type / charge? | [7 empty] | Use the RACC-FSC_v3.0 to calculate refrigerant leakage emissions and avoided costs of net refrigerant leakage emissions for this measure.
| If applicable, what type of refrigerant does the existing equipment use? | [7 empty] | Select the type(s) of refrigerant(s) from the drop town menu for both the existing and proposed equipment. Select 'Not applicable' for the existing refrigerant type if this measure only involves adding equipment that uses refrigerant.
What type of refrigerant will the proposed equipment use?
* Only customers with Non-IOU Energy Sources | Non-IOU Energy Source | [7 empty] | Please include the effects of your onsite generation in your calculations. Please include whether monthly or hourly analysis is required for each existing non-IOU energy source on-site. A reference to the calculation document should be included here in column G. | Non-IOU Energy Eligibility Guidance Document
Annual Energy Savings and Costs
| Engineering Spreadsheet | Supporting file name(s) | [6 empty] | Calculation Methodology
| Forecasted Energy Savings | kWh/yr |  |  |  | 0 |  | #DIV/0! | Please provide the following details and a description of engineering / calculation methodology in the supporting file referenced in cell(s) E38:G38. • Comprehensive details on inputs (i.e., assumptions, equations, metered data, spec sheet, energy saving principles) • References to any study and data source and notes on all assumptions • Complete calibration of energy simulation models (where applicable) Please include the interactive effects in cells E39:E41 if the facility where this measure is installed has both electric and gas usage (i.e., consumption) and impacts both fuel types (even if one is negative savings).
kW
Therms/yr
*Only measures with refrigerant replacement | Refrigerant Emissions Cost/Benefit ($)
| Costs | Gross Measure Cost [GMC] | [6 empty] | Fuel-Substitution Measures
|  | Standard Measure Cost [SMC] | [6 empty] | Refrigerant Emissions Benefit ($) value can be located in from RACC-FSC v3.0 (columns DS:DT of the '2 RACC' worksheet; value should be negative if a 'Cost').
|  | Estimated Incremental Measure Cost [IMC] | 0 | [5 empty] | RACC-FSC_v3.0 / Technical Guidance Document(s)
| Simple Payback - Optional | With incentives
Without incentives
'EEM 6' tab
'PI_POE' tab, if no more EEMs

## EEM 6
| Back to READ ME |  |  |  | Click the + sign above for Post-Install update fields =
EEM 6
| Measure Parameter / Question |  | Value | Comment / Explanation | Supporting File Name(s) | Post-Install Update | Updated Supporting File Name(s) | Percent (%) Change | Instructions
| Program Administrator (PA) Solution / Measure Code | [7 empty] | Please identify the Measure Name, Measure Description, and PA Solution / Measure Code associated with EEM 6.
Measure Name
Measure Description
| Measure Application Type (MAT) | [7 empty] | Please identify the MAT chosen for the measure and explain why the selected MAT is appropriate. For Normal Replacement MATs, please see requirements presented on pages 6 and 7 of the NMEC Rulebook, v2.1. | NMEC Rulebook, v2.1
Does this measure exceed code?
| Why did you not select a measure that exceeds code? | [7 empty] | DEER provides measure-level savings estimates from existing conditions and from code. An estimate of to-code savings is the mathematical difference. This calculation is sufficient for project adjustment. This DEER existing condition savings estimate should also be used for preliminary savings for that measure. A non-DEER estimate of preliminary savings and to-code savings may be used but calculations for both values should be provided.
What is the portion of below-code savings? These should be debited from preliminary and final trued-up performance based saving estimates.
| Effective Useful Life (EUL) - Years | [7 empty] | Provide the estimated EUL and source for this measure. Point out the associated DEER measure name. If no DEER measure name available, please provide a 5-10 word summary of the measure. | CA eTRM | Measures with an EUL of less than five (5) years may be ineligible.
* Low, medium, and full rigor AR projects only (not applicable for HTR / SB customers) | Physical Evidence of Equipment Viability (Minimum Requirements): | [7 empty] | Provide the physical evidence of equipment viability for 'Accelerated Replacement (AR)' measure application types. Pictures should be included as attachments.
• Photos and/or videos of the existing equipment
• Other necessary documents that support narratives provided on the prior 'Program Influence' tab This may include:
o Operating data
o Age of the equipment (e.g., installation date)
o Customer’s current and past maintenance and repair history
o Information on current plans or budgeting for expansions, remodels, replacement
* Only Non-BRO measures | Could the existing equipment continue providing sufficient service without replacement? | [7 empty] | Provide detailed description of the existing equipment or system operation. Please provide details on the following, where applicable: • Age and condition • Equipment quantity, size, location, rated efficiency • Control method • Operating hours (M-F, Sat-Sun) • Interactive effects (identify and quantity) • Picture depicting the measure Any data (e.g., pictures, diagrams) that does not fit in this cell should be included in the supporting file (column G& I). DO NOT user general language. Be very specific and include diagrams to describe processes and equipment.
Have there been any major repairs performed on the existing equipment during the applicable NMEC baseline period? If so, please describe.
Existing Equipment/ System Operation
| Proposed Equipment/ System Operation | [7 empty] | Provide detailed description of the proposed equipment or system operation and how it differs from baseline or existing equipment/systems. Please provide details on the following, where applicable: • Equipment quantity, size, location, rated efficiency • Control method • Operating hours (M-F, Sat-Sun) • Interactive effects (identify and quantity) • Picture depicting the measure DO NOT user general language. Be very specific and include diagrams to describe processes and equipment. Please also emphasize how it will lead to energy savings.
| Code Compliance | [7 empty] | Assessment of code compliance may be required for measure eligibility, for example to demonstrate compliance with Assembly Bill 802’s requirement that the measure will meet or exceed code. Please demonstrate compliance with Decision 17-11-006 Ordering Paragraph 2 for projects targeting to-code savings. A discussion of code compliance is relevant for all projects, even those with an existing conditions baseline (NMEC Rulebook, v2.1, pg. 5). | NMEC Rulebook, v2.1
[9 empty] | NMEC projects must meet or exceed applicable building codes and standards. In cases where there is no applicable code or standard, the project must meet or exceed an Industry Standard Practice (ISP) efficiency standard. If an official ISP has not been established, the implementer or PA must provide justification for choice of level of efficiency (NMEC Rulebook, v2.1, pg. 6). | ISP Guidance Document
| Is this a fuel substitution measure? Per the RACC-FSC Technical Guidance Document: "Fuel substitution measures, in the context of energy efficiency programs, involve energy efficiency projects where all or a portion of the existing energy use is converted from one fuel to another (i.e., natural gas to electricity or vice versa). Only equipment powered by electricity and/or natural gas fuels and provided by a CPUC-regulated investor-owned utility or a municipal utility are eligible to participate under fuel substitution measures. Measures involving non-utility (unregulated) fuels, such as propane or fuel oil, are termed as fuel switching measures. " | [7 empty] | Use the RACC-FSC_v3.0 to calculate source energy savings and CO2 offsets for this measure. Please see: • columns DO:DT of the '2 RACC' worksheet for avoided refrigerant costs/benefits • columns BT:CT of the '3 FSC' worksheet for the energy savings and avoided emissions | RACC-FSC_v3.0 / Technical Guidance Document(s) | FALSE
| Does this measure involve adding or replacing equipment that uses refrigerant and involve a change to the refrigerant type / charge? | [7 empty] | Use the RACC-FSC_v3.0 to calculate refrigerant leakage emissions and avoided costs of net refrigerant leakage emissions for this measure.
| If applicable, what type of refrigerant does the existing equipment use? | [7 empty] | Select the type(s) of refrigerant(s) from the drop town menu for both the existing and proposed equipment. Select 'Not applicable' for the existing refrigerant type if this measure only involves adding equipment that uses refrigerant.
What type of refrigerant will the proposed equipment use?
* Only customers with Non-IOU Energy Sources | Non-IOU Energy Source | [7 empty] | Please include the effects of your onsite generation in your calculations. Please include whether monthly or hourly analysis is required for each existing non-IOU energy source on-site. A reference to the calculation document should be included here in column G. | Non-IOU Energy Eligibility Guidance Document
Annual Energy Savings and Costs
| Engineering Spreadsheet | Supporting file name(s) | [6 empty] | Calculation Methodology
| Forecasted Energy Savings | kWh/yr | [6 empty] | Please provide the following details and a description of engineering / calculation methodology in the supporting file referenced in cell(s) E38:G38. • Comprehensive details on inputs (i.e., assumptions, equations, metered data, spec sheet, energy saving principles) • References to any study and data source and notes on all assumptions • Complete calibration of energy simulation models (where applicable) Please include the interactive effects in cells E39:E41 if the facility where this measure is installed has both electric and gas usage (i.e., consumption) and impacts both fuel types (even if one is negative savings).
kW
Therms/yr
*Only measures with refrigerant replacement | Refrigerant Emissions Cost/Benefit ($)
| Costs | Gross Measure Cost [GMC] | [6 empty] | Fuel-Substitution Measures
|  | Standard Measure Cost [SMC] | [6 empty] | Refrigerant Emissions Benefit ($) value can be located in from RACC-FSC v3.0 (columns DS:DT of the '2 RACC' worksheet; value should be negative if a 'Cost').
|  | Estimated Incremental Measure Cost [IMC] | 0 | [5 empty] | RACC-FSC_v3.0 / Technical Guidance Document(s)
| Simple Payback - Optional | With incentives
Without incentives
'EEM 7' tab
'PI_POE' tab, if no more EEMs

## EEM 7
| Back to READ ME |  |  |  | Click the + sign above for Post-Install update fields =
EEM 7
| Measure Parameter / Question |  | Value | Comment / Explanation | Supporting File Name(s) | Post-Install Update | Updated Supporting File Name(s) | Percent (%) Change | Instructions
| Program Administrator (PA) Solution / Measure Code | [7 empty] | Please identify the Measure Name, Measure Description, and PA Solution / Measure Code associated with EEM 7.
Measure Name
Measure Description
| Measure Application Type (MAT) | [7 empty] | Please identify the MAT chosen for the measure and explain why the selected MAT is appropriate. For Normal Replacement MATs, please see requirements presented on pages 6 and 7 of the NMEC Rulebook, v2.1. | NMEC Rulebook, v2.1
Does this measure exceed code?
| Why did you not select a measure that exceeds code? | [7 empty] | DEER provides measure-level savings estimates from existing conditions and from code. An estimate of to-code savings is the mathematical difference. This calculation is sufficient for project adjustment. This DEER existing condition savings estimate should also be used for preliminary savings for that measure. A non-DEER estimate of preliminary savings and to-code savings may be used but calculations for both values should be provided.
What is the portion of below-code savings? These should be debited from preliminary and final trued-up performance based saving estimates.
| Effective Useful Life (EUL) - Years | [7 empty] | Provide the estimated EUL and source for this measure. Point out the associated DEER measure name. If no DEER measure name available, please provide a 5-10 word summary of the measure. | CA eTRM | Measures with an EUL of less than five (5) years may be ineligible.
* Low, medium, and full rigor AR projects only (not applicable for HTR / SB customers) | Physical Evidence of Equipment Viability (Minimum Requirements): | [7 empty] | Provide the physical evidence of equipment viability for 'Accelerated Replacement (AR)' measure application types. Pictures should be included as attachments.
• Photos and/or videos of the existing equipment
• Other necessary documents that support narratives provided on the prior 'Program Influence' tab This may include:
o Operating data
o Age of the equipment (e.g., installation date)
o Customer’s current and past maintenance and repair history
o Information on current plans or budgeting for expansions, remodels, replacement
* Only Non-BRO measures | Could the existing equipment continue providing sufficient service without replacement? | [7 empty] | Provide detailed description of the existing equipment or system operation. Please provide details on the following, where applicable: • Age and condition • Equipment quantity, size, location, rated efficiency • Control method • Operating hours (M-F, Sat-Sun) • Interactive effects (identify and quantity) • Picture depicting the measure Any data (e.g., pictures, diagrams) that does not fit in this cell should be included in the supporting file (column G& I). DO NOT user general language. Be very specific and include diagrams to describe processes and equipment.
Have there been any major repairs performed on the existing equipment during the applicable NMEC baseline period? If so, please describe.
Existing Equipment/ System Operation
| Proposed Equipment/ System Operation | [7 empty] | Provide detailed description of the proposed equipment or system operation and how it differs from baseline or existing equipment/systems. Please provide details on the following, where applicable: • Equipment quantity, size, location, rated efficiency • Control method • Operating hours (M-F, Sat-Sun) • Interactive effects (identify and quantity) • Picture depicting the measure DO NOT user general language. Be very specific and include diagrams to describe processes and equipment. Please also emphasize how it will lead to energy savings.
| Code Compliance | [7 empty] | Assessment of code compliance may be required for measure eligibility, for example to demonstrate compliance with Assembly Bill 802’s requirement that the measure will meet or exceed code. Please demonstrate compliance with Decision 17-11-006 Ordering Paragraph 2 for projects targeting to-code savings. A discussion of code compliance is relevant for all projects, even those with an existing conditions baseline (NMEC Rulebook, v2.1, pg. 5). | NMEC Rulebook, v2.1
[9 empty] | NMEC projects must meet or exceed applicable building codes and standards. In cases where there is no applicable code or standard, the project must meet or exceed an Industry Standard Practice (ISP) efficiency standard. If an official ISP has not been established, the implementer or PA must provide justification for choice of level of efficiency (NMEC Rulebook, v2.1, pg. 6). | ISP Guidance Document
| Is this a fuel substitution measure? Per the RACC-FSC Technical Guidance Document: "Fuel substitution measures, in the context of energy efficiency programs, involve energy efficiency projects where all or a portion of the existing energy use is converted from one fuel to another (i.e., natural gas to electricity or vice versa). Only equipment powered by electricity and/or natural gas fuels and provided by a CPUC-regulated investor-owned utility or a municipal utility are eligible to participate under fuel substitution measures. Measures involving non-utility (unregulated) fuels, such as propane or fuel oil, are termed as fuel switching measures. " | [7 empty] | Use the RACC-FSC_v3.0 to calculate source energy savings and CO2 offsets for this measure. Please see: • columns DO:DT of the '2 RACC' worksheet for avoided refrigerant costs/benefits • columns BT:CT of the '3 FSC' worksheet for the energy savings and avoided emissions | RACC-FSC_v3.0 / Technical Guidance Document(s) | FALSE
| Does this measure involve adding or replacing equipment that uses refrigerant and involve a change to the refrigerant type / charge? | [7 empty] | Use the RACC-FSC_v3.0 to calculate refrigerant leakage emissions and avoided costs of net refrigerant leakage emissions for this measure.
| If applicable, what type of refrigerant does the existing equipment use? | [7 empty] | Select the type(s) of refrigerant(s) from the drop town menu for both the existing and proposed equipment. Select 'Not applicable' for the existing refrigerant type if this measure only involves adding equipment that uses refrigerant.
What type of refrigerant will the proposed equipment use?
* Only customers with Non-IOU Energy Sources | Non-IOU Energy Source | [7 empty] | Please include the effects of your onsite generation in your calculations. Please include whether monthly or hourly analysis is required for each existing non-IOU energy source on-site. A reference to the calculation document should be included here in column G. | Non-IOU Energy Eligibility Guidance Document
Annual Energy Savings and Costs
| Engineering Spreadsheet | Supporting file name(s) | [6 empty] | Calculation Methodology
| Forecasted Energy Savings | kWh/yr |  |  |  | 0 |  | #DIV/0! | Please provide the following details and a description of engineering / calculation methodology in the supporting file referenced in cell(s) E38:G38. • Comprehensive details on inputs (i.e., assumptions, equations, metered data, spec sheet, energy saving principles) • References to any study and data source and notes on all assumptions • Complete calibration of energy simulation models (where applicable) Please include the interactive effects in cells E39:E41 if the facility where this measure is installed has both electric and gas usage (i.e., consumption) and impacts both fuel types (even if one is negative savings).
kW
Therms/yr
*Only measures with refrigerant replacement | Refrigerant Emissions Cost/Benefit ($)
| Costs | Gross Measure Cost [GMC] | [6 empty] | Fuel-Substitution Measures
|  | Standard Measure Cost [SMC] | [6 empty] | Refrigerant Emissions Benefit ($) value can be located in from RACC-FSC v3.0 (columns DS:DT of the '2 RACC' worksheet; value should be negative if a 'Cost').
|  | Estimated Incremental Measure Cost [IMC] | 0 | [5 empty] | RACC-FSC_v3.0 / Technical Guidance Document(s)
| Simple Payback - Optional | With incentives
Without incentives
'EEM 8' tab
'PI_POE' tab, if no more EEMs

## EEM 8
| Back to READ ME |  |  |  | Click the + sign above for Post-Install update fields =
EEM 8
| Measure Parameter / Question |  | Value | Comment / Explanation | Supporting File Name(s) | Post-Install Update | Updated Supporting File Name(s) | Percent (%) Change | Instructions
| Program Administrator (PA) Solution / Measure Code | [7 empty] | Please identify the Measure Name, Measure Description, and PA Solution / Measure Code associated with EEM 8.
Measure Name
Measure Description
| Measure Application Type (MAT) | [7 empty] | Please identify the MAT chosen for the measure and explain why the selected MAT is appropriate. For Normal Replacement MATs, please see requirements presented on pages 6 and 7 of the NMEC Rulebook, v2.1. | NMEC Rulebook, v2.1
Does this measure exceed code?
| Why did you not select a measure that exceeds code? | [7 empty] | DEER provides measure-level savings estimates from existing conditions and from code. An estimate of to-code savings is the mathematical difference. This calculation is sufficient for project adjustment. This DEER existing condition savings estimate should also be used for preliminary savings for that measure. A non-DEER estimate of preliminary savings and to-code savings may be used but calculations for both values should be provided.
What is the portion of below-code savings? These should be debited from preliminary and final trued-up performance based saving estimates.
| Effective Useful Life (EUL) - Years | [7 empty] | Provide the estimated EUL and source for this measure. Point out the associated DEER measure name. If no DEER measure name available, please provide a 5-10 word summary of the measure. | CA eTRM | Measures with an EUL of less than five (5) years may be ineligible.
* Low, medium, and full rigor AR projects only (not applicable for HTR / SB customers) | Physical Evidence of Equipment Viability (Minimum Requirements): | [7 empty] | Provide the physical evidence of equipment viability for 'Accelerated Replacement (AR)' measure application types. Pictures should be included as attachments.
• Photos and/or videos of the existing equipment
• Other necessary documents that support narratives provided on the prior 'Program Influence' tab This may include:
o Operating data
o Age of the equipment (e.g., installation date)
o Customer’s current and past maintenance and repair history
o Information on current plans or budgeting for expansions, remodels, replacement
* Only Non-BRO measures | Could the existing equipment continue providing sufficient service without replacement? | [7 empty] | Provide detailed description of the existing equipment or system operation. Please provide details on the following, where applicable: • Age and condition • Equipment quantity, size, location, rated efficiency • Control method • Operating hours (M-F, Sat-Sun) • Interactive effects (identify and quantity) • Picture depicting the measure Any data (e.g., pictures, diagrams) that does not fit in this cell should be included in the supporting file (column G& I). DO NOT user general language. Be very specific and include diagrams to describe processes and equipment.
Have there been any major repairs performed on the existing equipment during the applicable NMEC baseline period? If so, please describe.
Existing Equipment/ System Operation
| Proposed Equipment/ System Operation | [7 empty] | Provide detailed description of the proposed equipment or system operation and how it differs from baseline or existing equipment/systems. Please provide details on the following, where applicable: • Equipment quantity, size, location, rated efficiency • Control method • Operating hours (M-F, Sat-Sun) • Interactive effects (identify and quantity) • Picture depicting the measure DO NOT user general language. Be very specific and include diagrams to describe processes and equipment. Please also emphasize how it will lead to energy savings.
| Code Compliance | [7 empty] | Assessment of code compliance may be required for measure eligibility, for example to demonstrate compliance with Assembly Bill 802’s requirement that the measure will meet or exceed code. Please demonstrate compliance with Decision 17-11-006 Ordering Paragraph 2 for projects targeting to-code savings. A discussion of code compliance is relevant for all projects, even those with an existing conditions baseline (NMEC Rulebook, v2.1, pg. 5). | NMEC Rulebook, v2.1
[9 empty] | NMEC projects must meet or exceed applicable building codes and standards. In cases where there is no applicable code or standard, the project must meet or exceed an Industry Standard Practice (ISP) efficiency standard. If an official ISP has not been established, the implementer or PA must provide justification for choice of level of efficiency (NMEC Rulebook, v2.1, pg. 6). | ISP Guidance Document
| Is this a fuel substitution measure? Per the RACC-FSC Technical Guidance Document: "Fuel substitution measures, in the context of energy efficiency programs, involve energy efficiency projects where all or a portion of the existing energy use is converted from one fuel to another (i.e., natural gas to electricity or vice versa). Only equipment powered by electricity and/or natural gas fuels and provided by a CPUC-regulated investor-owned utility or a municipal utility are eligible to participate under fuel substitution measures. Measures involving non-utility (unregulated) fuels, such as propane or fuel oil, are termed as fuel switching measures. " | [7 empty] | Use the RACC-FSC_v3.0 to calculate source energy savings and CO2 offsets for this measure. Please see: • columns DO:DT of the '2 RACC' worksheet for avoided refrigerant costs/benefits • columns BT:CT of the '3 FSC' worksheet for the energy savings and avoided emissions | RACC-FSC_v3.0 / Technical Guidance Document(s) | FALSE
| Does this measure involve adding or replacing equipment that uses refrigerant and involve a change to the refrigerant type / charge? | [7 empty] | Use the RACC-FSC_v3.0 to calculate refrigerant leakage emissions and avoided costs of net refrigerant leakage emissions for this measure.
| If applicable, what type of refrigerant does the existing equipment use? | [7 empty] | Select the type(s) of refrigerant(s) from the drop town menu for both the existing and proposed equipment. Select 'Not applicable' for the existing refrigerant type if this measure only involves adding equipment that uses refrigerant.
What type of refrigerant will the proposed equipment use?
* Only customers with Non-IOU Energy Sources | Non-IOU Energy Source | [7 empty] | Please include the effects of your onsite generation in your calculations. Please include whether monthly or hourly analysis is required for each existing non-IOU energy source on-site. A reference to the calculation document should be included here in column G. | Non-IOU Energy Eligibility Guidance Document
Annual Energy Savings and Costs
| Engineering Spreadsheet | Supporting file name(s) | [6 empty] | Calculation Methodology
| Forecasted Energy Savings | kWh/yr | [6 empty] | Please provide the following details and a description of engineering / calculation methodology in the supporting file referenced in cell(s) E38:G38. • Comprehensive details on inputs (i.e., assumptions, equations, metered data, spec sheet, energy saving principles) • References to any study and data source and notes on all assumptions • Complete calibration of energy simulation models (where applicable) Please include the interactive effects in cells E39:E41 if the facility where this measure is installed has both electric and gas usage (i.e., consumption) and impacts both fuel types (even if one is negative savings).
kW
Therms/yr
*Only measures with refrigerant replacement | Refrigerant Emissions Cost/Benefit ($)
| Costs | Gross Measure Cost [GMC] | [6 empty] | Fuel-Substitution Measures
|  | Standard Measure Cost [SMC] | [6 empty] | Refrigerant Emissions Benefit ($) value can be located in from RACC-FSC v3.0 (columns DS:DT of the '2 RACC' worksheet; value should be negative if a 'Cost').
|  | Estimated Incremental Measure Cost [IMC] | 0 | [5 empty] | RACC-FSC_v3.0 / Technical Guidance Document(s)
| Simple Payback - Optional | With incentives
Without incentives
'EEM 9' tab
'PI_POE' tab, if no more EEMs

## EEM 9
| Back to READ ME |  |  |  | Click the + sign above for Post-Install update fields =
EEM 9
| Measure Parameter / Question |  | Value | Comment / Explanation | Supporting File Name(s) | Post-Install Update | Updated Supporting File Name(s) | Percent (%) Change | Instructions
| Program Administrator (PA) Solution / Measure Code | [7 empty] | Please identify the Measure Name, Measure Description, and PA Solution / Measure Code associated with EEM 9.
Measure Name
Measure Description
| Measure Application Type (MAT) | [7 empty] | Please identify the MAT chosen for the measure and explain why the selected MAT is appropriate. For Normal Replacement MATs, please see requirements presented on pages 6 and 7 of the NMEC Rulebook, v2.1. | NMEC Rulebook, v2.1
Does this measure exceed code?
| Why did you not select a measure that exceeds code? | [7 empty] | DEER provides measure-level savings estimates from existing conditions and from code. An estimate of to-code savings is the mathematical difference. This calculation is sufficient for project adjustment. This DEER existing condition savings estimate should also be used for preliminary savings for that measure. A non-DEER estimate of preliminary savings and to-code savings may be used but calculations for both values should be provided.
What is the portion of below-code savings? These should be debited from preliminary and final trued-up performance based saving estimates.
| Effective Useful Life (EUL) - Years | [7 empty] | Provide the estimated EUL and source for this measure. Point out the associated DEER measure name. If no DEER measure name available, please provide a 5-10 word summary of the measure. | CA eTRM | Measures with an EUL of less than five (5) years may be ineligible.
* Low, medium, and full rigor AR projects only (not applicable for HTR / SB customers) | Physical Evidence of Equipment Viability (Minimum Requirements): | [7 empty] | Provide the physical evidence of equipment viability for 'Accelerated Replacement (AR)' measure application types. Pictures should be included as attachments.
• Photos and/or videos of the existing equipment
• Other necessary documents that support narratives provided on the prior 'Program Influence' tab This may include:
o Operating data
o Age of the equipment (e.g., installation date)
o Customer’s current and past maintenance and repair history
o Information on current plans or budgeting for expansions, remodels, replacement
* Only Non-BRO measures | Could the existing equipment continue providing sufficient service without replacement? | [7 empty] | Provide detailed description of the existing equipment or system operation. Please provide details on the following, where applicable: • Age and condition • Equipment quantity, size, location, rated efficiency • Control method • Operating hours (M-F, Sat-Sun) • Interactive effects (identify and quantity) • Picture depicting the measure Any data (e.g., pictures, diagrams) that does not fit in this cell should be included in the supporting file (column G& I). DO NOT user general language. Be very specific and include diagrams to describe processes and equipment.
Have there been any major repairs performed on the existing equipment during the applicable NMEC baseline period? If so, please describe.
Existing Equipment/ System Operation
| Proposed Equipment/ System Operation | [7 empty] | Provide detailed description of the proposed equipment or system operation and how it differs from baseline or existing equipment/systems. Please provide details on the following, where applicable: • Equipment quantity, size, location, rated efficiency • Control method • Operating hours (M-F, Sat-Sun) • Interactive effects (identify and quantity) • Picture depicting the measure DO NOT user general language. Be very specific and include diagrams to describe processes and equipment. Please also emphasize how it will lead to energy savings.
| Code Compliance | [7 empty] | Assessment of code compliance may be required for measure eligibility, for example to demonstrate compliance with Assembly Bill 802’s requirement that the measure will meet or exceed code. Please demonstrate compliance with Decision 17-11-006 Ordering Paragraph 2 for projects targeting to-code savings. A discussion of code compliance is relevant for all projects, even those with an existing conditions baseline (NMEC Rulebook, v2.1, pg. 5). | NMEC Rulebook, v2.1
[9 empty] | NMEC projects must meet or exceed applicable building codes and standards. In cases where there is no applicable code or standard, the project must meet or exceed an Industry Standard Practice (ISP) efficiency standard. If an official ISP has not been established, the implementer or PA must provide justification for choice of level of efficiency (NMEC Rulebook, v2.1, pg. 6). | ISP Guidance Document
| Is this a fuel substitution measure? Per the RACC-FSC Technical Guidance Document: "Fuel substitution measures, in the context of energy efficiency programs, involve energy efficiency projects where all or a portion of the existing energy use is converted from one fuel to another (i.e., natural gas to electricity or vice versa). Only equipment powered by electricity and/or natural gas fuels and provided by a CPUC-regulated investor-owned utility or a municipal utility are eligible to participate under fuel substitution measures. Measures involving non-utility (unregulated) fuels, such as propane or fuel oil, are termed as fuel switching measures. " | [7 empty] | Use the RACC-FSC_v3.0 to calculate source energy savings and CO2 offsets for this measure. Please see: • columns DO:DT of the '2 RACC' worksheet for avoided refrigerant costs/benefits • columns BT:CT of the '3 FSC' worksheet for the energy savings and avoided emissions | RACC-FSC_v3.0 / Technical Guidance Document(s) | FALSE
| Does this measure involve adding or replacing equipment that uses refrigerant and involve a change to the refrigerant type / charge? | [7 empty] | Use the RACC-FSC_v3.0 to calculate refrigerant leakage emissions and avoided costs of net refrigerant leakage emissions for this measure.
| If applicable, what type of refrigerant does the existing equipment use? | [7 empty] | Select the type(s) of refrigerant(s) from the drop town menu for both the existing and proposed equipment. Select 'Not applicable' for the existing refrigerant type if this measure only involves adding equipment that uses refrigerant.
What type of refrigerant will the proposed equipment use?
* Only customers with Non-IOU Energy Sources | Non-IOU Energy Source | [7 empty] | Please include the effects of your onsite generation in your calculations. Please include whether monthly or hourly analysis is required for each existing non-IOU energy source on-site. A reference to the calculation document should be included here in column G. | Non-IOU Energy Eligibility Guidance Document
Annual Energy Savings and Costs
| Engineering Spreadsheet | Supporting file name(s) | [6 empty] | Calculation Methodology
| Forecasted Energy Savings | kWh/yr | [6 empty] | Please provide the following details and a description of engineering / calculation methodology in the supporting file referenced in cell(s) E38:G38. • Comprehensive details on inputs (i.e., assumptions, equations, metered data, spec sheet, energy saving principles) • References to any study and data source and notes on all assumptions • Complete calibration of energy simulation models (where applicable) Please include the interactive effects in cells E39:E41 if the facility where this measure is installed has both electric and gas usage (i.e., consumption) and impacts both fuel types (even if one is negative savings).
kW
Therms/yr
*Only measures with refrigerant replacement | Refrigerant Emissions Cost/Benefit ($)
| Costs | Gross Measure Cost [GMC] | [6 empty] | Fuel-Substitution Measures
|  | Standard Measure Cost [SMC] | [6 empty] | Refrigerant Emissions Benefit ($) value can be located in from RACC-FSC v3.0 (columns DS:DT of the '2 RACC' worksheet; value should be negative if a 'Cost').
|  | Estimated Incremental Measure Cost [IMC] | 0 | [5 empty] | RACC-FSC_v3.0 / Technical Guidance Document(s)
| Simple Payback - Optional | With incentives
Without incentives
'EEM 10' tab
'PI_POE' tab, if no more EEMs

## EEM 10
| Back to READ ME |  |  |  | Click the + sign above for Post-Install update fields =
EEM 10
| Measure Parameter / Question |  | Value | Comment / Explanation | Supporting File Name(s) | Post-Install Update | Updated Supporting File Name(s) | Percent (%) Change | Instructions
| Program Administrator (PA) Solution / Measure Code | [7 empty] | Please identify the Measure Name, Measure Description, and PA Solution / Measure Code associated with EEM 10.
Measure Name
Measure Description
| Measure Application Type (MAT) | [7 empty] | Please identify the MAT chosen for the measure and explain why the selected MAT is appropriate. For Normal Replacement MATs, please see requirements presented on pages 6 and 7 of the NMEC Rulebook, v2.1. | NMEC Rulebook, v2.1
Does this measure exceed code?
| Why did you not select a measure that exceeds code? | [7 empty] | DEER provides measure-level savings estimates from existing conditions and from code. An estimate of to-code savings is the mathematical difference. This calculation is sufficient for project adjustment. This DEER existing condition savings estimate should also be used for preliminary savings for that measure. A non-DEER estimate of preliminary savings and to-code savings may be used but calculations for both values should be provided.
What is the portion of below-code savings? These should be debited from preliminary and final trued-up performance based saving estimates.
| Effective Useful Life (EUL) - Years | [7 empty] | Provide the estimated EUL and source for this measure. Point out the associated DEER measure name. If no DEER measure name available, please provide a 5-10 word summary of the measure. | CA eTRM | Measures with an EUL of less than five (5) years may be ineligible.
* Low, medium, and full rigor AR projects only (not applicable for HTR / SB customers) | Physical Evidence of Equipment Viability (Minimum Requirements): | [7 empty] | Provide the physical evidence of equipment viability for 'Accelerated Replacement (AR)' measure application types. Pictures should be included as attachments.
• Photos and/or videos of the existing equipment
• Other necessary documents that support narratives provided on the prior 'Program Influence' tab This may include:
o Operating data
o Age of the equipment (e.g., installation date)
o Customer’s current and past maintenance and repair history
o Information on current plans or budgeting for expansions, remodels, replacement
* Only Non-BRO measures | Could the existing equipment continue providing sufficient service without replacement? | [7 empty] | Provide detailed description of the existing equipment or system operation. Please provide details on the following, where applicable: • Age and condition • Equipment quantity, size, location, rated efficiency • Control method • Operating hours (M-F, Sat-Sun) • Interactive effects (identify and quantity) • Picture depicting the measure Any data (e.g., pictures, diagrams) that does not fit in this cell should be included in the supporting file (column G& I). DO NOT user general language. Be very specific and include diagrams to describe processes and equipment.
Have there been any major repairs performed on the existing equipment during the applicable NMEC baseline period? If so, please describe.
Existing Equipment/ System Operation
| Proposed Equipment/ System Operation | [7 empty] | Provide detailed description of the proposed equipment or system operation and how it differs from baseline or existing equipment/systems. Please provide details on the following, where applicable: • Equipment quantity, size, location, rated efficiency • Control method • Operating hours (M-F, Sat-Sun) • Interactive effects (identify and quantity) • Picture depicting the measure DO NOT user general language. Be very specific and include diagrams to describe processes and equipment. Please also emphasize how it will lead to energy savings.
| Code Compliance | [7 empty] | Assessment of code compliance may be required for measure eligibility, for example to demonstrate compliance with Assembly Bill 802’s requirement that the measure will meet or exceed code. Please demonstrate compliance with Decision 17-11-006 Ordering Paragraph 2 for projects targeting to-code savings. A discussion of code compliance is relevant for all projects, even those with an existing conditions baseline (NMEC Rulebook, v2.1, pg. 5). | NMEC Rulebook, v2.1
[9 empty] | NMEC projects must meet or exceed applicable building codes and standards. In cases where there is no applicable code or standard, the project must meet or exceed an Industry Standard Practice (ISP) efficiency standard. If an official ISP has not been established, the implementer or PA must provide justification for choice of level of efficiency (NMEC Rulebook, v2.1, pg. 6). | ISP Guidance Document
| Is this a fuel substitution measure? Per the RACC-FSC Technical Guidance Document: "Fuel substitution measures, in the context of energy efficiency programs, involve energy efficiency projects where all or a portion of the existing energy use is converted from one fuel to another (i.e., natural gas to electricity or vice versa). Only equipment powered by electricity and/or natural gas fuels and provided by a CPUC-regulated investor-owned utility or a municipal utility are eligible to participate under fuel substitution measures. Measures involving non-utility (unregulated) fuels, such as propane or fuel oil, are termed as fuel switching measures. " | [7 empty] | Use the RACC-FSC_v3.0 to calculate source energy savings and CO2 offsets for this measure. Please see: • columns DO:DT of the '2 RACC' worksheet for avoided refrigerant costs/benefits • columns BT:CT of the '3 FSC' worksheet for the energy savings and avoided emissions | RACC-FSC_v3.0 / Technical Guidance Document(s) | FALSE
| Does this measure involve adding or replacing equipment that uses refrigerant and involve a change to the refrigerant type / charge? | [7 empty] | Use the RACC-FSC_v3.0 to calculate refrigerant leakage emissions and avoided costs of net refrigerant leakage emissions for this measure.
| If applicable, what type of refrigerant does the existing equipment use? | [7 empty] | Select the type(s) of refrigerant(s) from the drop town menu for both the existing and proposed equipment. Select 'Not applicable' for the existing refrigerant type if this measure only involves adding equipment that uses refrigerant.
What type of refrigerant will the proposed equipment use?
* Only customers with Non-IOU Energy Sources | Non-IOU Energy Source | [7 empty] | Please include the effects of your onsite generation in your calculations. Please include whether monthly or hourly analysis is required for each existing non-IOU energy source on-site. A reference to the calculation document should be included here in column G. | Non-IOU Energy Eligibility Guidance Document
Annual Energy Savings and Costs
| Engineering Spreadsheet | Supporting file name(s) | [6 empty] | Calculation Methodology
| Forecasted Energy Savings | kWh/yr | [6 empty] | Please provide the following details and a description of engineering / calculation methodology in the supporting file referenced in cell(s) E38:G38. • Comprehensive details on inputs (i.e., assumptions, equations, metered data, spec sheet, energy saving principles) • References to any study and data source and notes on all assumptions • Complete calibration of energy simulation models (where applicable) Please include the interactive effects in cells E39:E41 if the facility where this measure is installed has both electric and gas usage (i.e., consumption) and impacts both fuel types (even if one is negative savings).
kW
Therms/yr
*Only measures with refrigerant replacement | Refrigerant Emissions Cost/Benefit ($)
| Costs | Gross Measure Cost [GMC] | [6 empty] | Fuel-Substitution Measures
|  | Standard Measure Cost [SMC] | [6 empty] | Refrigerant Emissions Benefit ($) value can be located in from RACC-FSC v3.0 (columns DS:DT of the '2 RACC' worksheet; value should be negative if a 'Cost').
|  | Estimated Incremental Measure Cost [IMC] | 0 | [5 empty] | RACC-FSC_v3.0 / Technical Guidance Document(s)
| Simple Payback - Optional | With incentives
Without incentives
'PI POE' tab

## PI_POE
Back to READ ME | Click the + sign above for Post Installation fields =
Project Development Documentation for each individual project requires both a narrative and the supporting documentary evidence. A project cannot have just one or the other, and the two types of influence are not interchangeable -- both must be supplied.
• The narrative provides a detailed explanation responding to the individual questions.
• The evidence supports specific claims of influence in the narrative. Evidence may include but is not limited to; emails, receipts/invoices for existing inventory, and maintenance records.
The prompts in column B of this tab depend on the "Total Estimated Energy Efficiency (EE) Program Incentive" entered in cells D45:F45 of the Customer Information tab. Accordingly, that incentive field should be completed accurately before responding to these prompts. Small-Sized Business, Hard-to-Reach customers, and any non-monetary incentives such in financing, awards, or certifications must follow PI and POE requirements listed in the below.
#N/A | Response | Post Installation Updates | Filename(s) of Supporting Documentation
1. Describe this project’s development, including factors that led the customer to replace the existing equipment or process. |  | Describe any changes that occurred related to the PI / POE questions. Please check this box if no changes occurred: |  | FALSE
2. Describe the project developer’s services provided to the customer and timing of developer’s engagement compared to customer’s decision-making process.
#N/A
#N/A
#N/A
#N/A
#N/A
#N/A
Next Tab |  |  | Back to top

## Data Validation (hidden)
Yes | Electricity | MAT | Zip Code | Building CZ | 8. Accelerated Replacement (AR) projects must demonstrate with a Preponderance of Evidence both that program staff convinced the customer that the project was feasible, and that energy efficiency and the non-energy benefits induced by the program were the critical factors for pursuing the project. In other words, if not for the program, the customer would not be moving forward with the project. Please see Resolution E-5115 for the requirements, which vary based on customer incentives sought. | Recommendations for M&V activities for Very Low Rigor Tier (Incentive ≤ $7,500) projects | Recommendations for M&V activities for Low Rigor Tier ($7,500 < Incentive < $25,000) projects | Recommendations for M&V activities for Medium and Large Rigor Tiers (Incentive > or = $25,000) projects | Based on your prior responses in the PFS, this project is considered an SEM project. | Maintenance Plan | Building Types | Buildling Code | Sector | Yes | Payback (years) | Not applicable | No, not applicable | SEM-program based incentive | The M&V plan shall include a measure installation verification plan. The objectives of measure installation verification plan are to confirm that: (1) the measures were actually installed, (2) the installation meets reasonable quality standards, and (3) the measures are operating correctly and have the potential to generate the predicted savings. Verification activities shall be conducted during on-site visits, however, virtual methods may be utilized, in situations where a site visit is impractical due to post-installation measurement not requiring a site visit. Pre and/or post installation measurements of equipment performance are conducted to reduce uncertainty in project savings and are included by project developer or program implementer; or requested by the program administrator on an as-needed basis as part of the project development and review process. | The Project Feasibility Study (PFS) for this type of project is advisory-only. If selected for CPR, this PFS should be submitted within two weeks of project selection. If not selected for CPR, a PFS is not required. Please note, this project may be required to provide eligibility documentation at the ex post evaluation stage. | This worksheet outlines the submittal and review schedule for all Strategic Energy Management (SEM) projects seeking SEM-program based incentives. The SEM guidance outlined below is in addition to the general custom CPR guidance. | Please include a customer affidavit in the supporting file tab verifying a Small Business designation. You may be expected to provide supporting documentation at the ex-post evaluation stage. | 1 | 1 | 1 | Gas | TOWT | Utility meter | Monthly
No | Gas | Accelerated Replacement (AR) | 90001 | 8 | o List all customer contacts (company role and/or project role) who participate in project decision-making and briefly describe how and when decisions were reached (CEO, CFO, group consensus, other) | Installation verification activities for Very Low Rigor Tier projects may generally consist of visual equipment verification and gathering of any readily available data. Since the cost of scheduling and conducting a site visit typically approaches or exceeds the 10% of the incentive amount, virtual methods may be the preferred method for conducting installation verification if those methods have been demonstrated to be reliable for the measures in the project. | The requirements and suggestions listed for the Very Low Rigor Tier projects are applicable to the Low Rigor Tier projects. Installation verification activities for Very Low Rigor Tier projects may generally consist of visual equipment verification and gathering of any readily available data. Since the cost of scheduling and conducting a site visit typically approaches or exceeds the 10% of the incentive amount, virtual methods may be the preferred method for conducting installation verification if those methods have been demonstrated to be reliable for the measures in the project. | The installation verification requirements and suggestions listed for the Very Low and Low Rigor Tiers projects are applicable to the Medium and Large Rigor Tiers projects. Site inspections to conduct installation verification are preferred over virtual inspections when conditions permit. | The installation verification requirements and suggestions listed below are applicable to SEM projects. | All BRO (Behavioral, Retro-commissioning (RCx) and Operational) projects require a three-year maintenance plan or service contract at IR. Additionally, Retro-commissioning (RCx) and Operational projects must use a three-year EUL. Behavioral projects are not currently eligible for incentives. • The BRO vendor must provide a maintenance plan for the duration of at least three years for the incentivized measure(s). • The Customer must supply evidence of the training taking place for a maintenance plan for the duration of at least three years for the incentivized measure(s). • When building staff is not available or trained to perform maintenance tasks, owners may have a maintenance service contract in place with an equipment vendor, installing contractor, or a maintenance service contractor - at which time it becomes a Service Contract. • Most companies providing service contracts focus on maintenance of equipment, and building owners and managers need to specifically request requirements that address operating issues in service contracts. • If included in the Retrocommissioning Plan, the commissioning team can review any existing service contracts and make recommendations on how to enhance the current level of service to address efficient operation. • The maintenance plan or service contract must be submitted during Implementation Review and Approval. • Up-to-date building documentation, including O&M Manuals, Sequences of Operation, and System Diagrams, are produced through the retrocommissioning process and are essential to maintaining and troubleshooting equipment. The Preventive Maintenance Plan and a Recommissioning Plan should describe in detail the human and financial resources that are necessary to maintain the benefits of the retrocommissioning process for many years. | Agriculture - Greenhouse | APF | Agriculture | No | Net Present Value (NPV) | 2-BTP | On-bill financing | Custom calculated incentive | An energy performance improvement action (EPIA) is eligible if there is NO evidence of planning taking place within the 12 months prior to the SEM Program Cycle. Evidence of any of the following within 12 months prior to the SEM Program Cycle would make the measure ineligible: • Budget allocated for the EPIA. • Contracts signed related to EPIA implementation. • Purchase orders issued or other indications of spending on the EPIA. • Internal project manager assigned. • Detailed EPIA implementation scope and schedule developed. Evidence of any of the above older than 12 months indicates that while planning may have been started, EPIA implementation was stalled and the SEM program influenced its implementation. Note, a “wish-list” or brainstorming list of EPIA ideas does NOT qualify as a planned EPIAs. | This project type must go through the standard Custom Project Review (CPR) process. If selected, the project requires a completed disposition prior to implementation. Please submit this PFS within two weeks of project selection. Please note, the project may be required to provide eligibility documentation at the ex post evaluation stage. | This worksheet is not applicable to your project. Please continue to the next tab (EEM1). | Please include a customer affidavit in the supporting file tab verifying a Hard-to-Reach designation. You may be expected to provide supporting documentation at the ex-post evaluation stage. | 2 | 2 | 2 | Electric | Change Point | Submeter | Weekly | Initial Claim
Don't know |  | Add-On Equipment (AOE) | 90002 | 8 | o Document the key financial criteria used by the customer. This could include access to financing, relevant financial metric(s), bill savings, demand reduction, etc. | Installation Verification Requirements: • Itemized Paid Invoice of installed equipment • Photo image of installed equipment including location and surrounding conditions with Geotagging if permitted by customer. The photos should strive to ascertain information such that adequate measure installation and installation quality can be assessed for the purpose of achieving energy savings. • Photo image of the name plate of the installed equipment (i.e. manufacturer, model number, serial number, year built, etc.) if safely accessible • Updated image of affected system/line diagram/control screens, if available and applicable • Verify production, occupancy, or other key variables with customer or project sponsor email. • Verify hours of operation with customer or project sponsor email. • Product specifications or other product performance data when readily available and applicable to the savings methodology. If ratings or specifications applicable to the savings calculation but not available, a justification for not performing any verification measurements must be supplied and approved before the use of stipulated/assumed performance values can be utilized. Some examples include: o DLC Screenshot (if DLC listing is required) and manufacturers specification showing the kW and/or efficacy (LED lighting), o AHRI Rating (refrigeration and cooling compression), o CAGI (air compressors) o NEMA (motors) o NFRC (windows and glazing measures) • Verify the removal of or an abandonment in place of the replaced measure if it is a retrofit | Installation Verification Requirements: • Itemized Paid Invoice of installed equipment • Photo image of installed equipment including location and surrounding conditions with Geotagging if permitted by customer. The photos should strive to ascertain information such that adequate measure installation and installation quality can be assessed for the purpose of achieving energy savings. • Photo image of the name plate of the installed equipment (i.e. manufacturer, model number, serial number, year built, etc.) if safely accessible • Updated image of affected system/line diagram/control screens, if available • Verify production, occupancy, or other key variables with customer or project sponsor email and verify if possible with utility meter/billing/AMI data. • Verify hours of operation with customer or project sponsor email and verify if possible with utility meter/billing/AMI data. • Product specifications when readily available and applicable to the savings methodology. If ratings or specifications applicable to the savings calculation are not available, a justification for not performing any verification measurements must be supplied and approved before the use of stipulated/assumed performance values can be utilized. Some examples include: o DLC Screenshot (if DLC listing is required) and manufacturers specification showing the kW and/or efficacy (LED lighting), o AHRI Rating (refrigeration and HVAC equipment), o CAGI (air compressors) o NEMA (motors) o NFRC (windows and glazing measures) • Verify the removal and legal disposal/recycling of the replaced equipment or an abandonment in place of the replaced measure, if it is a retrofit. • Verify control strategy to determine if the replaced equipment operates only as a back-up. | Installation Verification Requirements: • Itemized Paid Invoice of installed equipment • Photo image of installed equipment including location and surrounding conditions with Geotagging if permitted by customer. The photos should strive to ascertain information such that adequate measure installation and installation quality can be assessed for the purpose of achieving energy savings. • Photo image of the name plate of the installed equipment (i.e. manufacturer, model number, serial number, year built, etc.) if safely accessible • Updated image of affected system/line diagram/control screens, if available • Verify production, occupancy, or other key variables with customer or project sponsor email or interview and verify with utility meter AMI data if possible and not verifiable through other M&V data • Verify hours of operation with customer or project sponsor email or interview and verify with utility meter AMI data if possible and not verifiable through other M&V data • Verify the removal and legal disposal/recycling or an abandonment in place of the replaced measure if it is a retrofit. • Verify control strategy to determine if the replaced equipment operates only as a back-up. | Installation Verification Requirements: When a project is selected for CPR, the following documents are expected to be included in the project documentation package, Section 13.4 of the M&V Guidebook: o Documentation that meets the requirements of Section 14.1.2 through Section 14.1.7 of the M&V Guide shall be provided. o If a bottom-up approach is being sought, a Notification of Bottom-up Method of Determining Energy Savings shall be presented at this time to the PA for review and approval (see Section 7.2 of the M&V Guidebook for details). o If the bottom-up approach is used, include a description of why there is a need to not pursue energy consumption adjustment modelling for a given type of energy. (See Section 7.2 of the SEM M&V Guidebook) o Documentation that demonstrates the M&V process outlined in the SEM M&V Guidebook is being followed. o Documentation demonstrating the SEM Design Guide is being followed with the appropriate customer engagement and leadership. o Energy and production data should be retained disaggregated and in the same time interval the program implementer (PI) received it from either the participant or the PA (see Section 7 of the SEM M&V Guidebook). A description of data cleaning activities should be documented in the Energy Data Collection Plan and be auditable by the reviewer. o Documentation demonstrating that the Opportunity Register is being updated appropriately. (Section 5.3) o If there are no viable projects or if there is not a viable model or calculations, this should be documented in the first and subsequent mid-year reviews. o Documentation that meets the requirements of the Greenhouse Gas Savings Section 14.1.12 of the M&V Guidebook shall be provided. As available, additional documentation may include: o Site Characterization if the site has been well characterized based upon the requirements of the SEM M&V Guidebook. o Energy Management Assessment (EMA) results shall be provided. o A clear Energy Data Collection Plan has been developed as required by the SEM M&V Guidebook, updated to reflect current needs. (Section 5.1 of the M&V Guidebook) o Documentation demonstrating that the Energy Data and Performance Tracking Tool is developed and used. (Section 5.2 of the M&V Guidebook) o Documentation demonstrating that the most recent energy management assessment has been conducted and reported. (Section 2.2.6 of the M&V Guidebook) o Documentation indicating that the customer has conveyed their interest, or not, regarding the reduction of greenhouse gases and pursuing integrated demand-side management (IDSM) measures and is informed how the SEM M&V process can help their reporting needs if they choose to pursue either of these kinds of measures. (Section 12 of the M&V Guidebook) |  | Agriculture - Livestock | Asm | Commercial | Maybe | Internal Rate of Return (IRR) | Ammonia | Technical support |  |  | Full Custom Project Review (CPR), including this PFS, is required for this project type. | Project Development Documentation for each individual project requires both a narrative and the supporting documentary evidence. A project cannot have just one or the other, and the two types of influence are not interchangeable -- both must be supplied. | Please include a customer affidavit in the supporting file tab verifying the Small Business and Hard-to-Reach designations. You may be expected to provide supporting documentation at the ex-post evaluation stage. | 3 | T | 3 | Other (please specify): | Proprietary |  | Daily | True-up claim
|  | Normal Replacement (NR) | 90003 | 8 |  | Pre and/or post equipment performance measurements for Very Low Rigor Tier projects are generally not required when stipulated values are previously approved and manufacturers specification are based on results from independently performed industry accepted testing for the specific equipment of equipment family. A short video can be helpful to show fluctuating operation such as a VFD or cycling air compressor depending on the measure and calculation methodology. Very Low Rigor Tier projects with large savings uncertainty or large market potential or in the case that the total number of such projects planned or expected in a 12-month period will place the total incentive for all projects into another rigor level, that other rigor level shall apply. If the measure under consideration has a large market potential thus there are many future projects projected, the cost of the required M&V activity for a sample of projects representing the expected variation of performance based on site specific conditions can be spread over multiple project submissions. When performance measurements are proposed, an M&V plan compliant with the Statewide Custom Projects Guidance Document must be submitted. | Pre and/or post equipment performance measurements for Low Rigor Tier projects shall be proposed by the project developer, program implementer or requested by program administrator to reduce uncertainty in the project savings estimates. The requirement may be reduced when the primary uncertainty arises from stipulated values and those values are previously approved and manufacturers specifications are based on results from independently performed industry accepted testing for the specific equipment of equipment family. Typical performance measurement activities for Low Rigor Tier projects consist of the following activities: • Control system screenshots used to verify operational parameters such as control setpoints, operating hours equipment sequencing and so on. • Spot measurements or pre- and/or post- installation short-term data logging of installed or affected equipment/system energy consumption, operation, or other key variables. The project developer and technical reviewers shall consider the value of this effort in terms of the increased accuracy of the energy savings estimates when determining if this is a beneficial effort considering M&V budget constraints. Low Rigor Tier projects with large savings uncertainty or in the case that the total number of such projects planned or expected in a 12-month period will place the total incentive for all projects into another rigor level, that other rigor level shall apply. If the measure under consideration has a large market potential and thus there are many future projects projected, the cost of the required M&V activity for a sample of projects representing the expected variation of performance based on site specific condition may be spread over multiple project submissions. When performance measurements are proposed, an M&V plan compliant with the Statewide Custom Projects Guidance Document must be submitted. | Pre and/or post equipment performance measurements for Medium and Large Rigor Tiers projects shall be proposed by the project developer unless the CPUC staff has pre-approved that all measures included in the project using the proposed calculation methodology and stipulated values, are exempt from either pre or post- (or both) performance measurements.. If Pre- and/or Post- performance measurements is proposed to not occur an explanation of the rationale for excluding performance measurements from the project development process shall be required; such a proposal shall require pre-approval. An M&V plan compliant with the Statewide Custom Project Guidance Documents must be submitted for all projects were M&V will be conducted. The M&V plan must provide the following: • The IMPVP Option used to determine savings • Identification of project boundaries of the energy efficiency measure • Data to be collected and/or measured o Specify location of metering points on a line diagram o Discussion of how the data will be used in the calculations • Specifications of measurement equipment, period (i.e. 2 weeks), and interval (i.e. 15min increment) o Discussion of the accuracy of the measurement equipment o Include no less than 2 weeks of metered data (pre- and post-) o Discussion of capturing seasonality (i.e. harvest) in metered data • Specifications of the exact data analysis procedures, algorithms, assumptions, software tools (name and version) o Reference relevant sections of energy efficiency standards or guides used for assumptions • How the results will be reported and documented o Discussion of uncertainty associated with the results | CPR of SEM projects yields advisory-only dispositions. SEM Eligible projects may continue through the program administrator (PA) process during CPR, unless custom or deemed incentive level projects are included, for which these projects must go through the standard CPR process and may require completed dispositions prior to implementation. This means PAs should proceed with claiming savings and paying incentives for measures that are not being submitted for deemed or custom incentives without waiting for CPR to finish and issue a disposition. o For the projects selected for review, the disposition will indicate when the CPR team should be notified of updates to the project and whether the project will be reviewed again after those updates. o This may include updates such as opportunity register, mid-year data collection, completion of annual report, switching to bottom-up calculations, or revising the energy model (adding, removing, changing variables, changing the baseline time-period, changing the interval, etc.). o New/updated project documents should be uploaded to the designated CMPA project folder when they are ready for review by the CPR team. With a note of the changes – in the description or as a separate message. o For projects that do not have viable models or calculations indicating savings within the first year, CPUC may request additional documentation beyond the first year. This may include projects that did not install any measures within the first year. SEM projects should be listed on the bi-monthly submission list during year 1 of cycle 1 after a project has completed the first Program Administrator (PA) Mid-Year Review. o Same guidance applies if a project is using bottom-up calculations. o Selected projects do not need to be relisted on the bi-monthly submission list. o Projects not selected for review at time of initial listing do not need to be listed again |  | Agriculture - Produce Farm | ICP | Industrial |  | Other | Butane | Award(s) |  |  |  | This worksheet is not applicable to your project. Please continue to the 'Supporting Files' tab. | For projects seeking non-monetary incentives, the proposed M&V rigor should reflect that of an incented project with similar savings magnitude. | 4T |  | 4 | Steam | Other |  | Hourly
|  | Building Weatherization (BW) | 90004 | 9 | [6 empty] | Agriculture - Vineyards & Processing | Com | Multifamily |  |  | Carbon Dioxide | Certification(s) |  |  |  | This worksheet is not applicable to projects that only contain BRO measures. Please continue to the 'M&V' tab. |  | 4G |  | 5 |  |  |  | Sub-hourly
|  | BRO - Behavioral (BRO-Bhv) | 90005 | 9 |  | The requirements and suggestions listed below are applicable to NMEC projects. Per the Rulebook for Programs and Projects Based on Normalized Metered Energy Consumptions (v2), the Measurement and Verification (M&V) Plan for all site-level projects should include: • Methodology, analytical methods and software employed for calculating Normalized Metered Energy Consumption, as well as both gross and net savings, resulting from the energy efficiency measures installed and not influenced by unrelated changes in energy consumption. • Data collection plan |  |  |  |  | Agriculture - Other | Dat | Public |  |  | Carbon tetrachloride | No |  |  |  | Please provide the name and description of the supporting file for the Measurement and Verification (M&V) plan in the following 'Supporting Files' tab. As part of the broader CPR Process Improvement workplan indicates, the M&V guidelines presented below will be reviewed and revised as we look to streamline the recommendations. |  |  |  | 6
|  | BRO - Retro-commissioning (BRO-RCx) | 90006 | 9 | [6 empty] | Assembly (ASM) | ECC | Unknown |  |  | CFC-11 |  |  |  |  | The prompts in column B of this tab depends on the "Total Estimated Energy Efficiency (EE) Program Incentive" entered in cell D45 of Customer Information tab. Accordingly, the incentive fields in those tabs should be completed accurately before responding to these prompts. |  |  |  | 7
|  | BRO - Operational (BRO-Op) | 90007 | 8 | [6 empty] | Assembly (ASM) - Fitness Center | EPr |  |  |  | CFC-113 | [8 empty] | 8
|  |  | 90008 | 8 | [6 empty] | Education - Community College (ECC) | ERC |  |  |  | CFC-114 | [8 empty] | 9
|  |  | 90009 | 6 | [6 empty] | Education - Primary School (EPR) | ESe |  |  |  | CFC-115
|  |  | 90010 | 9 | [6 empty] | Education - Secondary School (ESE) | EUn |  |  |  | CFC-12
|  |  | 90011 | 8 | [6 empty] | Education - University (EUN) | Fhc |  |  |  | CFC-13
|  |  | 90012 | 9 | [6 empty] | Grocery (GRO) | IFP |  |  |  | Dimethyl ether (DME)
|  |  | 90013 | 9 | [6 empty] | Health/Medical - Clinic | IGP |  |  |  | DR-3
|  |  | 90014 | 9 | [6 empty] | Health/Medical - Hospital (HSP) | GHs |  |  |  | FOR12A
|  |  | 90015 | 9 | [6 empty] | Health/Medical - Nursing Home (NRS) | Gro |  |  |  | FOR12B
|  |  | 90016 | 8 | [6 empty] | Industrial - Chemical Processing | Cnc |  |  |  | Freeze 12
|  |  | 90017 | 9 | [6 empty] | Industrial - Data Center | Hsp |  |  |  | Free Zone
|  |  | 90018 | 8 | [6 empty] | Industrial - Food Processing | Nrs |  |  |  | FRIGC FR-12
|  |  | 90019 | 9 | [6 empty] | Industrial - Gas Production | HGR |  |  |  | G2018C
|  |  | 90020 | 9 | [6 empty] | Industrial - Petroleum | ALF |  |  |  | GHG-HP
|  |  | 90021 | 9 | [6 empty] | Industrial - Waste Water Treatment | Gst |  |  |  | GHG-X5
|  |  | 90022 | 9 | [6 empty] | Industrial - Other | Htl |  |  |  | Halon 1211
|  |  | 90023 | 9 | [6 empty] | Lodging - Hotel (HTL) | Mtl |  |  |  | Halon 1301
|  |  | 90024 | 9 | [6 empty] | Lodging - Motel (MTL) | IBM |  |  |  | Halon 2402
|  |  | 90025 | 6 | [6 empty] | Manuf. - Beverage | MBT |  |  |  | HCFC-123
|  |  | 90026 | 9 | [6 empty] | Manuf. - Bio/Tech (MBT) | ICS |  |  |  | HCFC-124
|  |  | 90027 | 9 | [6 empty] | Manuf. - Cement/Stone | MCE |  |  |  | HCFC-141b
|  |  | 90028 | 9 | [6 empty] | Manuf. - Electronics | IGM |  |  |  | HCFC-142b
|  |  | 90029 | 9 | [6 empty] | Manuf. - Glass | MLI |  |  |  | HCFC-21
|  |  | 90030 | 9 | [6 empty] | Manuf. - Light Industrial (MLI) | IPH |  |  |  | HCFC-22
|  |  | 90031 | 9 | [6 empty] | Manuf. - Metal Prod. & Fabrication | IPM |  |  |  | HCFC-225ca
|  |  | 90032 | 9 | [6 empty] | Manuf. - Pharmaceutical | MPF |  |  |  | HCFC-225cb
|  |  | 90033 | 9 | [6 empty] | Manuf. - Plastics | CRe |  |  |  | HFC-125
|  |  | 90034 | 8 | [6 empty] | Municipal - City Parks/Recreations | OfL |  |  |  | HFC-134a
|  |  | 90035 | 9 | [6 empty] | Office - Large (OFL) | OfS |  |  |  | HFC-143a
|  |  | 90036 | 9 | [6 empty] | Office - Small (OFS) | AgOth |  |  |  | HFC-152a
|  |  | 90037 | 8 | [6 empty] | Residential Multi Family - In Unit (MFM) | IndOth |  |  |  | HFC-161
|  |  | 90038 | 9 | [6 empty] | Residential Multi Family - MFmCmn (MFMCmn) | IPe |  |  |  | HFC-227ea
|  |  | 90039 | 9 | [6 empty] | Restaurant - Fast Food (RFF) | Res |  |  |  | HFC-23
|  |  | 90040 | 8 | [6 empty] | Restaurant - Sit-Down (RSD) | DMo |  |  |  | HFC-236fa
|  |  | 90041 | 9 | [6 empty] | Retail - Multi-story Large (RT3) | MFm |  |  |  | HFC-245fa
|  |  | 90042 | 9 | [6 empty] | Retail - Single-Story Large (RTL) | MFmCmn |  |  |  | HFC-32
|  |  | 90043 | 8 | [6 empty] | Retail - Small (RTS) | SFm |  |  |  | HFC-365mfc
|  |  | 90044 | 8 | [6 empty] | Storage - Conditioned (SCN) | RFF |  |  |  | HFC-43-10mee
|  |  | 90045 | 6 | [6 empty] | Storage - Unconditioned (SUN) | RSD |  |  |  | HFE-7100
|  |  | 90046 | 9 | [6 empty] | Storage - Refrigerated Warehouse (WRF) | Rt3 |  |  |  | HFE-7200
|  |  | 90047 | 8 | [6 empty] | Transportation Equipment | RtL |  |  |  | HFE-8200
|  |  | 90048 | 9 | [7 empty] | RtS |  |  |  | Hot Shot 2
|  |  | 90049 | 6 | [7 empty] | s_Agr |  |  |  | Ikon A
|  |  | 90050 | 9 | [7 empty] | s_FSt |  |  |  | Ikon B
|  |  | 90051 | 8 | [7 empty] | s_Cli |  |  |  | Isceon MO89
|  |  | 90052 | 8 | [7 empty] | s_Ind |  |  |  | Isobutane
|  |  | 90053 | 9 | [7 empty] | s_MiC |  |  |  | Methane
|  |  | 90054 | 9 | [7 empty] | s_TCU |  |  |  | Methyl bromide
|  |  | 90055 | 9 | [7 empty] | SMo |  |  |  | Methyl chloroform (R-140a)
|  |  | 90056 | 8 | [7 empty] | SCn |  |  |  | Methylene chloride
|  |  | 90057 | 9 | [7 empty] | SUn |  |  |  | NARM-502
|  |  | 90058 | 8 | [7 empty] | Sup |  |  |  | NF3 Nitrogen Trifluoride
|  |  | 90059 | 8 | [7 empty] | IAT |  |  |  | Nitrous Oxide
|  |  | 90060 | 9 | [7 empty] | EUD |  |  |  | PFC-116
|  |  | 90061 | 8 | [7 empty] | VPr |  |  |  | PFC-14
|  |  | 90062 | 8 | [7 empty] | WRf |  |  |  | PFC-218
|  |  | 90063 | 9 | [7 empty] | WWT |  |  |  | PFC-31-10
|  |  | 90064 | 9 | [11 empty] | PFC-318
|  |  | 90065 | 9 | [11 empty] | PFC-41-12
|  |  | 90066 | 6 | [11 empty] | PFC-51-14
|  |  | 90067 | 9 | [11 empty] | PFC-91-18
|  |  | 90068 | 9 | [11 empty] | Propane
|  |  | 90069 | 9 | [11 empty] | R-401A
|  |  | 90070 | 9 | [11 empty] | R-401B
|  |  | 90071 | 9 | [11 empty] | R-401C
|  |  | 90072 | 9 | [11 empty] | R-402A
|  |  | 90073 | 6 | [11 empty] | R-402B
|  |  | 90074 | 9 | [11 empty] | R-403B
|  |  | 90075 | 9 | [11 empty] | R-404A
|  |  | 90076 | 9 | [11 empty] | R-406A
|  |  | 90077 | 9 | [11 empty] | R-407A
|  |  | 90078 | 9 | [11 empty] | R-407B
|  |  | 90079 | 9 | [11 empty] | R-407C
|  |  | 90080 | 6 | [11 empty] | R-407D
|  |  | 90081 | 9 | [11 empty] | R-407F
|  |  | 90082 | 8 | [11 empty] | R-407H
|  |  | 90083 | 6 | [11 empty] | R-408A
|  |  | 90084 | 9 | [11 empty] | R-409A
|  |  | 90086 | 9 | [11 empty] | R-410A
|  |  | 90087 | 9 | [11 empty] | R-410B
|  |  | 90088 | 9 | [11 empty] | R-411A
|  |  | 90089 | 8 | [11 empty] | R-411B
|  |  | 90091 | 8 | [11 empty] | R-413A
|  |  | 90093 | 9 | [11 empty] | R-414A
|  |  | 90094 | 6 | [11 empty] | R-414B
|  |  | 90095 | 9 | [11 empty] | R-416A
|  |  | 90096 | 8 | [11 empty] | R-417A
|  |  | 90097 | 6 | [11 empty] | R-417B
|  |  | 90099 | 9 | [11 empty] | R-417C
|  |  | 90101 | 8 | [11 empty] | R-420A
|  |  | 90102 | 6 | [11 empty] | R-421A
|  |  | 90103 | 6 | [11 empty] | R-421B
|  |  | 90174 | 6 | [11 empty] | R-422A
|  |  | 90185 | 6 | [11 empty] | R-422B
|  |  | 90201 | 8 | [11 empty] | R-422C
|  |  | 90202 | 8 | [11 empty] | R-422D
|  |  | 90209 | 9 | [11 empty] | R-423A
|  |  | 90210 | 9 | [11 empty] | R-424A
|  |  | 90211 | 9 | [11 empty] | R-426A
|  |  | 90212 | 9 | [11 empty] | R-427A
|  |  | 90213 | 9 | [11 empty] | R-428A
|  |  | 90220 | 8 | [11 empty] | R-434A
|  |  | 90221 | 8 | [11 empty] | R-436A
|  |  | 90222 | 8 | [11 empty] | R-437A
|  |  | 90223 | 8 | [11 empty] | R-438A
|  |  | 90224 | 8 | [11 empty] | R-441A
|  |  | 90230 | 8 | [11 empty] | R-442A
|  |  | 90231 | 8 | [11 empty] | R-443A
|  |  | 90232 | 8 | [11 empty] | R-444A
|  |  | 90233 | 6 | [11 empty] | R-444B
|  |  | 90239 | 8 | [11 empty] | R-445A
|  |  | 90240 | 8 | [11 empty] | R-446A
|  |  | 90241 | 8 | [11 empty] | R-447A
|  |  | 90242 | 8 | [11 empty] | R-447B
|  |  | 90245 | 6 | [11 empty] | R-448A
|  |  | 90247 | 8 | [11 empty] | R-449A
|  |  | 90248 | 8 | [11 empty] | R-449B
|  |  | 90249 | 8 | [11 empty] | R-450A
|  |  | 90250 | 8 | [11 empty] | R-451A
|  |  | 90251 | 8 | [11 empty] | R-451B
|  |  | 90254 | 6 | [11 empty] | R-452A
|  |  | 90255 | 8 | [11 empty] | R-452B
|  |  | 90260 | 8 | [11 empty] | R-452C
|  |  | 90261 | 6 | [11 empty] | R-453A
|  |  | 90262 | 8 | [11 empty] | R-454A
|  |  | 90263 | 6 | [11 empty] | R-454B
|  |  | 90264 | 6 | [11 empty] | R-454C
|  |  | 90265 | 6 | [11 empty] | R-455A
|  |  | 90266 | 6 | [11 empty] | R-456A
|  |  | 90267 | 6 | [11 empty] | R-457A
|  |  | 90270 | 8 | [11 empty] | R-458A
|  |  | 90272 | 6 | [11 empty] | R-461A
|  |  | 90274 | 6 | [11 empty] | R-462A
|  |  | 90275 | 6 | [11 empty] | R-466A
|  |  | 90277 | 6 | [11 empty] | R-500
|  |  | 90278 | 6 | [11 empty] | R-502
|  |  | 90280 | 8 | [11 empty] | R-503
|  |  | 90290 | 6 | [11 empty] | R-507
|  |  | 90291 | 6 | [11 empty] | R-508A
|  |  | 90292 | 6 | [11 empty] | R-508B
|  |  | 90293 | 6 | [11 empty] | R-513A
|  |  | 90294 | 6 | [11 empty] | R-514A
|  |  | 90295 | 6 | [11 empty] | R-515A
|  |  | 90296 | 6 | [11 empty] | R-516A
|  |  | 90301 | 8 | [11 empty] | SF6 Sulphur Hexafluoride
|  |  | 90302 | 8 | [11 empty] | SO2F2 Sulfuryl fluoride
|  |  | 90303 | 8 | [11 empty] | SP34E
|  |  | 90304 | 8 | [11 empty] | TDX20 see also R-458A
|  |  | 90305 | 8 | [11 empty] | THR-03
|  |  | 90306 | 8 | [11 empty] | Trifluoromethyl iodide (CF3I)
|  |  | 90307 | 8 | [11 empty] | Trifluoromethyl sulfur pentafluoride
|  |  | 90308 | 8
|  |  | 90309 | 8
|  |  | 90310 | 8
|  |  | 90311 | 8
|  |  | 90312 | 8
|  |  | 90313 | 6
|  |  | 90397 | 6
|  |  | 90398 | 6
|  |  | 90401 | 6
|  |  | 90402 | 6
|  |  | 90403 | 6
|  |  | 90404 | 6
|  |  | 90405 | 6
|  |  | 90406 | 6
|  |  | 90407 | 6
|  |  | 90408 | 6
|  |  | 90409 | 6
|  |  | 90410 | 6
|  |  | 90411 | 6
|  |  | 90501 | 6
|  |  | 90502 | 6
|  |  | 90503 | 6
|  |  | 90504 | 8
|  |  | 90505 | 6
|  |  | 90506 | 8
|  |  | 90507 | 6
|  |  | 90508 | 6
|  |  | 90509 | 6
|  |  | 90510 | 6
|  |  | 90601 | 9
|  |  | 90602 | 9
|  |  | 90603 | 9
|  |  | 90604 | 9
|  |  | 90605 | 9
|  |  | 90606 | 9
|  |  | 90607 | 9
|  |  | 90608 | 9
|  |  | 90609 | 9
|  |  | 90610 | 9
|  |  | 90612 | 6
|  |  | 90620 | 8
|  |  | 90621 | 8
|  |  | 90622 | 8
|  |  | 90623 | 8
|  |  | 90624 | 8
|  |  | 90630 | 8
|  |  | 90631 | 8
|  |  | 90632 | 8
|  |  | 90633 | 8
|  |  | 90637 | 9
|  |  | 90638 | 9
|  |  | 90639 | 9
|  |  | 90640 | 9
|  |  | 90650 | 8
|  |  | 90651 | 8
|  |  | 90652 | 8
|  |  | 90659 | 6
|  |  | 90660 | 9
|  |  | 90661 | 9
|  |  | 90662 | 9
|  |  | 90665 | 6
|  |  | 90670 | 9
|  |  | 90671 | 9
|  |  | 90680 | 8
|  |  | 90701 | 8
|  |  | 90702 | 8
|  |  | 90703 | 8
|  |  | 90704 | 6
|  |  | 90706 | 8
|  |  | 90707 | 8
|  |  | 90710 | 6
|  |  | 90711 | 8
|  |  | 90712 | 8
|  |  | 90713 | 8
|  |  | 90714 | 8
|  |  | 90715 | 8
|  |  | 90716 | 8
|  |  | 90717 | 6
|  |  | 90720 | 8
|  |  | 90721 | 8
|  |  | 90723 | 8
|  |  | 90731 | 6
|  |  | 90732 | 6
|  |  | 90733 | 6
|  |  | 90734 | 6
|  |  | 90740 | 6
|  |  | 90742 | 6
|  |  | 90743 | 6
|  |  | 90744 | 6
|  |  | 90745 | 6
|  |  | 90746 | 8
|  |  | 90747 | 8
|  |  | 90748 | 6
|  |  | 90749 | 6
|  |  | 90801 | 6
|  |  | 90802 | 6
|  |  | 90803 | 6
|  |  | 90804 | 6
|  |  | 90805 | 8
|  |  | 90806 | 6
|  |  | 90807 | 8
|  |  | 90808 | 8
|  |  | 90809 | 6
|  |  | 90810 | 6
|  |  | 90813 | 6
|  |  | 90814 | 6
|  |  | 90815 | 6
|  |  | 90822 | 6
|  |  | 90831 | 6
|  |  | 90832 | 6
|  |  | 90833 | 6
|  |  | 90834 | 6
|  |  | 90835 | 6
|  |  | 90840 | 6
|  |  | 90842 | 8
|  |  | 90844 | 6
|  |  | 90845 | 6
|  |  | 90846 | 8
|  |  | 90847 | 8
|  |  | 90848 | 8
|  |  | 90853 | 6
|  |  | 90888 | 6
|  |  | 91001 | 9
|  |  | 91003 | 9
|  |  | 91006 | 9
|  |  | 91007 | 9
|  |  | 91009 | 9
|  |  | 91010 | 9
|  |  | 91011 | 9
|  |  | 91012 | 9
|  |  | 91016 | 9
|  |  | 91017 | 9
|  |  | 91020 | 9
|  |  | 91021 | 9
|  |  | 91023 | 16
|  |  | 91024 | 9
|  |  | 91025 | 9
|  |  | 91030 | 9
|  |  | 91031 | 9
|  |  | 91040 | 16
|  |  | 91041 | 9
|  |  | 91042 | 16
|  |  | 91043 | 9
|  |  | 91046 | 9
|  |  | 91050 | 9
|  |  | 91051 | 9
|  |  | 91066 | 9
|  |  | 91077 | 9
|  |  | 91101 | 9
|  |  | 91102 | 9
|  |  | 91103 | 9
|  |  | 91104 | 9
|  |  | 91105 | 9
|  |  | 91106 | 9
|  |  | 91107 | 9
|  |  | 91108 | 9
|  |  | 91109 | 9
|  |  | 91110 | 9
|  |  | 91114 | 9
|  |  | 91115 | 9
|  |  | 91116 | 9
|  |  | 91117 | 9
|  |  | 91118 | 9
|  |  | 91121 | 9
|  |  | 91123 | 9
|  |  | 91124 | 9
|  |  | 91125 | 9
|  |  | 91126 | 9
|  |  | 91129 | 9
|  |  | 91131 | 9
|  |  | 91175 | 9
|  |  | 91182 | 9
|  |  | 91184 | 9
|  |  | 91185 | 9
|  |  | 91186 | 9
|  |  | 91187 | 9
|  |  | 91188 | 9
|  |  | 91189 | 9
|  |  | 91191 | 9
|  |  | 91201 | 9
|  |  | 91202 | 9
|  |  | 91203 | 9
|  |  | 91204 | 9
|  |  | 91205 | 9
|  |  | 91206 | 9
|  |  | 91207 | 9
|  |  | 91208 | 9
|  |  | 91209 | 9
|  |  | 91210 | 9
|  |  | 91214 | 9
|  |  | 91221 | 9
|  |  | 91222 | 9
|  |  | 91224 | 9
|  |  | 91225 | 9
|  |  | 91226 | 9
|  |  | 91301 | 9
|  |  | 91302 | 9
|  |  | 91303 | 9
|  |  | 91304 | 9
|  |  | 91305 | 9
|  |  | 91306 | 9
|  |  | 91307 | 9
|  |  | 91308 | 9
|  |  | 91309 | 9
|  |  | 91310 | 9
|  |  | 91311 | 9
|  |  | 91312 | 9
|  |  | 91313 | 9
|  |  | 91316 | 9
|  |  | 91319 | 9
|  |  | 91320 | 6
|  |  | 91321 | 9
|  |  | 91322 | 9
|  |  | 91324 | 9
|  |  | 91325 | 9
|  |  | 91326 | 9
|  |  | 91327 | 9
|  |  | 91328 | 9
|  |  | 91329 | 9
|  |  | 91330 | 9
|  |  | 91331 | 9
|  |  | 91333 | 9
|  |  | 91334 | 9
|  |  | 91335 | 9
|  |  | 91337 | 9
|  |  | 91340 | 9
|  |  | 91341 | 9
|  |  | 91342 | 9
|  |  | 91343 | 9
|  |  | 91344 | 9
|  |  | 91345 | 9
|  |  | 91346 | 9
|  |  | 91350 | 9
|  |  | 91351 | 9
|  |  | 91352 | 9
|  |  | 91353 | 9
|  |  | 91354 | 9
|  |  | 91355 | 9
|  |  | 91356 | 9
|  |  | 91357 | 9
|  |  | 91358 | 9
|  |  | 91359 | 9
|  |  | 91360 | 9
|  |  | 91361 | 9
|  |  | 91362 | 9
|  |  | 91363 | 9
|  |  | 91364 | 9
|  |  | 91365 | 9
|  |  | 91367 | 9
|  |  | 91371 | 9
|  |  | 91372 | 9
|  |  | 91376 | 9
|  |  | 91377 | 9
|  |  | 91380 | 16
|  |  | 91381 | 9
|  |  | 91382 | 9
|  |  | 91383 | 9
|  |  | 91384 | 9
|  |  | 91385 | 9
|  |  | 91386 | 9
|  |  | 91388 | 9
|  |  | 91390 | 16
|  |  | 91392 | 9
|  |  | 91393 | 9
|  |  | 91394 | 9
|  |  | 91395 | 9
|  |  | 91396 | 9
|  |  | 91399 | 9
|  |  | 91401 | 9
|  |  | 91402 | 9
|  |  | 91403 | 9
|  |  | 91404 | 9
|  |  | 91405 | 9
|  |  | 91406 | 9
|  |  | 91407 | 9
|  |  | 91408 | 9
|  |  | 91409 | 9
|  |  | 91410 | 9
|  |  | 91411 | 9
|  |  | 91412 | 9
|  |  | 91413 | 9
|  |  | 91416 | 9
|  |  | 91423 | 9
|  |  | 91426 | 9
|  |  | 91436 | 9
|  |  | 91470 | 9
|  |  | 91482 | 9
|  |  | 91495 | 9
|  |  | 91496 | 9
|  |  | 91497 | 9
|  |  | 91499 | 9
|  |  | 91501 | 9
|  |  | 91502 | 9
|  |  | 91503 | 9
|  |  | 91504 | 9
|  |  | 91505 | 9
|  |  | 91506 | 9
|  |  | 91507 | 9
|  |  | 91508 | 9
|  |  | 91510 | 9
|  |  | 91521 | 9
|  |  | 91522 | 9
|  |  | 91523 | 9
|  |  | 91526 | 9
|  |  | 91601 | 9
|  |  | 91602 | 9
|  |  | 91603 | 9
|  |  | 91604 | 9
|  |  | 91605 | 9
|  |  | 91606 | 9
|  |  | 91607 | 9
|  |  | 91608 | 9
|  |  | 91609 | 9
|  |  | 91610 | 9
|  |  | 91611 | 9
|  |  | 91612 | 9
|  |  | 91614 | 9
|  |  | 91615 | 9
|  |  | 91616 | 9
|  |  | 91617 | 9
|  |  | 91618 | 9
|  |  | 91701 | 10
|  |  | 91702 | 9
|  |  | 91706 | 9
|  |  | 91708 | 10
|  |  | 91709 | 10
|  |  | 91710 | 10
|  |  | 91711 | 9
|  |  | 91714 | 9
|  |  | 91715 | 9
|  |  | 91716 | 9
|  |  | 91718 | 10
|  |  | 91719 | 10
|  |  | 91720 | 10
|  |  | 91722 | 9
|  |  | 91723 | 9
|  |  | 91724 | 9
|  |  | 91729 | 10
|  |  | 91730 | 10
|  |  | 91731 | 9
|  |  | 91732 | 9
|  |  | 91733 | 9
|  |  | 91734 | 9
|  |  | 91735 | 9
|  |  | 91737 | 10
|  |  | 91739 | 10
|  |  | 91740 | 9
|  |  | 91741 | 9
|  |  | 91743 | 10
|  |  | 91744 | 9
|  |  | 91745 | 9
|  |  | 91746 | 9
|  |  | 91747 | 9
|  |  | 91748 | 9
|  |  | 91749 | 9
|  |  | 91750 | 9
|  |  | 91752 | 10
|  |  | 91754 | 9
|  |  | 91755 | 9
|  |  | 91756 | 9
|  |  | 91758 | 10
|  |  | 91759 | 16
|  |  | 91760 | 10
|  |  | 91761 | 10
|  |  | 91762 | 10
|  |  | 91763 | 10
|  |  | 91764 | 10
|  |  | 91765 | 9
|  |  | 91766 | 9
|  |  | 91767 | 9
|  |  | 91768 | 9
|  |  | 91769 | 9
|  |  | 91770 | 9
|  |  | 91771 | 9
|  |  | 91772 | 9
|  |  | 91773 | 9
|  |  | 91775 | 9
|  |  | 91776 | 9
|  |  | 91778 | 9
|  |  | 91780 | 9
|  |  | 91784 | 10
|  |  | 91785 | 10
|  |  | 91786 | 10
|  |  | 91788 | 9
|  |  | 91789 | 9
|  |  | 91790 | 9
|  |  | 91791 | 9
|  |  | 91792 | 9
|  |  | 91793 | 9
|  |  | 91795 | 9
|  |  | 91797 | 9
|  |  | 91798 | 10
|  |  | 91799 | 9
|  |  | 91801 | 9
|  |  | 91802 | 9
|  |  | 91803 | 9
|  |  | 91804 | 9
|  |  | 91841 | 9
|  |  | 91896 | 9
|  |  | 91899 | 9
|  |  | 91901 | 10
|  |  | 91902 | 7
|  |  | 91903 | 10
|  |  | 91905 | 14
|  |  | 91906 | 14
|  |  | 91908 | 7
|  |  | 91909 | 7
|  |  | 91910 | 7
|  |  | 91911 | 7
|  |  | 91912 | 7
|  |  | 91913 | 7
|  |  | 91914 | 10
|  |  | 91915 | 7
|  |  | 91916 | 14
|  |  | 91917 | 10
|  |  | 91921 | 7
|  |  | 91931 | 14
|  |  | 91932 | 7
|  |  | 91933 | 7
|  |  | 91934 | 14
|  |  | 91935 | 10
|  |  | 91941 | 7
|  |  | 91942 | 7
|  |  | 91943 | 7
|  |  | 91944 | 7
|  |  | 91945 | 7
|  |  | 91946 | 7
|  |  | 91947 | 7
|  |  | 91948 | 14
|  |  | 91950 | 7
|  |  | 91951 | 7
|  |  | 91962 | 14
|  |  | 91963 | 14
|  |  | 91976 | 10
|  |  | 91977 | 10
|  |  | 91978 | 10
|  |  | 91979 | 10
|  |  | 91980 | 14
|  |  | 91987 | 14
|  |  | 91990 | 14
|  |  | 92003 | 10
|  |  | 92004 | 15
|  |  | 92007 | 7
|  |  | 92008 | 7
|  |  | 92009 | 7
|  |  | 92013 | 7
|  |  | 92014 | 7
|  |  | 92018 | 7
|  |  | 92019 | 10
|  |  | 92020 | 10
|  |  | 92021 | 10
|  |  | 92022 | 10
|  |  | 92023 | 7
|  |  | 92024 | 7
|  |  | 92025 | 10
|  |  | 92026 | 10
|  |  | 92027 | 10
|  |  | 92028 | 10
|  |  | 92029 | 10
|  |  | 92030 | 10
|  |  | 92033 | 10
|  |  | 92036 | 14
|  |  | 92037 | 7
|  |  | 92038 | 7
|  |  | 92039 | 7
|  |  | 92040 | 10
|  |  | 92046 | 10
|  |  | 92049 | 7
|  |  | 92051 | 7
|  |  | 92052 | 7
|  |  | 92054 | 7
|  |  | 92055 | 7
|  |  | 92056 | 7
|  |  | 92057 | 7
|  |  | 92058 | 7
|  |  | 92059 | 10
|  |  | 92060 | 14
|  |  | 92061 | 10
|  |  | 92064 | 10
|  |  | 92065 | 10
|  |  | 92066 | 14
|  |  | 92067 | 7
|  |  | 92068 | 7
|  |  | 92069 | 10
|  |  | 92070 | 14
|  |  | 92071 | 10
|  |  | 92072 | 10
|  |  | 92074 | 10
|  |  | 92075 | 7
|  |  | 92078 | 10
|  |  | 92079 | 10
|  |  | 92081 | 7
|  |  | 92082 | 10
|  |  | 92083 | 7
|  |  | 92084 | 7
|  |  | 92085 | 7
|  |  | 92086 | 14
|  |  | 92088 | 10
|  |  | 92090 | 10
|  |  | 92091 | 7
|  |  | 92092 | 7
|  |  | 92093 | 7
|  |  | 92096 | 10
|  |  | 92101 | 7
|  |  | 92102 | 7
|  |  | 92103 | 7
|  |  | 92104 | 7
|  |  | 92105 | 7
|  |  | 92106 | 7
|  |  | 92107 | 7
|  |  | 92108 | 7
|  |  | 92109 | 7
|  |  | 92110 | 7
|  |  | 92111 | 7
|  |  | 92112 | 7
|  |  | 92113 | 7
|  |  | 92114 | 7
|  |  | 92115 | 7
|  |  | 92116 | 7
|  |  | 92117 | 7
|  |  | 92118 | 7
|  |  | 92119 | 7
|  |  | 92120 | 7
|  |  | 92121 | 7
|  |  | 92122 | 7
|  |  | 92123 | 7
|  |  | 92124 | 7
|  |  | 92126 | 7
|  |  | 92127 | 10
|  |  | 92128 | 10
|  |  | 92129 | 7
|  |  | 92130 | 7
|  |  | 92131 | 10
|  |  | 92132 | 7
|  |  | 92133 | 7
|  |  | 92134 | 7
|  |  | 92135 | 7
|  |  | 92136 | 7
|  |  | 92137 | 7
|  |  | 92138 | 7
|  |  | 92139 | 7
|  |  | 92140 | 7
|  |  | 92142 | 10
|  |  | 92143 | 7
|  |  | 92145 | 7
|  |  | 92147 | 7
|  |  | 92149 | 7
|  |  | 92150 | 10
|  |  | 92152 | 7
|  |  | 92153 | 7
|  |  | 92154 | 7
|  |  | 92155 | 7
|  |  | 92158 | 10
|  |  | 92159 | 7
|  |  | 92160 | 7
|  |  | 92161 | 7
|  |  | 92162 | 7
|  |  | 92163 | 7
|  |  | 92164 | 7
|  |  | 92165 | 7
|  |  | 92166 | 7
|  |  | 92167 | 7
|  |  | 92168 | 7
|  |  | 92169 | 7
|  |  | 92170 | 7
|  |  | 92171 | 7
|  |  | 92172 | 7
|  |  | 92173 | 7
|  |  | 92174 | 7
|  |  | 92175 | 7
|  |  | 92176 | 7
|  |  | 92177 | 7
|  |  | 92178 | 7
|  |  | 92179 | 7
|  |  | 92182 | 7
|  |  | 92184 | 7
|  |  | 92186 | 7
|  |  | 92187 | 7
|  |  | 92190 | 7
|  |  | 92191 | 7
|  |  | 92192 | 7
|  |  | 92193 | 7
|  |  | 92194 | 7
|  |  | 92195 | 7
|  |  | 92196 | 7
|  |  | 92197 | 10
|  |  | 92198 | 10
|  |  | 92199 | 10
|  |  | 92201 | 15
|  |  | 92202 | 15
|  |  | 92203 | 15
|  |  | 92210 | 15
|  |  | 92211 | 15
|  |  | 92220 | 15
|  |  | 92222 | 15
|  |  | 92223 | 10
|  |  | 92225 | 15
|  |  | 92226 | 15
|  |  | 92227 | 15
|  |  | 92230 | 15
|  |  | 92231 | 15
|  |  | 92232 | 15
|  |  | 92233 | 15
|  |  | 92234 | 15
|  |  | 92235 | 15
|  |  | 92236 | 15
|  |  | 92239 | 15
|  |  | 92240 | 15
|  |  | 92241 | 15
|  |  | 92242 | 15
|  |  | 92243 | 15
|  |  | 92244 | 15
|  |  | 92249 | 15
|  |  | 92250 | 15
|  |  | 92251 | 15
|  |  | 92252 | 14
|  |  | 92253 | 15
|  |  | 92254 | 15
|  |  | 92255 | 15
|  |  | 92256 | 14
|  |  | 92257 | 15
|  |  | 92258 | 15
|  |  | 92259 | 15
|  |  | 92260 | 15
|  |  | 92261 | 15
|  |  | 92262 | 15
|  |  | 92263 | 15
|  |  | 92264 | 15
|  |  | 92266 | 14
|  |  | 92267 | 15
|  |  | 92268 | 14
|  |  | 92270 | 15
|  |  | 92273 | 15
|  |  | 92274 | 15
|  |  | 92275 | 15
|  |  | 92276 | 15
|  |  | 92277 | 14
|  |  | 92278 | 14
|  |  | 92280 | 15
|  |  | 92281 | 15
|  |  | 92282 | 15
|  |  | 92283 | 15
|  |  | 92284 | 14
|  |  | 92285 | 14
|  |  | 92286 | 14
|  |  | 92292 | 15
|  |  | 92301 | 14
|  |  | 92304 | 15
|  |  | 92305 | 16
|  |  | 92307 | 14
|  |  | 92308 | 14
|  |  | 92309 | 14
|  |  | 92310 | 14
|  |  | 92311 | 14
|  |  | 92312 | 14
|  |  | 92313 | 10
|  |  | 92314 | 16
|  |  | 92315 | 16
|  |  | 92316 | 10
|  |  | 92317 | 16
|  |  | 92318 | 10
|  |  | 92320 | 10
|  |  | 92321 | 16
|  |  | 92322 | 16
|  |  | 92323 | 14
|  |  | 92324 | 10
|  |  | 92325 | 16
|  |  | 92326 | 16
|  |  | 92327 | 14
|  |  | 92328 | 14
|  |  | 92329 | 14
|  |  | 92332 | 14
|  |  | 92333 | 16
|  |  | 92334 | 10
|  |  | 92335 | 10
|  |  | 92336 | 10
|  |  | 92337 | 10
|  |  | 92338 | 14
|  |  | 92339 | 16
|  |  | 92340 | 14
|  |  | 92341 | 16
|  |  | 92342 | 14
|  |  | 92345 | 14
|  |  | 92346 | 10
|  |  | 92347 | 14
|  |  | 92350 | 10
|  |  | 92352 | 16
|  |  | 92354 | 10
|  |  | 92356 | 14
|  |  | 92357 | 10
|  |  | 92358 | 16
|  |  | 92359 | 16
|  |  | 92363 | 15
|  |  | 92364 | 14
|  |  | 92365 | 14
|  |  | 92366 | 14
|  |  | 92368 | 14
|  |  | 92369 | 10
|  |  | 92371 | 14
|  |  | 92372 | 14
|  |  | 92373 | 10
|  |  | 92374 | 10
|  |  | 92375 | 10
|  |  | 92376 | 10
|  |  | 92377 | 10
|  |  | 92378 | 16
|  |  | 92382 | 16
|  |  | 92384 | 14
|  |  | 92385 | 16
|  |  | 92386 | 16
|  |  | 92389 | 14
|  |  | 92391 | 16
|  |  | 92392 | 14
|  |  | 92393 | 14
|  |  | 92394 | 14
|  |  | 92397 | 16
|  |  | 92398 | 14
|  |  | 92399 | 10
|  |  | 92401 | 10
|  |  | 92402 | 16
|  |  | 92403 | 10
|  |  | 92404 | 16
|  |  | 92405 | 10
|  |  | 92406 | 10
|  |  | 92407 | 10
|  |  | 92408 | 10
|  |  | 92410 | 10
|  |  | 92411 | 10
|  |  | 92412 | 10
|  |  | 92413 | 10
|  |  | 92414 | 10
|  |  | 92415 | 10
|  |  | 92416 | 10
|  |  | 92418 | 10
|  |  | 92420 | 10
|  |  | 92423 | 10
|  |  | 92424 | 10
|  |  | 92427 | 10
|  |  | 92501 | 10
|  |  | 92502 | 10
|  |  | 92503 | 10
|  |  | 92504 | 10
|  |  | 92505 | 10
|  |  | 92506 | 10
|  |  | 92507 | 10
|  |  | 92508 | 10
|  |  | 92509 | 10
|  |  | 92513 | 10
|  |  | 92514 | 10
|  |  | 92515 | 10
|  |  | 92516 | 10
|  |  | 92517 | 10
|  |  | 92518 | 10
|  |  | 92519 | 10
|  |  | 92521 | 10
|  |  | 92522 | 10
|  |  | 92530 | 10
|  |  | 92531 | 10
|  |  | 92532 | 10
|  |  | 92536 | 15
|  |  | 92539 | 16
|  |  | 92543 | 10
|  |  | 92544 | 10
|  |  | 92545 | 10
|  |  | 92546 | 10
|  |  | 92548 | 10
|  |  | 92549 | 16
|  |  | 92551 | 10
|  |  | 92552 | 10
|  |  | 92553 | 10
|  |  | 92554 | 10
|  |  | 92555 | 10
|  |  | 92556 | 10
|  |  | 92557 | 10
|  |  | 92561 | 16
|  |  | 92562 | 10
|  |  | 92563 | 10
|  |  | 92564 | 10
|  |  | 92567 | 10
|  |  | 92570 | 10
|  |  | 92571 | 10
|  |  | 92572 | 10
|  |  | 92581 | 10
|  |  | 92582 | 10
|  |  | 92583 | 10
|  |  | 92584 | 10
|  |  | 92585 | 10
|  |  | 92586 | 10
|  |  | 92587 | 10
|  |  | 92589 | 10
|  |  | 92590 | 10
|  |  | 92591 | 10
|  |  | 92592 | 10
|  |  | 92593 | 10
|  |  | 92595 | 10
|  |  | 92596 | 10
|  |  | 92599 | 10
|  |  | 92602 | 8
|  |  | 92603 | 8
|  |  | 92604 | 8
|  |  | 92605 | 6
|  |  | 92606 | 8
|  |  | 92607 | 6
|  |  | 92610 | 8
|  |  | 92612 | 8
|  |  | 92614 | 8
|  |  | 92615 | 6
|  |  | 92616 | 6
|  |  | 92618 | 8
|  |  | 92619 | 8
|  |  | 92620 | 8
|  |  | 92623 | 8
|  |  | 92624 | 6
|  |  | 92625 | 6
|  |  | 92626 | 6
|  |  | 92627 | 6
|  |  | 92628 | 6
|  |  | 92629 | 6
|  |  | 92630 | 8
|  |  | 92646 | 6
|  |  | 92647 | 6
|  |  | 92648 | 6
|  |  | 92649 | 6
|  |  | 92650 | 8
|  |  | 92651 | 6
|  |  | 92652 | 6
|  |  | 92653 | 6
|  |  | 92654 | 8
|  |  | 92655 | 6
|  |  | 92656 | 6
|  |  | 92657 | 6
|  |  | 92658 | 6
|  |  | 92659 | 6
|  |  | 92660 | 6
|  |  | 92661 | 6
|  |  | 92662 | 6
|  |  | 92663 | 6
|  |  | 92672 | 6
|  |  | 92673 | 6
|  |  | 92674 | 6
|  |  | 92675 | 6
|  |  | 92676 | 8
|  |  | 92677 | 6
|  |  | 92678 | 8
|  |  | 92679 | 8
|  |  | 92683 | 6
|  |  | 92684 | 6
|  |  | 92685 | 6
|  |  | 92688 | 8
|  |  | 92690 | 6
|  |  | 92691 | 8
|  |  | 92692 | 8
|  |  | 92693 | 6
|  |  | 92694 | 8
|  |  | 92697 | 6
|  |  | 92698 | 8
|  |  | 92701 | 8
|  |  | 92702 | 8
|  |  | 92703 | 8
|  |  | 92704 | 8
|  |  | 92705 | 8
|  |  | 92706 | 8
|  |  | 92707 | 8
|  |  | 92708 | 6
|  |  | 92709 | 8
|  |  | 92710 | 8
|  |  | 92711 | 8
|  |  | 92712 | 8
|  |  | 92728 | 6
|  |  | 92735 | 8
|  |  | 92780 | 8
|  |  | 92781 | 8
|  |  | 92782 | 8
|  |  | 92799 | 6
|  |  | 92801 | 8
|  |  | 92802 | 8
|  |  | 92803 | 8
|  |  | 92804 | 8
|  |  | 92805 | 8
|  |  | 92806 | 8
|  |  | 92807 | 8
|  |  | 92808 | 8
|  |  | 92811 | 8
|  |  | 92812 | 8
|  |  | 92814 | 8
|  |  | 92815 | 8
|  |  | 92816 | 8
|  |  | 92817 | 8
|  |  | 92821 | 8
|  |  | 92822 | 8
|  |  | 92823 | 8
|  |  | 92825 | 8
|  |  | 92831 | 8
|  |  | 92832 | 8
|  |  | 92833 | 8
|  |  | 92834 | 8
|  |  | 92835 | 8
|  |  | 92836 | 8
|  |  | 92837 | 8
|  |  | 92838 | 8
|  |  | 92840 | 8
|  |  | 92841 | 8
|  |  | 92842 | 8
|  |  | 92843 | 8
|  |  | 92844 | 6
|  |  | 92845 | 8
|  |  | 92846 | 8
|  |  | 92850 | 8
|  |  | 92856 | 8
|  |  | 92857 | 8
|  |  | 92859 | 8
|  |  | 92860 | 10
|  |  | 92861 | 8
|  |  | 92862 | 8
|  |  | 92863 | 8
|  |  | 92864 | 8
|  |  | 92865 | 8
|  |  | 92866 | 8
|  |  | 92867 | 8
|  |  | 92868 | 8
|  |  | 92869 | 8
|  |  | 92870 | 8
|  |  | 92871 | 8
|  |  | 92877 | 10
|  |  | 92878 | 10
|  |  | 92879 | 10
|  |  | 92880 | 10
|  |  | 92881 | 10
|  |  | 92882 | 10
|  |  | 92883 | 10
|  |  | 92885 | 8
|  |  | 92886 | 8
|  |  | 92887 | 8
|  |  | 92899 | 8
|  |  | 93001 | 6
|  |  | 93002 | 6
|  |  | 93003 | 6
|  |  | 93004 | 6
|  |  | 93005 | 6
|  |  | 93006 | 6
|  |  | 93007 | 6
|  |  | 93009 | 6
|  |  | 93010 | 6
|  |  | 93011 | 6
|  |  | 93012 | 6
|  |  | 93013 | 6
|  |  | 93014 | 6
|  |  | 93015 | 9
|  |  | 93016 | 9
|  |  | 93020 | 9
|  |  | 93021 | 9
|  |  | 93022 | 9
|  |  | 93023 | 9
|  |  | 93024 | 9
|  |  | 93030 | 6
|  |  | 93031 | 6
|  |  | 93032 | 6
|  |  | 93033 | 6
|  |  | 93034 | 6
|  |  | 93035 | 6
|  |  | 93040 | 9
|  |  | 93041 | 6
|  |  | 93042 | 6
|  |  | 93043 | 6
|  |  | 93044 | 6
|  |  | 93060 | 9
|  |  | 93061 | 9
|  |  | 93062 | 9
|  |  | 93063 | 9
|  |  | 93064 | 9
|  |  | 93065 | 9
|  |  | 93066 | 9
|  |  | 93067 | 6
|  |  | 93093 | 9
|  |  | 93094 | 9
|  |  | 93099 | 9
|  |  | 93101 | 6
|  |  | 93102 | 6
|  |  | 93103 | 6
|  |  | 93105 | 6
|  |  | 93106 | 6
|  |  | 93107 | 6
|  |  | 93108 | 6
|  |  | 93109 | 6
|  |  | 93110 | 6
|  |  | 93111 | 6
|  |  | 93116 | 6
|  |  | 93117 | 6
|  |  | 93118 | 6
|  |  | 93120 | 6
|  |  | 93121 | 6
|  |  | 93130 | 5
|  |  | 93140 | 6
|  |  | 93150 | 6
|  |  | 93160 | 6
|  |  | 93190 | 6
|  |  | 93199 | 6
|  |  | 93201 | 13
|  |  | 93202 | 13
|  |  | 93203 | 13
|  |  | 93204 | 13
|  |  | 93205 | 16
|  |  | 93206 | 13
|  |  | 93207 | 13
|  |  | 93208 | 16
|  |  | 93210 | 13
|  |  | 93212 | 13
|  |  | 93215 | 13
|  |  | 93216 | 13
|  |  | 93218 | 13
|  |  | 93219 | 13
|  |  | 93220 | 13
|  |  | 93221 | 13
|  |  | 93222 | 16
|  |  | 93223 | 13
|  |  | 93224 | 13
|  |  | 93225 | 16
|  |  | 93226 | 16
|  |  | 93227 | 13
|  |  | 93230 | 13
|  |  | 93231 | 13
|  |  | 93232 | 13
|  |  | 93234 | 13
|  |  | 93235 | 13
|  |  | 93237 | 13
|  |  | 93238 | 16
|  |  | 93239 | 13
|  |  | 93240 | 16
|  |  | 93241 | 13
|  |  | 93242 | 13
|  |  | 93243 | 16
|  |  | 93244 | 13
|  |  | 93245 | 13
|  |  | 93246 | 13
|  |  | 93247 | 13
|  |  | 93249 | 13
|  |  | 93250 | 13
|  |  | 93251 | 13
|  |  | 93252 | 13
|  |  | 93254 | 4
|  |  | 93255 | 16
|  |  | 93256 | 13
|  |  | 93257 | 13
|  |  | 93258 | 13
|  |  | 93260 | 13
|  |  | 93261 | 13
|  |  | 93262 | 16
|  |  | 93263 | 13
|  |  | 93265 | 16
|  |  | 93266 | 13
|  |  | 93267 | 13
|  |  | 93268 | 13
|  |  | 93270 | 13
|  |  | 93271 | 13
|  |  | 93272 | 13
|  |  | 93274 | 13
|  |  | 93275 | 13
|  |  | 93276 | 13
|  |  | 93277 | 13
|  |  | 93278 | 13
|  |  | 93279 | 13
|  |  | 93280 | 13
|  |  | 93282 | 13
|  |  | 93283 | 16
|  |  | 93285 | 16
|  |  | 93286 | 13
|  |  | 93287 | 13
|  |  | 93291 | 13
|  |  | 93292 | 13
|  |  | 93301 | 13
|  |  | 93302 | 13
|  |  | 93303 | 13
|  |  | 93304 | 13
|  |  | 93305 | 13
|  |  | 93306 | 13
|  |  | 93307 | 13
|  |  | 93308 | 13
|  |  | 93309 | 13
|  |  | 93311 | 13
|  |  | 93312 | 13
|  |  | 93313 | 13
|  |  | 93314 | 13
|  |  | 93380 | 13
|  |  | 93381 | 13
|  |  | 93382 | 13
|  |  | 93383 | 13
|  |  | 93384 | 13
|  |  | 93385 | 13
|  |  | 93386 | 13
|  |  | 93387 | 13
|  |  | 93388 | 13
|  |  | 93389 | 13
|  |  | 93390 | 13
|  |  | 93401 | 5
|  |  | 93402 | 5
|  |  | 93403 | 5
|  |  | 93405 | 5
|  |  | 93406 | 5
|  |  | 93407 | 5
|  |  | 93408 | 5
|  |  | 93409 | 5
|  |  | 93410 | 5
|  |  | 93412 | 5
|  |  | 93420 | 5
|  |  | 93421 | 5
|  |  | 93422 | 4
|  |  | 93423 | 4
|  |  | 93424 | 5
|  |  | 93426 | 4
|  |  | 93427 | 5
|  |  | 93428 | 5
|  |  | 93429 | 5
|  |  | 93430 | 5
|  |  | 93432 | 4
|  |  | 93433 | 5
|  |  | 93434 | 5
|  |  | 93435 | 5
|  |  | 93436 | 5
|  |  | 93437 | 5
|  |  | 93438 | 5
|  |  | 93440 | 5
|  |  | 93441 | 5
|  |  | 93442 | 5
|  |  | 93443 | 5
|  |  | 93444 | 5
|  |  | 93445 | 5
|  |  | 93446 | 4
|  |  | 93447 | 4
|  |  | 93448 | 5
|  |  | 93449 | 5
|  |  | 93450 | 4
|  |  | 93451 | 4
|  |  | 93452 | 5
|  |  | 93453 | 4
|  |  | 93454 | 5
|  |  | 93455 | 5
|  |  | 93456 | 5
|  |  | 93457 | 5
|  |  | 93458 | 5
|  |  | 93460 | 5
|  |  | 93461 | 4
|  |  | 93463 | 5
|  |  | 93464 | 5
|  |  | 93465 | 4
|  |  | 93483 | 5
|  |  | 93501 | 14
|  |  | 93502 | 14
|  |  | 93504 | 14
|  |  | 93505 | 14
|  |  | 93510 | 14
|  |  | 93512 | 16
|  |  | 93513 | 16
|  |  | 93514 | 16
|  |  | 93515 | 16
|  |  | 93516 | 14
|  |  | 93517 | 16
|  |  | 93518 | 16
|  |  | 93519 | 14
|  |  | 93522 | 16
|  |  | 93523 | 14
|  |  | 93524 | 14
|  |  | 93526 | 16
|  |  | 93527 | 16
|  |  | 93528 | 14
|  |  | 93529 | 16
|  |  | 93530 | 16
|  |  | 93531 | 16
|  |  | 93532 | 14
|  |  | 93534 | 14
|  |  | 93535 | 14
|  |  | 93536 | 14
|  |  | 93539 | 14
|  |  | 93541 | 16
|  |  | 93542 | 16
|  |  | 93543 | 14
|  |  | 93544 | 14
|  |  | 93545 | 16
|  |  | 93546 | 16
|  |  | 93549 | 16
|  |  | 93550 | 14
|  |  | 93551 | 14
|  |  | 93552 | 14
|  |  | 93553 | 14
|  |  | 93554 | 14
|  |  | 93555 | 14
|  |  | 93556 | 14
|  |  | 93558 | 14
|  |  | 93560 | 14
|  |  | 93561 | 16
|  |  | 93562 | 14
|  |  | 93563 | 16
|  |  | 93581 | 16
|  |  | 93584 | 14
|  |  | 93586 | 14
|  |  | 93590 | 14
|  |  | 93591 | 14
|  |  | 93592 | 14
|  |  | 93596 | 14
|  |  | 93599 | 14
|  |  | 93601 | 13
|  |  | 93602 | 16
|  |  | 93603 | 13
|  |  | 93604 | 16
|  |  | 93605 | 16
|  |  | 93606 | 13
|  |  | 93607 | 13
|  |  | 93608 | 13
|  |  | 93609 | 13
|  |  | 93610 | 13
|  |  | 93611 | 13
|  |  | 93612 | 13
|  |  | 93613 | 13
|  |  | 93614 | 13
|  |  | 93615 | 13
|  |  | 93616 | 13
|  |  | 93618 | 13
|  |  | 93619 | 13
|  |  | 93620 | 12
|  |  | 93621 | 13
|  |  | 93622 | 13
|  |  | 93623 | 16
|  |  | 93624 | 13
|  |  | 93625 | 13
|  |  | 93626 | 13
|  |  | 93627 | 13
|  |  | 93628 | 16
|  |  | 93630 | 13
|  |  | 93631 | 13
|  |  | 93633 | 16
|  |  | 93634 | 16
|  |  | 93635 | 12
|  |  | 93636 | 13
|  |  | 93637 | 13
|  |  | 93638 | 13
|  |  | 93639 | 13
|  |  | 93640 | 13
|  |  | 93641 | 13
|  |  | 93642 | 16
|  |  | 93643 | 16
|  |  | 93644 | 13
|  |  | 93645 | 13
|  |  | 93646 | 13
|  |  | 93647 | 13
|  |  | 93648 | 13
|  |  | 93649 | 13
|  |  | 93650 | 13
|  |  | 93651 | 13
|  |  | 93652 | 13
|  |  | 93653 | 13
|  |  | 93654 | 13
|  |  | 93656 | 13
|  |  | 93657 | 13
|  |  | 93660 | 13
|  |  | 93661 | 12
|  |  | 93662 | 13
|  |  | 93664 | 16
|  |  | 93665 | 12
|  |  | 93666 | 13
|  |  | 93667 | 13
|  |  | 93668 | 13
|  |  | 93669 | 16
|  |  | 93670 | 13
|  |  | 93673 | 13
|  |  | 93675 | 13
|  |  | 93701 | 13
|  |  | 93702 | 13
|  |  | 93703 | 13
|  |  | 93704 | 13
|  |  | 93705 | 13
|  |  | 93706 | 13
|  |  | 93707 | 13
|  |  | 93708 | 13
|  |  | 93709 | 13
|  |  | 93710 | 13
|  |  | 93711 | 13
|  |  | 93712 | 13
|  |  | 93714 | 13
|  |  | 93715 | 13
|  |  | 93716 | 13
|  |  | 93717 | 13
|  |  | 93718 | 13
|  |  | 93720 | 13
|  |  | 93721 | 13
|  |  | 93722 | 13
|  |  | 93723 | 13
|  |  | 93724 | 13
|  |  | 93725 | 13
|  |  | 93726 | 13
|  |  | 93727 | 13
|  |  | 93728 | 13
|  |  | 93729 | 13
|  |  | 93730 | 13
|  |  | 93737 | 13
|  |  | 93740 | 13
|  |  | 93741 | 13
|  |  | 93744 | 13
|  |  | 93745 | 13
|  |  | 93747 | 13
|  |  | 93750 | 13
|  |  | 93755 | 13
|  |  | 93759 | 13
|  |  | 93760 | 13
|  |  | 93761 | 13
|  |  | 93762 | 13
|  |  | 93764 | 13
|  |  | 93765 | 13
|  |  | 93771 | 13
|  |  | 93772 | 13
|  |  | 93773 | 13
|  |  | 93774 | 13
|  |  | 93775 | 13
|  |  | 93776 | 13
|  |  | 93777 | 13
|  |  | 93778 | 13
|  |  | 93779 | 13
|  |  | 93780 | 13
|  |  | 93782 | 13
|  |  | 93784 | 13
|  |  | 93786 | 13
|  |  | 93790 | 13
|  |  | 93791 | 13
|  |  | 93792 | 13
|  |  | 93793 | 13
|  |  | 93794 | 13
|  |  | 93844 | 13
|  |  | 93888 | 13
|  |  | 93901 | 3
|  |  | 93902 | 3
|  |  | 93905 | 3
|  |  | 93906 | 3
|  |  | 93907 | 3
|  |  | 93908 | 3
|  |  | 93912 | 3
|  |  | 93915 | 3
|  |  | 93920 | 3
|  |  | 93921 | 3
|  |  | 93922 | 3
|  |  | 93923 | 3
|  |  | 93924 | 3
|  |  | 93925 | 3
|  |  | 93926 | 3
|  |  | 93927 | 4
|  |  | 93928 | 4
|  |  | 93930 | 4
|  |  | 93932 | 4
|  |  | 93933 | 3
|  |  | 93940 | 3
|  |  | 93942 | 3
|  |  | 93943 | 3
|  |  | 93944 | 3
|  |  | 93950 | 3
|  |  | 93953 | 3
|  |  | 93954 | 4
|  |  | 93955 | 3
|  |  | 93960 | 3
|  |  | 93962 | 3
|  |  | 94002 | 3
|  |  | 94003 | 3
|  |  | 94005 | 3
|  |  | 94010 | 3
|  |  | 94011 | 3
|  |  | 94012 | 3
|  |  | 94014 | 3
|  |  | 94015 | 3
|  |  | 94016 | 3
|  |  | 94017 | 3
|  |  | 94018 | 3
|  |  | 94019 | 3
|  |  | 94020 | 3
|  |  | 94021 | 3
|  |  | 94022 | 4
|  |  | 94023 | 4
|  |  | 94024 | 4
|  |  | 94025 | 3
|  |  | 94026 | 3
|  |  | 94027 | 3
|  |  | 94028 | 3
|  |  | 94029 | 3
|  |  | 94030 | 3
|  |  | 94031 | 3
|  |  | 94035 | 4
|  |  | 94037 | 3
|  |  | 94038 | 3
|  |  | 94039 | 4
|  |  | 94040 | 4
|  |  | 94041 | 4
|  |  | 94042 | 4
|  |  | 94043 | 4
|  |  | 94044 | 3
|  |  | 94045 | 3
|  |  | 94059 | 3
|  |  | 94060 | 3
|  |  | 94061 | 3
|  |  | 94062 | 3
|  |  | 94063 | 3
|  |  | 94064 | 3
|  |  | 94065 | 3
|  |  | 94066 | 3
|  |  | 94067 | 3
|  |  | 94070 | 3
|  |  | 94071 | 3
|  |  | 94074 | 3
|  |  | 94080 | 3
|  |  | 94083 | 3
|  |  | 94085 | 4
|  |  | 94086 | 4
|  |  | 94087 | 4
|  |  | 94088 | 3
|  |  | 94089 | 4
|  |  | 94090 | 4
|  |  | 94096 | 3
|  |  | 94098 | 3
|  |  | 94099 | 3
|  |  | 94101 | 3
|  |  | 94102 | 3
|  |  | 94103 | 3
|  |  | 94104 | 3
|  |  | 94105 | 3
|  |  | 94106 | 3
|  |  | 94107 | 3
|  |  | 94108 | 3
|  |  | 94109 | 3
|  |  | 94110 | 3
|  |  | 94111 | 3
|  |  | 94112 | 3
|  |  | 94114 | 3
|  |  | 94115 | 3
|  |  | 94116 | 3
|  |  | 94117 | 3
|  |  | 94118 | 3
|  |  | 94119 | 3
|  |  | 94120 | 3
|  |  | 94121 | 3
|  |  | 94122 | 3
|  |  | 94123 | 3
|  |  | 94124 | 3
|  |  | 94125 | 3
|  |  | 94126 | 3
|  |  | 94127 | 3
|  |  | 94128 | 3
|  |  | 94129 | 3
|  |  | 94130 | 3
|  |  | 94131 | 3
|  |  | 94132 | 3
|  |  | 94133 | 3
|  |  | 94134 | 3
|  |  | 94135 | 3
|  |  | 94136 | 3
|  |  | 94137 | 3
|  |  | 94138 | 3
|  |  | 94139 | 3
|  |  | 94140 | 3
|  |  | 94141 | 3
|  |  | 94142 | 3
|  |  | 94143 | 3
|  |  | 94144 | 3
|  |  | 94145 | 3
|  |  | 94146 | 3
|  |  | 94147 | 3
|  |  | 94150 | 3
|  |  | 94151 | 3
|  |  | 94152 | 3
|  |  | 94153 | 3
|  |  | 94154 | 3
|  |  | 94155 | 3
|  |  | 94156 | 3
|  |  | 94157 | 3
|  |  | 94158 | 3
|  |  | 94159 | 3
|  |  | 94160 | 3
|  |  | 94161 | 3
|  |  | 94162 | 3
|  |  | 94163 | 3
|  |  | 94164 | 3
|  |  | 94165 | 3
|  |  | 94166 | 3
|  |  | 94167 | 3
|  |  | 94168 | 3
|  |  | 94169 | 3
|  |  | 94170 | 3
|  |  | 94171 | 3
|  |  | 94172 | 3
|  |  | 94175 | 3
|  |  | 94177 | 3
|  |  | 94188 | 3
|  |  | 94203 | 12
|  |  | 94204 | 12
|  |  | 94205 | 12
|  |  | 94206 | 12
|  |  | 94207 | 12
|  |  | 94208 | 12
|  |  | 94209 | 12
|  |  | 94211 | 12
|  |  | 94229 | 12
|  |  | 94230 | 12
|  |  | 94232 | 12
|  |  | 94234 | 12
|  |  | 94235 | 12
|  |  | 94236 | 12
|  |  | 94237 | 12
|  |  | 94239 | 12
|  |  | 94240 | 12
|  |  | 94243 | 12
|  |  | 94244 | 12
|  |  | 94245 | 12
|  |  | 94246 | 12
|  |  | 94247 | 12
|  |  | 94248 | 12
|  |  | 94249 | 12
|  |  | 94250 | 12
|  |  | 94252 | 12
|  |  | 94253 | 12
|  |  | 94254 | 12
|  |  | 94256 | 12
|  |  | 94257 | 12
|  |  | 94258 | 12
|  |  | 94259 | 12
|  |  | 94261 | 12
|  |  | 94262 | 12
|  |  | 94263 | 12
|  |  | 94267 | 12
|  |  | 94268 | 12
|  |  | 94269 | 12
|  |  | 94271 | 12
|  |  | 94273 | 12
|  |  | 94274 | 12
|  |  | 94277 | 12
|  |  | 94278 | 12
|  |  | 94279 | 12
|  |  | 94280 | 12
|  |  | 94282 | 12
|  |  | 94283 | 12
|  |  | 94284 | 12
|  |  | 94285 | 12
|  |  | 94286 | 12
|  |  | 94287 | 12
|  |  | 94288 | 12
|  |  | 94289 | 12
|  |  | 94290 | 12
|  |  | 94291 | 12
|  |  | 94293 | 12
|  |  | 94294 | 12
|  |  | 94295 | 12
|  |  | 94296 | 12
|  |  | 94297 | 12
|  |  | 94298 | 12
|  |  | 94299 | 12
|  |  | 94301 | 4
|  |  | 94302 | 4
|  |  | 94303 | 4
|  |  | 94304 | 4
|  |  | 94305 | 4
|  |  | 94306 | 4
|  |  | 94307 | 4
|  |  | 94308 | 4
|  |  | 94309 | 4
|  |  | 94310 | 4
|  |  | 94401 | 3
|  |  | 94402 | 3
|  |  | 94403 | 3
|  |  | 94404 | 3
|  |  | 94405 | 3
|  |  | 94406 | 3
|  |  | 94407 | 3
|  |  | 94408 | 3
|  |  | 94409 | 3
|  |  | 94497 | 3
|  |  | 94501 | 3
|  |  | 94502 | 3
|  |  | 94503 | 2
|  |  | 94505 | 12
|  |  | 94506 | 12
|  |  | 94507 | 12
|  |  | 94508 | 2
|  |  | 94509 | 12
|  |  | 94510 | 12
|  |  | 94511 | 12
|  |  | 94512 | 12
|  |  | 94513 | 12
|  |  | 94514 | 12
|  |  | 94515 | 2
|  |  | 94516 | 12
|  |  | 94517 | 12
|  |  | 94518 | 12
|  |  | 94519 | 12
|  |  | 94520 | 12
|  |  | 94521 | 12
|  |  | 94522 | 12
|  |  | 94523 | 12
|  |  | 94524 | 12
|  |  | 94525 | 12
|  |  | 94526 | 12
|  |  | 94527 | 12
|  |  | 94528 | 12
|  |  | 94529 | 12
|  |  | 94530 | 3
|  |  | 94531 | 12
|  |  | 94533 | 12
|  |  | 94534 | 12
|  |  | 94535 | 12
|  |  | 94536 | 3
|  |  | 94537 | 3
|  |  | 94538 | 3
|  |  | 94539 | 3
|  |  | 94540 | 3
|  |  | 94541 | 3
|  |  | 94542 | 3
|  |  | 94543 | 3
|  |  | 94544 | 3
|  |  | 94545 | 3
|  |  | 94546 | 3
|  |  | 94547 | 3
|  |  | 94548 | 12
|  |  | 94549 | 12
|  |  | 94550 | 12
|  |  | 94551 | 12
|  |  | 94552 | 3
|  |  | 94553 | 12
|  |  | 94555 | 3
|  |  | 94556 | 12
|  |  | 94557 | 3
|  |  | 94558 | 2
|  |  | 94559 | 2
|  |  | 94560 | 3
|  |  | 94561 | 12
|  |  | 94562 | 2
|  |  | 94563 | 12
|  |  | 94564 | 3
|  |  | 94565 | 12
|  |  | 94566 | 12
|  |  | 94567 | 2
|  |  | 94568 | 12
|  |  | 94569 | 12
|  |  | 94570 | 12
|  |  | 94571 | 12
|  |  | 94572 | 3
|  |  | 94573 | 2
|  |  | 94574 | 2
|  |  | 94575 | 12
|  |  | 94576 | 2
|  |  | 94577 | 3
|  |  | 94578 | 3
|  |  | 94579 | 3
|  |  | 94580 | 3
|  |  | 94581 | 2
|  |  | 94582 | 12
|  |  | 94583 | 12
|  |  | 94585 | 12
|  |  | 94586 | 12
|  |  | 94587 | 3
|  |  | 94588 | 12
|  |  | 94589 | 3
|  |  | 94590 | 3
|  |  | 94591 | 12
|  |  | 94592 | 3
|  |  | 94595 | 12
|  |  | 94596 | 12
|  |  | 94597 | 12
|  |  | 94598 | 12
|  |  | 94599 | 2
|  |  | 94601 | 3
|  |  | 94602 | 3
|  |  | 94603 | 3
|  |  | 94604 | 3
|  |  | 94605 | 3
|  |  | 94606 | 3
|  |  | 94607 | 3
|  |  | 94608 | 3
|  |  | 94609 | 3
|  |  | 94610 | 3
|  |  | 94611 | 3
|  |  | 94612 | 3
|  |  | 94613 | 3
|  |  | 94614 | 3
|  |  | 94615 | 3
|  |  | 94617 | 3
|  |  | 94618 | 3
|  |  | 94619 | 3
|  |  | 94620 | 3
|  |  | 94621 | 3
|  |  | 94623 | 3
|  |  | 94624 | 3
|  |  | 94625 | 3
|  |  | 94626 | 3
|  |  | 94627 | 3
|  |  | 94643 | 3
|  |  | 94649 | 3
|  |  | 94659 | 3
|  |  | 94660 | 3
|  |  | 94661 | 3
|  |  | 94662 | 3
|  |  | 94666 | 3
|  |  | 94701 | 3
|  |  | 94702 | 3
|  |  | 94703 | 3
|  |  | 94704 | 3
|  |  | 94705 | 3
|  |  | 94706 | 3
|  |  | 94707 | 3
|  |  | 94708 | 3
|  |  | 94709 | 3
|  |  | 94710 | 3
|  |  | 94712 | 3
|  |  | 94720 | 3
|  |  | 94801 | 3
|  |  | 94802 | 3
|  |  | 94803 | 3
|  |  | 94804 | 3
|  |  | 94805 | 3
|  |  | 94806 | 3
|  |  | 94807 | 3
|  |  | 94808 | 3
|  |  | 94820 | 3
|  |  | 94850 | 3
|  |  | 94901 | 2
|  |  | 94903 | 2
|  |  | 94904 | 2
|  |  | 94912 | 2
|  |  | 94913 | 2
|  |  | 94914 | 2
|  |  | 94915 | 2
|  |  | 94920 | 3
|  |  | 94922 | 1
|  |  | 94923 | 1
|  |  | 94924 | 3
|  |  | 94925 | 3
|  |  | 94926 | 2
|  |  | 94927 | 2
|  |  | 94928 | 2
|  |  | 94929 | 3
|  |  | 94930 | 2
|  |  | 94931 | 2
|  |  | 94933 | 3
|  |  | 94937 | 3
|  |  | 94938 | 3
|  |  | 94939 | 2
|  |  | 94940 | 3
|  |  | 94941 | 3
|  |  | 94942 | 3
|  |  | 94945 | 2
|  |  | 94946 | 2
|  |  | 94947 | 2
|  |  | 94948 | 2
|  |  | 94949 | 2
|  |  | 94950 | 3
|  |  | 94951 | 2
|  |  | 94952 | 2
|  |  | 94953 | 2
|  |  | 94954 | 2
|  |  | 94955 | 2
|  |  | 94956 | 3
|  |  | 94957 | 2
|  |  | 94960 | 2
|  |  | 94963 | 2
|  |  | 94964 | 2
|  |  | 94965 | 3
|  |  | 94966 | 3
|  |  | 94970 | 3
|  |  | 94971 | 3
|  |  | 94972 | 2
|  |  | 94973 | 2
|  |  | 94974 | 2
|  |  | 94975 | 2
|  |  | 94976 | 3
|  |  | 94977 | 3
|  |  | 94978 | 2
|  |  | 94979 | 2
|  |  | 94998 | 2
|  |  | 94999 | 2
|  |  | 95001 | 3
|  |  | 95002 | 4
|  |  | 95003 | 3
|  |  | 95004 | 4
|  |  | 95005 | 3
|  |  | 95006 | 3
|  |  | 95007 | 3
|  |  | 95008 | 4
|  |  | 95009 | 4
|  |  | 95010 | 3
|  |  | 95011 | 4
|  |  | 95012 | 3
|  |  | 95013 | 4
|  |  | 95014 | 4
|  |  | 95015 | 4
|  |  | 95017 | 3
|  |  | 95018 | 3
|  |  | 95019 | 3
|  |  | 95020 | 4
|  |  | 95021 | 4
|  |  | 95023 | 4
|  |  | 95024 | 4
|  |  | 95026 | 3
|  |  | 95030 | 4
|  |  | 95031 | 4
|  |  | 95032 | 4
|  |  | 95033 | 4
|  |  | 95035 | 4
|  |  | 95036 | 4
|  |  | 95037 | 4
|  |  | 95038 | 4
|  |  | 95039 | 3
|  |  | 95041 | 3
|  |  | 95042 | 4
|  |  | 95043 | 4
|  |  | 95044 | 3
|  |  | 95045 | 4
|  |  | 95046 | 4
|  |  | 95050 | 4
|  |  | 95051 | 4
|  |  | 95052 | 4
|  |  | 95053 | 4
|  |  | 95054 | 4
|  |  | 95055 | 4
|  |  | 95056 | 4
|  |  | 95060 | 3
|  |  | 95061 | 3
|  |  | 95062 | 3
|  |  | 95063 | 3
|  |  | 95064 | 3
|  |  | 95065 | 3
|  |  | 95066 | 3
|  |  | 95067 | 3
|  |  | 95070 | 4
|  |  | 95071 | 4
|  |  | 95073 | 3
|  |  | 95075 | 4
|  |  | 95076 | 3
|  |  | 95077 | 3
|  |  | 95101 | 4
|  |  | 95102 | 4
|  |  | 95103 | 4
|  |  | 95106 | 4
|  |  | 95108 | 4
|  |  | 95109 | 4
|  |  | 95110 | 4
|  |  | 95111 | 4
|  |  | 95112 | 4
|  |  | 95113 | 4
|  |  | 95114 | 4
|  |  | 95115 | 4
|  |  | 95116 | 4
|  |  | 95117 | 4
|  |  | 95118 | 4
|  |  | 95119 | 4
|  |  | 95120 | 4
|  |  | 95121 | 4
|  |  | 95122 | 4
|  |  | 95123 | 4
|  |  | 95124 | 4
|  |  | 95125 | 4
|  |  | 95126 | 4
|  |  | 95127 | 4
|  |  | 95128 | 4
|  |  | 95129 | 4
|  |  | 95130 | 4
|  |  | 95131 | 4
|  |  | 95132 | 4
|  |  | 95133 | 4
|  |  | 95134 | 4
|  |  | 95135 | 4
|  |  | 95136 | 4
|  |  | 95137 | 4
|  |  | 95138 | 4
|  |  | 95139 | 4
|  |  | 95140 | 4
|  |  | 95141 | 4
|  |  | 95142 | 4
|  |  | 95148 | 4
|  |  | 95150 | 4
|  |  | 95151 | 4
|  |  | 95152 | 4
|  |  | 95153 | 4
|  |  | 95154 | 4
|  |  | 95155 | 4
|  |  | 95156 | 4
|  |  | 95157 | 4
|  |  | 95158 | 4
|  |  | 95159 | 4
|  |  | 95160 | 4
|  |  | 95161 | 4
|  |  | 95164 | 4
|  |  | 95170 | 4
|  |  | 95171 | 4
|  |  | 95172 | 4
|  |  | 95173 | 4
|  |  | 95190 | 4
|  |  | 95191 | 4
|  |  | 95192 | 4
|  |  | 95193 | 4
|  |  | 95194 | 4
|  |  | 95196 | 4
|  |  | 95201 | 12
|  |  | 95202 | 12
|  |  | 95203 | 12
|  |  | 95204 | 12
|  |  | 95205 | 12
|  |  | 95206 | 12
|  |  | 95207 | 12
|  |  | 95208 | 12
|  |  | 95209 | 12
|  |  | 95210 | 12
|  |  | 95211 | 12
|  |  | 95212 | 12
|  |  | 95213 | 12
|  |  | 95215 | 12
|  |  | 95219 | 12
|  |  | 95220 | 12
|  |  | 95221 | 12
|  |  | 95222 | 12
|  |  | 95223 | 16
|  |  | 95224 | 16
|  |  | 95225 | 12
|  |  | 95226 | 12
|  |  | 95227 | 12
|  |  | 95228 | 12
|  |  | 95229 | 12
|  |  | 95230 | 12
|  |  | 95231 | 12
|  |  | 95232 | 12
|  |  | 95233 | 16
|  |  | 95234 | 12
|  |  | 95236 | 12
|  |  | 95237 | 12
|  |  | 95240 | 12
|  |  | 95241 | 12
|  |  | 95242 | 12
|  |  | 95245 | 12
|  |  | 95246 | 12
|  |  | 95247 | 12
|  |  | 95248 | 12
|  |  | 95249 | 12
|  |  | 95250 | 12
|  |  | 95251 | 12
|  |  | 95252 | 12
|  |  | 95253 | 12
|  |  | 95254 | 12
|  |  | 95255 | 12
|  |  | 95257 | 12
|  |  | 95258 | 12
|  |  | 95267 | 12
|  |  | 95269 | 12
|  |  | 95290 | 12
|  |  | 95296 | 12
|  |  | 95297 | 12
|  |  | 95298 | 12
|  |  | 95301 | 12
|  |  | 95303 | 12
|  |  | 95304 | 12
|  |  | 95305 | 12
|  |  | 95306 | 12
|  |  | 95307 | 12
|  |  | 95309 | 12
|  |  | 95310 | 12
|  |  | 95311 | 12
|  |  | 95312 | 12
|  |  | 95313 | 12
|  |  | 95314 | 16
|  |  | 95315 | 12
|  |  | 95316 | 12
|  |  | 95317 | 12
|  |  | 95318 | 16
|  |  | 95319 | 12
|  |  | 95320 | 12
|  |  | 95321 | 12
|  |  | 95322 | 12
|  |  | 95323 | 12
|  |  | 95324 | 12
|  |  | 95325 | 12
|  |  | 95326 | 12
|  |  | 95327 | 12
|  |  | 95328 | 12
|  |  | 95329 | 12
|  |  | 95330 | 12
|  |  | 95333 | 12
|  |  | 95334 | 12
|  |  | 95335 | 16
|  |  | 95336 | 12
|  |  | 95337 | 12
|  |  | 95338 | 12
|  |  | 95340 | 12
|  |  | 95341 | 12
|  |  | 95342 | 12
|  |  | 95343 | 12
|  |  | 95344 | 12
|  |  | 95345 | 12
|  |  | 95346 | 16
|  |  | 95347 | 12
|  |  | 95348 | 12
|  |  | 95350 | 12
|  |  | 95351 | 12
|  |  | 95352 | 12
|  |  | 95353 | 12
|  |  | 95354 | 12
|  |  | 95355 | 12
|  |  | 95356 | 12
|  |  | 95357 | 12
|  |  | 95358 | 12
|  |  | 95360 | 12
|  |  | 95361 | 12
|  |  | 95363 | 12
|  |  | 95364 | 16
|  |  | 95365 | 12
|  |  | 95366 | 12
|  |  | 95367 | 12
|  |  | 95368 | 12
|  |  | 95369 | 12
|  |  | 95370 | 12
|  |  | 95372 | 12
|  |  | 95373 | 12
|  |  | 95374 | 12
|  |  | 95375 | 16
|  |  | 95376 | 12
|  |  | 95377 | 12
|  |  | 95378 | 12
|  |  | 95379 | 12
|  |  | 95380 | 12
|  |  | 95381 | 12
|  |  | 95382 | 12
|  |  | 95383 | 12
|  |  | 95385 | 12
|  |  | 95386 | 12
|  |  | 95387 | 12
|  |  | 95388 | 12
|  |  | 95389 | 16
|  |  | 95390 | 12
|  |  | 95391 | 12
|  |  | 95397 | 12
|  |  | 95401 | 2
|  |  | 95402 | 2
|  |  | 95403 | 2
|  |  | 95404 | 2
|  |  | 95405 | 2
|  |  | 95406 | 2
|  |  | 95407 | 2
|  |  | 95408 | 2
|  |  | 95409 | 2
|  |  | 95410 | 1
|  |  | 95412 | 1
|  |  | 95415 | 2
|  |  | 95416 | 2
|  |  | 95417 | 1
|  |  | 95418 | 2
|  |  | 95419 | 2
|  |  | 95420 | 1
|  |  | 95421 | 1
|  |  | 95422 | 2
|  |  | 95423 | 2
|  |  | 95424 | 2
|  |  | 95425 | 2
|  |  | 95426 | 2
|  |  | 95427 | 1
|  |  | 95428 | 2
|  |  | 95429 | 2
|  |  | 95430 | 1
|  |  | 95431 | 2
|  |  | 95432 | 1
|  |  | 95433 | 2
|  |  | 95435 | 2
|  |  | 95436 | 2
|  |  | 95437 | 1
|  |  | 95439 | 2
|  |  | 95441 | 2
|  |  | 95442 | 2
|  |  | 95443 | 2
|  |  | 95444 | 2
|  |  | 95445 | 1
|  |  | 95446 | 2
|  |  | 95448 | 2
|  |  | 95449 | 2
|  |  | 95450 | 1
|  |  | 95451 | 2
|  |  | 95452 | 2
|  |  | 95453 | 2
|  |  | 95454 | 2
|  |  | 95456 | 1
|  |  | 95457 | 2
|  |  | 95458 | 2
|  |  | 95459 | 1
|  |  | 95460 | 1
|  |  | 95461 | 2
|  |  | 95462 | 1
|  |  | 95463 | 2
|  |  | 95464 | 2
|  |  | 95465 | 1
|  |  | 95466 | 2
|  |  | 95467 | 2
|  |  | 95468 | 1
|  |  | 95469 | 2
|  |  | 95470 | 2
|  |  | 95471 | 2
|  |  | 95472 | 2
|  |  | 95473 | 2
|  |  | 95476 | 2
|  |  | 95480 | 1
|  |  | 95481 | 2
|  |  | 95482 | 2
|  |  | 95485 | 2
|  |  | 95486 | 1
|  |  | 95487 | 2
|  |  | 95488 | 1
|  |  | 95490 | 2
|  |  | 95492 | 2
|  |  | 95493 | 2
|  |  | 95494 | 2
|  |  | 95497 | 1
|  |  | 95501 | 1
|  |  | 95502 | 1
|  |  | 95503 | 1
|  |  | 95511 | 2
|  |  | 95514 | 2
|  |  | 95518 | 1
|  |  | 95519 | 1
|  |  | 95521 | 1
|  |  | 95524 | 1
|  |  | 95525 | 1
|  |  | 95526 | 2
|  |  | 95527 | 16
|  |  | 95528 | 1
|  |  | 95531 | 1
|  |  | 95532 | 1
|  |  | 95534 | 1
|  |  | 95536 | 1
|  |  | 95537 | 1
|  |  | 95538 | 1
|  |  | 95540 | 1
|  |  | 95542 | 2
|  |  | 95543 | 16
|  |  | 95545 | 1
|  |  | 95546 | 2
|  |  | 95547 | 1
|  |  | 95548 | 1
|  |  | 95549 | 1
|  |  | 95550 | 2
|  |  | 95551 | 1
|  |  | 95552 | 2
|  |  | 95553 | 1
|  |  | 95554 | 2
|  |  | 95555 | 1
|  |  | 95556 | 2
|  |  | 95558 | 1
|  |  | 95559 | 2
|  |  | 95560 | 2
|  |  | 95562 | 1
|  |  | 95563 | 16
|  |  | 95564 | 1
|  |  | 95565 | 1
|  |  | 95567 | 1
|  |  | 95568 | 16
|  |  | 95569 | 2
|  |  | 95570 | 1
|  |  | 95571 | 1
|  |  | 95573 | 2
|  |  | 95585 | 1
|  |  | 95587 | 2
|  |  | 95589 | 1
|  |  | 95595 | 2
|  |  | 95601 | 12
|  |  | 95602 | 11
|  |  | 95603 | 11
|  |  | 95604 | 11
|  |  | 95605 | 12
|  |  | 95606 | 12
|  |  | 95607 | 12
|  |  | 95608 | 12
|  |  | 95609 | 12
|  |  | 95610 | 12
|  |  | 95611 | 12
|  |  | 95612 | 12
|  |  | 95613 | 12
|  |  | 95614 | 12
|  |  | 95615 | 12
|  |  | 95616 | 12
|  |  | 95617 | 12
|  |  | 95618 | 12
|  |  | 95619 | 12
|  |  | 95620 | 12
|  |  | 95621 | 12
|  |  | 95623 | 12
|  |  | 95624 | 12
|  |  | 95625 | 12
|  |  | 95626 | 12
|  |  | 95627 | 12
|  |  | 95628 | 12
|  |  | 95629 | 12
|  |  | 95630 | 12
|  |  | 95631 | 16
|  |  | 95632 | 12
|  |  | 95633 | 12
|  |  | 95634 | 12
|  |  | 95635 | 12
|  |  | 95636 | 16
|  |  | 95637 | 12
|  |  | 95638 | 12
|  |  | 95639 | 12
|  |  | 95640 | 12
|  |  | 95641 | 12
|  |  | 95642 | 12
|  |  | 95644 | 12
|  |  | 95645 | 11
|  |  | 95646 | 16
|  |  | 95648 | 11
|  |  | 95650 | 11
|  |  | 95651 | 12
|  |  | 95652 | 12
|  |  | 95653 | 12
|  |  | 95654 | 12
|  |  | 95655 | 12
|  |  | 95656 | 12
|  |  | 95658 | 11
|  |  | 95659 | 11
|  |  | 95660 | 12
|  |  | 95661 | 11
|  |  | 95662 | 12
|  |  | 95663 | 11
|  |  | 95664 | 12
|  |  | 95665 | 12
|  |  | 95666 | 16
|  |  | 95667 | 12
|  |  | 95668 | 11
|  |  | 95669 | 12
|  |  | 95670 | 12
|  |  | 95671 | 12
|  |  | 95672 | 12
|  |  | 95673 | 12
|  |  | 95674 | 11
|  |  | 95675 | 12
|  |  | 95676 | 11
|  |  | 95677 | 11
|  |  | 95678 | 11
|  |  | 95679 | 12
|  |  | 95680 | 12
|  |  | 95681 | 11
|  |  | 95682 | 12
|  |  | 95683 | 12
|  |  | 95684 | 12
|  |  | 95685 | 12
|  |  | 95686 | 12
|  |  | 95687 | 12
|  |  | 95688 | 12
|  |  | 95689 | 12
|  |  | 95690 | 12
|  |  | 95691 | 12
|  |  | 95692 | 11
|  |  | 95693 | 12
|  |  | 95694 | 12
|  |  | 95695 | 12
|  |  | 95696 | 12
|  |  | 95697 | 12
|  |  | 95698 | 12
|  |  | 95699 | 12
|  |  | 95701 | 16
|  |  | 95703 | 11
|  |  | 95709 | 12
|  |  | 95712 | 11
|  |  | 95713 | 11
|  |  | 95714 | 16
|  |  | 95715 | 16
|  |  | 95717 | 16
|  |  | 95720 | 16
|  |  | 95721 | 16
|  |  | 95722 | 11
|  |  | 95724 | 16
|  |  | 95726 | 16
|  |  | 95728 | 16
|  |  | 95735 | 16
|  |  | 95736 | 11
|  |  | 95741 | 12
|  |  | 95742 | 12
|  |  | 95743 | 12
|  |  | 95746 | 11
|  |  | 95747 | 11
|  |  | 95757 | 12
|  |  | 95758 | 12
|  |  | 95759 | 12
|  |  | 95762 | 12
|  |  | 95763 | 12
|  |  | 95765 | 11
|  |  | 95776 | 12
|  |  | 95798 | 12
|  |  | 95799 | 12
|  |  | 95811 | 12
|  |  | 95812 | 12
|  |  | 95813 | 12
|  |  | 95814 | 12
|  |  | 95815 | 12
|  |  | 95816 | 12
|  |  | 95817 | 12
|  |  | 95818 | 12
|  |  | 95819 | 12
|  |  | 95820 | 12
|  |  | 95821 | 12
|  |  | 95822 | 12
|  |  | 95823 | 12
|  |  | 95824 | 12
|  |  | 95825 | 12
|  |  | 95826 | 12
|  |  | 95827 | 12
|  |  | 95828 | 12
|  |  | 95829 | 12
|  |  | 95830 | 12
|  |  | 95831 | 12
|  |  | 95832 | 12
|  |  | 95833 | 12
|  |  | 95834 | 12
|  |  | 95835 | 12
|  |  | 95836 | 12
|  |  | 95837 | 12
|  |  | 95838 | 12
|  |  | 95840 | 12
|  |  | 95841 | 12
|  |  | 95842 | 12
|  |  | 95843 | 12
|  |  | 95851 | 12
|  |  | 95852 | 12
|  |  | 95853 | 12
|  |  | 95857 | 12
|  |  | 95860 | 12
|  |  | 95864 | 12
|  |  | 95865 | 12
|  |  | 95866 | 12
|  |  | 95867 | 12
|  |  | 95873 | 12
|  |  | 95887 | 12
|  |  | 95894 | 12
|  |  | 95899 | 12
|  |  | 95901 | 11
|  |  | 95903 | 11
|  |  | 95910 | 16
|  |  | 95912 | 11
|  |  | 95913 | 11
|  |  | 95914 | 11
|  |  | 95915 | 16
|  |  | 95916 | 16
|  |  | 95917 | 11
|  |  | 95918 | 11
|  |  | 95919 | 11
|  |  | 95920 | 11
|  |  | 95922 | 16
|  |  | 95923 | 16
|  |  | 95924 | 11
|  |  | 95925 | 16
|  |  | 95926 | 11
|  |  | 95927 | 11
|  |  | 95928 | 11
|  |  | 95929 | 11
|  |  | 95930 | 16
|  |  | 95931 | 11
|  |  | 95932 | 11
|  |  | 95934 | 16
|  |  | 95935 | 11
|  |  | 95936 | 16
|  |  | 95937 | 12
|  |  | 95938 | 11
|  |  | 95939 | 11
|  |  | 95940 | 11
|  |  | 95941 | 16
|  |  | 95942 | 16
|  |  | 95943 | 11
|  |  | 95944 | 16
|  |  | 95945 | 11
|  |  | 95946 | 11
|  |  | 95947 | 16
|  |  | 95948 | 11
|  |  | 95949 | 11
|  |  | 95950 | 11
|  |  | 95951 | 11
|  |  | 95953 | 11
|  |  | 95954 | 16
|  |  | 95955 | 11
|  |  | 95956 | 16
|  |  | 95957 | 11
|  |  | 95958 | 11
|  |  | 95959 | 11
|  |  | 95960 | 16
|  |  | 95961 | 11
|  |  | 95962 | 11
|  |  | 95963 | 11
|  |  | 95965 | 11
|  |  | 95966 | 11
|  |  | 95967 | 11
|  |  | 95968 | 11
|  |  | 95969 | 11
|  |  | 95970 | 11
|  |  | 95971 | 16
|  |  | 95972 | 11
|  |  | 95973 | 11
|  |  | 95974 | 11
|  |  | 95975 | 11
|  |  | 95976 | 11
|  |  | 95977 | 11
|  |  | 95978 | 16
|  |  | 95979 | 11
|  |  | 95980 | 16
|  |  | 95981 | 16
|  |  | 95982 | 11
|  |  | 95983 | 16
|  |  | 95984 | 16
|  |  | 95986 | 16
|  |  | 95987 | 11
|  |  | 95988 | 11
|  |  | 95991 | 11
|  |  | 95992 | 11
|  |  | 95993 | 11
|  |  | 96001 | 11
|  |  | 96002 | 11
|  |  | 96003 | 11
|  |  | 96006 | 16
|  |  | 96007 | 11
|  |  | 96008 | 11
|  |  | 96009 | 16
|  |  | 96010 | 16
|  |  | 96011 | 16
|  |  | 96013 | 16
|  |  | 96014 | 16
|  |  | 96015 | 16
|  |  | 96016 | 16
|  |  | 96017 | 16
|  |  | 96019 | 11
|  |  | 96020 | 16
|  |  | 96021 | 11
|  |  | 96022 | 11
|  |  | 96023 | 16
|  |  | 96024 | 16
|  |  | 96025 | 16
|  |  | 96027 | 16
|  |  | 96028 | 16
|  |  | 96029 | 11
|  |  | 96031 | 16
|  |  | 96032 | 16
|  |  | 96033 | 11
|  |  | 96034 | 16
|  |  | 96035 | 11
|  |  | 96037 | 16
|  |  | 96038 | 16
|  |  | 96039 | 16
|  |  | 96040 | 16
|  |  | 96041 | 16
|  |  | 96044 | 16
|  |  | 96046 | 16
|  |  | 96047 | 11
|  |  | 96048 | 16
|  |  | 96049 | 16
|  |  | 96050 | 16
|  |  | 96051 | 11
|  |  | 96052 | 16
|  |  | 96053 | 16
|  |  | 96054 | 16
|  |  | 96055 | 11
|  |  | 96056 | 16
|  |  | 96057 | 16
|  |  | 96058 | 16
|  |  | 96059 | 11
|  |  | 96061 | 16
|  |  | 96062 | 11
|  |  | 96063 | 16
|  |  | 96064 | 16
|  |  | 96065 | 16
|  |  | 96067 | 16
|  |  | 96068 | 16
|  |  | 96069 | 11
|  |  | 96070 | 11
|  |  | 96071 | 16
|  |  | 96073 | 11
|  |  | 96074 | 11
|  |  | 96075 | 16
|  |  | 96076 | 16
|  |  | 96078 | 11
|  |  | 96079 | 11
|  |  | 96080 | 11
|  |  | 96084 | 11
|  |  | 96085 | 16
|  |  | 96086 | 16
|  |  | 96087 | 11
|  |  | 96088 | 11
|  |  | 96089 | 11
|  |  | 96090 | 11
|  |  | 96091 | 16
|  |  | 96092 | 11
|  |  | 96093 | 16
|  |  | 96094 | 16
|  |  | 96095 | 11
|  |  | 96096 | 11
|  |  | 96097 | 16
|  |  | 96099 | 11
|  |  | 96101 | 16
|  |  | 96103 | 16
|  |  | 96104 | 16
|  |  | 96105 | 16
|  |  | 96106 | 16
|  |  | 96107 | 16
|  |  | 96108 | 16
|  |  | 96109 | 16
|  |  | 96110 | 16
|  |  | 96111 | 16
|  |  | 96112 | 16
|  |  | 96113 | 16
|  |  | 96114 | 16
|  |  | 96115 | 16
|  |  | 96116 | 16
|  |  | 96117 | 16
|  |  | 96118 | 16
|  |  | 96119 | 16
|  |  | 96120 | 16
|  |  | 96121 | 16
|  |  | 96122 | 16
|  |  | 96123 | 16
|  |  | 96124 | 16
|  |  | 96125 | 16
|  |  | 96126 | 16
|  |  | 96127 | 16
|  |  | 96128 | 16
|  |  | 96129 | 16
|  |  | 96130 | 16
|  |  | 96132 | 16
|  |  | 96133 | 16
|  |  | 96134 | 16
|  |  | 96135 | 16
|  |  | 96136 | 16
|  |  | 96137 | 16
|  |  | 96140 | 16
|  |  | 96141 | 16
|  |  | 96142 | 16
|  |  | 96143 | 16
|  |  | 96145 | 16
|  |  | 96146 | 16
|  |  | 96148 | 16
|  |  | 96150 | 16
|  |  | 96151 | 16
|  |  | 96152 | 16
|  |  | 96154 | 16
|  |  | 96155 | 16
|  |  | 96156 | 16
|  |  | 96157 | 16
|  |  | 96158 | 16
|  |  | 96160 | 16
|  |  | 96161 | 16
|  |  | 96162 | 16
Note on E1: [Threaded comment] Your version of Excel allows you to read this threaded comment; however, any edits to it will get removed if the file is opened in a newer version of Excel. Learn more: https://go.microsoft.com/fwlink/?linkid=870924 Comment: CEC Reference: Building Climate Zones by Zip Codes ¦ California Energy Commission Direct link: https://www.energy.ca.gov/sites/default/files/2020-04/BuildingClimateZonesByZIPCode_ada.xlsx

## M&V
Back to READ ME | Click the + sign above for Post Installation fields =
Measurement & Verification (M&V) requirements for NMEC measures are outlined in the table below. If applicable, please enter the file name(s) for the BRO M&V supporting documentation for each requirement. Site-level NMEC projects must align with the guidance outlined in the NMEC Rulebook Version 2.1 (September 2025):
https://www.cpuc.ca.gov/-/media/cpuc-website/divisions/energy-division/documents/energy-efficiency/rolling-portfolio-program-guidance/nmec-rulebook-21-march-2025.pdf
M&V Plan Requirements |  | Addressed in: | Supplementary Information or Documentation, if Needed | Performance Period Verification
a. Methodology, analytical methods and software employed for calculating Normalized Metered Energy Consumption, as well as both gross and net savings, resulting from the energy efficiency measures installed and not influenced by unrelated changes in energy consumption. |  | Model Information worksheet (rows 20-22) |  | Provide a detailed description of how the post-M&V data was used to true-up the final expected savings estimates including a summary of assessment of the measured data:
b. Data collection plan |  | Model Information worksheet (row 28)
c. Approach to ensure adequate monitoring and documentation of energy savings for each project over the reporting period. |  | Model Information worksheet (row 26)
d. A method of identifying and adjusting for non-routine events. |  | Model Information worksheet (rows 27-28)
e. Method of determining program influence. Non-BRO (behavior, retro commissioning, and operations) projects shall conform to the program influence guidance for Accelerated Replacement in Resolution E-5115 in all respects including demonstration of existing equipment viability through functional testing. |  | PI_POE worksheet (rows 8-10); EEM tabs (rows 13-14)
f. Projects targeting savings that comprise less than 10% of annual consumption must provide a rationale and explanation of how savings will be distinguishable from normal variations in consumption. |  | Model Information worksheet (rows 32-34)
g. A description of the incentive structure, including a) a description of which entity receives compensation at each stage of the project; and b) method(s) and tools utilized in the calculation of incentives and/or compensation. |  | Customer Information worksheet (rows 42-50)
h. Documentation of the expected costs, energy savings, peak impacts, and effective useful life (EUL) of planned measures and intervention strategies. Include supporting documentation. |  | EEM worksheets (rows 12 and 38-44)
i. Project level EUL calculated using analysis and forecasting at the measure-level. |  | Auto-calculated in Project Summary tab (cell C13)
j. Demonstrate compliance with Decision 17-11-006 Ordering Paragraph 2 for projects targeting to-code savings |  | EEM worksheets (rows 27-31)
BRO Maintenance Plan Requirements |  | Supporting File Name(s)
All BRO (Behavioral, Retro-commissioning (RCx) and Operational) projects require a three-year maintenance plan or service contract at IR. Additionally, Retro-commissioning (RCx) and Operational projects must use a three-year EUL. Behavioral projects are not currently eligible for incentives. • The BRO vendor must provide a maintenance plan for the duration of at least three years for the incentivized measure(s). • The Customer must supply evidence of the training taking place for a maintenance plan for the duration of at least three years for the incentivized measure(s). • When building staff is not available or trained to perform maintenance tasks, owners may have a maintenance service contract in place with an equipment vendor, installing contractor, or a maintenance service contractor - at which time it becomes a Service Contract. • Most companies providing service contracts focus on maintenance of equipment, and building owners and managers need to specifically request requirements that address operating issues in service contracts. • If included in the Retrocommissioning Plan, the commissioning team can review any existing service contracts and make recommendations on how to enhance the current level of service to address efficient operation. • The maintenance plan or service contract must be submitted during Implementation Review and Approval. • Up-to-date building documentation, including O&M Manuals, Sequences of Operation, and System Diagrams, are produced through the retrocommissioning process and are essential to maintaining and troubleshooting equipment. The Preventive Maintenance Plan and a Recommissioning Plan should describe in detail the human and financial resources that are necessary to maintain the benefits of the retrocommissioning process for many years.
Next Tab
Next Tab

## Supporting Files
Back to READ ME
Implementer should include as an attachment any of the following files, if applicable. For multi-measure projects, multiple files can be referenced in an individual cell or multiple measures can be included in a single workbook. Alternatively, users may add additional rows to the table below if the number of documents you have exceeds the number of rows available. Please do not include any personally identifiable information (PII) in the file names.
| File type | File name(s) | File description(s)
Program application
Customer bill showing PPP charges or rate plan
Production data (if applicable)
Comprehensive existing system/equipment performance data and operating conditions
Photos of system/existing equipment
Schematic/diagram for existing system
Proposed equipment spec sheet (if applicable)
Schematic/diagram for proposed system
Equipment schedule of proposed system/equipment and/or load balance
Cost proposal for proposed equipment and installation *Note - this is a.) the implementer proposal of project to the customer or b.) contractor cost proposal to support the measure cost estimate. If the latter, you may provide a cost estimate from a credible source (e.g., RS Means or recently completed project).
* Projects with change to refrigerants | RACC-FSC_v3.0 Avoided Refrigerant / Fuel Sub calculation(s), if applicable
* Customers with on-site sources of non-IOU energy | Non-IOU energy source analysis
Energy savings and costs calculation methodology
Energy models
o Provide paper and electronic copy of input files, output files, and reference to weather files
o Note what input parameters were measured and which were assumed by providing sources
o Report the accuracy with which the simulation results match the energy data used for calibration
Measurement & Verification (M&V) plan and documentation
Performance Period Documentation, if applicable
o Post-installation inspection photos
o M&V data
o Savings Calculations
o Cost documentation / Invoices
o Memos
o Other (specify):
Additional attachment(s)
Next Tab

## Project Summary
Back to READ ME |  |  |  | Click the + sign above to show EEMs 6 - 10 =
Project Description
Project Summary |  | EEMs 1 - 5 |  |  |  |  | EEMs 6-10
| Total | EEM1 | EEM2 | EEM3 | EEM4 | EEM5 |  | EEM6 | EEM7 | EEM8 | EEM9 | EEM10
Program Administrator (PA) solution / measure code | - | [5 empty] | Program Administrator (PA) solution / measure code
Measure name | - | [5 empty] | Measure name
Measure Application Type (MAT) | - | [5 empty] | Measure Application Type (MAT) | [5 empty] | 0 | 0 | #REF! | Accelerated Replacement (AR) | 0 | 0
Annual electric savings estimated (kWh) | [6 empty] | Electric savings estimated (kWh) | [5 empty] | #VALUE! |  |  | Add-On Equipment (AOE) | 0 | 0
Annual gas savings estimated (Therms) | [6 empty] | Gas savings estimated (therms) | [8 empty] | Normal Replacement (NR) | 0 | 0
Combined annual savings estimated (MMBtu) | [6 empty] | Combined savings estimated (MMBtu) | [8 empty] | New Construction (NC) | 0 | 0
Estimated Energy Efficiency (EE) Program Incentive | 0 | 0 |  |  |  |  | Estimated Energy Efficiency (EE) Program Incentive | 0 |  |  |  |  | Very Low Rigor |  |  | Building Weatherization (BW) | 0 | 0
Effective Useful Life (EUL) - Years | [6 empty] | Effective Useful Life (EUL) - Years | [8 empty] | BRO - Behavioral (BRO-Bhv) | 0 | 0
Gross Measure Cost [GMC] | [6 empty] | Gross Measure Cost [GMC] | [8 empty] | BRO - Retro-commissioning (BRO-RCx) | 0 | 0
Standard Measure Cost [SMC] | [6 empty] | Standard Measure Cost [SMC] | [8 empty] | BRO - Operational (BRO-Op) | 0 | 0
Estimated Incremental Measure Cost | [6 empty] | Estimated Incremental Measure Cost | [9 empty] | 0 | 0
Refrigerant Emissions Benefit ($) | [6 empty] | Refrigerant Emissions Benefit ($) | [9 empty] | 0
Simple Payback w/ Incentives (optional) | [6 empty] | Simple Payback w/ Incentives (optional) | [9 empty] | Only NC | 0
Simple Payback w/o Incentives (optional) | [6 empty] | Simple Payback w/o Incentives (optional) | [9 empty] | No BRO
Next tab

## Blank (hidden)
This is a blank tab that has the header and footer for the file already set up.
Please COPY this tab to create a new tab

## Post-Install Summary
Back to READ ME |  |  |  | Click the + sign above to show EEMs 6 - 10 =
NOTE: THIS TAB IS ONLY USED FOR POST-INSTALL / PERFORMANCE UPDATES
The implementer will use this section to provide readers a high-level summary of the project challenges, implemented energy efficiency measures, verified savings, verified measure costs, peak demand reduction, and critical project comparison details from pre- to post- implementation:
Executive Summary
Please check this box if this project was approved for On-Bill Financing:
Post - Install Summary |  | EEMs 1 - 5 |  |  |  |  | EEMs 6-10
| Total | EEM1 | EEM2 | EEM3 | EEM4 | EEM5 |  | EEM6 | EEM7 | EEM8 | EEM9 | EEM10
Program Administrator (PA) solution / measure code | - | [5 empty] | Program Administrator (PA) solution / measure code
Measure name | - | [5 empty] | Measure name
Measure Application Type (MAT) | - | [5 empty] | Measure Application Type (MAT)
Electric savings estimated (kWh) | [6 empty] | Electric savings estimated (kWh)
Gas savings estimated (therms) | [6 empty] | Gas savings estimated (therms)
Combined savings estimated (MMBtu) | [6 empty] | Combined savings estimated (MMBtu)
Effective Useful Life (EUL) - Years | [6 empty] | Effective Useful Life (EUL) - Years
Gross Measure Cost [GMC] | [6 empty] | Gross Measure Cost [GMC]
Standard Measure Cost [SMC] | [6 empty] | Standard Measure Cost [SMC]
Incremental Measure Cost | [6 empty] | Incremental Measure Cost
Refrigerant Emissions Benefit ($) | [6 empty] | Refrigerant Emissions Benefit ($)
Simple Payback w/ Incentives (optional) | [6 empty] | Simple Payback w/ Incentives (optional)
Simple Payback w/o Incentives (optional) | [6 empty] | Simple Payback w/o Incentives (optional)
'Reference Documents' tab

## Reference Documents
Back to READ ME
File name(s) | Description | Link / URL
Custom Projects Review Guidance Documents | Website containing various documents that provide details on the Commission’s policies and procedures to be utilized in the development of Custom Projects/Measures. | https://www.cpuc.ca.gov/industries-and-topics/electrical-energy/demand-side-management/energy-efficiency/custom-projects-review-guidance-documents
Statewide Custom Project Guidance Document, version 1.4 | This document provides an overview of the policies, guidelines, rules, processes, requirements and definitions used in Custom Project Reviews documentation and quality assurance. | https://file.ac/OEr-2p-bk3A/
Rulebook for Programs and Projects Based on NMEC, version 2.1 | This rulebook outlines the CPUC requirements for energy efficiency programs that utilize NMEC methodologies to determine savings. It provides guidance for both site-level and population-level NMEC approaches, detailing the rules, processes, and documentation standards necessary for program implementation and evaluation. | https://www.cpuc.ca.gov/-/media/cpuc-website/divisions/energy-division/documents/energy-efficiency/rolling-portfolio-program-guidance/nmec-rulebook-21-march-2025.pdf
Site-Level NMEC Technical Guidance, version 2.0 | This document provides technical guidance for site-level NMEC programs, detailing eligibility, modeling requirements, data standards, and procedures for estimating energy savings and incentive payments. | https://www.cpuc.ca.gov/-/media/cpuc-website/files/legacyfiles/l/6442463695-lbnl-nmec-techguidance-01072020.pdf
CPUC Resolution E-5115 | This document addresses issues related to evidence requirements for the determination of energy consumption baselines for energy efficiency programs pursuant to D.16-08-019 and Resolution E-4818. The proposed outcome adopts minimum evidence requirements guidance to support custom projects accelerated replacement measure type. | 366381636.PDF (ca.gov)
CPUC Resolution E-4818 | This document covers the measure-level baseline assignment and preponderance of evidence guidance to establish eligibility for an accelerated replacement baseline treatment. | https://docs.cpuc.ca.gov/PublishedDocs/Published/G000/M179/K264/179264220.PDF
CPUC Resolution E-4939 | This document adopts modifications and clarifications to the rules governing energy efficiency project review, primarily relating to custom project review and criteria related to Small Business customers. In response to CPUC Decision (D.) 16-08-019 and Resolution E-4818, the Track 2 Working Group (T2WG) developed information and recommendations to improve energy efficiency project review (T2WG Report). This document / resolution is in response to their report. | https://docs.cpuc.ca.gov/publisheddocs/published/g000/m232/k460/232460214.pdf
Decision 23-06-055 | This decision issued on June 29, 2023 details the revised definition for 'hard-to-reach' customers (pages 115 - 116) | 512907396.PDF (ca.gov)
CPUC Industry Standard Practice (ISP) Study Guide, version 3.1 | This document provides guidance for the concept and processes involved with establishing and implementing an Industry Standard Practice (ISP) study, which is used in calculating the energy efficiency savings from custom energy efficiency projects. | https://file.ac/41slG_rLPjs/
California Evaluation Framework | The California Evaluation Framework (Framework) provides a consistent, systemized, cyclic approach for planning and conducting evaluations of California’s energy efficiency and resource acquisition programs. | https://www.cpuc.ca.gov/-/media/cpuc-website/files/uploadedfiles/cpuc_public_website/content/utilities_and_industries/energy/energy_programs/demand_side_management/ee_and_energy_savings_assist/caevaluationframework.pdf
Energy Efficiency Savings Eligibility at Sites with non-IOU Supplied Energy Sources — Guidance Document | The purpose of this document is to clarify the California Public Utilities Commission (CPUC) policy on how to analyze energy efficiency improvement projects, which impact the use of non-IOU supplied energy, proposed for financial support under the CPUC-authorized energy efficiency (EE) portfolios implemented by the Program Administrators, mainly the California investor owned utilities (IOUs). | Energy Efficiency Savings Eligibility at Sites with non-IOU Supplied Energy Sources—Guidance Document (ca.gov)
California eTRM - Effective Useful Life Table | This link to the California eTRM is a statewide repository of California's deemed measures, including supporting values and documentation (e.g., EULs). | https://www.caetrm.com/cpuc/table/effusefullife/
Fuel Substitution / Refrigerant Avoided Cost Calculator | The RACC-FSC_v3.0 shall be used to calculate refrigerant leakage emissions and avoided costs of net refrigerant leakage emissions and perform fuel substitution tests for all measures that involve adding or replacing equipment that uses refrigerant and involves a change to the refrigerant type or to the refrigerant charge —these include most fuel substitution and electric resistance to heat pump measures. The completed RACC-FSC_v3.0—containing the relevant parameters associated with a given measure package—shall be provided as an addendum to each affected measure. | https://cedars.sound-data.com/deer-resources/tools/supporting-files/
Total System Benefit Technical Guidance (v1.2) | This CPUC staff-level guidance introduces and describes the calculation steps for the Total System Benefit (TSB) metric implemented by D.21-05-031. Starting in 2024, the TSB metric will replace kWh, kW, and Therm as the primary goal for the energy efficiency portfolios administered by the California investor-owned utilities and other program administrators. | FINAL TSB Tech Guidance 102521.pdf
Remote Ex-Ante Database Interface (READI) Download Instructions | This document contains instructions for how to access and view the contents of both DEER databases--Preliminary Ex Ante Review (PEAR) and ExAnte (EA)--named Remote Ex-Ante Database Interface (READI). | https://cedars.sound-data.com/deer-resources/help-and-contact/file/1399/download/

## POE_PI Inputs
Back to READ ME
Total Estimated Incentive ($)
|  | Rigor Tier | Bottom Value | Top Value
|  | Very Low | 0 | 7499
|  | Low | 7500 | 24999
|  | Medium | 25000 | 99999
|  | Full | 100000 | -
Table 5‑1. Very Low Rigor PI and POE Questions and Documentation Requirements
Very Low Rigor POE Requirements: applicable to NMEC (non-BRO) projects
1. Describe this project’s development, including factors that led the customer to replace the existing equipment or process.
2. Describe the project developer’s services provided to the customer and timing of developer’s engagement compared to customer’s decision-making process.
Minimum Documentation Requirement: Signed customer representative affidavit certifying that the existing equipment being replaced is in operating condition.
Table 5‑2. Low Rigor PI and POE Questions and Documentation Requirements
Low Rigor POE Requirements: applicable to NMEC (non-BRO) projects
1. Describe this project’s development, including factors that led the customer to replace the existing equipment or process.
2. Describe the project developer’s services provided to the customer and timing of developer’s engagement compared to customer’s decision-making process.
3. Describe the customer’s maintenance and/or upgrade practices associated with the equipment or process, if applicable.
Minimum Documentation Requirements: 1) Signed customer representative affidavit certifying that the existing equipment being replaced is in operating condition. 2) Photos and/or videos of the operating equipment
Table 5‑3. Medium Rigor PI and POE Questions and Documentation Requirements
Medium Rigor POE Requirements: applicable to NMEC (non-BRO) projects
1. Describe this project’s development, including the factors that led the customer to replace the existing equipment.
2. Describe the project developer’s services provided to the customer and timing of developer’s engagement compared to customer’s decision-making process.
3. Describe the decision-making process for determining and selecting a specific energy efficiency measure option(s)? What are the customer’s criteria in decision-making?
4. Describe the customer’s scheduled maintenance or equipment upgrade practices, if applicable.
5. What are the customer’s barriers (if any) to adopting the proposed new energy efficiency measure? What are its resource constraints (if any)?
6. What are the regulations applicable, if any, to the existing equipment or process and the relevant energy efficiency measure?
Minimum Documentation Requirements: 1) Signed customer representative affidavit certifying that the existing equipment being replaced is in operating condition. 2) Photos and/or videos of the operating equipment
Table 5‑4. Full Rigor PI and POE Questions and Documentation Requirements
Full Rigor POE Requirements: applicable to NMEC (non-BRO) projects
1. Describe the timeline of the project’s development.
2. Describe the customer's main motivations for the project, including all factors considered during planning, design, and selection. This should cover: • Eligible and viable energy-efficient options • Relevant regulations • Financial and labor resources considered
3. What are the customer’s business needs and wants of this project/measure, for example, production, maintenance, reliability, capacity, competitiveness, productivity, occupancy comfort, etc.?
4. What are the customer’s barriers (if any) to adopting a new energy efficiency measure? What are its resource constraints (if any)?
5. When and how did the program implementers get involved in the specific project (e.g., in which stage of the project development), and what information and technical resources did the program implementers bring to the customer during customer’s decision-making process for the specific energy efficiency measure option?
6. Describe the age of the equipment along with its estimated remaining useful life and any major repairs performed on the existing equipment, not related to a full system overhaul, in the last 24 months.
7. Describe any maintenance issues for the existing equipment in the last 36 months.
8. Has the customer updated any of its existing systems? If yes, when and what was it? Explain the reasons for switching to the new measure/system.
Minimum Documentation Requirements: 1) Signed customer representative affidavit certifying that the existing equipment being replaced is in operating condition. 2) Photos and/or videos of the operating equipment 3) Other necessary documents that support narratives provided above.
Table 5‑5. Small-Sized Business and/or Hard-to-reach PI and POE questions and requirements
SSB, HTR, and/or Non-monetary incentive POE requirements: applicable to NMEC (non-BRO) projects
1. Describe this project’s development, including factors and decision points that led to the customer’s decision to replace the existing equipment or process.
2. Describe the project developer’s services provided to the customer and timing of developer’s engagement compared to customer’s decision-making process.
Minimum Documentation Requirements: Signed customer representative affidavit certifying that the existing equipment being replaced is in operating condition.

## Small Business_Hard to Reach
Back to Customer Information |  | Back to READ ME
Customer Designation | Definition / Criterion | Link / URL
Small Business | A small business customer is defined as a non-residential customer with an annual electric usage of 40,000 kilowatt hours (kWh) or less, or an energy demand of 20 kilowatt (kW) or less, or annual consumption of 10,000 therms of gas or less. Alternatively, a small business customer is a customer who meets the definition of “micro-business” in California Government Code Section 14837 (Section 14837). Section 14837 defines a micro-business as a business, together with affiliates, that has average annual gross receipts of $6,000,000 or less over the previous three years, or is a manufacturer, as defined in Section 14837 subdivision (c), with 25 or fewer employees. The California Department of General Services is authorized to amend the gross receipt amount. In May 20222, DGS increased the gross receipt amount from $3,500,000 to the current amount of $6,000,000. (see CA DGS Small Business Definition in cell D5). This definition does not include fixed usage or unmetered rate schedule customers. | Resolution E-4939 (SB Definition)
CA DGS Small Business (Gross Annual Receipt Criteria)
Hard-to-Reach | Per issuance of Decision 23-06-055 (on June 29, 2023), customers must meet the following modified definition of “hard-to-reach”. Two criteria are considered sufficient if one of the criteria met is the geographic criterion defined below. If the geographic criterion is not met, then at least three (other) criteria must be met. The exception is for California Native American Tribes, who do not need to meet any additional criteria. Geographic criterion: o Customers or customer premises in areas other than the United States Office of Management and Budget Combined Statistical Areas of the San Francisco Bay Area, the Greater Los Angeles Area and the Greater Sacramento Area or the Office of Management and Budget metropolitan statistical areas of San Diego County, or o Customers or customer premises in disadvantaged communities, as identified by the California Environmental Protection Agency pursuant to Health and Safety Code Section 39711. Language criterion: o Primary language spoken is other than English. For small business added criteria to the above to consider: o Business Size – 25 or fewer employees and/or classified as Very Small (Customers whose annual electric demand is less than 20 kilowatt (kW), or whose annual gas consumption is less than 10,000 therm, or both), and/or o Leased or Rented Facilities – Investments in improvements to a facility rented or leased by a participating business customer. For the public sector, customers classified as ‘local government’ that meet the geographic criterion above may also be considered hard-to-reach. | Decision 23-06-055
Back to READ ME