## Summary_MappingTransmittal
Dashboard for the Busbar Mapping of the 30 MMT High Electirfication Sensitvity Portfolio for 2035 |  | Date: 7-1-2022
Dashboard Purpose: | This dashboard provides an overview of busbar mapping results for the CPUC IRP Proceeding. Resource-to-busbar mapping (“busbar mapping”) is the process of refining the geographically coarse portfolios produced in the California Public Utilities Commission’s (CPUC) Integrated Resource Plan (IRP) proceeding, into plausible network modeling locations for electrical analysis in the California Independent System Operator’s (CAISO) annual Transmission Planning Process (TPP). The purpose of this workbook is to communicate the results of the busbar mapping process for the sensitivity portfolio for the 2022-23 TPP performed by the CPUC, CAISO and California Energy Commission (CEC).
Portfolio Information: | This dashboard contains final results for the 2022-23 TPP 30 MMT high electrification policy-driven sensitivity portfolio. The portfolio utilizes CEC's 2021 IEPR with additional transportation electrification grid planning scenario, and focuses on the year 2035, rather than the standard 10-year outlook to 2032.
For details of the RESOLVE results that formed this portfolio, summary slides and the RESOLVE data itself can be found at:
https://www.cpuc.ca.gov/industries-and-topics/electrical-energy/electric-power-procurement/long-term-procurement-planning/2019-20-irp-events-and-materials
Manual Adjustments to Portfolio Resources: | CPUC Staff made two manual adjustments to the RESOLVE results for 2035 for the final portfolio mapped here and transmitted to the CAISO: 1) Removed the 256 MW of new gas build and 2) Add 600 MW of geothermal.
The purpose for removing the gas and adding more geothermal than necessary to replace the gas is to enable the TPP to study the complex transmission challenges of interconnecting such an amount of total geothermal.
Busbar Mapping Methodology: | The busbar mapping working group utilized the methodology updated and vetted for the mapping of the 22-23 TPP base case portfolio.
See the Busbar Mapping Methodology document for more detail, available at:
https://files.cpuc.ca.gov/energy/modeling/Busbar%20Mapping%20Methodology%20for%20the%20TPP_V2021_12_21.pdf
Staff made one adjustment to the "high confidence" commercial interest categorization for criteria 4. Staff extended the "high confidence" to resources that completed their Cluster 2 studies in addition to resource with executed Interconnection Agreements.
Mapping Consitency with Base Case Portfolio Mapping: | The busbar mapping working group did not reduce or remove the amount and locations of resources mapped in the 22-23 TPP base case portfolio transmitted to the CAISO in February 2022, with one exception discussed below.
Mapping of Morro Bay Offshore Wind: | In consultation with CAISO staff, the working group mapped Morro Bay wind as interconnecting to the Diablo Canyon substation rather than a proposed new substation at Morro Bay. Given the substations similar proximity to the resource and the current removal of the Diablo Canyon Offshore Wind call area by BOEM, CPUC staff recommend the CAISO study the Morro Bay offshore wind in both the base case and this sensitivity portfolio at the Diablo Canyon substation.
Mapping of Resources Outside of CAISO: | For both OOS Wind and geothermal, resources were mapped to substations and areas outside of the CAISO's BAA. For these resources an additional summary tab was created 'OutsideCAISO_Res_Summary' to provide additional information about these resources expected transmission and MIC requirements.

## Table_of_Contents
Tab | Tab Description
Summary_By_Area | Summarize total resources for sensitivity mapped by RESOLVE area
Mapping_bySub | Final mapping results summary by substation and resource type
OutsideCAISO_Res_Summary | Detailed table summary on the mapped resources outside of the CAISO's BAA, including MIC assumptions
CriteriaSummary_bySub | Final Mapping criteria alignment summary by substation and resource type
Res_Add_forSens | Shows the additional resources mapped to substation on top of the resources included in the 22-23 TPP base case
Tx_bySub | Transmission capability exceedances by substation, and transmission criteria assessment for criteria 2
2_Tx_Calculator | Transmission Calculator for mapped results
Res_by_SubTx | Working tab for transmission calculator
CAISO_Tx_Constraints | Tx Constraint information from CAISO white paper including updates based on 21-22 TPP results
CAISO_Output_Factors | Tx capability ouput factors from the CAISO white paper
CI_compare | Compares mapped resources to Commercial interest in the interconnection queue for criteria 4
CAISOQueue_bySub | Summary of Resources in CAISO queue per 3_8_2022 public release
OtherQueues_bySub | Partial inclusion of resources in other queues include SCE, PGE WDT and WDAT queues
NVEP_geo_queue | List of geothermal projects considered for commercial interest from NVEP interconnection queue.
Solar_Env | Env and Land-use analysis for solar resources for criteria 1, 3a, and 3b
Wind_Env | Env and Land-use analysis for wind resources for criteria 1, 3a, and 3b
Geo_Env | Env And Land-use analysis for geothermal resources for criteria 1, 3a, and 3b
CompareToPrevYr_bySub | Comparison of previous portfolios to 22-23 Sensitivity portfolio for criteria 5
Previous_TPP_Portfolios | Base Case and Sens 1 portfolios from the 21-22 TPP
22-23TPP_Base_Case_Mapped | Base Case mapping by substation
Substation_Info | Working tab for transmission constraint and RESOLVE region of each sub

## Summary_By_Area
Summary of Mapped Portfolio by RESOLVE Resource Area
Final mapping results of the 30 MMT high electrification sensitivity portfolio in 2035, summarized by RESOLVE resource area
RESOLVE Resource Name | Resource Type
|  | FCDS | EODS | TOTAL
InState Biomass | Biomass/Biogas | 134 | 0 | 134
Solano_Geothermal | Geothermal | 79 |  | 79
Northern_California_Geothermal | Geothermal | 0 |  | 0
Inyokern_North_Kramer_Geothermal | Geothermal | 48 |  | 48
Southern_Nevada_Geothermal | Geothermal | 440 |  | 440
Northern_Nevada_Geothermal | Geothermal | 327 |  | 327
Riverside_Palm_Springs_Geothermal | Geothermal | 0 |  | 0
Greater_Imperial_Geothermal | Geothermal | 900 |  | 900
Distributed Solar | Solar | 125 | 0 | 125
Greater_LA_Solar | Solar | 75 | 2128 | 2203
Northern_California_Solar | Solar | 344 | 1512 | 1856
Southern_PGAE_Solar | Solar | 3535 | 7439 | 10974
Tehachapi_Solar | Solar | 3031 | 4952 | 7983
Greater_Kramer_Solar | Solar | 770 | 2411.04 | 3181.04
Southern_NV_Eldorado_Solar | Solar | 1320 | 4196 | 5516
Riverside_Solar | Solar | 2067 | 3690 | 5757
Arizona_Solar | Solar | 800 | 1831 | 2631
Imperial_Solar | Solar | 125 | 528 | 653
Northern_California_Wind | Wind | 305 | 350.5 | 655.5
Solano_Wind | Wind | 321 | 195.6 | 516.6
Humboldt_Wind | Wind | 0 | 0 | 0
Kern_Greater_Carrizo_Wind | Wind | 60 | 0 | 60
Carrizo_Wind | Wind | 287 | 0 | 287
Central_Valley_North_Los_Banos_Wind | Wind | 186 | 0 | 186
North_Victor_Wind | Wind | 100 | 0 | 100
Tehachapi_Wind | Wind | 280.9 | 0 | 280.9
Southern_Nevada_Wind | Wind | 442 | 0 | 442
Riverside_Palm_Springs_Wind | Wind | 115.5 | 0 | 115.5
Baja_California_Wind | Wind | 600 | 0 | 600
Wyoming_Wind | OOS Wind | 1500 | 0 | 1500
Idaho_Wind | OOS Wind | 1000 | 0 | 1000
New_Mexico_Wind | OOS Wind | 2328 | 0 | 2328
SW_Ext_Tx_Wind | OOS Wind | 610 | 0 | 610
NW_Ext_Tx_Wind | OOS Wind | 0 | 0 | 0
Humboldt_Bay_Offshore_Wind | Offshore Wind | 1487 | 120 | 1607
Morro_Bay_Offshore_Wind | Offshore Wind | 3100 | 0 | 3100
Diablo_Canyon_Offshore_Wind | Offshore Wind | 0 | 0 | 0
Renewable Resource Total |  | 26842.4 | 29353.14 | 56195.54
Greater_LA_Li_Battery | Li_Battery | 5138.59 | 0 | 5138.59
Northern_California_Li_Battery | Li_Battery | 2198 | 0 | 2198
Southern_PGAE_Li_Battery | Li_Battery | 6074.14 | 0 | 6074.14
Tehachapi_Li_Battery | Li_Battery | 3883.625 | 0 | 3883.625
Greater_Kramer_Li_Battery | Li_Battery | 2223.94 | 0 | 2223.94
Southern_NV_Eldorado_Li_Battery | Li_Battery | 2711.0034 | 0 | 2711.0034
Riverside_Li_Battery | Li_Battery | 3304.5536 | 0 | 3304.5536
Arizona_Li_Battery | Li_Battery | 1229.109 | 0 | 1229.109
Imperial_Li_Battery | Li_Battery | 250 | 0 | 250
San_Diego_Li_Battery | Li_Battery | 1389 | 0 | 1389
LI_Battery Total |  | 28401.961 |  | 28401.961
SPGE_LDES | LDES | 300 | 0 | 300
Tehachapi_LDES | LDES | 500 | 0 | 500
Riverside_East_Pumped_Storage | LDES | 700 | 0 | 700
San_Diego_Pumped_Storage | LDES | 500 | 0 | 500
LDES Total |  | 2000 |  | 2000
Storage Total |  | 30401.961 |  | 30401.961
Total Storage+Resources |  | 57244.361 | 29353.14 | 86597.501

## Mapping_bySub
Final Mapping Results of the 30 MMT high electrification sensitivity portfolio in 2035 by substation and resource type
By Substation and Resource Type Summary of Mapped Results for the 22-23 TPP 30 MMT High Electrification Sensitivty Portfolio | [13 empty] | Comparison with 22-23 TPP Base Case Portfolio
[5 empty] | 22-23 TPP 30 MMT High Electrification Sensitivity Portfolio Total Resources |  |  | CPUC and PTO Identified In-Development Resources |  |  | Incremental Generic Resources |  |  | 22-23 TPP 38 MMT Base Case Portfolio Total Resources |  |  | Base Case Incremental Generic Resources |  |  | Sensitivity's Incremental Generic Resources Above Base Case Amounts
Transmission Area | CAISO Substation | Voltage | Out-of-CAISO substation | Resource Type | FCDS (MW) | EODS (MW) | Total (MW) | FCDS (MW) | EODS (MW) | Total (MW) | FCDS (MW) | EODS (MW) | Total (MW) | FCDS (MW) | EODS (MW) | Total (MW) | FCDS (MW) | EODS (MW) | Total (MW) | FCDS (MW) | EODS (MW) | Total (MW)
PG&E Fresno Study Area | Alpaugh | 115 |  | Biomass/Biogas | 3 | 0 | 3 | 0 | 0 | 0 | 3 | 0 | 3 | 3 | 0 | 3 | 3 | 0 | 3 | 0 | 0 | 0
PG&E Fresno Study Area | Alpaugh | 115 |  | Li_Battery | 145 | 0 | 145 | 0 | 0 | 0 | 145 | 0 | 145 |  |  |  | 0 | 0 | 0 | 145 | 0 | 145
PG&E Fresno Study Area | Alpaugh | 115 |  | Solar | 20 | 200 | 220 | 0 | 0 | 0 | 20 | 200 | 220 |  |  |  | 0 | 0 | 0 | 20 | 200 | 220
SCE Northern Area | Antelope | 230 |  | Distributed Solar | 3 | 0 | 3 | 3 | 0 | 3 | 0 | 0 | 0 | 3 | 0 | 3 | 0 | 0 | 0 | 0 | 0 | 0
SCE Northern Area | Antelope | 230 |  | Li_Battery | 513.8 | 0 | 513.8 | 414.7 | 0 | 414.7 | 99.1 | 0 | 99.1 | 438.8 | 0 | 438.8 | 24.1 | 0 | 24.1 | 75 | 0 | 75
SCE Northern Area | Antelope | 230 |  | Solar | 650 | 622 | 1272 | 200.6 | 0 | 200.6 | 449.4 | 622 | 1071.4 | 450 | 497 | 947 | 249.4 | 497 | 746.4 | 200 | 125 | 325
PG&E East Kern Study Area | Arco | 230 |  | Li_Battery | 380.64 | 0 | 380.64 | 63 | 0 | 63 | 317.64 | 0 | 317.64 | 75.64 | 0 | 75.64 | 12.64 | 0 | 12.64 | 305 | 0 | 305
PG&E East Kern Study Area | Arco | 230 |  | Solar | 130 | 521 | 651 | 125 | 0 | 125 | 5 | 521 | 526 | 125 | 28 | 153 | 0 | 28 | 28 | 5 | 493 | 498
SCE Metro Study Area | Barre | 230 |  | Li_Battery | 55 | 0 | 55 | 55 | 0 | 55 | 0 | 0 | 0 | 10 | 0 | 10 | 0 | 0 | 0 | 0 | 0 | 0
East of Pisgah Study Area | Beatty | 138 |  | Geothermal, In CAISO | 440 | 0 | 440 | 0 | 0 | 0 | 440 | 0 | 440 | 440 | 0 | 440 | 440 | 0 | 440 | 0 | 0 | 0
East of Pisgah Study Area | Beatty | 138 |  | Li_Battery | 215 | 0 | 215 | 0 | 0 | 0 | 215 | 0 | 215 |  |  |  | 0 | 0 | 0 | 215 | 0 | 215
East of Pisgah Study Area | Beatty | 138 |  | Solar | 100 | 300 | 400 | 0 | 0 | 0 | 100 | 300 | 400 |  |  |  | 0 | 0 | 0 | 100 | 300 | 400
PG&E North of Greater Bay Study Area | Bellota | 230 |  | Li_Battery | 175 | 0 | 175 | 0 | 0 | 0 | 175 | 0 | 175 |  |  |  | 0 | 0 | 0 | 175 | 0 | 175
PG&E North of Greater Bay Study Area | Bellota | 230 |  | Solar | 100 | 250 | 350 | 0 | 0 | 0 | 100 | 250 | 350 |  |  |  | 0 | 0 | 0 | 100 | 250 | 350
PG&E North of Greater Bay Study Area | Bellota | 115 |  | Biomass/Biogas | 4 | 0 | 4 | 0 | 0 | 0 | 4 | 0 | 4 | 4 | 0 | 4 | 4 | 0 | 4 | 0 | 0 | 0
PG&E North of Greater Bay Study Area | Bellota | 115 |  | Li_Battery | 244 | 0 | 244 | 132 | 0 | 132 | 112 | 0 | 112 | 132 | 0 | 132 | 0 | 0 | 0 | 112 | 0 | 112
PG&E North of Greater Bay Study Area | Bellota | 115 |  | Solar | 0 | 240 | 240 | 0 | 0 | 0 | 0 | 240 | 240 |  |  |  | 0 | 0 | 0 | 0 | 240 | 240
SCE Northern Area | Big Creek Hydro Facilities | 230 |  | Biomass/Biogas | 6 | 0 | 6 | 0 | 0 | 0 | 6 | 0 | 6 | 6 | 0 | 6 | 6 | 0 | 6 | 0 | 0 | 0
PG&E North of Greater Bay Study Area | Birds Landing | 230 |  | In-State Wind | 120 | 0 | 120 | 0 | 0 | 0 | 120 | 0 | 120 | 120 | 0 | 120 | 120 | 0 | 120 | 0 | 0 | 0
PG&E North of Greater Bay Study Area | Birds Landing | 230 |  | Li_Battery | 70 | 0 | 70 | 0 | 0 | 0 | 70 | 0 | 70 |  |  |  | 0 | 0 | 0 | 70 | 0 | 70
PG&E North of Greater Bay Study Area | Birds Landing | 230 |  | Solar | 0 | 100 | 100 | 0 | 0 | 0 | 0 | 100 | 100 |  |  |  | 0 | 0 | 0 | 0 | 100 | 100
PG&E Fresno Study Area | Borden | 230 |  | Li_Battery | 150 | 0 | 150 | 0 | 0 | 0 | 150 | 0 | 150 |  |  |  | 0 | 0 | 0 | 150 | 0 | 150
PG&E Fresno Study Area | Borden | 230 |  | Solar | 0 | 200 | 200 | 0 | 0 | 0 | 0 | 200 | 200 |  |  |  | 0 | 0 | 0 | 0 | 200 | 200
PG&E Fresno Study Area | Cabrillo | 115 |  | In-State Wind | 99 | 0 | 99 | 99 | 0 | 99 | 0 | 0 | 0 | 99 | 0 | 99 | 0 | 0 | 0 | 0 | 0 | 0
SCE North of Lugo (NOL) Study Area | Calcite | 230 |  | Li_Battery | 260 | 0 | 260 | 0 | 0 | 0 | 260 | 0 | 260 | 250 | 0 | 250 | 250 | 0 | 250 | 10 | 0 | 10
SCE North of Lugo (NOL) Study Area | Calcite | 230 |  | Solar | 100 | 350 | 450 | 0 | 0 | 0 | 100 | 350 | 450 | 50 | 350 | 400 | 50 | 350 | 400 | 50 | 0 | 50
PG&E East Kern Study Area | Caliente | 230 |  | Biomass/Biogas | 2 | 0 | 2 | 0 | 0 | 0 | 2 | 0 | 2 | 2 | 0 | 2 | 2 | 0 | 2 | 0 | 0 | 0
PG&E East Kern Study Area | Caliente | 230 |  | Solar | 100 | 0 | 100 | 0 | 0 | 0 | 100 | 0 | 100 |  |  |  | 0 | 0 | 0 | 100 | 0 | 100
SDG&E Study Area | Capistrano | 138 |  | Li_Battery | 200 | 0 | 200 | 0 | 0 | 0 | 200 | 0 | 200 | 200 | 0 | 200 | 200 | 0 | 200 | 0 | 0 | 0
East of Pisgah Study Area | Carpenter Canyon (fka Gamebird) | 230 |  | Li_Battery | 310 | 0 | 310 | 0 | 0 | 0 | 310 | 0 | 310 | 40 | 0 | 40 | 40 | 0 | 40 | 270 | 0 | 270
East of Pisgah Study Area | Carpenter Canyon (fka Gamebird) | 230 |  | Solar | 250 | 470 | 720 | 0 | 0 | 0 | 250 | 470 | 720 | 150 | 60 | 210 | 150 | 60 | 210 | 100 | 410 | 510
PG&E North of Greater Bay Study Area | Cayetano | 230 |  | Li_Battery | 80 | 0 | 80 | 0 | 0 | 0 | 80 | 0 | 80 |  |  |  | 0 | 0 | 0 | 80 | 0 | 80
PG&E North of Greater Bay Study Area | Cayetano | 230 |  | Solar | 10 | 100 | 110 | 0 | 0 | 0 | 10 | 100 | 110 |  |  |  | 0 | 0 | 0 | 10 | 100 | 110
PG&E East Kern Study Area | Cholame | 70 |  | In-State Wind | 60 | 0 | 60 | 0 | 0 | 0 | 60 | 0 | 60 | 60 | 0 | 60 | 60 | 0 | 60 | 0 | 0 | 0
PG&E North of Greater Bay Study Area | Cloverdale | 115 |  | Biomass/Biogas | 4 | 0 | 4 | 0 | 0 | 0 | 4 | 0 | 4 | 4 | 0 | 4 | 4 | 0 | 4 | 0 | 0 | 0
PG&E Fresno Study Area | Coburn | 230 |  | Li_Battery | 90 | 0 | 90 | 0 | 0 | 0 | 90 | 0 | 90 |  |  |  | 0 | 0 | 0 | 90 | 0 | 90
PG&E Fresno Study Area | Coburn | 230 |  | Solar | 0 | 120 | 120 | 0 | 0 | 0 | 0 | 120 | 120 |  |  |  | 0 | 0 | 0 | 0 | 120 | 120
SCE Eastern Study Area | Colorado River | 500 |  | Li_Battery | 638 | 0 | 638 | 627.5 | 0 | 627.5 | 10.5 | 0 | 10.5 | 523 | 0 | 523 | 0 | 0 | 0 | 10.5 | 0 | 10.5
SCE Eastern Study Area | Colorado River | 500 |  | Solar | 355 | 763 | 1118 | 352.7 | 390.3 | 743 | 2.3 | 372.7 | 375 | 100 | 518 | 618 | 0 | 0 | 0 | 2.3 | 372.7 | 375
SCE Eastern Study Area | Colorado River | 230 |  | Li_Battery | 900 | 0 | 900 | 737.9 | 0 | 737.9 | 162.1 | 0 | 162.1 | 250 | 0 | 250 | 0 | 0 | 0 | 162.1 | 0 | 162.1
SCE Eastern Study Area | Colorado River | 230 |  | Solar | 400 | 1100 | 1500 | 234.2 | 487.2 | 721.4 | 165.8 | 612.8 | 778.6 | 100 | 350 | 450 | 0 | 0 | 0 | 165.8 | 612.8 | 778.6
SCE North of Lugo (NOL) Study Area | Control | 115 |  | Geothermal, In CAISO | 48 | 0 | 48 | 48 | 0 | 48 | 0 | 0 | 0 | 40 | 0 | 40 | 0 | 0 | 0 | 0 | 0 | 0
SCE North of Lugo (NOL) Study Area | Coolwater | 115 |  | Li_Battery | 215 | 0 | 215 | 0 | 0 | 0 | 215 | 0 | 215 | 100 | 0 | 100 | 100 | 0 | 100 | 115 | 0 | 115
SCE North of Lugo (NOL) Study Area | Coolwater | 115 |  | Solar | 40 | 298.96 | 338.96 | 0 | 0 | 0 | 40 | 298.96 | 338.96 | 0 | 148.96 | 148.96 | 0 | 148.96 | 148.96 | 40 | 150 | 190
PG&E North of Greater Bay Study Area | Cortina | 115 |  | In-State Wind | 49 | 47.6 | 96.6 | 0 | 0 | 0 | 49 | 47.6 | 96.6 |  |  |  | 0 | 0 | 0 | 49 | 47.6 | 96.6
PG&E North of Greater Bay Study Area | Curtis | 115 |  | Biomass/Biogas | 9 | 0 | 9 | 0 | 0 | 0 | 9 | 0 | 9 | 9 | 0 | 9 | 9 | 0 | 9 | 0 | 0 | 0
SCE Eastern Study Area | Delaney | 500 |  | Li_Battery | 960.109 | 0 | 960.109 | 0 | 0 | 0 | 960.109 | 0 | 960.109 | 490.109 | 0 | 490.109 | 490.109 | 0 | 490.109 | 470 | 0 | 470
SCE Eastern Study Area | Delaney | 500 |  | Solar | 600 | 1160 | 1760 | 0 | 0 | 0 | 600 | 1160 | 1760 | 400 | 610 | 1010 | 400 | 610 | 1010 | 200 | 550 | 750
PG&E North of Greater Bay Study Area | Delevan | 230 |  | In-State Wind | 50 | 33 | 83 | 0 | 0 | 0 | 50 | 33 | 83 | 50 | 33 | 83 | 50 | 33 | 83 | 0 | 0 | 0
PG&E North of Greater Bay Study Area | Delevan | 230 |  | Li_Battery | 240 | 0 | 240 | 0 | 0 | 0 | 240 | 0 | 240 |  |  |  | 0 | 0 | 0 | 240 | 0 | 240
PG&E North of Greater Bay Study Area | Delevan | 230 |  | Solar | 50 | 300 | 350 | 0 | 0 | 0 | 50 | 300 | 350 |  |  |  | 0 | 0 | 0 | 50 | 300 | 350
East of Pisgah Study Area | Desert View | 230 |  | Li_Battery | 170 | 0 | 170 | 0 | 0 | 0 | 170 | 0 | 170 | 40 | 0 | 40 | 40 | 0 | 40 | 130 | 0 | 130
East of Pisgah Study Area | Desert View | 230 |  | Solar | 100 | 250 | 350 | 0 | 0 | 0 | 100 | 250 | 350 | 50 | 50 | 100 | 50 | 50 | 100 | 50 | 200 | 250
SCE Eastern Study Area | Devers | 230 |  | In-State Wind | 115.5 | 0 | 115.5 | 114.2 | 0 | 114.2 | 1.3 | 0 | 1.3 | 105.5 | 0 | 105.5 | 0 | 0 | 0 | 1.3 | 0 | 1.3
SCE Eastern Study Area | Devers | 230 |  | Li_Battery | 705 | 0 | 705 | 513.3 | 0 | 513.3 | 191.7 | 0 | 191.7 | 405 | 0 | 405 | 0 | 0 | 0 | 191.7 | 0 | 191.7
SCE Eastern Study Area | Devers | 230 |  | Solar | 150 | 300 | 450 | 0 | 0 | 0 | 150 | 300 | 450 |  |  |  | 0 | 0 | 0 | 150 | 300 | 450
PG&E S500 Study Area | Diablo | 500 |  | Offshore Wind, Morro Bay | 3100 | 0 | 3100 | 0 | 0 | 0 | 3100 | 0 | 3100 |  |  |  | 0 | 0 | 0 | 3100 | 0 | 3100 | *CPUC is asking CAISO to study the Morro Bay call area wind interconnecting the Diablo Canyon substation directly, unless a proposed new substation is needed
SDG&E Study Area | ECO | 230 |  | In-State Wind | 600 | 0 | 600 | 0 | 0 | 0 | 600 | 0 | 600 | 600 | 0 | 600 | 600 | 0 | 600 | 0 | 0 | 0
SDG&E Study Area | ECO | 115 |  | Li_Battery | 70 | 0 | 70 | 0 | 0 | 0 | 70 | 0 | 70 |  |  |  | 0 | 0 | 0 | 70 | 0 | 70
SDG&E Study Area | ECO | 115 |  | Solar | 0 | 90 | 90 | 0 | 0 | 0 | 0 | 90 | 90 |  |  |  | 0 | 0 | 0 | 0 | 90 | 90
SCE Metro Study Area | El Nido | 230 |  | Li_Battery | 13 | 0 | 13 | 0 | 0 | 0 | 13 | 0 | 13 |  |  |  | 0 | 0 | 0 | 13 | 0 | 13
East of Pisgah Study Area | Eldorado | 500 | Aeolus 500 kV (proposed, WY) | OOS Wind, Wyoming Wind – New Tx | 1500 | 0 | 1500 | 0 | 0 | 0 | 1500 | 0 | 1500 | 1062 | 0 | 1062 | 1062 | 0 | 1062 | 438 | 0 | 438
East of Pisgah Study Area | Harry Allen | 500 | Eagle 120 kV (NVEP) | Geothermal, Northern NV | 120 | 0 | 120 | 0 | 0 | 0 | 120 | 0 | 120 |  |  |  | 0 | 0 | 0 | 120 | 0 | 120
East of Pisgah Study Area | Harry Allen | 500 | Falcon 120 kV (NVEP) | Geothermal, Northern NV | 70 | 0 | 70 | 0 | 0 | 0 | 70 | 0 | 70 |  |  |  | 0 | 0 | 0 | 70 | 0 | 70
East of Pisgah Study Area | Harry Allen | 500 | Millers 120 kV (NVEP) | Geothermal, Northern NV | 97 | 0 | 97 | 0 | 0 | 0 | 97 | 0 | 97 |  |  |  | 0 | 0 | 0 | 97 | 0 | 97
East of Pisgah Study Area | Harry Allen | 500 | Midpoint 345 kV (ID) | OOS Wind, Idaho Wind – New Tx | 1000 | 0 | 1000 | 0 | 0 | 0 | 1000 | 0 | 1000 |  |  |  | 0 | 0 | 0 | 1000 | 0 | 1000
East of Pisgah Study Area | Eldorado | 500 | Clines Corner 345 kV (for 106 MW), Willard 345 kV (for 30 MW) | OOS Wind, SW Wind – Ext Tx | 136 | 0 | 136 | 136 | 0 | 136 | 0 | 0 | 0 | 136 | 0 | 136 | 0 | 0 | 0 | 0 | 0 | 0
East of Pisgah Study Area | Eldorado | 230 |  | Li_Battery | 333 | 0 | 333 | 312.3 | 0 | 312.3 | 20.7 | 0 | 20.7 | 308 | 0 | 308 | 0 | 0 | 0 | 20.7 | 0 | 20.7
East of Pisgah Study Area | Eldorado | 230 |  | Solar | 0 | 300 | 300 | 0 | 249.2 | 249.2 | 0 | 50.8 | 50.8 | 0 | 300 | 300 | 0 | 50.8 | 50.8 | 0 | 0 | 0
SDG&E Study Area | Encina | 115 |  | Li_Battery | 60 | 0 | 60 | 0 | 0 | 0 | 60 | 0 | 60 | 60 | 0 | 60 | 60 | 0 | 60 | 0 | 0 | 0
SDG&E Study Area | Escondido | 230 |  | Li_Battery | 469 | 0 | 469 | 0 | 0 | 0 | 469 | 0 | 469 | 189 | 0 | 189 | 189 | 0 | 189 | 280 | 0 | 280
SCE Metro Study Area | Etiwanda | 230 |  | Li_Battery | 601 | 0 | 601 | 0 | 0 | 0 | 601 | 0 | 601 | 101 | 0 | 101 | 101 | 0 | 101 | 500 | 0 | 500
PG&E East Kern Study Area | Gates | 230 |  | Li_Battery | 610 | 0 | 610 | 0 | 0 | 0 | 610 | 0 | 610 | 165 | 0 | 165 | 165 | 0 | 165 | 445 | 0 | 445
PG&E East Kern Study Area | Gates | 230 |  | Solar | 850 | 827 | 1677 | 50 | 0 | 50 | 800 | 827 | 1627 | 50 | 377 | 427 | 0 | 377 | 377 | 800 | 450 | 1250
PG&E North of Greater Bay Study Area | Geysers | 230 |  | Geothermal, In CAISO | 79 | 0 | 79 | 0 | 0 | 0 | 79 | 0 | 79 | 79 | 0 | 79 | 79 | 0 | 79 | 0 | 0 | 0
PG&E North of Greater Bay Study Area | Glenn | 230 |  | In-State Wind | 100 | 68 | 168 | 0 | 0 | 0 | 100 | 68 | 168 | 100 | 68 | 168 | 100 | 68 | 168 | 0 | 0 | 0
SCE Northern Area | Goleta | 230 |  | Biomass/Biogas | 3.74 | 0 | 3.74 | 2.3 | 0 | 2.3 | 1.44 | 0 | 1.44 | 3.74 | 0 | 3.74 | 1.44 | 0 | 1.44 | 0 | 0 | 0
SCE Northern Area | Goleta | 230 |  | Li_Battery | 125 | 0 | 125 | 81.4 | 0 | 81.4 | 43.6 | 0 | 43.6 | 70 | 0 | 70 | 0 | 0 | 0 | 43.6 | 0 | 43.6
PG&E East Kern Study Area | Gregg | 230 |  | Biomass/Biogas | 3 | 0 | 3 | 0 | 0 | 0 | 3 | 0 | 3 | 3 | 0 | 3 | 3 | 0 | 3 | 0 | 0 | 0
PG&E East Kern Study Area | Gregg | 230 |  | Li_Battery | 110 | 0 | 110 | 0 | 0 | 0 | 110 | 0 | 110 |  |  |  | 0 | 0 | 0 | 110 | 0 | 110
PG&E East Kern Study Area | Gregg | 230 |  | Solar | 0 | 150 | 150 | 0 | 0 | 0 | 0 | 150 | 150 |  |  |  | 0 | 0 | 0 | 0 | 150 | 150
SDG&E Study Area | Hassayampa | 500 |  | Li_Battery | 269 | 0 | 269 | 0 | 0 | 0 | 269 | 0 | 269 | 269 | 0 | 269 | 269 | 0 | 269 | 0 | 0 | 0
SDG&E Study Area | Hassayampa | 500 |  | Solar | 200 | 671 | 871 | 0 | 0 | 0 | 200 | 671 | 871 | 200 | 671 | 871 | 200 | 671 | 871 | 0 | 0 | 0
PG&E Fresno Study Area | Helm | 230 |  | Li_Battery | 409 | 0 | 409 | 0 | 0 | 0 | 409 | 0 | 409 | 89 | 0 | 89 | 89 | 0 | 89 | 320 | 0 | 320
PG&E Fresno Study Area | Helm | 230 |  | Solar | 165 | 560.1746 | 725.1746 | 0 | 0 | 0 | 165 | 560.1746 | 725.1746 | 65 | 120 | 185 | 65 | 120 | 185 | 100 | 440.1746 | 540.1746
PG&E Fresno Study Area | Henrietta | 115 |  | Li_Battery | 64 | 0 | 64 | 10 | 0 | 10 | 54 | 0 | 54 | 49 | 0 | 49 | 39 | 0 | 39 | 15 | 0 | 15
PG&E Fresno Study Area | Henrietta | 115 |  | Solar | 25 | 88 | 113 | 0 | 0 | 0 | 25 | 88 | 113 | 15 | 88 | 103 | 15 | 88 | 103 | 10 | 0 | 10
PG&E North of Greater Bay Study Area | Higgins | 115 |  | Biomass/Biogas | 25 | 0 | 25 | 0 | 0 | 0 | 25 | 0 | 25 | 25 | 0 | 25 | 25 | 0 | 25 | 0 | 0 | 0
SCE Metro Study Area | Hinson | 230 |  | Li_Battery | 390 | 0 | 390 | 0 | 0 | 0 | 390 | 0 | 390 | 200 | 0 | 200 | 200 | 0 | 200 | 190 | 0 | 190
PG&E North of Greater Bay Study Area | Humboldt | 115 |  | Li_Battery | 15 | 0 | 15 | 0 | 0 | 0 | 15 | 0 | 15 | 15 | 0 | 15 | 15 | 0 | 15 | 0 | 0 | 0
PG&E North of Greater Bay Study Area | Humboldt | 115 |  | Offshore Wind, Humboldt | 0 | 120 | 120 | 0 | 0 | 0 | 0 | 120 | 120 | 0 | 120 | 120 | 0 | 120 | 120 | 0 | 0 | 0
PG&E North of Greater Bay Study Area | Humboldt (Proposed) | 500 |  | Offshore Wind, Humboldt | 1487 | 0 | 1487 | 0 | 0 | 0 | 1487 | 0 | 1487 |  |  |  | 0 | 0 | 0 | 1487 | 0 | 1487
SDG&E Study Area | IID System | 230 | Bannister 230 kV (IID) | Geothermal, Imperial, Expanding MIC | 900 | 0 | 900 | 0 | 0 | 0 | 900 | 0 | 900 | 600 | 0 | 600 | 600 | 0 | 600 | 300 | 0 | 300
SDG&E Study Area | Imperial Valley | 230 |  | Li_Battery | 180 | 0 | 180 | 40 | 0 | 40 | 140 | 0 | 140 | 50 | 0 | 50 | 10 | 0 | 10 | 130 | 0 | 130
SDG&E Study Area | Imperial Valley | 230 |  | Solar | 125 | 438 | 563 | 0 | 0 | 0 | 125 | 438 | 563 | 100 | 200 | 300 | 100 | 200 | 300 | 25 | 238 | 263
East of Pisgah Study Area | Innovation | 230 |  | In-State Wind | 139 | 0 | 139 | 0 | 0 | 0 | 139 | 0 | 139 | 139 | 0 | 139 | 139 | 0 | 139 | 0 | 0 | 0
East of Pisgah Study Area | Innovation | 230 |  | Li_Battery | 125 | 0 | 125 | 0 | 0 | 0 | 125 | 0 | 125 | 125 | 0 | 125 | 125 | 0 | 125 | 0 | 0 | 0
East of Pisgah Study Area | Innovation | 230 |  | Solar | 145 | 200 | 345 | 0 | 0 | 0 | 145 | 200 | 345 | 145 | 200 | 345 | 145 | 200 | 345 | 0 | 0 | 0
PG&E North of Greater Bay Study Area | Jessup | 115 |  | Biomass/Biogas | 5 | 0 | 5 | 0 | 0 | 0 | 5 | 0 | 5 | 5 | 0 | 5 | 5 | 0 | 5 | 0 | 0 | 0
SCE Metro Study Area | Johanna | 230 |  | Li_Battery | 140 | 0 | 140 | 66.6 | 0 | 66.6 | 73.4 | 0 | 73.4 | 50 | 0 | 50 | 0 | 0 | 0 | 73.4 | 0 | 73.4
SDG&E Study Area | Kearny | 115 |  | Li_Battery | 20 | 0 | 20 | 0 | 0 | 0 | 20 | 0 | 20 |  |  |  | 0 | 0 | 0 | 20 | 0 | 20
PG&E North of Greater Bay Study Area | Kelso | 230 |  | In-State Wind | 52 | 48 | 100 | 0 | 0 | 0 | 52 | 48 | 100 | 52 | 48 | 100 | 52 | 48 | 100 | 0 | 0 | 0
PG&E East Kern Study Area | Kern | 115 |  | Li_Battery | 150 | 0 | 150 | 0 | 0 | 0 | 150 | 0 | 150 |  |  |  | 0 | 0 | 0 | 150 | 0 | 150
PG&E East Kern Study Area | Kern | 115 |  | Solar | 0 | 200 | 200 | 0 | 0 | 0 | 0 | 200 | 200 |  |  |  | 0 | 0 | 0 | 0 | 200 | 200
PG&E East Kern Study Area | Kern Oil | 115 |  | Distributed Solar | 10 | 0 | 10 | 0 | 0 | 0 | 10 | 0 | 10 | 10 | 0 | 10 | 10 | 0 | 10 | 0 | 0 | 0
PG&E East Kern Study Area | Kettleman | 70 |  | Li_Battery | 10 | 0 | 10 | 0 | 0 | 0 | 10 | 0 | 10 | 10 | 0 | 10 | 10 | 0 | 10 | 0 | 0 | 0
SCE North of Lugo (NOL) Study Area | Kramer | 230 |  | Li_Battery | 784 | 0 | 784 | 525.7 | 0 | 525.7 | 258.3 | 0 | 258.3 | 234 | 0 | 234 | 0 | 0 | 0 | 258.3 | 0 | 258.3
SCE North of Lugo (NOL) Study Area | Kramer | 230 |  | Solar | 380 | 1000.766 | 1380.766 | 148 | 697.5 | 845.5 | 232 | 303.266 | 535.266 | 135 | 246 | 381 | 0 | 0 | 0 | 232 | 303.266 | 535.266
SCE North of Lugo (NOL) Study Area | Kramer | 115 |  | Li_Battery | 75 | 0 | 75 | 75 | 0 | 75 | 0 | 0 | 0 | 75 | 0 | 75 | 0 | 0 | 0 | 0 | 0 | 0
SCE North of Lugo (NOL) Study Area | Kramer | 115 |  | Solar | 90 | 0 | 90 | 90 | 0 | 90 | 0 | 0 | 0 | 90 | 0 | 90 | 0 | 0 | 0 | 0 | 0 | 0
SCE Metro Study Area | Laguna Bell | 230 |  | Li_Battery | 500 | 0 | 500 | 0 | 0 | 0 | 500 | 0 | 500 | 500 | 0 | 500 | 500 | 0 | 500 | 0 | 0 | 0
PG&E East Kern Study Area | Lamont | 115 |  | Distributed Solar | 4 | 0 | 4 | 0 | 0 | 0 | 4 | 0 | 4 | 4 | 0 | 4 | 4 | 0 | 4 | 0 | 0 | 0
PG&E East Kern Study Area | Lamont | 115 |  | Li_Battery | 135 | 0 | 135 | 0 | 0 | 0 | 135 | 0 | 135 | 95 | 0 | 95 | 95 | 0 | 95 | 40 | 0 | 40
PG&E East Kern Study Area | Lamont | 115 |  | Solar | 130 | 170 | 300 | 0 | 0 | 0 | 130 | 170 | 300 | 0 | 105 | 105 | 0 | 105 | 105 | 130 | 65 | 195
East of Pisgah Study Area | Lathrop | 138 |  | Li_Battery | 270 | 0 | 270 | 0 | 0 | 0 | 270 | 0 | 270 |  |  |  | 0 | 0 | 0 | 270 | 0 | 270
East of Pisgah Study Area | Lathrop | 138 |  | Solar | 100 | 400 | 500 | 0 | 0 | 0 | 100 | 400 | 500 |  |  |  | 0 | 0 | 0 | 100 | 400 | 500
PG&E Fresno Study Area | Le Grand | 115 |  | Li_Battery | 75 | 0 | 75 | 0 | 0 | 0 | 75 | 0 | 75 |  |  |  | 0 | 0 | 0 | 75 | 0 | 75
PG&E Fresno Study Area | Le Grand | 115 |  | Solar | 0 | 100 | 100 | 0 | 0 | 0 | 0 | 100 | 100 |  |  |  | 0 | 0 | 0 | 0 | 100 | 100
PG&E East Kern Study Area | Lerdo | 115 |  | Distributed Solar | 5 | 0 | 5 | 0 | 0 | 0 | 5 | 0 | 5 | 5 | 0 | 5 | 5 | 0 | 5 | 0 | 0 | 0
SCE Metro Study Area | Lighthipe | 230 |  | Li_Battery | 90 | 0 | 90 | 0 | 0 | 0 | 90 | 0 | 90 |  |  |  | 0 | 0 | 0 | 90 | 0 | 90
PG&E Fresno Study Area | Los Banos | 230 |  | In-State Wind | 186 | 0 | 186 | 0 | 0 | 0 | 186 | 0 | 186 | 186 | 0 | 186 | 186 | 0 | 186 | 0 | 0 | 0
PG&E Fresno Study Area | Los Banos | 230 |  | Li_Battery | 145 | 0 | 145 | 0 | 0 | 0 | 145 | 0 | 145 | 80 | 0 | 80 | 80 | 0 | 80 | 65 | 0 | 65
PG&E Fresno Study Area | Los Banos | 230 |  | Solar | 200 | 190 | 390 | 0 | 0 | 0 | 200 | 190 | 390 | 0 | 190 | 190 | 0 | 190 | 190 | 200 | 0 | 200
PG&E S500 Study Area | Los Banos | 500 |  | Li_Battery | 350 | 0 | 350 | 0 | 0 | 0 | 350 | 0 | 350 |  |  |  | 0 | 0 | 0 | 350 | 0 | 350
PG&E S500 Study Area | Los Banos | 500 |  | Solar | 400 | 450 | 850 | 0 | 0 | 0 | 400 | 450 | 850 |  |  |  | 0 | 0 | 0 | 400 | 450 | 850
PG&E North of Greater Bay Study Area | Los Esteros | 115 |  | Biomass/Biogas | 5 | 0 | 5 | 0 | 0 | 0 | 5 | 0 | 5 | 5 | 0 | 5 | 5 | 0 | 5 | 0 | 0 | 0
PG&E North of Greater Bay Study Area | Los Esteros | 115 |  | Distributed Solar | 10 | 0 | 10 | 0 | 0 | 0 | 10 | 0 | 10 | 10 | 0 | 10 | 10 | 0 | 10 | 0 | 0 | 0
PG&E North of Greater Bay Study Area | Los Esteros | 115 |  | Li_Battery | 200 | 0 | 200 | 0 | 0 | 0 | 200 | 0 | 200 | 90 | 0 | 90 | 90 | 0 | 90 | 110 | 0 | 110
SCE North of Lugo (NOL) Study Area | Lugo | 500 |  | Li_Battery | 320 | 0 | 320 | 0 | 0 | 0 | 320 | 0 | 320 |  |  |  | 0 | 0 | 0 | 320 | 0 | 320
SCE Northern Area | Mandalay | 230 |  | Li_Battery | 400 | 0 | 400 | 0 | 0 | 0 | 400 | 0 | 400 |  |  |  | 0 | 0 | 0 | 400 | 0 | 400
PG&E North of Greater Bay Study Area | Martin (San Francisco H) | 115 |  | Distributed Solar | 19 | 0 | 19 | 0 | 0 | 0 | 19 | 0 | 19 | 19 | 0 | 19 | 19 | 0 | 19 | 0 | 0 | 0
PG&E North of Greater Bay Study Area | Martin (San Francisco H) | 115 |  | Li_Battery | 190 | 0 | 190 | 0 | 0 | 0 | 190 | 0 | 190 | 90 | 0 | 90 | 90 | 0 | 90 | 100 | 0 | 100
PG&E Fresno Study Area | McCall | 230 |  | Li_Battery | 100 | 0 | 100 | 0 | 0 | 0 | 100 | 0 | 100 | 100 | 0 | 100 | 100 | 0 | 100 | 0 | 0 | 0
PG&E Fresno Study Area | McCall | 230 |  | Solar | 0 | 100 | 100 | 0 | 0 | 0 | 0 | 100 | 100 | 0 | 100 | 100 | 0 | 100 | 100 | 0 | 0 | 0
East of Pisgah Study Area | Mead | 230 | Mead-Peacock 345 kV line (WAPA) | OOS Wind, SW Wind – Ext Tx | 350 | 0 | 350 | 350 | 0 | 350 | 0 | 0 | 0 | 350 | 0 | 350 | 0 | 0 | 0 | 0 | 0 | 0
PG&E North of Greater Bay Study Area | Mendocino | 115 |  | Li_Battery | 5 | 0 | 5 | 0 | 0 | 0 | 5 | 0 | 5 | 5 | 0 | 5 | 5 | 0 | 5 | 0 | 0 | 0
PG&E Fresno Study Area | Mendota | 115 |  | Solar | 160 | 0 | 160 | 160 | 0 | 160 | 0 | 0 | 0 | 160 | 0 | 160 | 0 | 0 | 0 | 0 | 0 | 0
PG&E Fresno Study Area | Merced | 115 |  | Biomass/Biogas | 5 | 0 | 5 | 0 | 0 | 0 | 5 | 0 | 5 | 5 | 0 | 5 | 5 | 0 | 5 | 0 | 0 | 0
PG&E Fresno Study Area | Merced | 115 |  | Distributed Solar | 10 | 0 | 10 | 0 | 0 | 0 | 10 | 0 | 10 | 10 | 0 | 10 | 10 | 0 | 10 | 0 | 0 | 0
PG&E East Kern Study Area | Mesa | 115 |  | Li_Battery | 50 | 0 | 50 | 0 | 0 | 0 | 50 | 0 | 50 | 50 | 0 | 50 | 50 | 0 | 50 | 0 | 0 | 0
PG&E North of Greater Bay Study Area | Metcalf | 230 |  | Biomass/Biogas | 4 | 0 | 4 | 0 | 0 | 0 | 4 | 0 | 4 | 4 | 0 | 4 | 4 | 0 | 4 | 0 | 0 | 0
PG&E North of Greater Bay Study Area | Metcalf | 230 |  | Distributed Solar | 35 | 0 | 35 | 0 | 0 | 0 | 35 | 0 | 35 | 35 | 0 | 35 | 35 | 0 | 35 | 0 | 0 | 0
PG&E North of Greater Bay Study Area | Metcalf | 230 |  | Li_Battery | 195 | 0 | 195 | 75 | 0 | 75 | 120 | 0 | 120 | 75 | 0 | 75 | 0 | 0 | 0 | 120 | 0 | 120
PG&E East Kern Study Area | Midway | 230 |  | Li_Battery | 310 | 0 | 310 | 0 | 0 | 0 | 310 | 0 | 310 | 60 | 0 | 60 | 60 | 0 | 60 | 250 | 0 | 250
PG&E East Kern Study Area | Midway | 230 |  | Solar | 8 | 425.184 | 433.184 | 0 | 0 | 0 | 8 | 425.184 | 433.184 | 0 | 125 | 125 | 0 | 125 | 125 | 8 | 300.184 | 308.184
PG&E East Kern Study Area | Midway | 500 |  | Li_Battery | 500 | 0 | 500 | 0 | 0 | 0 | 500 | 0 | 500 |  |  |  | 0 | 0 | 0 | 500 | 0 | 500
PG&E East Kern Study Area | Midway | 500 |  | Solar | 200 | 600 | 800 | 0 | 0 | 0 | 200 | 600 | 800 |  |  |  | 0 | 0 | 0 | 200 | 600 | 800
PG&E East Kern Study Area | Midway | 115 |  | Li_Battery | 89 | 0 | 89 | 0 | 0 | 0 | 89 | 0 | 89 | 89 | 0 | 89 | 89 | 0 | 89 | 0 | 0 | 0
PG&E East Kern Study Area | Midway | 115 |  | Solar | 0 | 100 | 100 | 0 | 0 | 0 | 0 | 100 | 100 | 0 | 100 | 100 | 0 | 100 | 100 | 0 | 0 | 0
SCE Metro Study Area | Mira Loma | 230 |  | Li_Battery | 300 | 0 | 300 | 0 | 0 | 0 | 300 | 0 | 300 |  |  |  | 0 | 0 | 0 | 300 | 0 | 300
SDG&E Study Area | Mission | 138 |  | Li_Battery | 50 | 0 | 50 | 0 | 0 | 0 | 50 | 0 | 50 |  |  |  | 0 | 0 | 0 | 50 | 0 | 50
East of Pisgah Study Area | Mohave | 500 |  | Li_Battery | 228 | 0 | 228 | 0 | 0 | 0 | 228 | 0 | 228 | 228.0034 | 0 | 228.0034 | 228.0034 | 0 | 228.0034 | 0 | 0 | 0
East of Pisgah Study Area | Mohave | 500 |  | Solar | 0 | 568 | 568 | 0 | 0 | 0 | 0 | 568 | 568 | 0 | 568 | 568 | 0 | 568 | 568 | 0 | 0 | 0
SCE Northern Area | Moorpark | 230 |  | Li_Battery | 500 | 0 | 500 | 0 | 0 | 0 | 500 | 0 | 500 | 500 | 0 | 500 | 500 | 0 | 500 | 0 | 0 | 0
SCE Northern Area | Moorpark | 230 |  | Solar | 0 | 500 | 500 | 0 | 0 | 0 | 0 | 500 | 500 | 0 | 500 | 500 | 0 | 500 | 500 | 0 | 0 | 0
PG&E East Kern Study Area | Morro Bay | 230 |  | LDES | 300 | 0 | 300 | 0 | 0 | 0 | 300 | 0 | 300 |  |  |  | 0 | 0 | 0 | 300 | 0 | 300
PG&E East Kern Study Area | Morro Bay (Proposed) | 500 |  | Offshore Wind, Morro Bay | 0 | 0 | 0 | 0 | 0 | 0 | 0 | 0 | 0 | 1588 | 0 | 1588 | 1588 | 0 | 1588 | -1588 | 0 | -1588 | *CPUC is asking CAISO to study the Morro Bay call area wind interconnecting the Diablo Canyon substation directly, unless a proposed new substation is needed
PG&E Fresno Study Area | Moss Landing | 500 |  | Li_Battery | 400 | 0 | 400 | 400 | 0 | 400 | 0 | 0 | 0 | 400 | 0 | 400 | 0 | 0 | 0 | 0 | 0 | 0
PG&E East Kern Study Area | Mustang | 230 |  | Li_Battery | 200 | 0 | 200 | 0 | 0 | 0 | 200 | 0 | 200 |  |  |  | 0 | 0 | 0 | 200 | 0 | 200
PG&E East Kern Study Area | Mustang | 230 |  | Solar | 150 | 250 | 400 | 100 | 0 | 100 | 50 | 250 | 300 | 100 | 0 | 100 | 0 | 0 | 0 | 50 | 250 | 300
PG&E East Kern Study Area | Olive | 115 |  | Li_Battery | 30 | 0 | 30 | 0 | 0 | 0 | 30 | 0 | 30 | 10 | 0 | 10 | 10 | 0 | 10 | 20 | 0 | 20
PG&E East Kern Study Area | Olive | 115 |  | Solar | 0 | 40 | 40 | 0 | 0 | 0 | 0 | 40 | 40 | 0 | 40 | 40 | 0 | 40 | 40 | 0 | 0 | 0
SDG&E Study Area | Otay Mesa | 230 |  | Li_Battery | 225 | 0 | 225 | 150 | 0 | 150 | 75 | 0 | 75 | 150 | 0 | 150 | 0 | 0 | 0 | 75 | 0 | 75
PG&E North of Greater Bay Study Area | Palermo | 230 |  | Biomass/Biogas | 5 | 0 | 5 | 0 | 0 | 0 | 5 | 0 | 5 | 5 | 0 | 5 | 5 | 0 | 5 | 0 | 0 | 0
SCE Eastern Study Area | Palo Verde | 500 | Clines Corner 345 kV (PNM) | OOS Wind, SW Wind – Ext Tx | 124 | 0 | 124 | 119 | 0 | 119 | 5 | 0 | 5 | 124 | 0 | 124 | 5 | 0 | 5 | 0 | 0 | 0
SCE Eastern Study Area | Palo Verde | 500 | Proposed Substation, Lincoln County, NM | OOS Wind, New Mexico Wind – New Tx | 2328 | 0 | 2328 | 0 | 0 | 0 | 2328 | 0 | 2328 | 438 | 0 | 438 | 438 | 0 | 438 | 1890 | 0 | 1890
PG&E Fresno Study Area | Panoche | 230 |  | Li_Battery | 270 | 0 | 270 | 0 | 0 | 0 | 270 | 0 | 270 | 110 | 0 | 110 | 110 | 0 | 110 | 160 | 0 | 160
PG&E Fresno Study Area | Panoche | 230 |  | Solar | 0 | 370 | 370 | 0 | 0 | 0 | 0 | 370 | 370 | 0 | 180 | 180 | 0 | 180 | 180 | 0 | 190 | 190
SCE Northern Area | Pastoria | 230 |  | Li_Battery | 80 | 0 | 80 | 0 | 0 | 0 | 80 | 0 | 80 | 80 | 0 | 80 | 80 | 0 | 80 | 0 | 0 | 0
SCE Northern Area | Pastoria | 230 |  | Solar | 0 | 106.875 | 106.875 | 0 | 0 | 0 | 0 | 106.875 | 106.875 | 0 | 106.875 | 106.875 | 0 | 106.875 | 106.875 | 0 | 0 | 0
SCE North of Lugo (NOL) Study Area | Pisgah | 230 |  | In-State Wind | 100 | 0 | 100 | 0 | 0 | 0 | 100 | 0 | 100 |  |  |  | 0 | 0 | 0 | 100 | 0 | 100
SCE North of Lugo (NOL) Study Area | Pisgah | 230 |  | Li_Battery | 190 | 0 | 190 | 0 | 0 | 0 | 190 | 0 | 190 |  |  |  | 0 | 0 | 0 | 190 | 0 | 190
SCE North of Lugo (NOL) Study Area | Pisgah | 230 |  | Solar | 50 | 250 | 300 | 0 | 0 | 0 | 50 | 250 | 300 |  |  |  | 0 | 0 | 0 | 50 | 250 | 300
PG&E North of Greater Bay Study Area | Pit 1 | 230 |  | Biomass/Biogas | 5 | 0 | 5 | 0 | 0 | 0 | 5 | 0 | 5 | 5 | 0 | 5 | 5 | 0 | 5 | 0 | 0 | 0
PG&E North of Greater Bay Study Area | Pittsburg | 230 |  | Li_Battery | 400 | 0 | 400 | 200 | 0 | 200 | 200 | 0 | 200 | 200 | 0 | 200 | 0 | 0 | 0 | 200 | 0 | 200
PG&E North of Greater Bay Study Area | Placerville | 115 |  | Biomass/Biogas | 3 | 0 | 3 | 0 | 0 | 0 | 3 | 0 | 3 | 3 | 0 | 3 | 3 | 0 | 3 | 0 | 0 | 0
SCE Northern Area | Rector | 230 |  | Solar | 0 | 100 | 100 | 0 | 0 | 0 | 0 | 100 | 100 |  |  |  | 0 | 0 | 0 | 0 | 100 | 100
SCE Eastern Study Area | Redbluff | 500 |  | LDES | 700 | 0 | 700 | 0 | 0 | 0 | 700 | 0 | 700 |  |  |  | 0 | 0 | 0 | 700 | 0 | 700
SCE Eastern Study Area | Redbluff | 500 |  | Li_Battery | 231.4 | 0 | 231.4 | 0 | 0 | 0 | 231.4 | 0 | 231.4 |  |  |  | 0 | 0 | 0 | 231.4 | 0 | 231.4
SCE Eastern Study Area | Redbluff | 500 |  | Solar | 250 | 400 | 650 | 0 | 0 | 0 | 250 | 400 | 650 |  |  |  | 0 | 0 | 0 | 250 | 400 | 650
SCE Eastern Study Area | Redbluff | 230 |  | Li_Battery | 830.1536 | 0 | 830.1536 | 693.2 | 0 | 693.2 | 136.9536 | 0 | 136.9536 | 430.1536 | 0 | 430.1536 | 0 | 0 | 0 | 136.9536 | 0 | 136.9536
SCE Eastern Study Area | Redbluff | 230 |  | Solar | 912 | 1127 | 2039 | 621.9 | 226.5 | 848.4 | 290.1 | 900.5 | 1190.6 | 662 | 238 | 900 | 0 | 0 | 0 | 290.1 | 900.5 | 1190.6
PG&E East Kern Study Area | Rio Bravo | 115 |  | Li_Battery | 55 | 0 | 55 | 0 | 0 | 0 | 55 | 0 | 55 |  |  |  | 0 | 0 | 0 | 55 | 0 | 55
PG&E East Kern Study Area | Rio Bravo | 115 |  | Solar | 0 | 55 | 55 | 0 | 0 | 0 | 0 | 55 | 55 |  |  |  | 0 | 0 | 0 | 0 | 55 | 55
PG&E North of Greater Bay Study Area | Rio Oso | 230 |  | Li_Battery | 110 | 0 | 110 | 0 | 0 | 0 | 110 | 0 | 110 |  |  |  | 0 | 0 | 0 | 110 | 0 | 110
PG&E North of Greater Bay Study Area | Rio Oso | 230 |  | Solar | 120 | 150 | 270 | 0 | 0 | 0 | 120 | 150 | 270 |  |  |  | 0 | 0 | 0 | 120 | 150 | 270
SCE North of Lugo (NOL) Study Area | Roadway | 115 |  | Li_Battery | 159.94 | 0 | 159.94 | 110 | 0 | 110 | 49.94 | 0 | 49.94 | 159.94 | 0 | 159.94 | 49.94 | 0 | 49.94 | 0 | 0 | 0
SCE North of Lugo (NOL) Study Area | Roadway | 115 |  | Solar | 0 | 220.92 | 220.92 | 0 | 110 | 110 | 0 | 110.92 | 110.92 | 0 | 220.92 | 220.92 | 0 | 110.92 | 110.92 | 0 | 0 | 0
PG&E North of Greater Bay Study Area | Round Mountain | 230 |  | Biomass/Biogas | 22 | 0 | 22 | 0 | 0 | 0 | 22 | 0 | 22 | 22 | 0 | 22 | 22 | 0 | 22 | 0 | 0 | 0
PG&E North of Greater Bay Study Area | Round Mountain | 230 |  | In-State Wind | 115 | 209.5 | 324.5 | 0 | 0 | 0 | 115 | 209.5 | 324.5 | 115 | 210 | 325 | 115 | 210 | 325 | 0 | 0 | 0
SDG&E Study Area | San Luis Rey | 230 |  | Li_Battery | 65 | 0 | 65 | 0 | 0 | 0 | 65 | 0 | 65 |  |  |  | 0 | 0 | 0 | 65 | 0 | 65
SCE Northern Area | Santa Clara | 230 |  | Li_Battery | 221 | 0 | 221 | 116.1 | 0 | 116.1 | 104.9 | 0 | 104.9 | 121 | 0 | 121 | 4.9 | 0 | 4.9 | 100 | 0 | 100
SCE Northern Area | Santa Clara | 230 |  | Solar | 75 | 325 | 400 | 0 | 0 | 0 | 75 | 325 | 400 |  |  |  | 0 | 0 | 0 | 75 | 325 | 400
PG&E Fresno Study Area | Schindler | 115 |  | Li_Battery | 75 | 0 | 75 | 0 | 0 | 0 | 75 | 0 | 75 |  |  |  | 0 | 0 | 0 | 75 | 0 | 75
PG&E Fresno Study Area | Schindler | 115 |  | Solar | 50 | 100 | 150 | 0 | 0 | 0 | 50 | 100 | 150 |  |  |  | 0 | 0 | 0 | 50 | 100 | 150
PG&E Fresno Study Area | Semitropic | 115 |  | Biomass/Biogas | 3 | 0 | 3 | 0 | 0 | 0 | 3 | 0 | 3 | 3 | 0 | 3 | 3 | 0 | 3 | 0 | 0 | 0
PG&E Fresno Study Area | Semitropic | 115 |  | Distributed Solar | 9 | 0 | 9 | 0 | 0 | 0 | 9 | 0 | 9 | 9 | 0 | 9 | 9 | 0 | 9 | 0 | 0 | 0
PG&E Fresno Study Area | Semitropic | 115 |  | Li_Battery | 75 | 0 | 75 | 0 | 0 | 0 | 75 | 0 | 75 |  |  |  | 0 | 0 | 0 | 75 | 0 | 75
PG&E Fresno Study Area | Semitropic | 115 |  | Solar | 0 | 100 | 100 | 0 | 0 | 0 | 0 | 100 | 100 |  |  |  | 0 | 0 | 0 | 0 | 100 | 100
PG&E East Kern Study Area | Shafter | 115 |  | Distributed Solar | 3 | 0 | 3 | 0 | 0 | 0 | 3 | 0 | 3 | 3 | 0 | 3 | 3 | 0 | 3 | 0 | 0 | 0
PG&E East Kern Study Area | Shafter | 115 |  | Li_Battery | 80 | 0 | 80 | 0 | 0 | 0 | 80 | 0 | 80 |  |  |  | 0 | 0 | 0 | 80 | 0 | 80
PG&E East Kern Study Area | Shafter | 115 |  | Solar | 0 | 110 | 110 | 0 | 0 | 0 | 0 | 110 | 110 |  |  |  | 0 | 0 | 0 | 0 | 110 | 110
SDG&E Study Area | Silvergate | 230 |  | Li_Battery | 200 | 0 | 200 | 0 | 0 | 0 | 200 | 0 | 200 | 200 | 0 | 200 | 200 | 0 | 200 | 0 | 0 | 0
East of Pisgah Study Area | Sloan Canyon (fka Bob) | 230 |  | In-State Wind | 303 | 0 | 303 | 0 | 0 | 0 | 303 | 0 | 303 | 303 | 0 | 303 | 303 | 0 | 303 | 0 | 0 | 0
PG&E East Kern Study Area | Solar SS | 230 |  | Li_Battery | 55 | 0 | 55 | 0 | 0 | 0 | 55 | 0 | 55 |  |  |  | 0 | 0 | 0 | 55 | 0 | 55
PG&E East Kern Study Area | Solar SS | 230 |  | Solar | 60 | 65 | 125 | 0 | 0 | 0 | 60 | 65 | 125 |  |  |  | 0 | 0 | 0 | 60 | 65 | 125
SCE Northern Area | Springville | 230 |  | Biomass/Biogas | 4 | 0 | 4 | 0 | 0 | 0 | 4 | 0 | 4 | 4 | 0 | 4 | 4 | 0 | 4 | 0 | 0 | 0
SCE Northern Area | Springville | 230 |  | Li_Battery | 50 | 0 | 50 | 0 | 0 | 0 | 50 | 0 | 50 |  |  |  | 0 | 0 | 0 | 50 | 0 | 50
SCE Northern Area | Springville | 230 |  | Solar | 50 | 140 | 190 | 0 | 0 | 0 | 50 | 140 | 190 |  |  |  | 0 | 0 | 0 | 50 | 140 | 190
PG&E East Kern Study Area | Stockdale | 230 |  | Distributed Solar | 4 | 0 | 4 | 0 | 0 | 0 | 4 | 0 | 4 | 4 | 0 | 4 | 4 | 0 | 4 | 0 | 0 | 0
PG&E North of Greater Bay Study Area | Summit | 115 | Bannock 120 kV (NVEP) | Geothermal, Northern NV – Ext Tx | 40 | 0 | 40 | 0 | 0 | 0 | 40 | 0 | 40 |  |  |  | 0 | 0 | 0 | 40 | 0 | 40
SDG&E Study Area | Sycamore | 230 |  | LDES | 500 | 0 | 500 | 0 | 0 | 0 | 500 | 0 | 500 | 500 | 0 | 500 | 500 | 0 | 500 | 0 | 0 | 0
SDG&E Study Area | Sycamore | 138 |  | Li_Battery | 300 | 0 | 300 | 0 | 0 | 0 | 300 | 0 | 300 | 300 | 0 | 300 | 300 | 0 | 300 | 0 | 0 | 0
SDG&E Study Area | Talega | 230 |  | Li_Battery | 80 | 0 | 80 | 0 | 0 | 0 | 80 | 0 | 80 |  |  |  | 0 | 0 | 0 | 80 | 0 | 80
PG&E East Kern Study Area | Temblor | 115 |  | Distributed Solar | 6 | 0 | 6 | 0 | 0 | 0 | 6 | 0 | 6 | 6 | 0 | 6 | 6 | 0 | 6 | 0 | 0 | 0
PG&E East Kern Study Area | Templeton | 230 |  | In-State Wind | 188 | 0 | 188 | 0 | 0 | 0 | 188 | 0 | 188 | 188 | 0 | 188 | 188 | 0 | 188 | 0 | 0 | 0
PG&E North of Greater Bay Study Area | Tesla | 230 |  | In-State Wind | 100 | 100 | 200 | 80 | 0 | 80 | 20 | 100 | 120 | 100 | 100 | 200 | 20 | 100 | 120 | 0 | 0 | 0
PG&E North of Greater Bay Study Area | Tesla | 500 |  | Li_Battery | 250 | 0 | 250 | 0 | 0 | 0 | 250 | 0 | 250 |  |  |  | 0 | 0 | 0 | 250 | 0 | 250
PG&E North of Greater Bay Study Area | Tesla | 500 |  | Solar | 50 | 350 | 400 | 0 | 0 | 0 | 50 | 350 | 400 |  |  |  | 0 | 0 | 0 | 50 | 350 | 400
PG&E North of Greater Bay Study Area | Thermalito | 230 |  | In-State Wind | 40 | 40 | 80 | 0 | 0 | 0 | 40 | 40 | 80 | 40 | 40 | 80 | 40 | 40 | 80 | 0 | 0 | 0
PG&E Fresno Study Area | Tranquility | 230 |  | Li_Battery | 575 | 0 | 575 | 40 | 0 | 40 | 535 | 0 | 535 | 75 | 0 | 75 | 35 | 0 | 35 | 500 | 0 | 500
PG&E Fresno Study Area | Tranquility | 230 |  | Solar | 416 | 833 | 1249 | 106 | 94 | 200 | 310 | 739 | 1049 | 166 | 133 | 299 | 60 | 39 | 99 | 250 | 700 | 950
East of Pisgah Study Area | Trout Canyon (fka Crazy Eyes) | 230 |  | Li_Battery | 955 | 0 | 955 | 128 | 0 | 128 | 827 | 0 | 827 | 455 | 0 | 455 | 327 | 0 | 327 | 500 | 0 | 500
East of Pisgah Study Area | Trout Canyon (fka Crazy Eyes) | 230 |  | Solar | 525 | 1558 | 2083 | 122 | 138 | 260 | 403 | 1420 | 1823 | 425 | 718 | 1143 | 303 | 580 | 883 | 100 | 840 | 940
PG&E North of Greater Bay Study Area | Vaca Dixon | 115 |  | Li_Battery | 12 | 0 | 12 | 0 | 0 | 0 | 12 | 0 | 12 |  |  |  | 0 | 0 | 0 | 12 | 0 | 12
PG&E North of Greater Bay Study Area | Vaca Dixon | 115 |  | Solar | 14 | 10 | 24 | 0 | 0 | 0 | 14 | 10 | 24 |  |  |  | 0 | 0 | 0 | 14 | 10 | 24
East of Pisgah Study Area | Valley (VEA) | 138 |  | Li_Battery | 40 | 0 | 40 | 0 | 0 | 0 | 40 | 0 | 40 | 40 | 0 | 40 | 40 | 0 | 40 | 0 | 0 | 0
East of Pisgah Study Area | Valley (VEA) | 138 |  | Solar | 0 | 50 | 50 | 0 | 0 | 0 | 0 | 50 | 50 | 0 | 50 | 50 | 0 | 50 | 50 | 0 | 0 | 0
SCE Northern Area | Vestal | 230 |  | Li_Battery | 358 | 0 | 358 | 357.1 | 0 | 357.1 | 0.9 | 0 | 0.9 | 300 | 0 | 300 | 0 | 0 | 0 | 0.9 | 0 | 0.9
SCE Northern Area | Vestal | 230 |  | Solar | 350 | 451.13 | 801.13 | 0 | 361.6 | 361.6 | 350 | 89.53 | 439.53 | 350 | 266 | 616 | 256 | 0 | 256 | 94 | 89.53 | 183.53
SCE North of Lugo (NOL) Study Area | Victor | 230 |  | Biomass/Biogas | 2.7 | 0 | 2.7 | 2.7 | 0 | 2.7 | 0 | 0 | 0 | 2.7 | 0 | 2.7 | 0 | 0 | 0 | 0 | 0 | 0
SCE North of Lugo (NOL) Study Area | Victor | 230 |  | Distributed Solar | 7 | 0 | 7 | 0 | 0 | 0 | 7 | 0 | 7 | 7 | 0 | 7 | 7 | 0 | 7 | 0 | 0 | 0
SCE North of Lugo (NOL) Study Area | Victor | 230 |  | Li_Battery | 220 | 0 | 220 | 61.1 | 0 | 61.1 | 158.9 | 0 | 158.9 | 50 | 0 | 50 | 0 | 0 | 0 | 158.9 | 0 | 158.9
SCE North of Lugo (NOL) Study Area | Victor | 230 |  | Solar | 110 | 290.3943 | 400.3943 | 38.9 | 64.2 | 103.1 | 71.1 | 226.1943 | 297.2943 | 110 | 105.3943 | 215.3943 | 71.1 | 41.1943 | 112.2943 | 0 | 185 | 185
SCE Northern Area | Vincent | 230 |  | Li_Battery | 1223.59 | 0 | 1223.59 | 224.8 | 0 | 224.8 | 998.79 | 0 | 998.79 | 808.59 | 0 | 808.59 | 583.79 | 0 | 583.79 | 415 | 0 | 415
SCE Northern Area | Vincent | 230 |  | Solar | 1.3 | 1301.7 | 1303 | 1.3 | 0 | 1.3 | 0 | 1301.7 | 1301.7 | 0 | 1003 | 1003 | 0 | 1003 | 1003 | 0 | 298.7 | 298.7
SCE Eastern Study Area | Vista | 230 |  | Biomass/Biogas | 3 | 0 | 3 | 0 | 0 | 0 | 3 | 0 | 3 | 3 | 0 | 3 | 3 | 0 | 3 | 0 | 0 | 0
East of Pisgah Study Area | Vista (VEA) | 138 |  | Li_Battery | 65 | 0 | 65 | 0 | 0 | 0 | 65 | 0 | 65 |  |  |  | 0 | 0 | 0 | 65 | 0 | 65
East of Pisgah Study Area | Vista (VEA) | 138 |  | Solar | 100 | 100 | 200 | 0 | 0 | 0 | 100 | 100 | 200 |  |  |  | 0 | 0 | 0 | 100 | 100 | 200
SCE Metro Study Area | Walnut | 230 |  | Li_Battery | 300 | 0 | 300 | 0 | 0 | 0 | 300 | 0 | 300 | 300 | 0 | 300 | 300 | 0 | 300 | 0 | 0 | 0
PG&E Fresno Study Area | Westley | 230 |  | Biomass/Biogas | 4 | 0 | 4 | 0 | 0 | 0 | 4 | 0 | 4 | 4 | 0 | 4 | 4 | 0 | 4 | 0 | 0 | 0
PG&E Fresno Study Area | Westley | 230 |  | Li_Battery | 99.5 | 0 | 99.5 | 5 | 0 | 5 | 94.5 | 0 | 94.5 | 100 | 0 | 100 | 95 | 0 | 95 | 0 | 0 | 0
PG&E Fresno Study Area | Westley | 230 |  | Solar | 91 | 119.32 | 210.32 | 41 | 9 | 50 | 50 | 110.32 | 160.32 | 41 | 119 | 160 | 0 | 110 | 110 | 50 | 0.32 | 50.32
PG&E East Kern Study Area | Wheeler Ridge | 115 |  | Li_Battery | 117 | 0 | 117 | 0 | 0 | 0 | 117 | 0 | 117 | 67 | 0 | 67 | 67 | 0 | 67 | 50 | 0 | 50
PG&E East Kern Study Area | Wheeler Ridge | 115 |  | Solar | 170 | 155.321 | 325.321 | 100 | 0 | 100 | 70 | 155.321 | 225.321 | 100 | 75.321 | 175.321 | 0 | 75.321 | 75.321 | 70 | 80 | 150
PG&E East Kern Study Area | Wheeler Ridge | 230 |  | Li_Battery | 170 | 0 | 170 | 0 | 0 | 0 | 170 | 0 | 170 | 0 | 0 | 0 | 0 | 0 | 0 | 170 | 0 | 170
PG&E East Kern Study Area | Wheeler Ridge | 230 |  | Solar | 210 | 240 | 450 | 200 | 0 | 200 | 10 | 240 | 250 | 200 | 0 | 200 | 0 | 0 | 0 | 10 | 240 | 250
SCE Northern Area | Whirlwind | 230 |  | In-State Wind | 92.9 | 0 | 92.9 | 0 | 0 | 0 | 92.9 | 0 | 92.9 | 93 | 0 | 93 | 93 | 0 | 93 | 0 | 0 | 0
SCE Northern Area | Whirlwind | 230 |  | LDES | 500 | 0 | 500 | 0 | 0 | 0 | 500 | 0 | 500 | 500 | 0 | 500 | 500 | 0 | 500 | 0 | 0 | 0
SCE Northern Area | Whirlwind | 230 |  | Li_Battery | 1516.62 | 0 | 1516.62 | 859.8 | 0 | 859.8 | 656.82 | 0 | 656.82 | 1216.62 | 0 | 1216.62 | 356.82 | 0 | 356.82 | 300 | 0 | 300
SCE Northern Area | Whirlwind | 230 |  | Solar | 650 | 1878.995 | 2528.995 | 453.8 | 517.6 | 971.4 | 196.2 | 1361.395 | 1557.595 | 450 | 978.995 | 1428.995 | 0 | 517 | 517 | 196.2 | 844.395 | 1040.595
SCE Northern Area | Windhub | 500 |  | Li_Battery | 350 | 0 | 350 | 0 | 0 | 0 | 350 | 0 | 350 |  |  |  | 0 | 0 | 0 | 350 | 0 | 350
SCE Northern Area | Windhub | 500 |  | Solar | 650 | 500 | 1150 | 0 | 0 | 0 | 650 | 500 | 1150 |  |  |  | 0 | 0 | 0 | 650 | 500 | 1150
SCE Northern Area | Windhub | 230 |  | In-State Wind | 188 | 0 | 188 | 188 | 0 | 188 | 0 | 0 | 0 | 182.1 | 0 | 182.1 | 0 | 0 | 0 | 0 | 0 | 0
SCE Northern Area | Windhub | 230 |  | Li_Battery | 1015.205 | 0 | 1015.205 | 654.3 | 0 | 654.3 | 360.905 | 0 | 360.905 | 1015.205 | 0 | 1015.205 | 360.905 | 0 | 360.905 | 0 | 0 | 0
SCE Northern Area | Windhub | 230 |  | Solar | 681 | 1153 | 1834 | 645.7 | 101.3 | 747 | 35.3 | 1051.7 | 1087 | 501 | 1153 | 1654 | 0 | 907.7 | 907.7 | 35.3 | 144 | 179.3
PG&E North of Greater Bay Study Area | Woodland | 115 |  | Li_Battery | 12 | 0 | 12 | 0 | 0 | 0 | 12 | 0 | 12 |  |  |  | 0 | 0 | 0 | 12 | 0 | 12
PG&E North of Greater Bay Study Area | Woodland | 115 |  | Solar | 0 | 12 | 12 | 0 | 0 | 0 | 0 | 12 | 12 |  |  |  | 0 | 0 | 0 | 0 | 12 | 12
PG&E North of Greater Bay Study Area | Wyandotte | 115 |  | Biomass/Biogas | 3.6 | 0 | 3.6 | 0 | 0 | 0 | 3.6 | 0 | 3.6 | 3.6 | 0 | 3.6 | 3.6 | 0 | 3.6 | 0 | 0 | 0

## OutsideCAISO_Res_Summary
Summary Tab for Outside of CAISO BAA Resources
Expands on information included in the Mapping_bySub tab for each resource. Including information MIC assumptions CPUC staff took for each resource
[8 empty] | 22-23 TPP 30 MMT High Electrification Sensitivity Portfolio Total Resources |  |  | CPUC and PTO Identified In-Development Resources |  |  | Incremental Generic Resources
Transmission Area | CAISO Substation | Voltage | Out-of-CAISO substation | Resource Type/Location | Out-of-CAISO Transmission Utilized | CAISO MIC need | Notes on CAISO interites | FCDS (MW) | EODS (MW) | Total (MW) | FCDS (MW) | EODS (MW) | Total (MW) | FCDS (MW) | EODS (MW) | Total (MW)
East of Pisgah Study Area | Eldorado | 500 | Aeolus 500 kV (proposed, WY) | OOS Wind, Wyoming Wind | New Tx | Expanding MIC | Can consider Harry Allen interite | 1500 | 0 | 1500 | 0 | 0 | 0 | 1500 | 0 | 1500
East of Pisgah Study Area | Harry Allen | 500 | Eagle 120 kV (NVEP) | Geothermal, Northern NV | Existing Tx | Expanding MIC | CPUC assuming resource is wheeled down ON-line; Can consider other NVEP interties | 120 | 0 | 120 | 0 | 0 | 0 | 120 | 0 | 120
East of Pisgah Study Area | Harry Allen | 500 | Falcon 120 kV (NVEP) | Geothermal, Northern NV | Existing Tx | Expanding MIC | CPUC assuming resource is wheeled down ON-line; Can consider other NVEP interties | 70 | 0 | 70 | 0 | 0 | 0 | 70 | 0 | 70
East of Pisgah Study Area | Harry Allen | 500 | Millers 120 kV (NVEP) | Geothermal, Northern NV | New Tx | Expanding MIC | CPUC assuming resource is wheeled down ON-line; Can consider other NVEP interties | 97 | 0 | 97 | 0 | 0 | 0 | 97 | 0 | 97
East of Pisgah Study Area | Harry Allen | 500 | Midpoint 345 kV (ID) | OOS Wind, Idaho Wind | New Tx | Expanding MIC |  | 1000 | 0 | 1000 | 0 | 0 | 0 | 1000 | 0 | 1000
East of Pisgah Study Area | Eldorado | 500 | Clines Corner 345 kV (for 106 MW), Willard 345 kV (for 30 MW) | OOS Wind, SW Wind | Existing Tx | Existing MIC |  | 136 | 0 | 136 | 136 | 0 | 136 | 0 | 0 | 0
SDG&E Study Area | IID System | 230 | Bannister 230 kV (IID) | Geothermal, Imperial | Existing Tx (some New Tx) | Expanding MIC | CPUC presumed IID-SCE intertie | 900 | 0 | 900 | 0 | 0 | 0 | 900 | 0 | 900
East of Pisgah Study Area | Mead | 230 | Mead-Peacock 345 kV line (WAPA) | OOS Wind, SW Wind | Existing Tx | Existing MIC |  | 350 | 0 | 350 | 350 | 0 | 350 | 0 | 0 | 0
SCE Eastern Study Area | Palo Verde | 500 | Clines Corner 345 kV (PNM) | OOS Wind, SW Wind | Existing Tx | Existing MIC |  | 124 | 0 | 124 | 119 | 0 | 119 | 5 | 0 | 5
SCE Eastern Study Area | Palo Verde | 500 | Proposed Substation, Lincoln County, NM | OOS Wind, New Mexico Wind | New Tx | Expanding MIC |  | 2328 | 0 | 2328 | 0 | 0 | 0 | 2328 | 0 | 2328
PG&E North of Greater Bay Study Area | Summit | 115 | Bannock 120 kV (NVEP) | OOS Geothermal, Northern NV | Existing Tx | Existing & Expanding MIC | Can also consider other NVEP interties if lacking technical line capacity | 40 | 0 | 40 | 0 | 0 | 0 | 40 | 0 | 40

## CriteriaSummary_bySub
Final Mapping Results Criteria Compliance Summary by Substation and Resource Type
This tab summarizes the final mapping's compliance with the busbar mapping criteria. | [7 empty] | Legend for Criteria Flags | General |  | Level-3 Non-compliance | 3 |  | Level-2 Non-compliance | 2 |  | Level-1 Compliance | 1
The criteria and methodology are consistent with what was utilized for the 22-23 TPP base case portfolio mapping | [9 empty] | Greyed out substation rows indicated locations that have no mapped resources but non-compliance with criteria 4 or 5 |  |  |  |  | Substation | MW Total | Criteria 4
One key adjustment for criteria 4 is expanding "high confidence" commercial interest to include queue projects that have completed phase 2 cluster studies. The busbar mapping methodology document is linked below: | [14 empty] | Sample Sub | - | 2
[9 empty] | Criteria Specific Flags | Criteria 2: | 1* | 2* | Reflect the final Tx non-compliace after White Paper upgrades are applied
https://files.cpuc.ca.gov/energy/modeling/Busbar%20Mapping%20Methodology%20for%20the%20TPP_V2021_12_21.pdf | [9 empty] | Criteria 4: | 2+ | 3+ | Indicate non-compliance when commercial interest exceeds mapped results
Note: Distributed Solar and Biomass mapped resources were not included in this busbar criteria analysis | [9 empty] | Criteria 5: | 1* | 2* | Adjusted from staff review of impacts of deviation from previous base case
[5 empty] | 2035 Final Mapping Amount |  |  | Busbar Mapping Criteria Compliance | [5 empty] | Additional Battery Mapping Criteria |  |  |  |  | Criteria Compliance Comment Summary
Area | Substation | Voltage | Out-of-CAISO substation | Resource Type | FCDS (MW) | EODS (MW) | Total (MW) | 1. Distance to Trans. of Appropriate Voltage | 2. Transmission Capability Limit | 3a. Available Land Area | 3b. Environmental Impacts | 4. Commercial Interest | 5. Prior Base Case | LCR | DAC | O3 non-attainment zone | PM2.5 non-attainment zone | High curtailment zone | Abbreviations Used: Tx = Transmission, CI= Commercial Interest
PG&E Fresno Study Area | Alpaugh | 115 |  | Li_Battery | 145 | 0 | 145 | Not Applicable | 2 | Not Applicable | Not Applicable | 2 | 1 | No | Yes | Yes | Yes | No | 2) Large exceedances in multiple constraints with default limits; 4) Amount exceeds high confidence CI but not total CI
PG&E Fresno Study Area | Alpaugh | 115 |  | Solar | 20 | 200 | 220 | 1 | 2 | 1 | 1 | 2 | 1 | [5 empty] | 2) Large exceedances in multiple constraints with default limits; 4) No high confidence CI, but amount is less than total CI
SCE Northern Area | Antelope | 230 |  | Li_Battery | 513.8 | 0 | 513.8 | Not Applicable | 1* | Not Applicable | Not Applicable | 2 | 2 | Yes | Yes | Yes | Yes | Yes | 2) Tx exceedances alleviated by white paper Tx upgrade; 4) Amount exceeds high confidence CI but not total CI; 5) Amount mapped is slightly less than in previous base case
SCE Northern Area | Antelope | 230 |  | Solar | 650 | 622 | 1272 | 1 | 1* | 1 | 1 | 2 | 1 | [5 empty] | 2) Tx exceedances alleviated by white paper Tx upgrade; 4) Amount exceeds high confidence CI but is roughly equal to the total CI
PG&E East Kern Study Area | Arco | 230 |  | Li_Battery | 380.64 | 0 | 380.64 | Not Applicable | 3 | Not Applicable | Not Applicable | 1 | 1 | No | Yes | Yes | Yes | Yes | 2) Large exceedances in multiple tx constraints with actual limits
PG&E East Kern Study Area | Arco | 230 |  | Solar | 130 | 521 | 651 | 1 | 3 | 1 | 1 | 2 | 1 | [5 empty] | 2) Large exceedances in multiple tx constraints with actual limits; 4) Amount exceeds high confidence CI but less is than total CI
SCE Metro Study Area | Barre | 230 |  | Li_Battery | 55 | 0 | 55 | Not Applicable | 1 | Not Applicable | Not Applicable | 1 | 1 | No | Yes | Yes | Yes | No
East of Pisgah Study Area | Beatty | 138 |  | Geothermal, In CAISO | 440 | 0 | 440 | 3 | 2* | Not Available | Not Available | 2 | 1 | [5 empty] | 1) Resource is significant distance (>40 mi) from substation; 2) Large exceedance remains in default constraint; 4) amount exceeds high confidence CI but not total CI
East of Pisgah Study Area | Beatty | 138 |  | Li_Battery | 215 | 0 | 215 | Not Applicable | 2* | Not Applicable | Not Applicable | 2 | 1 | No | No | No | No | No | 2) Large exceedance remains in default limit Tx constraint; 4) Amount exceeds high confidence CI but not total CI
East of Pisgah Study Area | Beatty | 138 |  | Solar | 100 | 300 | 400 | 1 | 2* | 1 | Not Available | 2 | 1 | [5 empty] | 2) Large exceedance remains in a default limit Tx constraint; 4) Amount exceeds high confidence CI but not total CI
PG&E North of Greater Bay Study Area | Bellota | 230 |  | Li_Battery | 175 | 0 | 175 | Not Applicable | 3 | Not Applicable | Not Applicable | 2 | 1 | No | No | Yes | Yes | No | 2) Exceedance in an actual limit Tx constraint; 4) Amount exceeds high confidence CI but not total CI
PG&E North of Greater Bay Study Area | Bellota | 230 |  | Solar | 100 | 250 | 350 | 1 | 3 | 1 | 1 | 2 | 1 | [5 empty] | 2) Exceedance in an actual limit Tx constraint; 4) No high confidence CI, but amount is less than total CI
PG&E North of Greater Bay Study Area | Bellota | 115 |  | Li_Battery | 244 | 0 | 244 | Not Applicable | 3 | Not Applicable | Not Applicable | 1 | 1 | No | No | Yes | Yes | No | 2) Exceedance in an actual limit Tx constraint
PG&E North of Greater Bay Study Area | Bellota | 115 |  | Solar | 0 | 240 | 240 | 1 | 3 | 1 | 1 | 2 | 1 | [5 empty] | 2) Exceedance in an actual limit Tx constraint; 4) No high confidence CI, but amount is equal to total CI
PG&E North of Greater Bay Study Area | Birds Landing | 230 |  | In-State Wind | 120 | 0 | 120 | 2 | 3 | 1 | 1 | 1 | 1 | [5 empty] | 1) Resource potential is some distance (15 mi) from substation, 2) Exceedance in an actual limit Tx constraint
PG&E North of Greater Bay Study Area | Birds Landing | 230 |  | Li_Battery | 70 | 0 | 70 | Not Applicable | 3 | Not Applicable | Not Applicable | 1 | 1 | Yes | Yes | Yes | No | No | 2) Exceedance in an actual limit Tx constraint
PG&E North of Greater Bay Study Area | Birds Landing | 230 |  | Solar | 0 | 100 | 100 | 1 | 3 | 1 | 1 | 1 | 1 | [5 empty] | 2) Exceedance in an actual limit Tx constraint
PG&E Fresno Study Area | Borden | 230 |  | Li_Battery | 150 | 0 | 150 | Not Applicable | 3 | Not Applicable | Not Applicable | 2 | 1 | No | Yes | Yes | Yes | No | 2) Exceedances in multiple actual limit Tx constraints; 4) No high confidence CI, but amount is less than total CI
PG&E Fresno Study Area | Borden | 230 |  | Solar | 0 | 200 | 200 | 1 | 3 | 1 | 1 | 2 | 1 | [5 empty] | 2) Exceedances in multiple actual limit Tx constraints; 4) No high confidence CI, but amount is equal to total CI
PG&E North of Greater Bay Study Area | Bridgeville | 115 |  | In-State Wind | 0 | 0 | 0 | 1 | 3 | 1 | 2 | 1 | 2* | [5 empty] | 5) Previously mapped resources to substation; however, did not map here because substation has lack of CI (4), high env impacts (3a,b), and lack of tx capability (2).
PG&E Fresno Study Area | Cabrillo | 115 |  | In-State Wind | 99 | 0 | 99 | 1 | 2 | 1 | 2 | 1 | 1 | [5 empty] | 2) Exceedances in multiple default limit Tx constraints; 3b) very high value in Wildfire Threat
SCE North of Lugo (NOL) Study Area | Calcite | 230 |  | Li_Battery | 260 | 0 | 260 | Not Applicable | 1* | Not Applicable | Not Applicable | 1 | 1 | No | No | Yes | No | No | 2) Exceedance alleviated by upgrade in white paper
SCE North of Lugo (NOL) Study Area | Calcite | 230 |  | Solar | 100 | 350 | 450 | 1 | 1* | 1 | 1 | 1 | 1 | [5 empty] | 2) Exceedance alleviated by upgrade in white paper
PG&E East Kern Study Area | Caliente | 230 |  | Solar | 100 | 0 | 100 | 1 | 3 | 1 | 1 | 1 | 1 | [5 empty] | 2) Exceedances in multiple actual and default limit Tx constraints
SDG&E Study Area | Capistrano | 138 |  | Li_Battery | 200 | 0 | 200 | Not Applicable | 1 | Not Applicable | Not Applicable | 1 | 1 | Yes | No | Yes | Yes | No
East of Pisgah Study Area | Carpenter Canyon (fka Gamebird) | 230 |  | Li_Battery | 310 | 0 | 310 | Not Applicable | 2* | Not Applicable | Not Applicable | 1 | 1 | No | No | No | No | Yes | 2) Large exceedance remains in a default limit Tx constraint
East of Pisgah Study Area | Carpenter Canyon (fka Gamebird) | 230 |  | Solar | 250 | 470 | 720 | 1 | 2* | 1 | Not Available | 2 | 1 | [5 empty] | 2) Large exceedance remains in a default limit Tx constraint; 4) Amount exceeds high confidence CI but not total CI
PG&E North of Greater Bay Study Area | Cayetano | 230 |  | Li_Battery | 80 | 0 | 80 | Not Applicable | 3 | Not Applicable | Not Applicable | 1 | 1 | Yes | No | Yes | No | No | 2) Exceedance in an actual limit Tx constraint
PG&E North of Greater Bay Study Area | Cayetano | 230 |  | Solar | 10 | 100 | 110 | 1 | 3 | 1 | 2 | 1 | 1 | [5 empty] | 2) Exceedance in an actual limit Tx constraint; 3b) high values in Biodiversity and Irreplaceability and very high value in Rarity
PG&E East Kern Study Area | Cholame | 70 |  | In-State Wind | 60 | 0 | 60 | 2 | 3 | 1 | 1 | 3 | 1 | [5 empty] | 1) Nearest substation is low voltage and may require upgrades, 2) multiple exceedances in actual and default limit Tx constraints; 4) No CI
PG&E Fresno Study Area | Coburn | 230 |  | Li_Battery | 90 | 0 | 90 | Not Applicable | 2 | Not Applicable | Not Applicable | 2 | 1 | No | No | No | No | No | 2) Large exceedance in a defulat limit constraint; 4) No high confidence CI, but amount is less than total CI
PG&E Fresno Study Area | Coburn | 230 |  | Solar | 0 | 120 | 120 | 1 | 2 | 1 | 1 | 2 | 1 | [5 empty] | 2) Large exceedance in a defulat limit constraint;4) No high confidence CI, but amount is less than total CI
SCE Eastern Study Area | Colorado River | 500 |  | Li_Battery | 638 | 0 | 638 | Not Applicable | 1* | Not Applicable | Not Applicable | 2 | 1 | No | No | No | No | Yes | 1) Large amount of MW alleviates concerns of interconnecting to higer voltage 2) Tx exceedances alleviated by white paper Tx upgrades; 4) Amount exceeds high confidence CI but not total CI
SCE Eastern Study Area | Colorado River | 500 |  | Solar | 355 | 763 | 1118 | 2 | 1* | 1 | 1 | 2 | 1 | [5 empty] | 1) To reduce land use/env impact, resource potential beyond 10 miles from substation was considered; 2) Tx exceedances alleviated by white paper Tx upgrades; 4) Amount exceeds high confidence CI but is less than total CI
SCE Eastern Study Area | Colorado River | 230 |  | Li_Battery | 900 | 0 | 900 | Not Applicable | 1* | Not Applicable | Not Applicable | 1 | 1 | No | No | No | No | Yes | 2) Tx exceedances alleviated by white paper Tx upgrades
SCE Eastern Study Area | Colorado River | 230 |  | Solar | 400 | 1100 | 1500 | 1 | 1* | 1 | 2 | 2+ | 1 | [5 empty] | 2) Tx exceedances alleviated by white paper Tx upgrades; 3b) high values in Biodiversity and Native Species Richness; 4) Amount mapped is significantly less than the high confidence commercial interest
SCE North of Lugo (NOL) Study Area | Control | 115 |  | Geothermal, In CAISO | 48 | 0 | 48 | 1 | 3 | 1 | 1 | 1 | 1 | [5 empty] | 2) Exceedances in actual limit Tx constraints remain, even after including white paper upgrades
SCE North of Lugo (NOL) Study Area | Coolwater | 115 |  | Li_Battery | 215 | 0 | 215 | Not Applicable | 3 | Not Applicable | Not Applicable | 1 | 1 | No | Yes | Yes | No | No | 2) Exceedances in actual limit Tx constraints remain, even after including white paper upgrades
SCE North of Lugo (NOL) Study Area | Coolwater | 115 |  | Solar | 40 | 298.96 | 338.96 | 1 | 3 | 1 | 2 | 1 | 1 | [5 empty] | 2) Exceedances in actual limit Tx constraints remain, even after including white paper upgrades; 3b) high values in Biodiversity and Native Species Richness
SCE North of Lugo (NOL) Study Area | Coolwater | 230 |  | Solar | 0 | 0 | 0 | 1 | 3 | 1 | 2 | 1 | 2* | [5 empty] | 5) Previously mapped resources to substation; however, did not map here because substation has no CI (4)
PG&E North of Greater Bay Study Area | Cortina | 115 |  | In-State Wind | 49 | 47.6 | 96.6 | 1 | 3 | 1 | 1 | 1 | 1 | [5 empty] | 2) Multiple exceedances in actual limit Tx constraints
SCE Eastern Study Area | Delaney | 500 |  | Li_Battery | 960.109 | 0 | 960.109 | Not Applicable | 1* | Not Applicable | Not Applicable | 3+ | 1 | No | No | Yes | No | Yes | 2) Tx exceedances alleviated by upgrades in white paper; 4) Amount mapped is significantly less than the high confidence CI
SCE Eastern Study Area | Delaney | 500 |  | Solar | 600 | 1160 | 1760 | 1 | 1* | 1 | Not Available | 3+ | 1 | [5 empty] | 2) Tx exceedances alleviated by upgrades in white paper; 4) Amount mapped is significantly less than the high confidence commercial interest
PG&E North of Greater Bay Study Area | Delevan | 230 |  | In-State Wind | 50 | 33 | 83 | 1 | 3 | 1 | 1 | 3 | 1 | [5 empty] | 2) Exceedance in an actual limit Tx constraint; 4) No CI
PG&E North of Greater Bay Study Area | Delevan | 230 |  | Li_Battery | 240 | 0 | 240 | Not Applicable | 3 | Not Applicable | Not Applicable | 1 | 1 | No | No | No | No | No | 2) Exceedance in an actual limit Tx constraint
PG&E North of Greater Bay Study Area | Delevan | 230 |  | Solar | 50 | 300 | 350 | 1 | 3 | 1 | 1 | 1 | 1 | [5 empty] | 2) Exceedance in an actual limit Tx constraint
East of Pisgah Study Area | Desert View | 230 |  | Li_Battery | 170 | 0 | 170 | Not Applicable | 2* | Not Applicable | Not Applicable | 2 | 1 | No | No | Yes | No | Yes | 2) Large exceedance remains in a default limit Tx constraint; 4) Amount exceeds high confidence CI but not total CI
East of Pisgah Study Area | Desert View | 230 |  | Solar | 100 | 250 | 350 | 1 | 2* | 1 | Not Available | 2 | 1 | [5 empty] | 2) Large exceedance remains in a default limit Tx constraint; 4) No high confidence CI, but amount mapped is less than total CI
SCE Eastern Study Area | Devers | 230 |  | In-State Wind | 115.5 | 0 | 115.5 | 2 | 1* | 1 | 1 | 1 | 1 | [5 empty] | 1) Resource potential areas some distance (up to 20 mi) from substation; 2) Tx exceedances alleviated by upgrades in white paper
SCE Eastern Study Area | Devers | 230 |  | Li_Battery | 705 | 0 | 705 | Not Applicable | 1* | Not Applicable | Not Applicable | 2+ | 1 | Yes | No | Yes | No | No | 2) Tx exceedances alleviated by upgrades in white paper; 4) Amount mapped is less than the high confidence commercial interest
SCE Eastern Study Area | Devers | 230 |  | Solar | 150 | 300 | 450 | 1 | 1* | 1 | 2 | 1 | 1 | [5 empty] | 2) Tx exceedances alleviated by upgrades in white paper, 3b) high values in Biodiversity and Rarity
PG&E S500 Study Area | Diablo | 500 |  | Offshore Wind, Morro Bay | 3100 | 0 | 3100 | Not Applicable | 1 | Not Applicable | Not Applicable | 2+ | 1 | [5 empty] | 4) Significant amount of CI; however, CPUC is representing Morro Bay Wind as interconnecting to Diablo Canyon given recent BOEM decisions on the Diablo Call area. CI does not reflect those recent decisions
SDG&E Study Area | ECO | 500 |  | In-State Wind | 0 | 0 | 0 | 2 | 1* | 2 | 1 | 2+ | 2* | [5 empty] | 5) Previously mapped resources to substation; however, did not map here despite CI (4) because of high costs associated with 500 kV interconnections (1). Resources shifted to 230 kV, so deemed acceptable deviation and staff lowered flag to level-2.
SDG&E Study Area | ECO | 230 |  | In-State Wind | 600 | 0 | 600 | 2 | 1* | 2 | 1 | 1 | 1 | [5 empty] | 1) Resource potential in Baja Mexico some distance from substation; 2) Tx exceedances alleviated by white paper Tx upgrades; 3a) Estimated build acreage exceeds amount of low potential impact land; however, some resource potential is in Baja Mexico and not included in land-use analysis.
SDG&E Study Area | ECO | 115 |  | Li_Battery | 70 | 0 | 70 | Not Applicable | 1* | Not Applicable | Not Applicable | 1 | 1 | Yes | No | Yes | No | No | 2) Tx exceedances alleviated by white paper Tx upgrades
SDG&E Study Area | ECO | 115 |  | Solar | 0 | 90 | 90 | 1 | 1* | 1 | 1 | 1 | 1 | [5 empty] | 2) Tx exceedances alleviated by white paper Tx upgrades
SCE Metro Study Area | El Nido | 230 |  | Li_Battery | 13 | 0 | 13 | Not Applicable | 1 | Not Applicable | Not Applicable | 1 | 1 | No | Yes | Yes | Yes | No
East of Pisgah Study Area | Eldorado | 500 |  | Li_Battery | 0 | 0 | 0 | Not Applicable | 2 | Not Applicable | Not Applicable | 1 | 2* | No | No | No | No | Yes | 5) Previously mapped resources to substation; however, did not map here because substation has lack of CI and high costs of interconencting small MW amounts to 500 kV
East of Pisgah Study Area | Eldorado | 500 | Aeolus 500 kV (proposed, WY) | OOS Wind, Wyoming Wind – New Tx | 1500 | 0 | 1500 | Not Available | 2 | Not Available | Not Available | 1 | 1 | [5 empty] | 2) Exceedance in a default limit Tx constraint
East of Pisgah Study Area | Harry Allen | 500 | Eagle 120 kV (NVEP) | Geothermal, Northern NV | 120 | 0 | 120 | Not Available | 2 | Not Available | Not Available | 1 | 1 | [5 empty] | 2) Exceedance in a default limit Tx constraint
East of Pisgah Study Area | Harry Allen | 500 | Falcon 120 kV (NVEP) | Geothermal, Northern NV | 70 | 0 | 70 | Not Available | 2 | Not Available | Not Available | 1 | 1 | [5 empty] | 2) Exceedance in a default limit Tx constraint
East of Pisgah Study Area | Harry Allen | 500 | Millers 120 kV (NVEP) | Geothermal, Northern NV | 97 | 0 | 97 | Not Available | 2 | Not Available | Not Available | 1 | 1 | [5 empty] | 2) Exceedance in a default limit Tx constraint
East of Pisgah Study Area | Harry Allen | 500 | Midpoint 345 kV (ID) | OOS Wind, Idaho Wind – New Tx | 1000 | 0 | 1000 | Not Available | 2 | Not Available | Not Available | 1 | 1 | [5 empty] | 2) Exceedance in a default limit Tx constraint
East of Pisgah Study Area | Eldorado | 500 | Clines Corner 345 kV (for 106 MW), Willard 345 kV (for 30 MW) | OOS Wind, SW Wind – Ext Tx | 136 | 0 | 136 | Not Available | 2 | Not Available | Not Available | 1 | 1 | [5 empty] | 2) Exceedance in a default limit Tx constraint
East of Pisgah Study Area | Eldorado | 500 |  | Solar | 0 | 0 | 0 | 2 | 2 | 1 | Not Available | 1 | 2* | [5 empty] | 5) Previously mapped resources to substation; however, did not map here because substation has lack of CI and high costs of interconencting small MW amounts to 500 kV
East of Pisgah Study Area | Eldorado | 230 |  | Li_Battery | 333 | 0 | 333 | Not Applicable | 1* | Not Applicable | Not Applicable | 1 | 1 | No | No | No | No | Yes | 2) Exceedance in actual limit Tx constraint alleviated by white paper upgrade
East of Pisgah Study Area | Eldorado | 230 |  | Solar | 0 | 300 | 300 | 2 | 1* | 1 | Not Available | 1 | 1 | [5 empty] | 1) To reduce land use/env impact, areas further than 10 miles from substation were considered; 2) Tx exceedance alleviated by white paper upgrade
SDG&E Study Area | Encina | 115 |  | Li_Battery | 60 | 0 | 60 | Not Applicable | 1* | Not Applicable | Not Applicable | 1 | 2* | No | No | Yes | No | No | 2) Tx exceedances alleviated by white paper Tx upgrades, 5) Previously mapped resources to substation; however, did not map here due mapping resources to other substations improved compliance with battery mapping criteria. Staff lowered flag to level-2
SDG&E Study Area | Escondido | 230 |  | Li_Battery | 469 | 0 | 469 | Not Applicable | 1* | Not Applicable | Not Applicable | 1 | 1 | Yes | No | Yes | No | No | 2) Tx exceedances alleviated by white paper Tx upgrades
SCE Metro Study Area | Etiwanda | 230 |  | Li_Battery | 601 | 0 | 601 | Not Applicable | 1 | Not Applicable | Not Applicable | 2 | 1 | Yes | Yes | Yes | Yes | No | 4) Amount exceeds high confidence CI but not total CI
PG&E East Kern Study Area | Gates | 230 |  | Li_Battery | 610 | 0 | 610 | Not Applicable | 3 | Not Applicable | Not Applicable | 1 | 1 | No | No | Yes | No | No | 2) Multiple exceedances remain even after upgrades in actual and default limit Tx constraints
PG&E East Kern Study Area | Gates | 230 |  | Solar | 850 | 827 | 1677 | 1 | 3 | 1 | 1 | 1 | 1 | [5 empty] | 2) Multiple exceedances remain even after upgrades in actual and default limit Tx constraints
PG&E S500 Study Area | Gates | 500 |  | Li_Battery | 0 | 0 | 0 | Not Applicable | 3 | Not Applicable | Not Applicable | 1 | 2* | No | No | Yes | No | No | 5) Previously mapped resources to substation; however, did not map here because substation has high interconnection voltage (1) and lack significant CI (4). Staff lowered to level-2 flag only given amount mapped to Gates 230 kV
PG&E S500 Study Area | Gates | 500 |  | Solar | 0 | 0 | 0 | 2 | 3 | 1 | 1 | 1 | 2* | [5 empty] | 5) Previously mapped resources to substation; however, did not map here because substation has high interconnection voltage (1) and lack significant CI (4). Staff lowered to level-2 flag only given amount mapped to Gates 230 kV
PG&E North of Greater Bay Study Area | Geysers | 230 |  | Geothermal, In CAISO | 79 | 0 | 79 | 1 | 3 | 1 | 2 | 2 | 1 | [5 empty] | 2) Exceedance in an actual limit Tx constraint; 3b) high value in Native Species Richness and very high value in Wildfire threat; 4) Amount exceeds high confidence CI but not total CI
PG&E North of Greater Bay Study Area | Glenn | 230 |  | In-State Wind | 100 | 68 | 168 | 1 | 3 | 1 | 1 | 3 | 3 | [5 empty] | 2) Exceedance in an actual limit Tx constraint; 4) No CI; 5) Significantly less wind mapped than in previous base case becauseTx constraints and no CI
PG&E North of Greater Bay Study Area | Gold Hill | 115 |  | Li_Battery | 0 | 0 | 0 | Not Applicable | 3 | Not Applicable | Not Applicable | 1 | 2* | [5 empty] | 5) Previously mapped resources to substation; staff lowered to level-2 flag given on small MW amount was previously mapped
SCE Northern Area | Goleta | 230 |  | Li_Battery | 125 | 0 | 125 | Not Applicable | 1 | Not Applicable | Not Applicable | 1 | 1 | No | No | No | No | No
PG&E East Kern Study Area | Gregg | 230 |  | Li_Battery | 110 | 0 | 110 | Not Applicable | 2 | Not Applicable | Not Applicable | 2 | 1 | No | Yes | Yes | Yes | No | 2) Exceedance in a default limit Tx constraint; 4) Amount exceeds high confidence CI but not total CI
PG&E East Kern Study Area | Gregg | 230 |  | Solar | 0 | 150 | 150 | 1 | 2 | 1 | 1 | 2 | 1 | [5 empty] | 2) Exceedance in a default limit Tx constraint; 4) No high confidence CI, but amount mapped is less than total CI
SDG&E Study Area | Hassayampa | 500 |  | Li_Battery | 269 | 0 | 269 | Not Applicable | 1* | Not Applicable | Not Applicable | 1 | 1 | No | No | Yes | No | Yes | 2) Tx exceedances alleviated by white paper Tx upgrades
SDG&E Study Area | Hassayampa | 500 |  | Solar | 200 | 671 | 871 | 1 | 1* | 1 | 1 | 1 | 1 | [5 empty] | 2) Tx exceedances alleviated by white paper Tx upgrades
PG&E Fresno Study Area | Helm | 230 |  | Li_Battery | 409 | 0 | 409 | Not Applicable | 2 | Not Applicable | Not Applicable | 2 | 1 | No | Yes | Yes | Yes | No | 2) Exceedance in multiple default limit Tx constraints; 4) No high confidence CI, but amount is less than total CI
PG&E Fresno Study Area | Helm | 230 |  | Solar | 165 | 560.1746 | 725.1746 | 1 | 2 | 1 | 1 | 2 | 1 | [5 empty] | 2) Exceedance in multiple default limit Tx constraints; 4) No high confidence CI, but amount is roughly equal to the total CI
PG&E Fresno Study Area | Henrietta | 115 |  | Li_Battery | 64 | 0 | 64 | Not Applicable | 2 | Not Applicable | Not Applicable | 1 | 1 | Yes | Yes | Yes | Yes | No | 2) Exceedance in multiple default limit Tx constraints
PG&E Fresno Study Area | Henrietta | 115 |  | Solar | 25 | 88 | 113 | 1 | 2 | 1 | 1 | 1 | 2 | [5 empty] | 2) Exceedance in multiple default limit Tx constraints; 5) Mapped amount is less than prior base case; reduced to better align with CI
SCE Metro Study Area | Hinson | 230 |  | Li_Battery | 390 | 0 | 390 | Not Applicable | 1 | Not Applicable | Not Applicable | 2 | 1 | Yes | Yes | Yes | Yes | No | 4) Amount exceeds high confidence CI but not total CI
PG&E North of Greater Bay Study Area | Humboldt | 115 |  | Li_Battery | 15 | 0 | 15 | Not Applicable | 3 | Not Applicable | Not Applicable | 3 | 1 | No | No | No | No | No | 2) Exceedance in multiple actual limit Tx constraints; 4) No CI
PG&E North of Greater Bay Study Area | Humboldt | 115 |  | Offshore Wind, Humboldt | 0 | 120 | 120 | Not Available | 3 | Not Available | Not Available | 1 | 1 | [5 empty] | 2) Exceedance in multiple actual limit Tx constraints
PG&E North of Greater Bay Study Area | Humboldt (Proposed) | 500 |  | Offshore Wind, Humboldt | 1487 | 0 | 1487 | Not Available | 1* | Not Available | Not Available | 3 | 1 | [5 empty] | 2) Tx exceedance alleviated by upgrade identify in 21-22 TPP; 4) No CI
SDG&E Study Area | IID System | 230 | Bannister 230 kV (IID) | Geothermal, Imperial | 900 | 0 | 900 | 1 | 1* | 1 | 2 | 2 | 1 | [5 empty] | 3b) very high value for Important Bird Area screen; 4) Amount exceeds high confidence CI but not total CI
SDG&E Study Area | Imperial Valley | 230 |  | Li_Battery | 180 | 0 | 180 | Not Applicable | 1* | Not Applicable | Not Applicable | 1 | 1 | Yes | No | No | No | No | 2) Tx exceedances alleviated by white paper Tx upgrades
SDG&E Study Area | Imperial Valley | 230 |  | Solar | 125 | 438 | 563 | 1 | 1* | 1 | 1 | 1 | 1 | [5 empty] | 2) Tx exceedances alleviated by white paper Tx upgrades
East of Pisgah Study Area | Innovation | 230 |  | In-State Wind | 139 | 0 | 139 | 2 | 2* | 1 | Not Available | 3 | 1 | [5 empty] | 1) Resource potential is some distance (15 mi) from substation, to limit land-use/env impacts; 2) Large exceedance in default limit Tx constraint remains; 4) No CI
East of Pisgah Study Area | Innovation | 230 |  | Li_Battery | 125 | 0 | 125 | Not Applicable | 2* | Not Applicable | Not Applicable | 1 | 1 | No | No | No | No | Yes | 2) Large exceedance in default limit Tx constraint remains
East of Pisgah Study Area | Innovation | 230 |  | Solar | 145 | 200 | 345 | 1 | 2* | 1 | Not Available | 1 | 2 | [5 empty] | 2) Large exceedance in default limit Tx constraint remains; 5) smaller amount mapped than in previous base case to better align with CI
SCE Metro Study Area | Johanna | 230 |  | Li_Battery | 140 | 0 | 140 | Not Applicable | 1 | Not Applicable | Not Applicable | 1 | 1 | Yes | Yes | Yes | Yes | No
SDG&E Study Area | Kearny | 115 |  | Li_Battery | 20 | 0 | 20 | Not Applicable | 1* | Not Applicable | Not Applicable | 1 | 1 | Yes | No | No | No | No | 2) Tx exceedances alleviated by white paper Tx upgrades
PG&E North of Greater Bay Study Area | Kelso | 230 |  | In-State Wind | 52 | 48 | 100 | 1 | 3 | 1 | 1 | 1 | 1 | [5 empty] | 2) Exceedance in an actual limit Tx constraint
PG&E East Kern Study Area | Kern | 115 |  | Li_Battery | 150 | 0 | 150 | Not Applicable | 2 | Not Applicable | Not Applicable | 2 | 1 | No | No | Yes | Yes | No | 2) Exceedance in a default limit Tx constraint; 4) No high confidence CI, but amount is less than total CI
PG&E East Kern Study Area | Kern | 115 |  | Solar | 0 | 200 | 200 | 1 | 2 | 1 | 1 | 2 | 1 | [5 empty] | 2) Exceedance in a default limit Tx constraint; 4) No high confidence CI, but amount mapped is less than total CI
PG&E East Kern Study Area | Kettleman | 70 |  | Li_Battery | 10 | 0 | 10 | Not Applicable | 3 | Not Applicable | Not Applicable | 1 | 1 | No | No | Yes | No | No | 2) Multiple exceedances remain even after upgrades in actual and default limit Tx constraints
SCE North of Lugo (NOL) Study Area | Kramer | 230 |  | Li_Battery | 784 | 0 | 784 | Not Applicable | 3 | Not Applicable | Not Applicable | 1 | 1 | No | No | Yes | No | No | 2) Multiple exceedances remain even after upgrades in actual limit Tx constraints
SCE North of Lugo (NOL) Study Area | Kramer | 230 |  | Solar | 380 | 1000.766 | 1380.766 | 2 | 3 | 1 | 2 | 2 | 1 | [5 empty] | 1) To reduce land use/env impact, resource potential beyond 10 miles from substation was considered; 2) Multiple exceedances remain even after upgrades in actual limit Tx constraints; 3b) high values in Biodiversity and Rarity; 4) Amount exceeds high confidence CI but not total CI
SCE North of Lugo (NOL) Study Area | Kramer | 115 |  | Li_Battery | 75 | 0 | 75 | Not Applicable | 3 | Not Applicable | Not Applicable | 1 | 1 | No | No | Yes | No | No | 2) Multiple exceedances remain even after upgrades in actual limit Tx constraints
SCE North of Lugo (NOL) Study Area | Kramer | 115 |  | Solar | 90 | 0 | 90 | 1 | 3 | 1 | 2 | 1 | 1 | [5 empty] | 2) Multiple exceedances remain even after upgrades in actual limit Tx constraints; 3b) high values in Biodiversity and Rarity
SCE Metro Study Area | Laguna Bell | 230 |  | Li_Battery | 500 | 0 | 500 | Not Applicable | 1 | Not Applicable | Not Applicable | 1 | 1 | Yes | Yes | Yes | Yes | No
PG&E North of Greater Bay Study Area | Lakeville | 230 |  | In-State Wind | 0 | 0 | 0 | 1 | 3 | 1 | 1 | 1 | 3 | [5 empty] | 5) Previously mapped resources to substation; however, did not map here because substation has lack of CI (4)
PG&E East Kern Study Area | Lamont | 115 |  | Li_Battery | 135 | 0 | 135 | Not Applicable | 3 | Not Applicable | Not Applicable | 1 | 1 | No | Yes | Yes | Yes | No | 2) Multiple exceedances remain even after upgrades in actual and default limit Tx constraints
PG&E East Kern Study Area | Lamont | 115 |  | Solar | 130 | 170 | 300 | 1 | 3 | 1 | 1 | 2 | 1 | [5 empty] | 2) Multiple exceedances remain even after upgrades in actual and default limit Tx constraints; 4) Amount exceeds high confidence CI but is roughly equal to total CI
East of Pisgah Study Area | Lathrop | 138 |  | Li_Battery | 270 | 0 | 270 | Not Applicable | 2* | Not Applicable | Not Applicable | 2 | 1 | No | No | No | No | No | 2) Large exceedance in default limit Tx constraint remains; 4) Amount exceeds high confidence CI but not total CI
East of Pisgah Study Area | Lathrop | 138 |  | Solar | 100 | 400 | 500 | 1 | 2* | 1 | Not Available | 2 | 1 | [5 empty] | 2) Large exceedance in default limit Tx constraint remains; 4) No high confidence CI, but amount mapped is less than total CI
SCE Eastern Study Area | Lee Lake (Proposed) | 500 |  | LDES | 0 | 0 | 0 | Not Applicable | 1 | Not Applicable | Not Applicable | 2+ | 3 | Yes | No | Yes | No | No | 4) CI but no resources mapped; 5) resources mapped previous base case; however none mapped here
PG&E Fresno Study Area | Le Grand | 115 |  | Li_Battery | 75 | 0 | 75 | Not Applicable | 2 | Not Applicable | Not Applicable | 2 | 1 | No | Yes | Yes | Yes | No | 2) Multiple exceedances in default limit Tx constraints; 4) No high confidence CI, but amount is less than total CI
PG&E Fresno Study Area | Le Grand | 115 |  | Solar | 0 | 100 | 100 | 1 | 2 | 1 | 1 | 2 | 1 | [5 empty] | 2) Multiple exceedances in default limit Tx constraints; 4) No high confidence CI, but amount is less than total CI
SCE Metro Study Area | Lighthipe | 230 |  | Li_Battery | 90 | 0 | 90 | Not Applicable | 1 | Not Applicable | Not Applicable | 2 | 1 | No | Yes | Yes | Yes | No | 4) No high confidence CI, but amount is less than total CI
PG&E North of Greater Bay Study Area | Lone Tree | 230 |  | In-State Wind | 0 | 0 | 0 | 1 | 3 | 1 | 2 | 1 | 3 | [5 empty] | 5) Previously mapped resources to substation; however, did not map here because substation has lack of CI (4) and high environmental screen values (3b)
PG&E Fresno Study Area | Los Banos | 230 |  | In-State Wind | 186 | 0 | 186 | 1 | 3 | 1 | 1 | 1 | 1 | [5 empty] | 2) Multiple exceedances remain even after upgrades in actual and default limit Tx constraints
PG&E Fresno Study Area | Los Banos | 230 |  | Li_Battery | 145 | 0 | 145 | Not Applicable | 3 | Not Applicable | Not Applicable | 1 | 1 | No | Yes | Yes | Yes | No | 2) Multiple exceedances remain even after upgrades in actual and default limit Tx constraints
PG&E Fresno Study Area | Los Banos | 230 |  | Solar | 200 | 190 | 390 | 1 | 3 | 1 | 1 | 1 | 1 | [5 empty] | 2) Multiple exceedances remain even after upgrades in actual and default limit Tx constraints
PG&E S500 Study Area | Los Banos | 500 |  | Li_Battery | 350 | 0 | 350 | Not Applicable | 1 | Not Applicable | Not Applicable | 2 | 1 | No | Yes | Yes | Yes | No | 4) No high confidence CI, but amount is less than total CI
PG&E S500 Study Area | Los Banos | 500 |  | Solar | 400 | 450 | 850 | 1 | 1 | 1 | 1 | 2 | 1 | [5 empty] | 4) No high confidence CI, but amount is less than total CI
PG&E North of Greater Bay Study Area | Los Esteros | 115 |  | Li_Battery | 200 | 0 | 200 | Not Applicable | 1* | Not Applicable | Not Applicable | 1 | 1 | Yes | Yes | Yes | No | No | 2) Tx exceedance alleviated by upgrade in white paper
SCE North of Lugo (NOL) Study Area | Lugo | 500 |  | Li_Battery | 320 | 0 | 320 | Not Applicable | 1 | Not Applicable | Not Applicable | 2 | 1 | No | No | Yes | No | No | 4) No high confidence CI, but amount is less than total CI
SCE North of Lugo (NOL) Study Area | Lugo | 500 |  | Solar | 0 | 0 | 0 | 2 | 1 | 1 | 2 | 1 | 2* | [5 empty] | 5) Previously mapped resources to substation; however, did not map here because substation has no CI (4) and high interconnection costs for 500 kV substation for smaller MW amounts (1)
SCE Northern Area | Mandalay | 230 |  | Li_Battery | 400 | 0 | 400 | Not Applicable | 1 | Not Applicable | Not Applicable | 1 | 1 | No | Yes | Yes | No | No
PG&E North of Greater Bay Study Area | Martin (San Francisco H) | 115 |  | Li_Battery | 190 | 0 | 190 | Not Applicable | 1* | Not Applicable | Not Applicable | 1 | 2 | Yes | No | Yes | No | No | 2) Tx exceedance alleviated by upgrade in white paper, 2) slightly smaller amount of resources mapped than in previous base case
PG&E Fresno Study Area | McCall | 230 |  | Li_Battery | 100 | 0 | 100 | Not Applicable | 2* | Not Applicable | Not Applicable | 2 | 1 | No | Yes | Yes | Yes | No | 2) Tx exceedance alleviated by upgrade in white paper, but a exceedance in a default limit Tx constraint remains; 4) No high confidence CI, but amount is less than total CI
PG&E Fresno Study Area | McCall | 230 |  | Solar | 0 | 100 | 100 | 1 | 2* | 1 | 1 | 3 | 3 | [5 empty] | 2) Tx exceedance alleviated by upgrade in white paper, but a exceedance in a default limit Tx constraint remains; 4) No CI; 5) Mapped amount significantly lower than previous base case; reduced due to lack of CI at substation
PG&E Fresno Study Area | Mc Mullin | 230 |  | Solar | 0 | 0 | 0 | 1 | 3 | 1 | 1 | 1 | 3 | [5 empty] | 5) Previously mapped resources to substation; however, did not map here because substation has no CI (4)
East of Pisgah Study Area | Mead | 230 | Mead-Peacock 345 kV line (WAPA) | OOS Wind, SW Wind – Ext Tx | 350 | 0 | 350 | Not Applicable | 1* | Not Applicable | Not Applicable | 1 | 1 | [5 empty] | 2) Exceedance in actual limit Tx constraint alleviated by white paper upgrade
PG&E North of Greater Bay Study Area | Mendocino | 115 |  | Li_Battery | 5 | 0 | 5 | Not Applicable | 3 | Not Applicable | Not Applicable | 3 | 1 | No | No | No | No | No | 2) Exceedance in multiple actual limit Tx constraints; 4) No CI
PG&E Fresno Study Area | Mendota | 115 |  | Solar | 160 | 0 | 160 | 1 | 3 | 1 | 1 | 1 | 1 | [5 empty] | 2) Multiple exceedances remain even after upgrades in actual and default limit Tx constraints
PG&E East Kern Study Area | Mesa | 115 |  | Li_Battery | 50 | 0 | 50 | Not Applicable | 3 | Not Applicable | Not Applicable | 2 | 1 | No | No | No | No | No | 2) Exceedance in actual limit Tx constraint even after upgrades; 4) No high confidence CI, but amount is less than total CI
PG&E East Kern Study Area | Mesa | 115 |  | Solar | 0 | 0 | 0 | 1 | 3 | 1 | 1 | 1 | 2* | [5 empty] | 5) Previously mapped resources to substation; however, did not map here because substation has no CI (4)
PG&E North of Greater Bay Study Area | Metcalf | 230 |  | Li_Battery | 195 | 0 | 195 | Not Applicable | 1* | Not Applicable | Not Applicable | 1 | 1 | No | No | Yes | No | No | 2) Exceedance in actual limit Tx constraint alleviated by white paper upgrade
PG&E East Kern Study Area | Midway | 230 |  | Li_Battery | 310 | 0 | 310 | Not Applicable | 3 | Not Applicable | Not Applicable | 1 | 1 | No | No | Yes | No | Yes | 2) Multiple exceedances remain even after upgrades in actual and default limit Tx constraints
PG&E East Kern Study Area | Midway | 230 |  | Solar | 8 | 425.184 | 433.184 | 1 | 3 | 1 | 2 | 2 | 1 | [5 empty] | 2) Multiple exceedances remain even after upgrades in actual and default limit Tx constraints; 3b) high values in Biodiversity and Rare Species Richness; 4) Amount exceeds high confidence CI but not total CI
PG&E East Kern Study Area | Midway | 500 |  | Li_Battery | 500 | 0 | 500 | Not Applicable | 2* | Not Applicable | Not Applicable | 2+ | 1 | No | No | Yes | No | Yes | 2) Multiple exceedances in default limit Tx constraints; 4) Amount mapped is less than the high confidence commercial interest
PG&E East Kern Study Area | Midway | 500 |  | Solar | 200 | 600 | 800 | 1 | 2* | 1 | 2 | 1 | 1 | [5 empty] | 2) Multiple exceedances in default limit Tx constraints; 3b) high values in Biodiversity and Rare Species Richness
PG&E East Kern Study Area | Midway | 115 |  | Li_Battery | 89 | 0 | 89 | Not Applicable | 3 | Not Applicable | Not Applicable | 1 | 1 | No | No | Yes | No | Yes | 2) Multiple exceedances remain even after upgrades in actual and default limit Tx constraints
PG&E East Kern Study Area | Midway | 115 |  | Solar | 0 | 100 | 100 | 1 | 3 | 1 | 2 | 1 | 1 | [5 empty] | 2) Multiple exceedances remain even after upgrades in actual and default limit Tx constraints; 3b) high values in Biodiversity and Rare Species Richness
SCE Metro Study Area | Mira Loma | 230 |  | Li_Battery | 300 | 0 | 300 | Not Applicable | 1 | Not Applicable | Not Applicable | 1 | 1 | No | Yes | Yes | Yes | No
SDG&E Study Area | Mission | 138 |  | Li_Battery | 50 | 0 | 50 | Not Applicable | 1* | Not Applicable | Not Applicable | 1 | 1 | No | No | Yes | No | No | 2) Tx exceedances alleviated by white paper Tx upgrades
East of Pisgah Study Area | Mohave | 500 |  | Li_Battery | 228 | 0 | 228 | Not Applicable | 2 | Not Applicable | Not Applicable | 2+ | 1 | No | No | No | No | Yes | 2) Exceedance in a default limit Tx constraint; 4) Amount mapped is less than the high confidence commercial interest
East of Pisgah Study Area | Mohave | 500 |  | Solar | 0 | 568 | 568 | 1 | 2 | 1 | Not Available | 2+ | 1 | [5 empty] | 2) Exceedance in a default limit Tx constraint; 4) Amount mapped is less than the high confidence commercial interest
SCE Northern Area | Moorpark | 230 |  | Li_Battery | 500 | 0 | 500 | Not Applicable | 1 | Not Applicable | Not Applicable | 1 | 1 | Yes | No | Yes | No | No
SCE Northern Area | Moorpark | 230 |  | Solar | 0 | 500 | 500 | 1 | 1 | 1 | 1 | 1 | 1
PG&E East Kern Study Area | Morro Bay | 230 |  | LDES | 300 | 0 | 300 | Not Applicable | 3 | Not Applicable | Not Applicable | 2 | 1 | [5 empty] | 2) Multiple exceedances remain even after upgrades in actual and default limit Tx constraints; 4) No high confidence CI but mapped amount is less than total CI
PG&E East Kern Study Area | Morro Bay (Proposed) | 500 |  | Offshore Wind, Morro Bay | 0 | 0 | 0 | Not Available | 1 | Not Available | Not Available | 2+ | 1 | [5 empty] | 4) Significant amount of CI; however, CPUC is representing Morro Bay Wind as interconnecting to Diablo Canyon or potential this proposed new substation
PG&E Fresno Study Area | Moss Landing | 500 |  | Li_Battery | 400 | 0 | 400 | Not Applicable | 1 | Not Applicable | Not Applicable | 3+ | 1 | Yes | No | No | No | Yes | 4) Amount mapped is significantly less than the high confidence commercial interest
PG&E East Kern Study Area | Mustang | 230 |  | Li_Battery | 200 | 0 | 200 | Not Applicable | 3 | Not Applicable | Not Applicable | 1 | 1 | Yes | Yes | Yes | Yes | No | 2) Multiple exceedances remain even after upgrades in actual and default limit Tx constraints
PG&E East Kern Study Area | Mustang | 230 |  | Solar | 150 | 250 | 400 | 1 | 3 | 1 | 1 | 1 | 1 | [5 empty] | 2) Multiple exceedances remain even after upgrades in actual and default limit Tx constraints
SDG&E Study Area | Ocotillo | 500 |  | Solar | 0 | 0 | 0 | 2 | 1* | 1 | 1 | 1 | 2* | [5 empty] | 5) Previously mapped resources to substation; however, did not map here due to high likely interconnection costs of 500 kV (1) and no CI (2). Staff found these adjustments acceptable and lowered the flag to level-2.
PG&E East Kern Study Area | Olive | 115 |  | Li_Battery | 30 | 0 | 30 | Not Applicable | 3 | Not Applicable | Not Applicable | 1 | 1 | No | Yes | Yes | Yes | No | 2) Multiple exceedances remain even after upgrades in actual and default limit Tx constraints
PG&E East Kern Study Area | Olive | 115 |  | Solar | 0 | 40 | 40 | 1 | 3 | 1 | 1 | 1 | 1 | [5 empty] | 2) Multiple exceedances remain even after upgrades in actual and default limit Tx constraints
SDG&E Study Area | Otay Mesa | 230 |  | Li_Battery | 225 | 0 | 225 | Not Applicable | 1* | Not Applicable | Not Applicable | 1 | 1 | No | No | Yes | No | No | 2) Tx exceedances alleviated by white paper Tx upgrades
SCE Eastern Study Area | Palo Verde | 500 | Clines Corner 345 kV (PNM) | OOS Wind, SW Wind – Ext Tx | 124 | 0 | 124 | Not Available | 1* | Not Available | Not Available | 1 | 1 | [5 empty] | 2) Tx exceedances alleviated by white paper Tx upgrades
SCE Eastern Study Area | Palo Verde | 500 | Proposed Substation, Lincoln County, NM | OOS Wind, New Mexico Wind – New Tx | 2328 | 0 | 2328 | Not Available | 1* | Not Available | Not Available | 1 | 1 | [5 empty] | 2) Tx exceedances alleviated by white paper Tx upgrades
PG&E Fresno Study Area | Panoche | 230 |  | Li_Battery | 270 | 0 | 270 | Not Applicable | 3 | Not Applicable | Not Applicable | 2 | 1 | Yes | Yes | Yes | Yes | No | 2) Multiple exceedances remain even after upgrades in actual and default limit Tx constraints; 4) No high confidence CI, but amount is less than total CI
PG&E Fresno Study Area | Panoche | 230 |  | Solar | 0 | 370 | 370 | 1 | 3 | 1 | 1 | 2 | 1 | [5 empty] | 2) Multiple exceedances remain even after upgrades in actual and default limit Tx constraints 4) No high confidence CI, but amount is equal to total CI
SCE Northern Area | Pastoria | 230 |  | Li_Battery | 80 | 0 | 80 | Not Applicable | 1* | Not Applicable | Not Applicable | 1 | 1 | No | No | Yes | Yes | No | 2) Tx exceedance alleviated by upgrade in White Paper
SCE Northern Area | Pastoria | 230 |  | Solar | 0 | 106.875 | 106.875 | 1 | 1* | 1 | 1 | 1 | 1 | [5 empty] | 2) Tx exceedance alleviated by upgrade in White Paper
SCE North of Lugo (NOL) Study Area | Pisgah | 230 |  | In-State Wind | 100 | 0 | 100 | 1 | 1* | 1 | 1 | 2 | 1 | [5 empty] | 2) Tx exceedance alleviated by upgrade in White Paper; 4) amount exceeds high confidence CI but not total CI
SCE North of Lugo (NOL) Study Area | Pisgah | 230 |  | Li_Battery | 190 | 0 | 190 | Not Applicable | 1* | Not Applicable | Not Applicable | 2 | 1 | No | Yes | Yes | No | No | 2) Tx exceedance alleviated by upgrade in White Paper; 4) No high confidence CI, but amount is less than total CI
SCE North of Lugo (NOL) Study Area | Pisgah | 230 |  | Solar | 50 | 250 | 300 | 2 | 1* | 1 | 1 | 2 | 1 | [5 empty] | 1) To reduce land use/env impact, areas further than 10 miles from substation were considered; 2) Tx exceedance alleviated by upgrade in White Paper; 4) No high confidence CI, but amount is equal to total CI
PG&E North of Greater Bay Study Area | Pittsburg | 230 |  | Li_Battery | 400 | 0 | 400 | Not Applicable | 3 | Not Applicable | Not Applicable | 2+ | 1 | No | Yes | Yes | No | No | 2) Exceedance in an actual limit Tx constraint; 4) Amount mapped is less than the high confidence commercial interest
SCE Northern Area | Rector | 230 |  | Solar | 0 | 100 | 100 | 1 | 1* | 1 | 1 | 2 | 1 | [5 empty] | 2) Tx exceedance alleviated by upgrade in White Paper; 4) No high confidence CI, but amount is less than total CI
SCE Eastern Study Area | Redbluff | 500 |  | LDES | 700 | 0 | 700 | Not Applicable | 1* | Not Applicable | Not Applicable | 1 | 1 | [5 empty] | 2) Tx exceedances alleviated by upgrades in White Paper
SCE Eastern Study Area | Redbluff | 500 |  | Li_Battery | 231.4 | 0 | 231.4 | Not Applicable | 1* | Not Applicable | Not Applicable | 1 | 1 | No | No | No | No | Yes | 2) Tx exceedances alleviated by upgrades in White Paper
SCE Eastern Study Area | Redbluff | 500 |  | Solar | 250 | 400 | 650 | 1 | 1* | 1 | 1 | 1 | 1 | [5 empty] | 2) Tx exceedances alleviated by upgrades in White Paper
SCE Eastern Study Area | Redbluff | 230 |  | Li_Battery | 830.1536 | 0 | 830.1536 | Not Applicable | 1* | Not Applicable | Not Applicable | 3+ | 1 | No | No | No | No | Yes | 2) Tx exceedances alleviated by upgrades in White Paper; 4) Amount mapped is significantly less than the high confidence commercial interest
SCE Eastern Study Area | Redbluff | 230 |  | Solar | 912 | 1127 | 2039 | 1 | 1* | 1 | 1 | 1 | 1 | [5 empty] | 2) Tx exceedances alleviated by upgrades in White Paper
PG&E East Kern Study Area | Renfro | 115 |  | Solar | 0 | 0 | 0 | 1 | 3 | 1 | 1 | 1 | 2* | [5 empty] | 5) Previously mapped resources to substation; however, did not map here because substation has no CI (4). Staff lowered to level-2 flag
PG&E East Kern Study Area | Rio Bravo | 115 |  | Li_Battery | 55 | 0 | 55 | Not Applicable | 3 | Not Applicable | Not Applicable | 1 | 1 | No | Yes | Yes | Yes | No | 2) Multiple exceedances remain even after upgrades in actual and default limit Tx constraints
PG&E East Kern Study Area | Rio Bravo | 115 |  | Solar | 0 | 55 | 55 | 1 | 3 | 1 | 1 | 1 | 1 | [5 empty] | 2) Multiple exceedances remain even after upgrades in actual and default limit Tx constraints
PG&E North of Greater Bay Study Area | Rio Oso | 230 |  | In-State Wind | 0 | 0 | 0 | 1 | 3 | 1 | 1 | 1 | 3 | [5 empty] | 5) Previously mapped resources to substation; however, did not map here because substation has no CI (4)
PG&E North of Greater Bay Study Area | Rio Oso | 230 |  | Li_Battery | 110 | 0 | 110 | Not Applicable | 3 | Not Applicable | Not Applicable | 1 | 1 | No | No | Yes | No | No | 2) Multiple exceedances in actual and default limit Tx constraints
PG&E North of Greater Bay Study Area | Rio Oso | 230 |  | Solar | 120 | 150 | 270 | 1 | 3 | 1 | 1 | 2 | 1 | [5 empty] | 2) Multiple exceedances in actual and default limit Tx constraints; 4) No high confidence CI, but amount is less than total CI
SCE North of Lugo (NOL) Study Area | Roadway | 115 |  | Li_Battery | 159.94 | 0 | 159.94 | Not Applicable | 3 | Not Applicable | Not Applicable | 1 | 1 | No | Yes | Yes | No | No | 2) Multiple exceedances remain even after upgrades in actual limit Tx constraints
SCE North of Lugo (NOL) Study Area | Roadway | 115 |  | Solar | 0 | 220.92 | 220.92 | 1 | 3 | 1 | 2 | 1 | 1 | [5 empty] | 2) Multiple exceedances remain even after upgrades in actual limit Tx constraints; 3b) high value in Biodiversity and very high value in Native Species Richness
PG&E North of Greater Bay Study Area | Round Mountain | 230 |  | In-State Wind | 115 | 209.5 | 324.5 | 1 | 3 | 2 | 3 | 2 | 1 | [5 empty] | 2) Exceedance in an actual limit Tx constraint; 3a) Estimated size of build exceeds the amount of Low Implication acres wind resource potential; 3b) high value in Intactness and very high values in Native Species Richness and Wildfire Threat; 4) Amount mapped exceeds total CI
SDG&E Study Area | San Luis Rey | 230 |  | Li_Battery | 65 | 0 | 65 | Not Applicable | 1* | Not Applicable | Not Applicable | 1 | 1 | No | No | Yes | No | No | 2) Tx exceedances alleviated by white paper Tx upgrades
SCE Northern Area | Santa Clara | 230 |  | Li_Battery | 221 | 0 | 221 | Not Applicable | 1 | Not Applicable | Not Applicable | 1 | 1 | No | No | Yes | No | No
SCE Northern Area | Santa Clara | 230 |  | Solar | 75 | 325 | 400 | 1 | 1 | 1 | 1 | 3 | 1 | [5 empty] | 4) No solar CI
PG&E Fresno Study Area | Schindler | 115 |  | Li_Battery | 75 | 0 | 75 | Not Applicable | 2 | Not Applicable | Not Applicable | 1 | 1 | Yes | Yes | Yes | Yes | No | 2) Exceedance in a default limit Tx constraint
PG&E Fresno Study Area | Schindler | 115 |  | Solar | 50 | 100 | 150 | 1 | 2 | 1 | 1 | 1 | 1 | [5 empty] | 2) Exceedance in a default limit Tx constraint
PG&E Fresno Study Area | Semitropic | 115 |  | Li_Battery | 75 | 0 | 75 | Not Applicable | 2 | Not Applicable | Not Applicable | 2 | 1 | No | Yes | Yes | Yes | No | 2) Exceedance in a default limit Tx constraint; 4) No high confidence CI, but amount is less than total CI
PG&E Fresno Study Area | Semitropic | 115 |  | Solar | 0 | 100 | 100 | 1 | 2 | 1 | 1 | 1 | 1 | [5 empty] | 2) Exceedance in a default limit Tx constraint
PG&E East Kern Study Area | Shafter | 115 |  | Li_Battery | 80 | 0 | 80 | Not Applicable | 3 | Not Applicable | Not Applicable | 2 | 1 | No | Yes | Yes | Yes | No | 2) Exceedance in an actual limit Tx constraint remains even after White Paper upgrade; 4) No high confidence CI, but amount is less than total CI
PG&E East Kern Study Area | Shafter | 115 |  | Solar | 0 | 110 | 110 | 1 | 3 | 1 | 1 | 2 | 1 | [5 empty] | 2) Exceedance in an actual limit Tx constraint remains even after White Paper upgrade; 4) No high confidence CI, but amount is roughly rqual to the total CI
SDG&E Study Area | Silvergate | 230 |  | Li_Battery | 200 | 0 | 200 | Not Applicable | 1* | Not Applicable | Not Applicable | 1 | 1 | Yes | Yes | Yes | No | No | 2) Tx exceedances alleviated by white paper Tx upgrades
PG&E North of Greater Bay Study Area | Shilo III | 230 |  | In-State Wind | 0 | 0 | 0 | 2 | 3 | 1 | 1 | 1 | 2* | [5 empty] | 5) Previously mapped resources to substation; however, shifted to nearby Birds Landing substation to align with CI.
East of Pisgah Study Area | Sloan Canyon (fka Bob) | 230 |  | In-State Wind | 303 | 0 | 303 | 2 | 2* | 2 | Not Available | 1 | 1 | [5 empty] | 1) To reduce land use/env impacts, resource potential at further distance is included; 2) Large exceedance in default limit Tx constraint remains; 3a) acreage required for amount exceeds 50% of low potential impact land.
PG&E East Kern Study Area | Solar SS | 230 |  | Li_Battery | 55 | 0 | 55 | Not Applicable | 2 | Not Applicable | Not Applicable | 2 | 1 | No | No | Yes | No | No | 2) Exceedances in default limit Tx constraints; 4) No high confidence CI, but amount is less than total CI
PG&E East Kern Study Area | Solar SS | 230 |  | Solar | 60 | 65 | 125 | 1 | 2 | 1 | 1 | 2 | 1 | [5 empty] | 2) Exceedances in default limit Tx constraints; 4) No high confidence CI, but amount is equal to the total CI
SCE Northern Area | Springville | 230 |  | Li_Battery | 50 | 0 | 50 | Not Applicable | 1* | Not Applicable | Not Applicable | 2 | 1 | Yes | No | Yes | No | No | 2) Tx exceedance alleviated by upgrade in White Paper; 4) No high confidence CI, but amount is less than total CI
SCE Northern Area | Springville | 230 |  | Solar | 50 | 140 | 190 | 1 | 1* | 1 | 1 | 2 | 1 | [5 empty] | 2) Tx exceedance alleviated by upgrade in White Paper; 4) No high confidence CI, but amount is less than the total CI
PG&E East Kern Study Area | Stockdale | 230 |  | Solar | 0 | 0 | 0 | 1 | 1* | 1 | 1 | 1 | 2* | [5 empty] | 5) Previously mapped resources to substation; however, did not map here because substation has no CI (4). Staff lowered to level-2 flag
PG&E North of Greater Bay Study Area | Summit | 115 | Bannock 120 kV (NVEP) | Geothermal, Northern NV | 40 | 0 | 40 | Not Available | 3 | Not Available | Not Available | 1 | 1 | [5 empty] | 2) Exceedances in actual limit Tx constraints
SDG&E Study Area | Sycamore | 230 |  | LDES | 500 | 0 | 500 | Not Applicable | 1* | Not Applicable | Not Applicable | 2 | 1 | [5 empty] | 2) Tx exceedances alleviated by white paper Tx upgrades; 4) Amount exceeds high confidence CI (none) but not total CI
SDG&E Study Area | Sycamore | 138 |  | Li_Battery | 300 | 0 | 300 | Not Applicable | 1* | Not Applicable | Not Applicable | 1 | 1 | Yes | No | Yes | No | No | 2) Tx exceedances alleviated by white paper Tx upgrades
SDG&E Study Area | Talega | 230 |  | Li_Battery | 80 | 0 | 80 | Not Applicable | 1 | Not Applicable | Not Applicable | 1 | 2* | No | No | Yes | No | No | 5) significantly lower amount of resources than mapped in previous base case; mapping resources to other substations improved compliance with battery mapping criteria. Staff lowered flag to level-2
PG&E East Kern Study Area | Templeton | 230 |  | In-State Wind | 188 | 0 | 188 | 2 | 3 | 2 | 2 | 3 | 1 | [5 empty] | 1) Portion of resource potential is some distance (>15 mi) from substation; 2) Multiple exceedances remain even after upgrades in actual and default limit Tx constraints; 3a) Estimated size of resource build exceeds amount of low implication acres; 3b) High values in Biodiversity and Rare Species Richness and very high value in Wildfire Risk; 4) No CI
PG&E North of Greater Bay Study Area | Tesla | 230 |  | In-State Wind | 100 | 100 | 200 | 1 | 3 | 1 | 1 | 1 | 1 | [5 empty] | 2) Tx exceedance in an actual limit Tx constraint
PG&E North of Greater Bay Study Area | Tesla | 500 |  | Li_Battery | 250 | 0 | 250 | Not Applicable | 3 | Not Applicable | Not Applicable | 1 | 1 | No | No | Yes | No | No | 2) Tx exceedance in an actual limit Tx constraint
PG&E North of Greater Bay Study Area | Tesla | 500 |  | Solar | 50 | 350 | 400 | 2 | 3 | 1 | 1 | 1 | 1 | [5 empty] | 1) high potential costs of interconnecting to 500 kV, given amount of MW mapped to substation; 2) Tx exceedance in an actual limit Tx constraint
PG&E North of Greater Bay Study Area | Thermalito | 230 |  | In-State Wind | 40 | 40 | 80 | 1 | 3 | 1 | 1 | 3 | 3 | [5 empty] | 2) Tx exceedance in an actual limit Tx constraint; 4) No CI; 5) Significantly less wind mapped than in previous base case becauseTx constraints and no CI
SDG&E Study Area | Trabuco | 138 |  | Li_Battery | 0 | 0 | 0 | Not Applicable | 1 | Not Applicable | Not Applicable | 1 | 2* | No | No | Yes | Yes | No | 5) Previously mapped resources to substation; however, did not map here due mapping resources to other substations improved compliance with battery mapping criteria. Staff lowered flag to level-2
PG&E Fresno Study Area | Tranquility | 230 |  | Li_Battery | 575 | 0 | 575 | Not Applicable | 3 | Not Applicable | Not Applicable | 1 | 1 | No | Yes | Yes | Yes | No | 2) Multiple exceedances remain in actual and default limit Tx constraints even after upgrades
PG&E Fresno Study Area | Tranquility | 230 |  | Solar | 416 | 833 | 1249 | 1 | 3 | 1 | 1 | 2 | 1 | [5 empty] | 2) Multiple exceedances remain in actual and default limit Tx constraints even after upgrades; 4) Amount slightly exceeds high confidence CI but is less than total CI
East of Pisgah Study Area | Trout Canyon (fka Crazy Eyes) | 230 |  | Li_Battery | 955 | 0 | 955 | Not Applicable | 2* | Not Applicable | Not Applicable | 2+ | 1 | No | No | No | No | Yes | 2) Large exceedance in default limit Tx constraint remains; 4) Amount mapped is less than the high confidence commercial interest
East of Pisgah Study Area | Trout Canyon (fka Crazy Eyes) | 230 |  | Solar | 525 | 1558 | 2083 | 2 | 2* | 1 | Not Available | 1 | 1 | [5 empty] | 1) To reduce land use/env impacts, areas further than 10 miles from substation were considered; 2) Large exceedance in default limit Tx constraint remains
PG&E North of Greater Bay Study Area | Tulucay | 230 |  | In-State Wind | 0 | 0 | 0 | 1 | 3 | 1 | 1 | 1 | 3 | [5 empty] | 5) Previously mapped resources to substation; however, did not map here because substation has no CI (4)
PG&E North of Greater Bay Study Area | Vaca Dixon | 500 |  | In-State Wind | 0 | 0 | 0 | 2 | 3 | 1 | 1 | 1 | 3 | [5 empty] | 5) Previously mapped resources to substation; however, did not map here because substation has no CI (4) and high interconnection costs for 500 kV substation for smaller MW amounts (1)
PG&E North of Greater Bay Study Area | Vaca Dixon | 115 |  | Li_Battery | 12 | 0 | 12 | Not Applicable | 3 | Not Applicable | Not Applicable | 2+ | 1 | No | No | Yes | No | No | 2) Exceedance in an actual limit Tx constraint; 4) Amount mapped is less than the high confidence commercial interest
PG&E North of Greater Bay Study Area | Vaca Dixon | 115 |  | Solar | 14 | 10 | 24 | 1 | 3 | 1 | 1 | 1 | 1 | [5 empty] | 2) Exceedance in an actual limit Tx constraint
SCE Eastern Study Area | Valley | 500 |  | Li_Battery | 0 | 0 | 0 | Not Applicable | 1* | Not Applicable | Not Applicable | 2+ | 1 | Yes | No | No | No | No | 4) No resources mapped but significant total CI
East of Pisgah Study Area | Valley (VEA) | 138 |  | Li_Battery | 40 | 0 | 40 | Not Applicable | 2* | Not Applicable | Not Applicable | 1 | 1 | Yes | No | No | No | No | 2) Large exceedance in default limit Tx constraint remains
East of Pisgah Study Area | Valley (VEA) | 138 |  | Solar | 0 | 50 | 50 | 1 | 2* | 1 | Not Available | 1 | 1 | [5 empty] | 2) Large exceedance in default limit Tx constraint remains
SCE Northern Area | Vestal | 230 |  | Li_Battery | 358 | 0 | 358 | Not Applicable | 1* | Not Applicable | Not Applicable | 1 | 1 | Yes | Yes | Yes | Yes | No | 2) Tx exceedance alleviated by upgrade in White Paper
SCE Northern Area | Vestal | 230 |  | Solar | 350 | 451.13 | 801.13 | 1 | 1* | 1 | 1 | 1 | 1 | [5 empty] | 2) Tx exceedance alleviated by upgrade in White Paper
SCE North of Lugo (NOL) Study Area | Victor | 230 |  | Li_Battery | 220 | 0 | 220 | Not Applicable | 3 | Not Applicable | Not Applicable | 2 | 1 | No | No | Yes | No | No | 2) Tx exceedance in an actual limit Tx constraint remains even after upgrade; 4) Amount mapped is significantly less than the high confidence commercial interest
SCE North of Lugo (NOL) Study Area | Victor | 230 |  | Solar | 110 | 290.3943 | 400.3943 | 1 | 3 | 1 | 2 | 2 | 1 | [5 empty] | 2) Tx exceedance in an actual limit Tx constraint remains even after upgrade; 3b) high value in Biodiversity and very high value in Native Species Richness; 4) No high confidence CI, but amount is equal to total CI
SCE Northern Area | Vincent | 230 |  | Li_Battery | 1223.59 | 0 | 1223.59 | Not Applicable | 1 | Not Applicable | Not Applicable | 2+ | 1 | No | No | Yes | No | Yes | 4) Amount mapped is less than the high confidence commercial interest
SCE Northern Area | Vincent | 230 |  | Solar | 1.3 | 1301.7 | 1303 | 1 | 1 | 1 | 1 | 1 | 1
East of Pisgah Study Area | Vista (VEA) | 138 |  | Li_Battery | 65 | 0 | 65 | Not Applicable | 2* | Not Applicable | Not Applicable | 2 | 1 | No | No | No | No | No | 2) Large exceedance in default limit Tx constraint remains; 4) No high confidence CI, but amount is less than total CI
East of Pisgah Study Area | Vista (VEA) | 138 |  | Solar | 100 | 100 | 200 | 1 | 2* | 1 | Not Available | 2 | 1 | [5 empty] | 2) Large exceedance in default limit Tx constraint remains; 4) amount exceeds high confidence CI but not total CI
SCE Metro Study Area | Walnut | 230 |  | Li_Battery | 300 | 0 | 300 | Not Applicable | 1 | Not Applicable | Not Applicable | 1 | 2 | Yes | Yes | Yes | Yes | No | 5) Amount mapped is 100 MW less than previous base case
PG&E Fresno Study Area | Westley | 230 |  | Li_Battery | 99.5 | 0 | 99.5 | Not Applicable | 3 | Not Applicable | Not Applicable | 1 | 1 | No | Yes | Yes | Yes | No | 2) Multiple exceedances remain in actual and default limit Tx constraints even after upgrades
PG&E Fresno Study Area | Westley | 230 |  | Solar | 91 | 119.32 | 210.32 | 1 | 3 | 1 | 1 | 1 | 1 | [5 empty] | 2) Multiple exceedances remain in actual and default limit Tx constraints even after upgrades
PG&E East Kern Study Area | Wheeler Ridge | 115 |  | Li_Battery | 117 | 0 | 117 | Not Applicable | 2 | Not Applicable | Not Applicable | 1 | 1 | No | Yes | Yes | Yes | Yes | 2) Tx exceedance in default limit constraint
PG&E East Kern Study Area | Wheeler Ridge | 115 |  | Solar | 170 | 155.321 | 325.321 | 1 | 2 | 1 | 1 | 2 | 1 | [5 empty] | 2) Tx exceedance in default limit constraint; 4) Amount exceeds high confidence CI but roughly equal to total CI
PG&E East Kern Study Area | Wheeler Ridge | 230 |  | Li_Battery | 170 | 0 | 170 | Not Applicable | 3 | Not Applicable | Not Applicable | 2 | 1 | No | Yes | Yes | Yes | Yes | 2) Multiple exceedances remain in actual and default limit Tx constraints even after upgrades; 4) No high confidence CI, but amount is less than total CI
PG&E East Kern Study Area | Wheeler Ridge | 230 |  | Solar | 210 | 240 | 450 | 1 | 3 | 1 | 1 | 2 | 1 | [5 empty] | 2) Multiple exceedances remain in actual and default limit Tx constraints even after upgrades; 4) Amount exceeds high confidence CI but not total CI
SCE Northern Area | Whirlwind | 230 |  | In-State Wind | 92.9 | 0 | 92.9 | 1 | 1* | 1 | 2 | 1 | 1 | [5 empty] | 2) Tx exceedance alleviated by upgrade in White Paper; 3b) very high value in Important Bird Area.
SCE Northern Area | Whirlwind | 230 |  | LDES | 500 | 0 | 500 | Not Applicable | 1* | Not Applicable | Not Applicable | 1 | 1 | [5 empty] | 2) Tx exceedance alleviated by upgrade in White Paper
SCE Northern Area | Whirlwind | 230 |  | Li_Battery | 1516.62 | 0 | 1516.62 | Not Applicable | 1* | Not Applicable | Not Applicable | 2 | 2 | No | No | Yes | No | Yes | 2) Tx exceedance alleviated by upgrade in White Paper; 4) Amount exceeds high confidence CI but not total CI; 5) Amount mapped is slightly less than in previous base case
SCE Northern Area | Whirlwind | 230 |  | Solar | 650 | 1878.995 | 2528.995 | 1 | 1* | 1 | 2 | 2 | 1 | [5 empty] | 2) Tx exceedance alleviated by upgrade in White Paper; 3b) high values in Biodiversity and Important Bird Areas and very high value in Native Species Richness; 4) Amount exceeds high confidence CI but not total CI
SCE Northern Area | Windhub | 500 |  | Li_Battery | 350 | 0 | 350 | Not Applicable | 1* | Not Applicable | Not Applicable | 2+ | 1 | No | No | Yes | No | Yes | 2) Tx exceedance alleviated by upgrade in White Paper; 4) Amount mapped is less than the high confidence commercial interest
SCE Northern Area | Windhub | 500 |  | Solar | 650 | 500 | 1150 | 1 | 1* | 1 | 1 | 2 | 1 | [5 empty] | 2) Tx exceedance alleviated by upgrade in White Paper; 4) Amount exceeds high confidence CI but not total CI
SCE Northern Area | Windhub | 230 |  | In-State Wind | 188 | 0 | 188 | 2 | 1* | 1 | 1 | 1 | 2 | [5 empty] | 1) Resource potential is some distance (up to 20 mi) from substation; 2) Tx exceedance alleviated by upgrade in White Paper; 5) fewer resources mapped compared with prior base case to better align with in-development and CI interest at Windhub and Whirlwind
SCE Northern Area | Windhub | 230 |  | Li_Battery | 1015.205 | 0 | 1015.205 | Not Applicable | 1* | Not Applicable | Not Applicable | 3+ | 1 | No | No | Yes | No | Yes | 2) Tx exceedance alleviated by upgrade in White Paper; 4) Amount mapped is significantly less than the high confidence commercial interest
SCE Northern Area | Windhub | 230 |  | Solar | 681 | 1153 | 1834 | 1 | 1* | 1 | 1 | 1 | 1 | [5 empty] | 2) Tx exceedance alleviated by upgrade in White Paper
PG&E North of Greater Bay Study Area | Woodland | 115 |  | Li_Battery | 12 | 0 | 12 | Not Applicable | 3 | Not Applicable | Not Applicable | 1 | 1 | Yes | No | Yes | No | No | 2) Tx exceedances in actual and default limit constraints
PG&E North of Greater Bay Study Area | Woodland | 115 |  | Solar | 0 | 12 | 12 | 1 | 3 | 1 | 1 | 1 | 1 | [5 empty] | 2) Tx exceedances in actual and default limit constraints

## Res_Add_forSens
Tab shows where the additional resources in the sensitivity portfolio are mapped on top of base case portfolio resources to ensure consistency with base case portfolio
|  |  | Base Case Portfolio Resources | [12 empty] | Added Resources | [12 empty] | Total Mapped Resources
|  |  | Geothermal | Biomass | Wind | Wind | OOS Wind | OOS Wind | Offshore Wind | Offshore Wind | Distributed Solar | Solar | Solar | Li_Battery | PSH | Geothermal | Biomass | Wind | Wind | OOS Wind | OOS Wind | Offshore Wind | Offshore Wind | Distributed Solar | Solar | Solar | Li_Battery | PSH | Geothermal | Biomass | Wind | Wind | OOS Wind | OOS Wind | Offshore Wind | Offshore Wind | Distributed Solar | Solar | Solar | Li_Battery | PSH | Has
Area | Substation | Voltage | FCDS | FCDS | FCDS | EODS | FCDS | EODS | FCDS | EODS | FCDS | FCDS | EODS | FCDS | FCDS | FCDS | FCDS | FCDS | EODS | FCDS | EODS | FCDS | EODS | FCDS | FCDS | EODS | FCDS | FCDS | FCDS | FCDS | FCDS | EODS | FCDS | EODS | FCDS | EODS | FCDS | FCDS | EODS | FCDS | FCDS | Res | Notes
PG&E East Kern Study Area | 7th Standard | 115 | 0 | 0 | 0 | 0 | 0 | 0 | 0 | 0 | 0 | 0 | 0 | 0 | 0 | [13 empty] | 0 | 0 | 0 | 0 | 0 | 0 | 0 | 0 | 0 | 0 | 0 | 0 | 0 | 0
SCE Metro Study Area | Alamitos | 230 | 0 | 0 | 0 | 0 | 0 | 0 | 0 | 0 | 0 | 0 | 0 | 0 | 0 | [13 empty] | 0 | 0 | 0 | 0 | 0 | 0 | 0 | 0 | 0 | 0 | 0 | 0 | 0 | 0
PG&E Fresno Study Area | Alpaugh | 115 | 0 | 3 | 0 | 0 | 0 | 0 | 0 | 0 | 0 | 0 | 0 | 0 | 0 | [9 empty] | 20 | 200 | 145 |  | 0 | 3 | 0 | 0 | 0 | 0 | 0 | 0 | 0 | 20 | 200 | 145 | 0 | 1
SCE Northern Area | Antelope | 500 | 0 | 0 | 0 | 0 | 0 | 0 | 0 | 0 | 0 | 0 | 0 | 0 | 0 | [13 empty] | 0 | 0 | 0 | 0 | 0 | 0 | 0 | 0 | 0 | 0 | 0 | 0 | 0 | 0
SCE Northern Area | Antelope | 230 | 0 | 0 | 0 | 0 | 0 | 0 | 0 | 0 | 3 | 450 | 497 | 438.8 | 0 | [9 empty] | 200 | 125 | 75 |  | 0 | 0 | 0 | 0 | 0 | 0 | 0 | 0 | 3 | 650 | 622 | 513.8 | 0 | 1
PG&E East Kern Study Area | Arco | 230 | 0 | 0 | 0 | 0 | 0 | 0 | 0 | 0 | 0 | 125 | 28 | 75.64 | 0 | [9 empty] | 5 | 493 | 305 |  | 0 | 0 | 0 | 0 | 0 | 0 | 0 | 0 | 0 | 130 | 521 | 380.64 | 0 | 1
SCE Metro Study Area | Arcogen | 230 | 0 | 0 | 0 | 0 | 0 | 0 | 0 | 0 | 0 | 0 | 0 | 0 | 0 | [13 empty] | 0 | 0 | 0 | 0 | 0 | 0 | 0 | 0 | 0 | 0 | 0 | 0 | 0 | 0
PG&E East Kern Study Area | Avenal | 115 | 0 | 0 | 0 | 0 | 0 | 0 | 0 | 0 | 0 | 0 | 0 | 0 | 0 | [13 empty] | 0 | 0 | 0 | 0 | 0 | 0 | 0 | 0 | 0 | 0 | 0 | 0 | 0 | 0
SCE Northern Area | Bailey | 230 | 0 | 0 | 0 | 0 | 0 | 0 | 0 | 0 | 0 | 0 | 0 | 0 | 0 | [13 empty] | 0 | 0 | 0 | 0 | 0 | 0 | 0 | 0 | 0 | 0 | 0 | 0 | 0 | 0
PG&E East Kern Study Area | Bakersfield | 230 | 0 | 0 | 0 | 0 | 0 | 0 | 0 | 0 | 0 | 0 | 0 | 0 | 0 | [13 empty] | 0 | 0 | 0 | 0 | 0 | 0 | 0 | 0 | 0 | 0 | 0 | 0 | 0 | 0
SCE Metro Study Area | Barre | 230 | 0 | 0 | 0 | 0 | 0 | 0 | 0 | 0 | 0 | 0 | 0 | 10 | 0 | [11 empty] | 45 |  | 0 | 0 | 0 | 0 | 0 | 0 | 0 | 0 | 0 | 0 | 0 | 55 | 0 | 1
SDG&E Study Area | Bay Boulevard | 230 | 0 | 0 | 0 | 0 | 0 | 0 | 0 | 0 | 0 | 0 | 0 | 0 | 0 | [13 empty] | 0 | 0 | 0 | 0 | 0 | 0 | 0 | 0 | 0 | 0 | 0 | 0 | 0 | 0
East of Pisgah Study Area | Beatty | 138 | 0 | 0 | 0 | 0 | 0 | 0 | 0 | 0 | 0 | 0 | 0 | 0 | 0 | 440 | [8 empty] | 100 | 300 | 215 |  | 440 | 0 | 0 | 0 | 0 | 0 | 0 | 0 | 0 | 100 | 300 | 215 | 0 | 1
PG&E North of Greater Bay Study Area | Bellota | 230 | 0 | 0 | 0 | 0 | 0 | 0 | 0 | 0 | 0 | 0 | 0 | 0 | 0 | [9 empty] | 100 | 250 | 175 |  | 0 | 0 | 0 | 0 | 0 | 0 | 0 | 0 | 0 | 100 | 250 | 175 | 0 | 1
PG&E North of Greater Bay Study Area | Bellota | 115 | 0 | 4 | 0 | 0 | 0 | 0 | 0 | 0 | 0 | 0 | 0 | 132 | 0 | [10 empty] | 240 | 112 |  | 0 | 4 | 0 | 0 | 0 | 0 | 0 | 0 | 0 | 0 | 240 | 244 | 0 | 1
PG&E North of Greater Bay Study Area | Bellevue | 115 | 0 | 0 | 0 | 0 | 0 | 0 | 0 | 0 | 0 | 0 | 0 | 0 | 0 | [13 empty] | 0 | 0 | 0 | 0 | 0 | 0 | 0 | 0 | 0 | 0 | 0 | 0 | 0 | 0
SCE Northern Area | Big Creek Hydro Facilities | 230 | 0 | 6 | 0 | 0 | 0 | 0 | 0 | 0 | 0 | 0 | 0 | 0 | 0 | [13 empty] | 0 | 6 | 0 | 0 | 0 | 0 | 0 | 0 | 0 | 0 | 0 | 0 | 0 | 1
PG&E North of Greater Bay Study Area | Birds Landing | 230 | 0 | 0 | 120 | 0 | 0 | 0 | 0 | 0 | 0 | 0 | 0 | 0 | 0 | [10 empty] | 100 | 70 |  | 0 | 0 | 120 | 0 | 0 | 0 | 0 | 0 | 0 | 0 | 100 | 70 | 0 | 1
SDG&E Study Area | BlytheSC 161 kV | 161 | 0 | 0 | 0 | 0 | 0 | 0 | 0 | 0 | 0 | 0 | 0 | 0 | 0 | [13 empty] | 0 | 0 | 0 | 0 | 0 | 0 | 0 | 0 | 0 | 0 | 0 | 0 | 0 | 0
PG&E Fresno Study Area | Borden | 230 | 0 | 0 | 0 | 0 | 0 | 0 | 0 | 0 | 0 | 0 | 0 | 0 | 0 | [10 empty] | 200 | 150 |  | 0 | 0 | 0 | 0 | 0 | 0 | 0 | 0 | 0 | 0 | 200 | 150 | 0 | 1
PG&E North of Greater Bay Study Area | Brentwood | 230 | 0 | 0 | 0 | 0 | 0 | 0 | 0 | 0 | 0 | 0 | 0 | 0 | 0 | [13 empty] | 0 | 0 | 0 | 0 | 0 | 0 | 0 | 0 | 0 | 0 | 0 | 0 | 0 | 0
PG&E North of Greater Bay Study Area | Bridgeville | 115 | 0 | 0 | 0 | 0 | 0 | 0 | 0 | 0 | 0 | 0 | 0 | 0 | 0 | [13 empty] | 0 | 0 | 0 | 0 | 0 | 0 | 0 | 0 | 0 | 0 | 0 | 0 | 0 | 0
PG&E Fresno Study Area | Cabrillo | 115 | 0 | 0 | 99 | 0 | 0 | 0 | 0 | 0 | 0 | 0 | 0 | 0 | 0 | [13 empty] | 0 | 0 | 99 | 0 | 0 | 0 | 0 | 0 | 0 | 0 | 0 | 0 | 0 | 1
PG&E Fresno Study Area | Cal Ave | 115 | 0 | 0 | 0 | 0 | 0 | 0 | 0 | 0 | 0 | 0 | 0 | 0 | 0 | [13 empty] | 0 | 0 | 0 | 0 | 0 | 0 | 0 | 0 | 0 | 0 | 0 | 0 | 0 | 0
SCE North of Lugo (NOL) Study Area | Calcite | 230 | 0 | 0 | 0 | 0 | 0 | 0 | 0 | 0 | 0 | 50 | 350 | 250 | 0 | [9 empty] | 50 |  | 10 |  | 0 | 0 | 0 | 0 | 0 | 0 | 0 | 0 | 0 | 100 | 350 | 260 | 0 | 1
PG&E East Kern Study Area | Caliente | 230 | 0 | 2 | 0 | 0 | 0 | 0 | 0 | 0 | 0 | 0 | 0 | 0 | 0 | [9 empty] | 100 |  |  |  | 0 | 2 | 0 | 0 | 0 | 0 | 0 | 0 | 0 | 100 | 0 | 0 | 0 | 1
PG&E East Kern Study Area | California Water | 115 | 0 | 0 | 0 | 0 | 0 | 0 | 0 | 0 | 0 | 0 | 0 | 0 | 0 | [13 empty] | 0 | 0 | 0 | 0 | 0 | 0 | 0 | 0 | 0 | 0 | 0 | 0 | 0 | 0
PG&E Fresno Study Area | Cantua | 115 | 0 | 0 | 0 | 0 | 0 | 0 | 0 | 0 | 0 | 0 | 0 | 0 | 0 | [13 empty] | 0 | 0 | 0 | 0 | 0 | 0 | 0 | 0 | 0 | 0 | 0 | 0 | 0 | 0
SDG&E Study Area | Capistrano | 230 | 0 | 0 | 0 | 0 | 0 | 0 | 0 | 0 | 0 | 0 | 0 | 0 | 0 | [13 empty] | 0 | 0 | 0 | 0 | 0 | 0 | 0 | 0 | 0 | 0 | 0 | 0 | 0 | 0
SDG&E Study Area | Capistrano | 138 | 0 | 0 | 0 | 0 | 0 | 0 | 0 | 0 | 0 | 0 | 0 | 200 | 0 | [13 empty] | 0 | 0 | 0 | 0 | 0 | 0 | 0 | 0 | 0 | 0 | 0 | 200 | 0 | 1
East of Pisgah Study Area | Carpenter Canyon (fka Gamebird) | 230 | 0 | 0 | 0 | 0 | 0 | 0 | 0 | 0 | 0 | 150 | 60 | 40 | 0 | [9 empty] | 100 | 410 | 270 |  | 0 | 0 | 0 | 0 | 0 | 0 | 0 | 0 | 0 | 250 | 470 | 310 | 0 | 1
PG&E North of Greater Bay Study Area | Carquinez | 115 | 0 | 0 | 0 | 0 | 0 | 0 | 0 | 0 | 0 | 0 | 0 | 0 | 0 | [13 empty] | 0 | 0 | 0 | 0 | 0 | 0 | 0 | 0 | 0 | 0 | 0 | 0 | 0 | 0
PG&E North of Greater Bay Study Area | Cayetano | 230 | 0 | 0 | 0 | 0 | 0 | 0 | 0 | 0 | 0 | 0 | 0 | 0 | 0 | [9 empty] | 10 | 100 | 80 |  | 0 | 0 | 0 | 0 | 0 | 0 | 0 | 0 | 0 | 10 | 100 | 80 | 0 | 1
SCE Metro Study Area | Center | 230 | 0 | 0 | 0 | 0 | 0 | 0 | 0 | 0 | 0 | 0 | 0 | 0 | 0 | [13 empty] | 0 | 0 | 0 | 0 | 0 | 0 | 0 | 0 | 0 | 0 | 0 | 0 | 0 | 0
PG&E Fresno Study Area | Cheney | 115 | 0 | 0 | 0 | 0 | 0 | 0 | 0 | 0 | 0 | 0 | 0 | 0 | 0 | [13 empty] | 0 | 0 | 0 | 0 | 0 | 0 | 0 | 0 | 0 | 0 | 0 | 0 | 0 | 0
SCE Metro Study Area | Chevmain | 230 | 0 | 0 | 0 | 0 | 0 | 0 | 0 | 0 | 0 | 0 | 0 | 0 | 0 | [13 empty] | 0 | 0 | 0 | 0 | 0 | 0 | 0 | 0 | 0 | 0 | 0 | 0 | 0 | 0
SCE Metro Study Area | Chino | 230 | 0 | 0 | 0 | 0 | 0 | 0 | 0 | 0 | 0 | 0 | 0 | 0 | 0 | [13 empty] | 0 | 0 | 0 | 0 | 0 | 0 | 0 | 0 | 0 | 0 | 0 | 0 | 0 | 0
PG&E East Kern Study Area | Cholame | 70 | 0 | 0 | 60 | 0 | 0 | 0 | 0 | 0 | 0 | 0 | 0 | 0 | 0 | [13 empty] | 0 | 0 | 60 | 0 | 0 | 0 | 0 | 0 | 0 | 0 | 0 | 0 | 0 | 1
PG&E North of Greater Bay Study Area | Clayton | 115 | 0 | 0 | 0 | 0 | 0 | 0 | 0 | 0 | 0 | 0 | 0 | 0 | 0 | [13 empty] | 0 | 0 | 0 | 0 | 0 | 0 | 0 | 0 | 0 | 0 | 0 | 0 | 0 | 0
PG&E North of Greater Bay Study Area | Cloverdale | 115 | 0 | 4 | 0 | 0 | 0 | 0 | 0 | 0 | 0 | 0 | 0 | 0 | 0 | [13 empty] | 0 | 4 | 0 | 0 | 0 | 0 | 0 | 0 | 0 | 0 | 0 | 0 | 0 | 1
PG&E Fresno Study Area | Coburn | 230 | 0 | 0 | 0 | 0 | 0 | 0 | 0 | 0 | 0 | 0 | 0 | 0 | 0 | [10 empty] | 120 | 90 |  | 0 | 0 | 0 | 0 | 0 | 0 | 0 | 0 | 0 | 0 | 120 | 90 | 0 | 1
SCE Eastern Study Area | Colorado River | 500 | 0 | 0 | 0 | 0 | 0 | 0 | 0 | 0 | 0 | 100 | 518 | 523 | 0 | [9 empty] | 255 | 245 | 115 |  | 0 | 0 | 0 | 0 | 0 | 0 | 0 | 0 | 0 | 355 | 763 | 638 | 0 | 1
SCE Eastern Study Area | Colorado River | 230 | 0 | 0 | 0 | 0 | 0 | 0 | 0 | 0 | 0 | 100 | 350 | 250 | 0 | [9 empty] | 300 | 750 | 650 |  | 0 | 0 | 0 | 0 | 0 | 0 | 0 | 0 | 0 | 400 | 1100 | 900 | 0 | 1
PG&E East Kern Study Area | Columbus | 115 | 0 | 0 | 0 | 0 | 0 | 0 | 0 | 0 | 0 | 0 | 0 | 0 | 0 | [13 empty] | 0 | 0 | 0 | 0 | 0 | 0 | 0 | 0 | 0 | 0 | 0 | 0 | 0 | 0
PG&E North of Greater Bay Study Area | Contra Costa | 230 | 0 | 0 | 0 | 0 | 0 | 0 | 0 | 0 | 0 | 0 | 0 | 0 | 0 | [13 empty] | 0 | 0 | 0 | 0 | 0 | 0 | 0 | 0 | 0 | 0 | 0 | 0 | 0 | 0
SCE North of Lugo (NOL) Study Area | Control | 115 | 40 | 0 | 0 | 0 | 0 | 0 | 0 | 0 | 0 | 0 | 0 | 0 | 0 | 8 | [12 empty] | 48 | 0 | 0 | 0 | 0 | 0 | 0 | 0 | 0 | 0 | 0 | 0 | 0 | 1
SCE North of Lugo (NOL) Study Area | Coolwater | 230 | 0 | 0 | 0 | 0 | 0 | 0 | 0 | 0 | 0 | 0 | 0 | 0 | 0 | [13 empty] | 0 | 0 | 0 | 0 | 0 | 0 | 0 | 0 | 0 | 0 | 0 | 0 | 0 | 0
SCE North of Lugo (NOL) Study Area | Coolwater | 115 | 0 | 0 | 0 | 0 | 0 | 0 | 0 | 0 | 0 | 0 | 148.96 | 100 | 0 | [9 empty] | 40 | 150 | 115 |  | 0 | 0 | 0 | 0 | 0 | 0 | 0 | 0 | 0 | 40 | 298.96 | 215 | 0 | 1
PG&E East Kern Study Area | Corcoran | 115 | 0 | 0 | 0 | 0 | 0 | 0 | 0 | 0 | 0 | 0 | 0 | 0 | 0 | [13 empty] | 0 | 0 | 0 | 0 | 0 | 0 | 0 | 0 | 0 | 0 | 0 | 0 | 0 | 0
PG&E North of Greater Bay Study Area | Cortina | 115 | 0 | 0 | 0 | 0 | 0 | 0 | 0 | 0 | 0 | 0 | 0 | 0 | 0 |  |  | 49 | 47.6 | [9 empty] | 0 | 0 | 49 | 47.6 | 0 | 0 | 0 | 0 | 0 | 0 | 0 | 0 | 0 | 1
PG&E North of Greater Bay Study Area | Cottonwood | 230 | 0 | 0 | 0 | 0 | 0 | 0 | 0 | 0 | 0 | 0 | 0 | 0 | 0 | [13 empty] | 0 | 0 | 0 | 0 | 0 | 0 | 0 | 0 | 0 | 0 | 0 | 0 | 0 | 0
PG&E Fresno Study Area | Cove Rd | 230 | 0 | 0 | 0 | 0 | 0 | 0 | 0 | 0 | 0 | 0 | 0 | 0 | 0 | [13 empty] | 0 | 0 | 0 | 0 | 0 | 0 | 0 | 0 | 0 | 0 | 0 | 0 | 0 | 0
PG&E North of Greater Bay Study Area | Curtis | 115 | 0 | 9 | 0 | 0 | 0 | 0 | 0 | 0 | 0 | 0 | 0 | 0 | 0 | [13 empty] | 0 | 9 | 0 | 0 | 0 | 0 | 0 | 0 | 0 | 0 | 0 | 0 | 0 | 1
PG&E Fresno Study Area | Dairyland | 115 | 0 | 0 | 0 | 0 | 0 | 0 | 0 | 0 | 0 | 0 | 0 | 0 | 0 | [13 empty] | 0 | 0 | 0 | 0 | 0 | 0 | 0 | 0 | 0 | 0 | 0 | 0 | 0 | 0
PG&E North of Greater Bay Study Area | Davis | 115 | 0 | 0 | 0 | 0 | 0 | 0 | 0 | 0 | 0 | 0 | 0 | 0 | 0 | [13 empty] | 0 | 0 | 0 | 0 | 0 | 0 | 0 | 0 | 0 | 0 | 0 | 0 | 0 | 0
SCE Metro Study Area | Del Amo | 230 | 0 | 0 | 0 | 0 | 0 | 0 | 0 | 0 | 0 | 0 | 0 | 0 | 0 | [13 empty] | 0 | 0 | 0 | 0 | 0 | 0 | 0 | 0 | 0 | 0 | 0 | 0 | 0 | 0
SCE Eastern Study Area | Delaney | 500 | 0 | 0 | 0 | 0 | 0 | 0 | 0 | 0 | 0 | 400 | 610 | 490.109 | 0 | [9 empty] | 200 | 550 | 470 |  | 0 | 0 | 0 | 0 | 0 | 0 | 0 | 0 | 0 | 600 | 1160 | 960.109 | 0 | 1
PG&E North of Greater Bay Study Area | Delevan | 230 | 0 | 0 | 50 | 33 | 0 | 0 | 0 | 0 | 0 | 0 | 0 | 0 | 0 | [9 empty] | 50 | 300 | 240 |  | 0 | 0 | 50 | 33 | 0 | 0 | 0 | 0 | 0 | 50 | 300 | 240 | 0 | 1
PG&E North of Greater Bay Study Area | Delta Switching Yard | 230 | 0 | 0 | 0 | 0 | 0 | 0 | 0 | 0 | 0 | 0 | 0 | 0 | 0 | [13 empty] | 0 | 0 | 0 | 0 | 0 | 0 | 0 | 0 | 0 | 0 | 0 | 0 | 0 | 0
East of Pisgah Study Area | Desert View | 230 | 0 | 0 | 0 | 0 | 0 | 0 | 0 | 0 | 0 | 50 | 50 | 40 | 0 | [9 empty] | 50 | 200 | 130 |  | 0 | 0 | 0 | 0 | 0 | 0 | 0 | 0 | 0 | 100 | 250 | 170 | 0 | 1
SCE Eastern Study Area | Devers | 500 | 0 | 0 | 0 | 0 | 0 | 0 | 0 | 0 | 0 | 0 | 0 | 0 | 0 | [13 empty] | 0 | 0 | 0 | 0 | 0 | 0 | 0 | 0 | 0 | 0 | 0 | 0 | 0 | 0
SCE Eastern Study Area | Devers | 230 | 0 | 0 | 105.5 | 0 | 0 | 0 | 0 | 0 | 0 | 0 | 0 | 405 | 0 |  |  | 10 | [6 empty] | 150 | 300 | 300 |  | 0 | 0 | 115.5 | 0 | 0 | 0 | 0 | 0 | 0 | 150 | 300 | 705 | 0 | 1
PG&E East Kern Study Area | Diablo | 230 | 0 | 0 | 0 | 0 | 0 | 0 | 0 | 0 | 0 | 0 | 0 | 0 | 0 | [13 empty] | 0 | 0 | 0 | 0 | 0 | 0 | 0 | 0 | 0 | 0 | 0 | 0 | 0 | 0
PG&E S500 Study Area | Diablo | 500 | 0 | 0 | 0 | 0 | 0 | 0 | 0 | 0 | 0 | 0 | 0 | 0 | 0 | [6 empty] | 3100 | [6 empty] | 0 | 0 | 0 | 0 | 0 | 0 | 3100 | 0 | 0 | 0 | 0 | 0 | 0 | 1
PG&E North of Greater Bay Study Area | Donnells | 115 | 0 | 0 | 0 | 0 | 0 | 0 | 0 | 0 | 0 | 0 | 0 | 0 | 0 | [13 empty] | 0 | 0 | 0 | 0 | 0 | 0 | 0 | 0 | 0 | 0 | 0 | 0 | 0 | 0
SCE Northern Area | Eagle Rock | 230 | 0 | 0 | 0 | 0 | 0 | 0 | 0 | 0 | 0 | 0 | 0 | 0 | 0 | [13 empty] | 0 | 0 | 0 | 0 | 0 | 0 | 0 | 0 | 0 | 0 | 0 | 0 | 0 | 0
PG&E North of Greater Bay Study Area | Eagle Rock | 115 | 0 | 0 | 0 | 0 | 0 | 0 | 0 | 0 | 0 | 0 | 0 | 0 | 0 | [13 empty] | 0 | 0 | 0 | 0 | 0 | 0 | 0 | 0 | 0 | 0 | 0 | 0 | 0 | 0
PG&E North of Greater Bay Study Area | East Marysville | 115 | 0 | 0 | 0 | 0 | 0 | 0 | 0 | 0 | 0 | 0 | 0 | 0 | 0 | [13 empty] | 0 | 0 | 0 | 0 | 0 | 0 | 0 | 0 | 0 | 0 | 0 | 0 | 0 | 0
SDG&E Study Area | ECO | 500 | 0 | 0 | 0 | 0 | 0 | 0 | 0 | 0 | 0 | 0 | 0 | 0 | 0 | [13 empty] | 0 | 0 | 0 | 0 | 0 | 0 | 0 | 0 | 0 | 0 | 0 | 0 | 0 | 0
SDG&E Study Area | ECO | 230 | 0 | 0 | 600 | 0 | 0 | 0 | 0 | 0 | 0 | 0 | 0 | 0 | 0 | [13 empty] | 0 | 0 | 600 | 0 | 0 | 0 | 0 | 0 | 0 | 0 | 0 | 0 | 0 | 1
SDG&E Study Area | ECO | 115 | 0 | 0 | 0 | 0 | 0 | 0 | 0 | 0 | 0 | 0 | 0 | 0 | 0 | [10 empty] | 90 | 70 |  | 0 | 0 | 0 | 0 | 0 | 0 | 0 | 0 | 0 | 0 | 90 | 70 | 0 | 1
SCE Eastern Study Area | El Casco | 230 | 0 | 0 | 0 | 0 | 0 | 0 | 0 | 0 | 0 | 0 | 0 | 0 | 0 | [13 empty] | 0 | 0 | 0 | 0 | 0 | 0 | 0 | 0 | 0 | 0 | 0 | 0 | 0 | 0
SCE Metro Study Area | El Nido | 230 | 0 | 0 | 0 | 0 | 0 | 0 | 0 | 0 | 0 | 0 | 0 | 0 | 0 | [11 empty] | 13 |  | 0 | 0 | 0 | 0 | 0 | 0 | 0 | 0 | 0 | 0 | 0 | 13 | 0 | 1
SCE Metro Study Area | El Segundo | 230 | 0 | 0 | 0 | 0 | 0 | 0 | 0 | 0 | 0 | 0 | 0 | 0 | 0 | [13 empty] | 0 | 0 | 0 | 0 | 0 | 0 | 0 | 0 | 0 | 0 | 0 | 0 | 0 | 0
East of Pisgah Study Area | Eldorado | 500 | 0 | 0 | 136 | 0 | 1062 | 0 | 0 | 0 | 0 | 0 | 0 | 0 | 0 | 327 |  |  |  | 1438 | [8 empty] | 327 | 0 | 136 | 0 | 2500 | 0 | 0 | 0 | 0 | 0 | 0 | 0 | 0 | 1 | Inlcudes all Northern Nevada Geothermal (including 40 MW imported at Summit) and Idaho Wind Wyoming Wind
East of Pisgah Study Area | Eldorado | 230 | 0 | 0 | 0 | 0 | 0 | 0 | 0 | 0 | 0 | 0 | 300 | 308 | 0 | [11 empty] | 25 |  | 0 | 0 | 0 | 0 | 0 | 0 | 0 | 0 | 0 | 0 | 300 | 333 | 0 | 1
PG&E Fresno Study Area | Elk Hills | 230 | 0 | 0 | 0 | 0 | 0 | 0 | 0 | 0 | 0 | 0 | 0 | 0 | 0 | [13 empty] | 0 | 0 | 0 | 0 | 0 | 0 | 0 | 0 | 0 | 0 | 0 | 0 | 0 | 0
SCE Metro Study Area | Ellis | 230 | 0 | 0 | 0 | 0 | 0 | 0 | 0 | 0 | 0 | 0 | 0 | 0 | 0 | [13 empty] | 0 | 0 | 0 | 0 | 0 | 0 | 0 | 0 | 0 | 0 | 0 | 0 | 0 | 0
SDG&E Study Area | Encina | 230 | 0 | 0 | 0 | 0 | 0 | 0 | 0 | 0 | 0 | 0 | 0 | 0 | 0 | [13 empty] | 0 | 0 | 0 | 0 | 0 | 0 | 0 | 0 | 0 | 0 | 0 | 0 | 0 | 0
SDG&E Study Area | Encina | 115 | 0 | 0 | 0 | 0 | 0 | 0 | 0 | 0 | 0 | 0 | 0 | 60 | 0 | [13 empty] | 0 | 0 | 0 | 0 | 0 | 0 | 0 | 0 | 0 | 0 | 0 | 60 | 0 | 1
SDG&E Study Area | Escondido | 230 | 0 | 0 | 0 | 0 | 0 | 0 | 0 | 0 | 0 | 0 | 0 | 189 | 0 | [11 empty] | 280 |  | 0 | 0 | 0 | 0 | 0 | 0 | 0 | 0 | 0 | 0 | 0 | 469 | 0 | 1
SCE Metro Study Area | Etiwanda | 230 | 0 | 0 | 0 | 0 | 0 | 0 | 0 | 0 | 0 | 0 | 0 | 101 | 0 | [11 empty] | 500 |  | 0 | 0 | 0 | 0 | 0 | 0 | 0 | 0 | 0 | 0 | 0 | 601 | 0 | 1
PG&E North of Greater Bay Study Area | Fulton | 230 | 0 | 0 | 0 | 0 | 0 | 0 | 0 | 0 | 0 | 0 | 0 | 0 | 0 | [13 empty] | 0 | 0 | 0 | 0 | 0 | 0 | 0 | 0 | 0 | 0 | 0 | 0 | 0 | 0
East of Pisgah Study Area | Gamebird | 115 | 0 | 0 | 0 | 0 | 0 | 0 | 0 | 0 | 0 | 0 | 0 | 0 | 0 | [13 empty] | 0 | 0 | 0 | 0 | 0 | 0 | 0 | 0 | 0 | 0 | 0 | 0 | 0 | 0
PG&E S500 Study Area | Gates | 500 | 0 | 0 | 0 | 0 | 0 | 0 | 0 | 0 | 0 | 0 | 0 | 0 | 0 | [13 empty] | 0 | 0 | 0 | 0 | 0 | 0 | 0 | 0 | 0 | 0 | 0 | 0 | 0 | 0
PG&E East Kern Study Area | Gates | 230 | 0 | 0 | 0 | 0 | 0 | 0 | 0 | 0 | 0 | 50 | 377 | 175 | 0 | [9 empty] | 800 | 450 | 445 |  | 0 | 0 | 0 | 0 | 0 | 0 | 0 | 0 | 0 | 850 | 827 | 620 | 0 | 1 | Includes 10 MW of storage mapped to Kattleman
PG&E North of Greater Bay Study Area | Geysers | 230 | 79 | 0 | 0 | 0 | 0 | 0 | 0 | 0 | 0 | 0 | 0 | 0 | 0 | [13 empty] | 79 | 0 | 0 | 0 | 0 | 0 | 0 | 0 | 0 | 0 | 0 | 0 | 0 | 1
PG&E North of Greater Bay Study Area | Glenn | 230 | 0 | 0 | 100 | 68 | 0 | 0 | 0 | 0 | 0 | 0 | 0 | 0 | 0 | [13 empty] | 0 | 0 | 100 | 68 | 0 | 0 | 0 | 0 | 0 | 0 | 0 | 0 | 0 | 1
PG&E North of Greater Bay Study Area | Gold Hill | 115 | 0 | 0 | 0 | 0 | 0 | 0 | 0 | 0 | 0 | 0 | 0 | 0 | 0 | [13 empty] | 0 | 0 | 0 | 0 | 0 | 0 | 0 | 0 | 0 | 0 | 0 | 0 | 0 | 0
SCE Northern Area | Goleta | 230 | 0 | 3.74 | 0 | 0 | 0 | 0 | 0 | 0 | 0 | 0 | 0 | 70 | 0 | [11 empty] | 55 |  | 0 | 3.74 | 0 | 0 | 0 | 0 | 0 | 0 | 0 | 0 | 0 | 125 | 0 | 1
SCE Northern Area | Goodrich | 230 | 0 | 0 | 0 | 0 | 0 | 0 | 0 | 0 | 0 | 0 | 0 | 0 | 0 | [13 empty] | 0 | 0 | 0 | 0 | 0 | 0 | 0 | 0 | 0 | 0 | 0 | 0 | 0 | 0
PG&E East Kern Study Area | Goose Lake | 115 | 0 | 0 | 0 | 0 | 0 | 0 | 0 | 0 | 0 | 0 | 0 | 0 | 0 | [13 empty] | 0 | 0 | 0 | 0 | 0 | 0 | 0 | 0 | 0 | 0 | 0 | 0 | 0 | 0
SCE Northern Area | Gould | 230 | 0 | 0 | 0 | 0 | 0 | 0 | 0 | 0 | 0 | 0 | 0 | 0 | 0 | [13 empty] | 0 | 0 | 0 | 0 | 0 | 0 | 0 | 0 | 0 | 0 | 0 | 0 | 0 | 0
PG&E North of Greater Bay Study Area | Grand Island | 115 | 0 | 0 | 0 | 0 | 0 | 0 | 0 | 0 | 0 | 0 | 0 | 0 | 0 | [13 empty] | 0 | 0 | 0 | 0 | 0 | 0 | 0 | 0 | 0 | 0 | 0 | 0 | 0 | 0
PG&E North of Greater Bay Study Area | Green Ridge Midway | 115 | 0 | 0 | 0 | 0 | 0 | 0 | 0 | 0 | 0 | 0 | 0 | 0 | 0 | [13 empty] | 0 | 0 | 0 | 0 | 0 | 0 | 0 | 0 | 0 | 0 | 0 | 0 | 0 | 0
PG&E East Kern Study Area | Gregg | 230 | 0 | 3 | 0 | 0 | 0 | 0 | 0 | 0 | 0 | 0 | 0 | 0 | 0 | [10 empty] | 150 | 110 |  | 0 | 3 | 0 | 0 | 0 | 0 | 0 | 0 | 0 | 0 | 150 | 110 | 0 | 1
PG&E Fresno Study Area | Grimway | 115 | 0 | 0 | 0 | 0 | 0 | 0 | 0 | 0 | 0 | 0 | 0 | 0 | 0 | [13 empty] | 0 | 0 | 0 | 0 | 0 | 0 | 0 | 0 | 0 | 0 | 0 | 0 | 0 | 0
PG&E East Kern Study Area | GWF Hanford Sw Sta | 115 | 0 | 0 | 0 | 0 | 0 | 0 | 0 | 0 | 0 | 0 | 0 | 0 | 0 | [13 empty] | 0 | 0 | 0 | 0 | 0 | 0 | 0 | 0 | 0 | 0 | 0 | 0 | 0 | 0
SCE Metro Study Area | Harborgen | 230 | 0 | 0 | 0 | 0 | 0 | 0 | 0 | 0 | 0 | 0 | 0 | 0 | 0 | [13 empty] | 0 | 0 | 0 | 0 | 0 | 0 | 0 | 0 | 0 | 0 | 0 | 0 | 0 | 0
SDG&E Study Area | Hassayampa | 500 | 0 | 0 | 0 | 0 | 0 | 0 | 0 | 0 | 0 | 200 | 671 | 269 | 0 | [13 empty] | 0 | 0 | 0 | 0 | 0 | 0 | 0 | 0 | 0 | 200 | 671 | 269 | 0 | 1
PG&E Fresno Study Area | Helm | 230 | 0 | 0 | 0 | 0 | 0 | 0 | 0 | 0 | 0 | 65 | 120.1746 | 89 | 0 | [9 empty] | 100 | 440 | 320 |  | 0 | 0 | 0 | 0 | 0 | 0 | 0 | 0 | 0 | 165 | 560.1746 | 409 | 0 | 1
PG&E Fresno Study Area | Henrietta | 115 | 0 | 0 | 0 | 0 | 0 | 0 | 0 | 0 | 0 | 15 | 88 | 49 | 0 | [9 empty] | 10 |  | 15 |  | 0 | 0 | 0 | 0 | 0 | 0 | 0 | 0 | 0 | 25 | 88 | 64 | 0 | 1
PG&E North of Greater Bay Study Area | Higgins | 115 | 0 | 25 | 0 | 0 | 0 | 0 | 0 | 0 | 0 | 0 | 0 | 0 | 0 | [13 empty] | 0 | 25 | 0 | 0 | 0 | 0 | 0 | 0 | 0 | 0 | 0 | 0 | 0 | 1
SCE Northern Area | Highwind | 230 | 0 | 0 | 0 | 0 | 0 | 0 | 0 | 0 | 0 | 0 | 0 | 0 | 0 | [13 empty] | 0 | 0 | 0 | 0 | 0 | 0 | 0 | 0 | 0 | 0 | 0 | 0 | 0 | 0
SCE Metro Study Area | Hinson | 230 | 0 | 0 | 0 | 0 | 0 | 0 | 0 | 0 | 0 | 0 | 0 | 200 | 0 | [11 empty] | 190 |  | 0 | 0 | 0 | 0 | 0 | 0 | 0 | 0 | 0 | 0 | 0 | 390 | 0 | 1
PG&E North of Greater Bay Study Area | Honcut | 115 | 0 | 0 | 0 | 0 | 0 | 0 | 0 | 0 | 0 | 0 | 0 | 0 | 0 | [13 empty] | 0 | 0 | 0 | 0 | 0 | 0 | 0 | 0 | 0 | 0 | 0 | 0 | 0 | 0
SDG&E Study Area | Hoodoo Wash | 500 | 0 | 0 | 0 | 0 | 0 | 0 | 0 | 0 | 0 | 0 | 0 | 0 | 0 | [13 empty] | 0 | 0 | 0 | 0 | 0 | 0 | 0 | 0 | 0 | 0 | 0 | 0 | 0 | 0
PG&E North of Greater Bay Study Area | Humboldt | 115 | 0 | 0 | 0 | 0 | 0 | 0 | 0 | 120 | 0 | 0 | 0 | 15 | 0 | [13 empty] | 0 | 0 | 0 | 0 | 0 | 0 | 0 | 120 | 0 | 0 | 0 | 15 | 0 | 1
PG&E North of Greater Bay Study Area | Humboldt (Proposed) | 500 | 0 | 0 | 0 | 0 | 0 | 0 | 0 | 0 | 0 | 0 | 0 | 0 | 0 | [6 empty] | 1487 | [6 empty] | 0 | 0 | 0 | 0 | 0 | 0 | 1487 | 0 | 0 | 0 | 0 | 0 | 0 | 1
SCE Metro Study Area | Huntington Beach | 230 | 0 | 0 | 0 | 0 | 0 | 0 | 0 | 0 | 0 | 0 | 0 | 0 | 0 | [13 empty] | 0 | 0 | 0 | 0 | 0 | 0 | 0 | 0 | 0 | 0 | 0 | 0 | 0 | 0
SDG&E Study Area | IID System | 230 | 600 | 0 | 0 | 0 | 0 | 0 | 0 | 0 | 0 | 0 | 0 | 0 | 0 | 300 | [12 empty] | 900 | 0 | 0 | 0 | 0 | 0 | 0 | 0 | 0 | 0 | 0 | 0 | 0 | 1
SDG&E Study Area | IID System | 161 | 0 | 0 | 0 | 0 | 0 | 0 | 0 | 0 | 0 | 0 | 0 | 0 | 0 | [13 empty] | 0 | 0 | 0 | 0 | 0 | 0 | 0 | 0 | 0 | 0 | 0 | 0 | 0 | 0
SDG&E Study Area | Imperial Valley | 500 | 0 | 0 | 0 | 0 | 0 | 0 | 0 | 0 | 0 | 0 | 0 | 0 | 0 | [13 empty] | 0 | 0 | 0 | 0 | 0 | 0 | 0 | 0 | 0 | 0 | 0 | 0 | 0 | 0
SDG&E Study Area | Imperial Valley | 230 | 0 | 0 | 0 | 0 | 0 | 0 | 0 | 0 | 0 | 100 | 200 | 50 | 0 | [9 empty] | 25 | 238 | 130 |  | 0 | 0 | 0 | 0 | 0 | 0 | 0 | 0 | 0 | 125 | 438 | 180 | 0 | 1
East of Pisgah Study Area | Innovation | 230 | 0 | 0 | 139 | 0 | 0 | 0 | 0 | 0 | 0 | 145 | 200 | 125 | 0 | [13 empty] | 0 | 0 | 139 | 0 | 0 | 0 | 0 | 0 | 0 | 145 | 200 | 125 | 0 | 1
East of Pisgah Study Area | Innovation | 115 | 0 | 0 | 0 | 0 | 0 | 0 | 0 | 0 | 0 | 0 | 0 | 0 | 0 | [13 empty] | 0 | 0 | 0 | 0 | 0 | 0 | 0 | 0 | 0 | 0 | 0 | 0 | 0 | 0
East of Pisgah Study Area | Innovation | 138 | 0 | 0 | 0 | 0 | 0 | 0 | 0 | 0 | 0 | 0 | 0 | 0 | 0 | [13 empty] | 0 | 0 | 0 | 0 | 0 | 0 | 0 | 0 | 0 | 0 | 0 | 0 | 0 | 0
SCE North of Lugo (NOL) Study Area | Inyo | 115 | 0 | 0 | 0 | 0 | 0 | 0 | 0 | 0 | 0 | 0 | 0 | 0 | 0 | [13 empty] | 0 | 0 | 0 | 0 | 0 | 0 | 0 | 0 | 0 | 0 | 0 | 0 | 0 | 0
SCE North of Lugo (NOL) Study Area | Inyokern | 115 | 0 | 0 | 0 | 0 | 0 | 0 | 0 | 0 | 0 | 0 | 0 | 0 | 0 | [13 empty] | 0 | 0 | 0 | 0 | 0 | 0 | 0 | 0 | 0 | 0 | 0 | 0 | 0 | 0
East of Pisgah Study Area | Ivanpah | 230 | 0 | 0 | 0 | 0 | 0 | 0 | 0 | 0 | 0 | 0 | 0 | 0 | 0 | [13 empty] | 0 | 0 | 0 | 0 | 0 | 0 | 0 | 0 | 0 | 0 | 0 | 0 | 0 | 0
East of Pisgah Study Area | Ivanpah | 115 | 0 | 0 | 0 | 0 | 0 | 0 | 0 | 0 | 0 | 0 | 0 | 0 | 0 | [13 empty] | 0 | 0 | 0 | 0 | 0 | 0 | 0 | 0 | 0 | 0 | 0 | 0 | 0 | 0
PG&E North of Greater Bay Study Area | Jessup | 115 | 0 | 5 | 0 | 0 | 0 | 0 | 0 | 0 | 0 | 0 | 0 | 0 | 0 | [13 empty] | 0 | 5 | 0 | 0 | 0 | 0 | 0 | 0 | 0 | 0 | 0 | 0 | 0 | 1
SCE Metro Study Area | Johanna | 230 | 0 | 0 | 0 | 0 | 0 | 0 | 0 | 0 | 0 | 0 | 0 | 50 | 0 | [11 empty] | 90 |  | 0 | 0 | 0 | 0 | 0 | 0 | 0 | 0 | 0 | 0 | 0 | 140 | 0 | 1
PG&E Fresno Study Area | Kearney | 230 | 0 | 0 | 0 | 0 | 0 | 0 | 0 | 0 | 0 | 0 | 0 | 0 | 0 | [13 empty] | 0 | 0 | 0 | 0 | 0 | 0 | 0 | 0 | 0 | 0 | 0 | 0 | 0 | 0
SDG&E Study Area | Kearny | 115 | 0 | 0 | 0 | 0 | 0 | 0 | 0 | 0 | 0 | 0 | 0 | 0 | 0 | [11 empty] | 20 |  | 0 | 0 | 0 | 0 | 0 | 0 | 0 | 0 | 0 | 0 | 0 | 20 | 0 | 1
PG&E North of Greater Bay Study Area | Kelso | 230 | 0 | 0 | 52 | 48 | 0 | 0 | 0 | 0 | 0 | 0 | 0 | 0 | 0 | [13 empty] | 0 | 0 | 52 | 48 | 0 | 0 | 0 | 0 | 0 | 0 | 0 | 0 | 0 | 1
PG&E East Kern Study Area | Kern | 115 | 0 | 0 | 0 | 0 | 0 | 0 | 0 | 0 | 0 | 0 | 0 | 0 | 0 | [10 empty] | 200 | 150 |  | 0 | 0 | 0 | 0 | 0 | 0 | 0 | 0 | 0 | 0 | 200 | 150 | 0 | 1
PG&E East Kern Study Area | Kern Oil | 115 | 0 | 0 | 0 | 0 | 0 | 0 | 0 | 0 | 10 | 0 | 0 | 0 | 0 | [13 empty] | 0 | 0 | 0 | 0 | 0 | 0 | 0 | 0 | 10 | 0 | 0 | 0 | 0 | 1
PG&E East Kern Study Area | Kern Power | 115 | 0 | 0 | 0 | 0 | 0 | 0 | 0 | 0 | 0 | 0 | 0 | 0 | 0 | [13 empty] | 0 | 0 | 0 | 0 | 0 | 0 | 0 | 0 | 0 | 0 | 0 | 0 | 0 | 0
PG&E Fresno Study Area | Kingsburg | 115 | 0 | 0 | 0 | 0 | 0 | 0 | 0 | 0 | 0 | 0 | 0 | 0 | 0 | [13 empty] | 0 | 0 | 0 | 0 | 0 | 0 | 0 | 0 | 0 | 0 | 0 | 0 | 0 | 0
SCE North of Lugo (NOL) Study Area | Kramer | 230 | 0 | 0 | 0 | 0 | 0 | 0 | 0 | 0 | 0 | 135 | 245.7657 | 234 | 0 | [9 empty] | 245 | 755 | 550 |  | 0 | 0 | 0 | 0 | 0 | 0 | 0 | 0 | 0 | 380 | 1000.7657 | 784 | 0 | 1
SCE North of Lugo (NOL) Study Area | Kramer | 115 | 0 | 0 | 0 | 0 | 0 | 0 | 0 | 0 | 0 | 90 | 0 | 75 | 0 | [13 empty] | 0 | 0 | 0 | 0 | 0 | 0 | 0 | 0 | 0 | 90 | 0 | 75 | 0 | 1
SCE Metro Study Area | La Cienega | 230 | 0 | 0 | 0 | 0 | 0 | 0 | 0 | 0 | 0 | 0 | 0 | 0 | 0 | [13 empty] | 0 | 0 | 0 | 0 | 0 | 0 | 0 | 0 | 0 | 0 | 0 | 0 | 0 | 0
SCE Metro Study Area | La Fresa | 230 | 0 | 0 | 0 | 0 | 0 | 0 | 0 | 0 | 0 | 0 | 0 | 0 | 0 | [13 empty] | 0 | 0 | 0 | 0 | 0 | 0 | 0 | 0 | 0 | 0 | 0 | 0 | 0 | 0
SCE Metro Study Area | Laguna Bell | 230 | 0 | 0 | 0 | 0 | 0 | 0 | 0 | 0 | 0 | 0 | 0 | 500 | 0 | [13 empty] | 0 | 0 | 0 | 0 | 0 | 0 | 0 | 0 | 0 | 0 | 0 | 500 | 0 | 1
PG&E North of Greater Bay Study Area | Lakeville | 230 | 0 | 0 | 0 | 0 | 0 | 0 | 0 | 0 | 0 | 0 | 0 | 0 | 0 | [13 empty] | 0 | 0 | 0 | 0 | 0 | 0 | 0 | 0 | 0 | 0 | 0 | 0 | 0 | 0
PG&E East Kern Study Area | Lamont | 115 | 0 | 0 | 0 | 0 | 0 | 0 | 0 | 0 | 4 | 0 | 105 | 95 | 0 | [9 empty] | 130 | 65 | 40 |  | 0 | 0 | 0 | 0 | 0 | 0 | 0 | 0 | 4 | 130 | 170 | 135 | 0 | 1
East of Pisgah Study Area | Lathrop | 138 | 0 | 0 | 0 | 0 | 0 | 0 | 0 | 0 | 0 | 0 | 0 | 0 | 0 | [9 empty] | 100 | 400 | 270 |  | 0 | 0 | 0 | 0 | 0 | 0 | 0 | 0 | 0 | 100 | 400 | 270 | 0 | 1
PG&E Fresno Study Area | Le Grand | 115 | 0 | 0 | 0 | 0 | 0 | 0 | 0 | 0 | 0 | 0 | 0 | 0 | 0 | [10 empty] | 100 | 75 |  | 0 | 0 | 0 | 0 | 0 | 0 | 0 | 0 | 0 | 0 | 100 | 75 | 0 | 1
SCE Eastern Study Area | Lee Lake (Proposed) | 500 | 0 | 0 | 0 | 0 | 0 | 0 | 0 | 0 | 0 | 0 | 0 | 0 | 0 | [13 empty] | 0 | 0 | 0 | 0 | 0 | 0 | 0 | 0 | 0 | 0 | 0 | 0 | 0 | 0
PG&E Fresno Study Area | Leprino Jct | 115 | 0 | 0 | 0 | 0 | 0 | 0 | 0 | 0 | 0 | 0 | 0 | 0 | 0 | [13 empty] | 0 | 0 | 0 | 0 | 0 | 0 | 0 | 0 | 0 | 0 | 0 | 0 | 0 | 0
PG&E East Kern Study Area | Lerdo | 115 | 0 | 0 | 0 | 0 | 0 | 0 | 0 | 0 | 5 | 0 | 0 | 0 | 0 | [13 empty] | 0 | 0 | 0 | 0 | 0 | 0 | 0 | 0 | 5 | 0 | 0 | 0 | 0 | 1
SCE Metro Study Area | Lewis | 230 | 0 | 0 | 0 | 0 | 0 | 0 | 0 | 0 | 0 | 0 | 0 | 0 | 0 | [13 empty] | 0 | 0 | 0 | 0 | 0 | 0 | 0 | 0 | 0 | 0 | 0 | 0 | 0 | 0
SCE Metro Study Area | Lighthipe | 230 | 0 | 0 | 0 | 0 | 0 | 0 | 0 | 0 | 0 | 0 | 0 | 0 | 0 | [11 empty] | 90 |  | 0 | 0 | 0 | 0 | 0 | 0 | 0 | 0 | 0 | 0 | 0 | 90 | 0 | 1
PG&E North of Greater Bay Study Area | Lockeford | 115 | 0 | 0 | 0 | 0 | 0 | 0 | 0 | 0 | 0 | 0 | 0 | 0 | 0 | [13 empty] | 0 | 0 | 0 | 0 | 0 | 0 | 0 | 0 | 0 | 0 | 0 | 0 | 0 | 0
PG&E North of Greater Bay Study Area | Lone Tree | 230 | 0 | 0 | 0 | 0 | 0 | 0 | 0 | 0 | 0 | 0 | 0 | 0 | 0 | [13 empty] | 0 | 0 | 0 | 0 | 0 | 0 | 0 | 0 | 0 | 0 | 0 | 0 | 0 | 0
SCE Metro Study Area | Long Beach | 230 | 0 | 0 | 0 | 0 | 0 | 0 | 0 | 0 | 0 | 0 | 0 | 0 | 0 | [13 empty] | 0 | 0 | 0 | 0 | 0 | 0 | 0 | 0 | 0 | 0 | 0 | 0 | 0 | 0
PG&E Fresno Study Area | Los Banos | 230 | 0 | 0 | 186 | 0 | 0 | 0 | 0 | 0 | 0 | 0 | 190 | 80 | 0 | [9 empty] | 200 |  | 65 |  | 0 | 0 | 186 | 0 | 0 | 0 | 0 | 0 | 0 | 200 | 190 | 145 | 0 | 1
PG&E S500 Study Area | Los Banos | 500 | 0 | 0 | 0 | 0 | 0 | 0 | 0 | 0 | 0 | 0 | 0 | 0 | 0 | [9 empty] | 400 | 450 | 350 |  | 0 | 0 | 0 | 0 | 0 | 0 | 0 | 0 | 0 | 400 | 450 | 350 | 0 | 1
PG&E North of Greater Bay Study Area | Los Esteros | 115 | 0 | 5 | 0 | 0 | 0 | 0 | 0 | 0 | 10 | 0 | 0 | 90 | 0 | [11 empty] | 110 |  | 0 | 5 | 0 | 0 | 0 | 0 | 0 | 0 | 10 | 0 | 0 | 200 | 0 | 1
SCE North of Lugo (NOL) Study Area | Lugo | 500 | 0 | 0 | 0 | 0 | 0 | 0 | 0 | 0 | 0 | 0 | 0 | 0 | 0 | [11 empty] | 320 |  | 0 | 0 | 0 | 0 | 0 | 0 | 0 | 0 | 0 | 0 | 0 | 320 | 0 | 1
SCE North of Lugo (NOL) Study Area | Lugo | 230 | 0 | 0 | 0 | 0 | 0 | 0 | 0 | 0 | 0 | 0 | 0 | 0 | 0 | [13 empty] | 0 | 0 | 0 | 0 | 0 | 0 | 0 | 0 | 0 | 0 | 0 | 0 | 0 | 0
SCE Northern Area | Magunden | 230 | 0 | 0 | 0 | 0 | 0 | 0 | 0 | 0 | 0 | 0 | 0 | 0 | 0 | [13 empty] | 0 | 0 | 0 | 0 | 0 | 0 | 0 | 0 | 0 | 0 | 0 | 0 | 0 | 0
SCE Northern Area | Magunden | 115 | 0 | 0 | 0 | 0 | 0 | 0 | 0 | 0 | 0 | 0 | 0 | 0 | 0 | [13 empty] | 0 | 0 | 0 | 0 | 0 | 0 | 0 | 0 | 0 | 0 | 0 | 0 | 0 | 0
PG&E Fresno Study Area | Malaga | 115 | 0 | 0 | 0 | 0 | 0 | 0 | 0 | 0 | 0 | 0 | 0 | 0 | 0 | [13 empty] | 0 | 0 | 0 | 0 | 0 | 0 | 0 | 0 | 0 | 0 | 0 | 0 | 0 | 0
SCE Northern Area | Mandalay | 230 | 0 | 0 | 0 | 0 | 0 | 0 | 0 | 0 | 0 | 0 | 0 | 0 | 0 | [11 empty] | 400 |  | 0 | 0 | 0 | 0 | 0 | 0 | 0 | 0 | 0 | 0 | 0 | 400 | 0 | 1
PG&E North of Greater Bay Study Area | Martin (San Francisco H) | 115 | 0 | 0 | 0 | 0 | 0 | 0 | 0 | 0 | 19 | 0 | 0 | 90 | 0 | [11 empty] | 100 |  | 0 | 0 | 0 | 0 | 0 | 0 | 0 | 0 | 19 | 0 | 0 | 190 | 0 | 1
PG&E North of Greater Bay Study Area | Martinez | 115 | 0 | 0 | 0 | 0 | 0 | 0 | 0 | 0 | 0 | 0 | 0 | 0 | 0 | [13 empty] | 0 | 0 | 0 | 0 | 0 | 0 | 0 | 0 | 0 | 0 | 0 | 0 | 0 | 0
PG&E Fresno Study Area | McCall | 230 | 0 | 0 | 0 | 0 | 0 | 0 | 0 | 0 | 0 | 0 | 100 | 100 | 0 | [13 empty] | 0 | 0 | 0 | 0 | 0 | 0 | 0 | 0 | 0 | 0 | 100 | 100 | 0 | 1
PG&E Fresno Study Area | McCall | 115 | 0 | 0 | 0 | 0 | 0 | 0 | 0 | 0 | 0 | 0 | 0 | 0 | 0 | [13 empty] | 0 | 0 | 0 | 0 | 0 | 0 | 0 | 0 | 0 | 0 | 0 | 0 | 0 | 0
PG&E Fresno Study Area | Mc Mullin | 230 | 0 | 0 | 0 | 0 | 0 | 0 | 0 | 0 | 0 | 0 | 0 | 0 | 0 | [13 empty] | 0 | 0 | 0 | 0 | 0 | 0 | 0 | 0 | 0 | 0 | 0 | 0 | 0 | 0
East of Pisgah Study Area | Mead | 230 | 0 | 0 | 350 | 0 | 0 | 0 | 0 | 0 | 0 | 0 | 0 | 0 | 0 | [13 empty] | 0 | 0 | 350 | 0 | 0 | 0 | 0 | 0 | 0 | 0 | 0 | 0 | 0 | 1
PG&E North of Greater Bay Study Area | Mendocino | 115 | 0 | 0 | 0 | 0 | 0 | 0 | 0 | 0 | 0 | 0 | 0 | 5 | 0 | [13 empty] | 0 | 0 | 0 | 0 | 0 | 0 | 0 | 0 | 0 | 0 | 0 | 5 | 0 | 1
PG&E Fresno Study Area | Mendota | 115 | 0 | 0 | 0 | 0 | 0 | 0 | 0 | 0 | 0 | 160 | 0 | 0 | 0 | [13 empty] | 0 | 0 | 0 | 0 | 0 | 0 | 0 | 0 | 0 | 160 | 0 | 0 | 0 | 1
PG&E Fresno Study Area | Merced | 115 | 0 | 5 | 0 | 0 | 0 | 0 | 0 | 0 | 10 | 0 | 0 | 0 | 0 | [13 empty] | 0 | 5 | 0 | 0 | 0 | 0 | 0 | 0 | 10 | 0 | 0 | 0 | 0 | 1
PG&E East Kern Study Area | Mesa | 115 | 0 | 0 | 0 | 0 | 0 | 0 | 0 | 0 | 0 | 0 | 0 | 50 | 0 | [13 empty] | 0 | 0 | 0 | 0 | 0 | 0 | 0 | 0 | 0 | 0 | 0 | 50 | 0 | 1
PG&E East Kern Study Area | Mesa | 230 | 0 | 0 | 0 | 0 | 0 | 0 | 0 | 0 | 0 | 0 | 0 | 0 | 0 | [13 empty] | 0 | 0 | 0 | 0 | 0 | 0 | 0 | 0 | 0 | 0 | 0 | 0 | 0 | 0
SCE Northern Area | Mesa (SCE) | 230 | 0 | 0 | 0 | 0 | 0 | 0 | 0 | 0 | 0 | 0 | 0 | 0 | 0 | [13 empty] | 0 | 0 | 0 | 0 | 0 | 0 | 0 | 0 | 0 | 0 | 0 | 0 | 0 | 0
PG&E North of Greater Bay Study Area | Metcalf | 230 | 0 | 4 | 0 | 0 | 0 | 0 | 0 | 0 | 35 | 0 | 0 | 75 | 0 | [11 empty] | 120 |  | 0 | 4 | 0 | 0 | 0 | 0 | 0 | 0 | 35 | 0 | 0 | 195 | 0 | 1
PG&E East Kern Study Area | Midway | 230 | 0 | 0 | 0 | 0 | 0 | 0 | 0 | 0 | 0 | 0 | 125.1844 | 60 | 0 | [9 empty] | 8 | 300 | 250 |  | 0 | 0 | 0 | 0 | 0 | 0 | 0 | 0 | 0 | 8 | 425.1844 | 310 | 0 | 1
PG&E East Kern Study Area | Midway | 500 | 0 | 0 | 0 | 0 | 0 | 0 | 0 | 0 | 0 | 0 | 0 | 0 | 0 | [9 empty] | 200 | 600 | 500 |  | 0 | 0 | 0 | 0 | 0 | 0 | 0 | 0 | 0 | 200 | 600 | 500 | 0 | 1
PG&E East Kern Study Area | Midway | 115 | 0 | 0 | 0 | 0 | 0 | 0 | 0 | 0 | 0 | 0 | 100 | 89 | 0 | [13 empty] | 0 | 0 | 0 | 0 | 0 | 0 | 0 | 0 | 0 | 0 | 100 | 89 | 0 | 1
SDG&E Study Area | Miguel | 500 | 0 | 0 | 0 | 0 | 0 | 0 | 0 | 0 | 0 | 0 | 0 | 0 | 0 | [13 empty] | 0 | 0 | 0 | 0 | 0 | 0 | 0 | 0 | 0 | 0 | 0 | 0 | 0 | 0
SDG&E Study Area | Miguel | 230 | 0 | 0 | 0 | 0 | 0 | 0 | 0 | 0 | 0 | 0 | 0 | 0 | 0 | [13 empty] | 0 | 0 | 0 | 0 | 0 | 0 | 0 | 0 | 0 | 0 | 0 | 0 | 0 | 0
SCE Metro Study Area | Mira Loma | 500 | 0 | 0 | 0 | 0 | 0 | 0 | 0 | 0 | 0 | 0 | 0 | 0 | 0 | [13 empty] | 0 | 0 | 0 | 0 | 0 | 0 | 0 | 0 | 0 | 0 | 0 | 0 | 0 | 0
SCE Metro Study Area | Mira Loma | 230 | 0 | 0 | 0 | 0 | 0 | 0 | 0 | 0 | 0 | 0 | 0 | 0 | 0 | [11 empty] | 300 |  | 0 | 0 | 0 | 0 | 0 | 0 | 0 | 0 | 0 | 0 | 0 | 300 | 0 | 1
SDG&E Study Area | Mission | 230 | 0 | 0 | 0 | 0 | 0 | 0 | 0 | 0 | 0 | 0 | 0 | 0 | 0 | [13 empty] | 0 | 0 | 0 | 0 | 0 | 0 | 0 | 0 | 0 | 0 | 0 | 0 | 0 | 0
SDG&E Study Area | Mission | 138 | 0 | 0 | 0 | 0 | 0 | 0 | 0 | 0 | 0 | 0 | 0 | 0 | 0 | [11 empty] | 50 |  | 0 | 0 | 0 | 0 | 0 | 0 | 0 | 0 | 0 | 0 | 0 | 50 | 0 | 1
East of Pisgah Study Area | Mohave | 500 | 0 | 0 | 0 | 0 | 0 | 0 | 0 | 0 | 0 | 0 | 568 | 228.0034 | 0 | [13 empty] | 0 | 0 | 0 | 0 | 0 | 0 | 0 | 0 | 0 | 0 | 568 | 228.0034 | 0 | 1
SCE Northern Area | Moorpark | 230 | 0 | 0 | 0 | 0 | 0 | 0 | 0 | 0 | 0 | 0 | 500 | 500 | 0 | [13 empty] | 0 | 0 | 0 | 0 | 0 | 0 | 0 | 0 | 0 | 0 | 500 | 500 | 0 | 1
PG&E East Kern Study Area | Morro Bay | 230 | 0 | 0 | 0 | 0 | 0 | 0 | 0 | 0 | 0 | 0 | 0 | 0 | 0 | [12 empty] | 300 | 0 | 0 | 0 | 0 | 0 | 0 | 0 | 0 | 0 | 0 | 0 | 0 | 300 | 1
PG&E East Kern Study Area | Morro Bay (Proposed) | 500 | 0 | 0 | 0 | 0 | 0 | 0 | 1588 | 0 | 0 | 0 | 0 | 0 | 0 | [6 empty] | -1588 | [6 empty] | 0 | 0 | 0 | 0 | 0 | 0 | 0 | 0 | 0 | 0 | 0 | 0 | 0 | 0
PG&E Fresno Study Area | Moss Landing | 500 | 0 | 0 | 0 | 0 | 0 | 0 | 0 | 0 | 0 | 0 | 0 | 400 | 0 | [13 empty] | 0 | 0 | 0 | 0 | 0 | 0 | 0 | 0 | 0 | 0 | 0 | 400 | 0 | 1
PG&E Fresno Study Area | Moss Landing | 230 | 0 | 0 | 0 | 0 | 0 | 0 | 0 | 0 | 0 | 0 | 0 | 0 | 0 | [13 empty] | 0 | 0 | 0 | 0 | 0 | 0 | 0 | 0 | 0 | 0 | 0 | 0 | 0 | 0
PG&E East Kern Study Area | Mustang | 230 | 0 | 0 | 0 | 0 | 0 | 0 | 0 | 0 | 0 | 100 | 0 | 0 | 0 | [9 empty] | 50 | 250 | 200 |  | 0 | 0 | 0 | 0 | 0 | 0 | 0 | 0 | 0 | 150 | 250 | 200 | 0 | 1
PG&E Fresno Study Area | Newhall | 115 | 0 | 0 | 0 | 0 | 0 | 0 | 0 | 0 | 0 | 0 | 0 | 0 | 0 | [13 empty] | 0 | 0 | 0 | 0 | 0 | 0 | 0 | 0 | 0 | 0 | 0 | 0 | 0 | 0
PG&E East Kern Study Area | Norco | 115 | 0 | 0 | 0 | 0 | 0 | 0 | 0 | 0 | 0 | 0 | 0 | 0 | 0 | [13 empty] | 0 | 0 | 0 | 0 | 0 | 0 | 0 | 0 | 0 | 0 | 0 | 0 | 0 | 0
SDG&E Study Area | North Gila | 500 | 0 | 0 | 0 | 0 | 0 | 0 | 0 | 0 | 0 | 0 | 0 | 0 | 0 | [13 empty] | 0 | 0 | 0 | 0 | 0 | 0 | 0 | 0 | 0 | 0 | 0 | 0 | 0 | 0
SDG&E Study Area | Ocotillo | 500 | 0 | 0 | 0 | 0 | 0 | 0 | 0 | 0 | 0 | 0 | 0 | 0 | 0 | [13 empty] | 0 | 0 | 0 | 0 | 0 | 0 | 0 | 0 | 0 | 0 | 0 | 0 | 0 | 0
SDG&E Study Area | Old Town | 230 | 0 | 0 | 0 | 0 | 0 | 0 | 0 | 0 | 0 | 0 | 0 | 0 | 0 | [13 empty] | 0 | 0 | 0 | 0 | 0 | 0 | 0 | 0 | 0 | 0 | 0 | 0 | 0 | 0
SCE Metro Study Area | Olinda | 230 | 0 | 0 | 0 | 0 | 0 | 0 | 0 | 0 | 0 | 0 | 0 | 0 | 0 | [13 empty] | 0 | 0 | 0 | 0 | 0 | 0 | 0 | 0 | 0 | 0 | 0 | 0 | 0 | 0
PG&E East Kern Study Area | Olive | 115 | 0 | 0 | 0 | 0 | 0 | 0 | 0 | 0 | 0 | 0 | 40 | 10 | 0 | [11 empty] | 20 |  | 0 | 0 | 0 | 0 | 0 | 0 | 0 | 0 | 0 | 0 | 40 | 30 | 0 | 1
PG&E North of Greater Bay Study Area | Olivehurst | 115 | 0 | 0 | 0 | 0 | 0 | 0 | 0 | 0 | 0 | 0 | 0 | 0 | 0 | [13 empty] | 0 | 0 | 0 | 0 | 0 | 0 | 0 | 0 | 0 | 0 | 0 | 0 | 0 | 0
PG&E Fresno Study Area | Oro Loma | 115 | 0 | 0 | 0 | 0 | 0 | 0 | 0 | 0 | 0 | 0 | 0 | 0 | 0 | [13 empty] | 0 | 0 | 0 | 0 | 0 | 0 | 0 | 0 | 0 | 0 | 0 | 0 | 0 | 0
SDG&E Study Area | Otay Mesa | 230 | 0 | 0 | 0 | 0 | 0 | 0 | 0 | 0 | 0 | 0 | 0 | 150 | 0 | [11 empty] | 75 |  | 0 | 0 | 0 | 0 | 0 | 0 | 0 | 0 | 0 | 0 | 0 | 225 | 0 | 1
SCE Metro Study Area | Padua | 230 | 0 | 0 | 0 | 0 | 0 | 0 | 0 | 0 | 0 | 0 | 0 | 0 | 0 | [13 empty] | 0 | 0 | 0 | 0 | 0 | 0 | 0 | 0 | 0 | 0 | 0 | 0 | 0 | 0
East of Pisgah Study Area | Pahrump | 230 | 0 | 0 | 0 | 0 | 0 | 0 | 0 | 0 | 0 | 0 | 0 | 0 | 0 | [13 empty] | 0 | 0 | 0 | 0 | 0 | 0 | 0 | 0 | 0 | 0 | 0 | 0 | 0 | 0
East of Pisgah Study Area | Pahrump | 138 | 0 | 0 | 0 | 0 | 0 | 0 | 0 | 0 | 0 | 0 | 0 | 0 | 0 | [13 empty] | 0 | 0 | 0 | 0 | 0 | 0 | 0 | 0 | 0 | 0 | 0 | 0 | 0 | 0
PG&E North of Greater Bay Study Area | Palermo | 230 | 0 | 5 | 0 | 0 | 0 | 0 | 0 | 0 | 0 | 0 | 0 | 0 | 0 | [13 empty] | 0 | 5 | 0 | 0 | 0 | 0 | 0 | 0 | 0 | 0 | 0 | 0 | 0 | 1
SCE Eastern Study Area | Palo Verde | 500 | 0 | 0 | 124 | 0 | 438 | 0 | 0 | 0 | 0 | 0 | 0 | 0 | 0 |  |  |  |  | 1890 | [8 empty] | 0 | 0 | 124 | 0 | 2328 | 0 | 0 | 0 | 0 | 0 | 0 | 0 | 0 | 1
SDG&E Study Area | Palomar | 230 | 0 | 0 | 0 | 0 | 0 | 0 | 0 | 0 | 0 | 0 | 0 | 0 | 0 | [13 empty] | 0 | 0 | 0 | 0 | 0 | 0 | 0 | 0 | 0 | 0 | 0 | 0 | 0 | 0
PG&E Fresno Study Area | Panoche | 115 | 0 | 0 | 0 | 0 | 0 | 0 | 0 | 0 | 0 | 0 | 0 | 0 | 0 | [13 empty] | 0 | 0 | 0 | 0 | 0 | 0 | 0 | 0 | 0 | 0 | 0 | 0 | 0 | 0
PG&E Fresno Study Area | Panoche | 230 | 0 | 0 | 0 | 0 | 0 | 0 | 0 | 0 | 0 | 0 | 180 | 110 | 0 | [10 empty] | 190 | 160 |  | 0 | 0 | 0 | 0 | 0 | 0 | 0 | 0 | 0 | 0 | 370 | 270 | 0 | 1
SCE Northern Area | Pardee | 230 | 0 | 0 | 0 | 0 | 0 | 0 | 0 | 0 | 0 | 0 | 0 | 0 | 0 | [13 empty] | 0 | 0 | 0 | 0 | 0 | 0 | 0 | 0 | 0 | 0 | 0 | 0 | 0 | 0
SCE Northern Area | Pastoria | 230 | 0 | 0 | 0 | 0 | 0 | 0 | 0 | 0 | 0 | 0 | 106.875 | 80 | 0 | [13 empty] | 0 | 0 | 0 | 0 | 0 | 0 | 0 | 0 | 0 | 0 | 106.875 | 80 | 0 | 1
PG&E North of Greater Bay Study Area | Peabody | 230 | 0 | 0 | 0 | 0 | 0 | 0 | 0 | 0 | 0 | 0 | 0 | 0 | 0 | [13 empty] | 0 | 0 | 0 | 0 | 0 | 0 | 0 | 0 | 0 | 0 | 0 | 0 | 0 | 0
PG&E North of Greater Bay Study Area | Pease | 115 | 0 | 0 | 0 | 0 | 0 | 0 | 0 | 0 | 0 | 0 | 0 | 0 | 0 | [13 empty] | 0 | 0 | 0 | 0 | 0 | 0 | 0 | 0 | 0 | 0 | 0 | 0 | 0 | 0
SDG&E Study Area | Penasquitos | 230 | 0 | 0 | 0 | 0 | 0 | 0 | 0 | 0 | 0 | 0 | 0 | 0 | 0 | [13 empty] | 0 | 0 | 0 | 0 | 0 | 0 | 0 | 0 | 0 | 0 | 0 | 0 | 0 | 0
SDG&E Study Area | Penasquitos | 138 | 0 | 0 | 0 | 0 | 0 | 0 | 0 | 0 | 0 | 0 | 0 | 0 | 0 | [13 empty] | 0 | 0 | 0 | 0 | 0 | 0 | 0 | 0 | 0 | 0 | 0 | 0 | 0 | 0
PG&E North of Greater Bay Study Area | Peoria | 115 | 0 | 0 | 0 | 0 | 0 | 0 | 0 | 0 | 0 | 0 | 0 | 0 | 0 | [13 empty] | 0 | 0 | 0 | 0 | 0 | 0 | 0 | 0 | 0 | 0 | 0 | 0 | 0 | 0
SCE North of Lugo (NOL) Study Area | Pisgah | 230 | 0 | 0 | 0 | 0 | 0 | 0 | 0 | 0 | 0 | 0 | 0 | 0 | 0 |  |  | 100 | [6 empty] | 50 | 250 | 190 |  | 0 | 0 | 100 | 0 | 0 | 0 | 0 | 0 | 0 | 50 | 250 | 190 | 0 | 1
PG&E North of Greater Bay Study Area | Pit 1 | 230 | 0 | 5 | 0 | 0 | 0 | 0 | 0 | 0 | 0 | 0 | 0 | 0 | 0 | [13 empty] | 0 | 5 | 0 | 0 | 0 | 0 | 0 | 0 | 0 | 0 | 0 | 0 | 0 | 1
PG&E North of Greater Bay Study Area | Pittsburg | 230 | 0 | 0 | 0 | 0 | 0 | 0 | 0 | 0 | 0 | 0 | 0 | 200 | 0 | [11 empty] | 200 |  | 0 | 0 | 0 | 0 | 0 | 0 | 0 | 0 | 0 | 0 | 0 | 400 | 0 | 1
PG&E North of Greater Bay Study Area | Pittsburg PP | 230 | 0 | 0 | 0 | 0 | 0 | 0 | 0 | 0 | 0 | 0 | 0 | 0 | 0 | [13 empty] | 0 | 0 | 0 | 0 | 0 | 0 | 0 | 0 | 0 | 0 | 0 | 0 | 0 | 0
PG&E North of Greater Bay Study Area | Placerville | 115 | 0 | 3 | 0 | 0 | 0 | 0 | 0 | 0 | 0 | 0 | 0 | 0 | 0 | [13 empty] | 0 | 3 | 0 | 0 | 0 | 0 | 0 | 0 | 0 | 0 | 0 | 0 | 0 | 1
PG&E North of Greater Bay Study Area | Pleasant Grove | 115 | 0 | 0 | 0 | 0 | 0 | 0 | 0 | 0 | 0 | 0 | 0 | 0 | 0 | [13 empty] | 0 | 0 | 0 | 0 | 0 | 0 | 0 | 0 | 0 | 0 | 0 | 0 | 0 | 0
PG&E East Kern Study Area | Poso Mountain | 115 | 0 | 0 | 0 | 0 | 0 | 0 | 0 | 0 | 0 | 0 | 0 | 0 | 0 | [13 empty] | 0 | 0 | 0 | 0 | 0 | 0 | 0 | 0 | 0 | 0 | 0 | 0 | 0 | 0
East of Pisgah Study Area | Primm | 230 | 0 | 0 | 0 | 0 | 0 | 0 | 0 | 0 | 0 | 0 | 0 | 0 | 0 | [13 empty] | 0 | 0 | 0 | 0 | 0 | 0 | 0 | 0 | 0 | 0 | 0 | 0 | 0 | 0
PG&E Fresno Study Area | Pumpjack | 115 | 0 | 0 | 0 | 0 | 0 | 0 | 0 | 0 | 0 | 0 | 0 | 0 | 0 | [13 empty] | 0 | 0 | 0 | 0 | 0 | 0 | 0 | 0 | 0 | 0 | 0 | 0 | 0 | 0
PG&E North of Greater Bay Study Area | Putah Creek | 115 | 0 | 0 | 0 | 0 | 0 | 0 | 0 | 0 | 0 | 0 | 0 | 0 | 0 | [13 empty] | 0 | 0 | 0 | 0 | 0 | 0 | 0 | 0 | 0 | 0 | 0 | 0 | 0 | 0
PG&E North of Greater Bay Study Area | Quinto | 230 | 0 | 0 | 0 | 0 | 0 | 0 | 0 | 0 | 0 | 0 | 0 | 0 | 0 | [13 empty] | 0 | 0 | 0 | 0 | 0 | 0 | 0 | 0 | 0 | 0 | 0 | 0 | 0 | 0
SCE Metro Study Area | Rancho Vista | 500 | 0 | 0 | 0 | 0 | 0 | 0 | 0 | 0 | 0 | 0 | 0 | 0 | 0 | [13 empty] | 0 | 0 | 0 | 0 | 0 | 0 | 0 | 0 | 0 | 0 | 0 | 0 | 0 | 0
SCE Metro Study Area | Rancho Vista | 230 | 0 | 0 | 0 | 0 | 0 | 0 | 0 | 0 | 0 | 0 | 0 | 0 | 0 | [13 empty] | 0 | 0 | 0 | 0 | 0 | 0 | 0 | 0 | 0 | 0 | 0 | 0 | 0 | 0
SCE North of Lugo (NOL) Study Area | Ransburg | 115 | 0 | 0 | 0 | 0 | 0 | 0 | 0 | 0 | 0 | 0 | 0 | 0 | 0 | [13 empty] | 0 | 0 | 0 | 0 | 0 | 0 | 0 | 0 | 0 | 0 | 0 | 0 | 0 | 0
SCE Northern Area | Rector | 230 | 0 | 0 | 0 | 0 | 0 | 0 | 0 | 0 | 0 | 0 | 0 | 0 | 0 | [10 empty] | 100 |  |  | 0 | 0 | 0 | 0 | 0 | 0 | 0 | 0 | 0 | 0 | 100 | 0 | 0 | 1
SCE Eastern Study Area | Redbluff | 500 | 0 | 0 | 0 | 0 | 0 | 0 | 0 | 0 | 0 | 0 | 0 | 0 | 0 | [9 empty] | 250 | 400 | 231.4 | 700 | 0 | 0 | 0 | 0 | 0 | 0 | 0 | 0 | 0 | 250 | 400 | 231.4 | 700 | 1
SCE Eastern Study Area | Redbluff | 230 | 0 | 0 | 0 | 0 | 0 | 0 | 0 | 0 | 0 | 662 | 238 | 430.1536 | 0 | [9 empty] | 250 | 889 | 400 |  | 0 | 0 | 0 | 0 | 0 | 0 | 0 | 0 | 0 | 912 | 1127 | 830.1536 | 0 | 1
SCE Metro Study Area | Redondo | 230 | 0 | 0 | 0 | 0 | 0 | 0 | 0 | 0 | 0 | 0 | 0 | 0 | 0 | [13 empty] | 0 | 0 | 0 | 0 | 0 | 0 | 0 | 0 | 0 | 0 | 0 | 0 | 0 | 0
PG&E Fresno Study Area | Reedley | 115 | 0 | 0 | 0 | 0 | 0 | 0 | 0 | 0 | 0 | 0 | 0 | 0 | 0 | [13 empty] | 0 | 0 | 0 | 0 | 0 | 0 | 0 | 0 | 0 | 0 | 0 | 0 | 0 | 0
PG&E Fresno Study Area | Regulus | 115 | 0 | 0 | 0 | 0 | 0 | 0 | 0 | 0 | 0 | 0 | 0 | 0 | 0 | [13 empty] | 0 | 0 | 0 | 0 | 0 | 0 | 0 | 0 | 0 | 0 | 0 | 0 | 0 | 0
PG&E East Kern Study Area | Renfro | 115 | 0 | 0 | 0 | 0 | 0 | 0 | 0 | 0 | 0 | 0 | 0 | 0 | 0 | [13 empty] | 0 | 0 | 0 | 0 | 0 | 0 | 0 | 0 | 0 | 0 | 0 | 0 | 0 | 0
East of Pisgah Study Area | Rest of VEA 138 kV System | 138 | 440 | 0 | 0 | 0 | 0 | 0 | 0 | 0 | 0 | 0 | 0 | 0 | 0 | -440 | [12 empty] | 0 | 0 | 0 | 0 | 0 | 0 | 0 | 0 | 0 | 0 | 0 | 0 | 0 | 0
PG&E North of Greater Bay Study Area | Richmond | 115 | 0 | 0 | 0 | 0 | 0 | 0 | 0 | 0 | 0 | 0 | 0 | 0 | 0 | [13 empty] | 0 | 0 | 0 | 0 | 0 | 0 | 0 | 0 | 0 | 0 | 0 | 0 | 0 | 0
PG&E East Kern Study Area | Rio Bravo | 115 | 0 | 0 | 0 | 0 | 0 | 0 | 0 | 0 | 0 | 0 | 0 | 0 | 0 | [10 empty] | 55 | 55 |  | 0 | 0 | 0 | 0 | 0 | 0 | 0 | 0 | 0 | 0 | 55 | 55 | 0 | 1
SCE Metro Study Area | Rio Hondo | 230 | 0 | 0 | 0 | 0 | 0 | 0 | 0 | 0 | 0 | 0 | 0 | 0 | 0 | [13 empty] | 0 | 0 | 0 | 0 | 0 | 0 | 0 | 0 | 0 | 0 | 0 | 0 | 0 | 0
PG&E North of Greater Bay Study Area | Rio Oso | 230 | 0 | 0 | 0 | 0 | 0 | 0 | 0 | 0 | 0 | 0 | 0 | 0 | 0 | [9 empty] | 120 | 150 | 110 |  | 0 | 0 | 0 | 0 | 0 | 0 | 0 | 0 | 0 | 120 | 150 | 110 | 0 | 1
PG&E North of Greater Bay Study Area | Ripon | 115 | 0 | 0 | 0 | 0 | 0 | 0 | 0 | 0 | 0 | 0 | 0 | 0 | 0 | [13 empty] | 0 | 0 | 0 | 0 | 0 | 0 | 0 | 0 | 0 | 0 | 0 | 0 | 0 | 0
PG&E North of Greater Bay Study Area | Riverbank | 115 | 0 | 0 | 0 | 0 | 0 | 0 | 0 | 0 | 0 | 0 | 0 | 0 | 0 | [13 empty] | 0 | 0 | 0 | 0 | 0 | 0 | 0 | 0 | 0 | 0 | 0 | 0 | 0 | 0
SCE North of Lugo (NOL) Study Area | Roadway | 115 | 0 | 0 | 0 | 0 | 0 | 0 | 0 | 0 | 0 | 0 | 220.92 | 159.94 | 0 | [13 empty] | 0 | 0 | 0 | 0 | 0 | 0 | 0 | 0 | 0 | 0 | 220.92 | 159.94 | 0 | 1
PG&E East Kern Study Area | Rosedale | 115 | 0 | 0 | 0 | 0 | 0 | 0 | 0 | 0 | 0 | 0 | 0 | 0 | 0 | [13 empty] | 0 | 0 | 0 | 0 | 0 | 0 | 0 | 0 | 0 | 0 | 0 | 0 | 0 | 0
PG&E North of Greater Bay Study Area | Round Mountain | 230 | 0 | 22 | 115 | 209.5 | 0 | 0 | 0 | 0 | 0 | 0 | 0 | 0 | 0 | [13 empty] | 0 | 22 | 115 | 209.5 | 0 | 0 | 0 | 0 | 0 | 0 | 0 | 0 | 0 | 1
PG&E North of Greater Bay Study Area | Round Mountain | 500 | 0 | 0 | 0 | 0 | 0 | 0 | 0 | 0 | 0 | 0 | 0 | 0 | 0 | [13 empty] | 0 | 0 | 0 | 0 | 0 | 0 | 0 | 0 | 0 | 0 | 0 | 0 | 0 | 0
PG&E Fresno Study Area | S0478 | 115 | 0 | 0 | 0 | 0 | 0 | 0 | 0 | 0 | 0 | 0 | 0 | 0 | 0 | [13 empty] | 0 | 0 | 0 | 0 | 0 | 0 | 0 | 0 | 0 | 0 | 0 | 0 | 0 | 0
SCE Eastern Study Area | San Bernardino | 230 | 0 | 0 | 0 | 0 | 0 | 0 | 0 | 0 | 0 | 0 | 0 | 0 | 0 | [13 empty] | 0 | 0 | 0 | 0 | 0 | 0 | 0 | 0 | 0 | 0 | 0 | 0 | 0 | 0
PG&E East Kern Study Area | San Luis Obispo | 115 | 0 | 0 | 0 | 0 | 0 | 0 | 0 | 0 | 0 | 0 | 0 | 0 | 0 | [13 empty] | 0 | 0 | 0 | 0 | 0 | 0 | 0 | 0 | 0 | 0 | 0 | 0 | 0 | 0
SDG&E Study Area | San Luis Rey | 230 | 0 | 0 | 0 | 0 | 0 | 0 | 0 | 0 | 0 | 0 | 0 | 0 | 0 | [11 empty] | 65 |  | 0 | 0 | 0 | 0 | 0 | 0 | 0 | 0 | 0 | 0 | 0 | 65 | 0 | 1
SDG&E Study Area | San Onofre | 230 | 0 | 0 | 0 | 0 | 0 | 0 | 0 | 0 | 0 | 0 | 0 | 0 | 0 | [13 empty] | 0 | 0 | 0 | 0 | 0 | 0 | 0 | 0 | 0 | 0 | 0 | 0 | 0 | 0
East of Pisgah Study Area | Sandy | 138 | 0 | 0 | 0 | 0 | 0 | 0 | 0 | 0 | 0 | 0 | 0 | 0 | 0 | [13 empty] | 0 | 0 | 0 | 0 | 0 | 0 | 0 | 0 | 0 | 0 | 0 | 0 | 0 | 0
PG&E Fresno Study Area | Sanger | 115 | 0 | 0 | 0 | 0 | 0 | 0 | 0 | 0 | 0 | 0 | 0 | 0 | 0 | [13 empty] | 0 | 0 | 0 | 0 | 0 | 0 | 0 | 0 | 0 | 0 | 0 | 0 | 0 | 0
SCE Northern Area | Santa Clara | 230 | 0 | 0 | 0 | 0 | 0 | 0 | 0 | 0 | 0 | 0 | 0 | 121 | 0 | [9 empty] | 75 | 325 | 100 |  | 0 | 0 | 0 | 0 | 0 | 0 | 0 | 0 | 0 | 75 | 325 | 221 | 0 | 1
SCE Metro Study Area | Santiago | 230 | 0 | 0 | 0 | 0 | 0 | 0 | 0 | 0 | 0 | 0 | 0 | 0 | 0 | [13 empty] | 0 | 0 | 0 | 0 | 0 | 0 | 0 | 0 | 0 | 0 | 0 | 0 | 0 | 0
SCE Northern Area | Saugus | 230 | 0 | 0 | 0 | 0 | 0 | 0 | 0 | 0 | 0 | 0 | 0 | 0 | 0 | [13 empty] | 0 | 0 | 0 | 0 | 0 | 0 | 0 | 0 | 0 | 0 | 0 | 0 | 0 | 0
PG&E Fresno Study Area | Schindler | 115 | 0 | 0 | 0 | 0 | 0 | 0 | 0 | 0 | 0 | 0 | 0 | 0 | 0 | [9 empty] | 50 | 100 | 75 |  | 0 | 0 | 0 | 0 | 0 | 0 | 0 | 0 | 0 | 50 | 100 | 75 | 0 | 1
PG&E North of Greater Bay Study Area | Schulte Switching Station | 115 | 0 | 0 | 0 | 0 | 0 | 0 | 0 | 0 | 0 | 0 | 0 | 0 | 0 | [13 empty] | 0 | 0 | 0 | 0 | 0 | 0 | 0 | 0 | 0 | 0 | 0 | 0 | 0 | 0
PG&E Fresno Study Area | Semitropic | 115 | 0 | 3 | 0 | 0 | 0 | 0 | 0 | 0 | 9 | 0 | 0 | 0 | 0 | [10 empty] | 100 | 75 |  | 0 | 3 | 0 | 0 | 0 | 0 | 0 | 0 | 9 | 0 | 100 | 75 | 0 | 1
SCE Metro Study Area | Serrano | 500 | 0 | 0 | 0 | 0 | 0 | 0 | 0 | 0 | 0 | 0 | 0 | 0 | 0 | [13 empty] | 0 | 0 | 0 | 0 | 0 | 0 | 0 | 0 | 0 | 0 | 0 | 0 | 0 | 0
SCE Metro Study Area | Serrano | 230 | 0 | 0 | 0 | 0 | 0 | 0 | 0 | 0 | 0 | 0 | 0 | 0 | 0 | [13 empty] | 0 | 0 | 0 | 0 | 0 | 0 | 0 | 0 | 0 | 0 | 0 | 0 | 0 | 0
PG&E East Kern Study Area | Shafter | 115 | 0 | 0 | 0 | 0 | 0 | 0 | 0 | 0 | 3 | 0 | 0 | 0 | 0 | [10 empty] | 110 | 80 |  | 0 | 0 | 0 | 0 | 0 | 0 | 0 | 0 | 3 | 0 | 110 | 80 | 0 | 1
PG&E North of Greater Bay Study Area | Shilo III | 230 | 0 | 0 | 0 | 0 | 0 | 0 | 0 | 0 | 0 | 0 | 0 | 0 | 0 | [13 empty] | 0 | 0 | 0 | 0 | 0 | 0 | 0 | 0 | 0 | 0 | 0 | 0 | 0 | 0
SDG&E Study Area | Silvergate | 230 | 0 | 0 | 0 | 0 | 0 | 0 | 0 | 0 | 0 | 0 | 0 | 200 | 0 | [13 empty] | 0 | 0 | 0 | 0 | 0 | 0 | 0 | 0 | 0 | 0 | 0 | 200 | 0 | 1
PG&E East Kern Study Area | Sisquoc | 115 | 0 | 0 | 0 | 0 | 0 | 0 | 0 | 0 | 0 | 0 | 0 | 0 | 0 | [13 empty] | 0 | 0 | 0 | 0 | 0 | 0 | 0 | 0 | 0 | 0 | 0 | 0 | 0 | 0
East of Pisgah Study Area | Sloan Canyon (fka Bob) | 230 | 0 | 0 | 303 | 0 | 0 | 0 | 0 | 0 | 0 | 0 | 0 | 0 | 0 | [13 empty] | 0 | 0 | 303 | 0 | 0 | 0 | 0 | 0 | 0 | 0 | 0 | 0 | 0 | 1
PG&E East Kern Study Area | Smyrna | 115 | 0 | 0 | 0 | 0 | 0 | 0 | 0 | 0 | 0 | 0 | 0 | 0 | 0 | [13 empty] | 0 | 0 | 0 | 0 | 0 | 0 | 0 | 0 | 0 | 0 | 0 | 0 | 0 | 0
PG&E East Kern Study Area | Solar SS | 230 | 0 | 0 | 0 | 0 | 0 | 0 | 0 | 0 | 0 | 0 | 0 | 0 | 0 | [9 empty] | 60 | 65 | 55 |  | 0 | 0 | 0 | 0 | 0 | 0 | 0 | 0 | 0 | 60 | 65 | 55 | 0 | 1
PG&E East Kern Study Area | Solar SW | 230 | 0 | 0 | 0 | 0 | 0 | 0 | 0 | 0 | 0 | 0 | 0 | 0 | 0 | [13 empty] | 0 | 0 | 0 | 0 | 0 | 0 | 0 | 0 | 0 | 0 | 0 | 0 | 0 | 0
SCE Northern Area | Springville | 230 | 0 | 4 | 0 | 0 | 0 | 0 | 0 | 0 | 0 | 0 | 0 | 0 | 0 | [9 empty] | 50 | 140 | 50 |  | 0 | 4 | 0 | 0 | 0 | 0 | 0 | 0 | 0 | 50 | 140 | 50 | 0 | 1
PG&E North of Greater Bay Study Area | Stagg | 230 | 0 | 0 | 0 | 0 | 0 | 0 | 0 | 0 | 0 | 0 | 0 | 0 | 0 | [13 empty] | 0 | 0 | 0 | 0 | 0 | 0 | 0 | 0 | 0 | 0 | 0 | 0 | 0 | 0
PG&E East Kern Study Area | Stockdale | 230 | 0 | 0 | 0 | 0 | 0 | 0 | 0 | 0 | 4 | 0 | 0 | 0 | 0 | [13 empty] | 0 | 0 | 0 | 0 | 0 | 0 | 0 | 0 | 4 | 0 | 0 | 0 | 0 | 1
PG&E Fresno Study Area | Stockdale A | 230 | 0 | 0 | 0 | 0 | 0 | 0 | 0 | 0 | 0 | 0 | 0 | 0 | 0 | [13 empty] | 0 | 0 | 0 | 0 | 0 | 0 | 0 | 0 | 0 | 0 | 0 | 0 | 0 | 0
SDG&E Study Area | Suncrest | 500 | 0 | 0 | 0 | 0 | 0 | 0 | 0 | 0 | 0 | 0 | 0 | 0 | 0 | [13 empty] | 0 | 0 | 0 | 0 | 0 | 0 | 0 | 0 | 0 | 0 | 0 | 0 | 0 | 0
SDG&E Study Area | Suncrest | 230 | 0 | 0 | 0 | 0 | 0 | 0 | 0 | 0 | 0 | 0 | 0 | 0 | 0 | [13 empty] | 0 | 0 | 0 | 0 | 0 | 0 | 0 | 0 | 0 | 0 | 0 | 0 | 0 | 0
SDG&E Study Area | Sycamore | 230 | 0 | 0 | 0 | 0 | 0 | 0 | 0 | 0 | 0 | 0 | 0 | 0 | 500 | [13 empty] | 0 | 0 | 0 | 0 | 0 | 0 | 0 | 0 | 0 | 0 | 0 | 0 | 500 | 1
SDG&E Study Area | Sycamore | 138 | 0 | 0 | 0 | 0 | 0 | 0 | 0 | 0 | 0 | 0 | 0 | 300 | 0 | [13 empty] | 0 | 0 | 0 | 0 | 0 | 0 | 0 | 0 | 0 | 0 | 0 | 300 | 0 | 1
SCE Northern Area | Sylmar | 230 | 0 | 0 | 0 | 0 | 0 | 0 | 0 | 0 | 0 | 0 | 0 | 0 | 0 | [13 empty] | 0 | 0 | 0 | 0 | 0 | 0 | 0 | 0 | 0 | 0 | 0 | 0 | 0 | 0
PG&E North of Greater Bay Study Area | Table Mountain | 115 | 0 | 0 | 0 | 0 | 0 | 0 | 0 | 0 | 0 | 0 | 0 | 0 | 0 | [13 empty] | 0 | 0 | 0 | 0 | 0 | 0 | 0 | 0 | 0 | 0 | 0 | 0 | 0 | 0
PG&E East Kern Study Area | Taft | 115 | 0 | 0 | 0 | 0 | 0 | 0 | 0 | 0 | 0 | 0 | 0 | 0 | 0 | [13 empty] | 0 | 0 | 0 | 0 | 0 | 0 | 0 | 0 | 0 | 0 | 0 | 0 | 0 | 0
SDG&E Study Area | Talega | 230 | 0 | 0 | 0 | 0 | 0 | 0 | 0 | 0 | 0 | 0 | 0 | 0 | 0 | [11 empty] | 80 |  | 0 | 0 | 0 | 0 | 0 | 0 | 0 | 0 | 0 | 0 | 0 | 80 | 0 | 1
PG&E East Kern Study Area | Temblor | 115 | 0 | 0 | 0 | 0 | 0 | 0 | 0 | 0 | 6 | 0 | 0 | 0 | 0 | [13 empty] | 0 | 0 | 0 | 0 | 0 | 0 | 0 | 0 | 6 | 0 | 0 | 0 | 0 | 1
PG&E East Kern Study Area | Templeton | 115 | 0 | 0 | 0 | 0 | 0 | 0 | 0 | 0 | 0 | 0 | 0 | 0 | 0 | [13 empty] | 0 | 0 | 0 | 0 | 0 | 0 | 0 | 0 | 0 | 0 | 0 | 0 | 0 | 0
PG&E East Kern Study Area | Templeton | 230 | 0 | 0 | 188 | 0 | 0 | 0 | 0 | 0 | 0 | 0 | 0 | 0 | 0 | [13 empty] | 0 | 0 | 188 | 0 | 0 | 0 | 0 | 0 | 0 | 0 | 0 | 0 | 0 | 1
PG&E North of Greater Bay Study Area | Tesla | 115 | 0 | 0 | 0 | 0 | 0 | 0 | 0 | 0 | 0 | 0 | 0 | 0 | 0 | [13 empty] | 0 | 0 | 0 | 0 | 0 | 0 | 0 | 0 | 0 | 0 | 0 | 0 | 0 | 0
PG&E North of Greater Bay Study Area | Tesla | 230 | 0 | 0 | 100 | 100 | 0 | 0 | 0 | 0 | 0 | 0 | 0 | 0 | 0 | [13 empty] | 0 | 0 | 100 | 100 | 0 | 0 | 0 | 0 | 0 | 0 | 0 | 0 | 0 | 1
PG&E North of Greater Bay Study Area | Tesla | 500 | 0 | 0 | 0 | 0 | 0 | 0 | 0 | 0 | 0 | 0 | 0 | 0 | 0 | [9 empty] | 50 | 350 | 250 |  | 0 | 0 | 0 | 0 | 0 | 0 | 0 | 0 | 0 | 50 | 350 | 250 | 0 | 1
PG&E East Kern Study Area | Tevis | 115 | 0 | 0 | 0 | 0 | 0 | 0 | 0 | 0 | 0 | 0 | 0 | 0 | 0 | [13 empty] | 0 | 0 | 0 | 0 | 0 | 0 | 0 | 0 | 0 | 0 | 0 | 0 | 0 | 0
PG&E North of Greater Bay Study Area | Thermalito | 230 | 0 | 0 | 40 | 40 | 0 | 0 | 0 | 0 | 0 | 0 | 0 | 0 | 0 | [13 empty] | 0 | 0 | 40 | 40 | 0 | 0 | 0 | 0 | 0 | 0 | 0 | 0 | 0 | 1
SDG&E Study Area | Trabuco | 138 | 0 | 0 | 0 | 0 | 0 | 0 | 0 | 0 | 0 | 0 | 0 | 0 | 0 | [13 empty] | 0 | 0 | 0 | 0 | 0 | 0 | 0 | 0 | 0 | 0 | 0 | 0 | 0 | 0
PG&E Fresno Study Area | Tranquility | 230 | 0 | 0 | 0 | 0 | 0 | 0 | 0 | 0 | 0 | 166 | 133 | 75 | 0 | [9 empty] | 250 | 700 | 500 |  | 0 | 0 | 0 | 0 | 0 | 0 | 0 | 0 | 0 | 416 | 833 | 575 | 0 | 1
East of Pisgah Study Area | Trout Canyon (fka Crazy Eyes) | 230 | 0 | 0 | 0 | 0 | 0 | 0 | 0 | 0 | 0 | 425 | 718 | 455 | 0 | [9 empty] | 100 | 840 | 500 |  | 0 | 0 | 0 | 0 | 0 | 0 | 0 | 0 | 0 | 525 | 1558 | 955 | 0 | 1
PG&E North of Greater Bay Study Area | Tulucay | 230 | 0 | 0 | 0 | 0 | 0 | 0 | 0 | 0 | 0 | 0 | 0 | 0 | 0 | [13 empty] | 0 | 0 | 0 | 0 | 0 | 0 | 0 | 0 | 0 | 0 | 0 | 0 | 0 | 0
PG&E East Kern Study Area | Tupman | 115 | 0 | 0 | 0 | 0 | 0 | 0 | 0 | 0 | 0 | 0 | 0 | 0 | 0 | [13 empty] | 0 | 0 | 0 | 0 | 0 | 0 | 0 | 0 | 0 | 0 | 0 | 0 | 0 | 0
PG&E North of Greater Bay Study Area | UltraPower Chinese Station | 115 | 0 | 0 | 0 | 0 | 0 | 0 | 0 | 0 | 0 | 0 | 0 | 0 | 0 | [13 empty] | 0 | 0 | 0 | 0 | 0 | 0 | 0 | 0 | 0 | 0 | 0 | 0 | 0 | 0
PG&E North of Greater Bay Study Area | Vaca Dixon | 500 | 0 | 0 | 0 | 0 | 0 | 0 | 0 | 0 | 0 | 0 | 0 | 0 | 0 | [13 empty] | 0 | 0 | 0 | 0 | 0 | 0 | 0 | 0 | 0 | 0 | 0 | 0 | 0 | 0
PG&E North of Greater Bay Study Area | Vaca Dixon | 115 | 0 | 0 | 0 | 0 | 0 | 0 | 0 | 0 | 0 | 0 | 0 | 0 | 0 | [9 empty] | 14 | 10 | 12 |  | 0 | 0 | 0 | 0 | 0 | 0 | 0 | 0 | 0 | 14 | 10 | 12 | 0 | 1
SCE Eastern Study Area | Valley | 500 | 0 | 0 | 0 | 0 | 0 | 0 | 0 | 0 | 0 | 0 | 0 | 0 | 0 | [13 empty] | 0 | 0 | 0 | 0 | 0 | 0 | 0 | 0 | 0 | 0 | 0 | 0 | 0 | 0
East of Pisgah Study Area | Valley (VEA) | 138 | 0 | 0 | 0 | 0 | 0 | 0 | 0 | 0 | 0 | 0 | 50 | 40 | 0 | [13 empty] | 0 | 0 | 0 | 0 | 0 | 0 | 0 | 0 | 0 | 0 | 50 | 40 | 0 | 1
SCE Northern Area | Vestal | 230 | 0 | 0 | 0 | 0 | 0 | 0 | 0 | 0 | 0 | 350 | 266.13 | 300 | 0 | [10 empty] | 185 | 58 |  | 0 | 0 | 0 | 0 | 0 | 0 | 0 | 0 | 0 | 350 | 451.13 | 358 | 0 | 1
SCE North of Lugo (NOL) Study Area | Victor | 230 | 0 | 2.7 | 0 | 0 | 0 | 0 | 0 | 0 | 7 | 110 | 105.3943 | 50 | 0 | [10 empty] | 185 | 170 |  | 0 | 2.7 | 0 | 0 | 0 | 0 | 0 | 0 | 7 | 110 | 290.3943 | 220 | 0 | 1
SCE North of Lugo (NOL) Study Area | Victor | 115 | 0 | 0 | 0 | 0 | 0 | 0 | 0 | 0 | 0 | 0 | 0 | 0 | 0 | [13 empty] | 0 | 0 | 0 | 0 | 0 | 0 | 0 | 0 | 0 | 0 | 0 | 0 | 0 | 0
SCE Metro Study Area | Viejo | 230 | 0 | 0 | 0 | 0 | 0 | 0 | 0 | 0 | 0 | 0 | 0 | 0 | 0 | [13 empty] | 0 | 0 | 0 | 0 | 0 | 0 | 0 | 0 | 0 | 0 | 0 | 0 | 0 | 0
PG&E North of Greater Bay Study Area | Vierra | 115 | 0 | 0 | 0 | 0 | 0 | 0 | 0 | 0 | 0 | 0 | 0 | 0 | 0 | [13 empty] | 0 | 0 | 0 | 0 | 0 | 0 | 0 | 0 | 0 | 0 | 0 | 0 | 0 | 0
SCE Metro Study Area | Villa Park | 230 | 0 | 0 | 0 | 0 | 0 | 0 | 0 | 0 | 0 | 0 | 0 | 0 | 0 | [13 empty] | 0 | 0 | 0 | 0 | 0 | 0 | 0 | 0 | 0 | 0 | 0 | 0 | 0 | 0
SCE Northern Area | Vincent | 230 | 0 | 0 | 0 | 0 | 0 | 0 | 0 | 0 | 0 | 0 | 1003 | 808.59 | 0 | [10 empty] | 300 | 415 |  | 0 | 0 | 0 | 0 | 0 | 0 | 0 | 0 | 0 | 0 | 1303 | 1223.59 | 0 | 1
SCE Eastern Study Area | Vista | 230 | 0 | 3 | 0 | 0 | 0 | 0 | 0 | 0 | 0 | 0 | 0 | 0 | 0 | [13 empty] | 0 | 3 | 0 | 0 | 0 | 0 | 0 | 0 | 0 | 0 | 0 | 0 | 0 | 1
East of Pisgah Study Area | Vista (VEA) | 138 | 0 | 0 | 0 | 0 | 0 | 0 | 0 | 0 | 0 | 0 | 0 | 0 | 0 | [9 empty] | 100 | 100 | 65 |  | 0 | 0 | 0 | 0 | 0 | 0 | 0 | 0 | 0 | 100 | 100 | 65 | 0 | 1
PG&E Fresno Study Area | Wahtoke | 115 | 0 | 0 | 0 | 0 | 0 | 0 | 0 | 0 | 0 | 0 | 0 | 0 | 0 | [13 empty] | 0 | 0 | 0 | 0 | 0 | 0 | 0 | 0 | 0 | 0 | 0 | 0 | 0 | 0
SCE Metro Study Area | Walnut | 230 | 0 | 0 | 0 | 0 | 0 | 0 | 0 | 0 | 0 | 0 | 0 | 300 | 0 | [13 empty] | 0 | 0 | 0 | 0 | 0 | 0 | 0 | 0 | 0 | 0 | 0 | 300 | 0 | 1
PG&E Fresno Study Area | Westley | 230 | 0 | 4 | 0 | 0 | 0 | 0 | 0 | 0 | 0 | 41 | 119.32 | 99.5 | 0 | [9 empty] | 50 |  |  |  | 0 | 4 | 0 | 0 | 0 | 0 | 0 | 0 | 0 | 91 | 119.32 | 99.5 | 0 | 1
PG&E Fresno Study Area | West Fresno | 115 | 0 | 0 | 0 | 0 | 0 | 0 | 0 | 0 | 0 | 0 | 0 | 0 | 0 | [13 empty] | 0 | 0 | 0 | 0 | 0 | 0 | 0 | 0 | 0 | 0 | 0 | 0 | 0 | 0
PG&E East Kern Study Area | Westpark | 115 | 0 | 0 | 0 | 0 | 0 | 0 | 0 | 0 | 0 | 0 | 0 | 0 | 0 | [13 empty] | 0 | 0 | 0 | 0 | 0 | 0 | 0 | 0 | 0 | 0 | 0 | 0 | 0 | 0
PG&E East Kern Study Area | Wheeler Ridge | 115 | 0 | 0 | 0 | 0 | 0 | 0 | 0 | 0 | 0 | 100 | 75.321 | 67 | 0 | [9 empty] | 70 | 80 | 50 |  | 0 | 0 | 0 | 0 | 0 | 0 | 0 | 0 | 0 | 170 | 155.321 | 117 | 0 | 1
PG&E East Kern Study Area | Wheeler Ridge | 230 | 0 | 0 | 0 | 0 | 0 | 0 | 0 | 0 | 0 | 200 | 0 | 0 | 0 | [9 empty] | 10 | 240 | 170 |  | 0 | 0 | 0 | 0 | 0 | 0 | 0 | 0 | 0 | 210 | 240 | 170 | 0 | 1
SCE Northern Area | Whirlwind | 500 | 0 | 0 | 0 | 0 | 0 | 0 | 0 | 0 | 0 | 0 | 0 | 0 | 0 | [13 empty] | 0 | 0 | 0 | 0 | 0 | 0 | 0 | 0 | 0 | 0 | 0 | 0 | 0 | 0
SCE Northern Area | Whirlwind | 230 | 0 | 0 | 92.9 | 0 | 0 | 0 | 0 | 0 | 0 | 450 | 978.995 | 1216.62 | 500 | [9 empty] | 200 | 900 | 300 |  | 0 | 0 | 92.9 | 0 | 0 | 0 | 0 | 0 | 0 | 650 | 1878.995 | 1516.62 | 500 | 1
SCE Northern Area | Windhub | 500 | 0 | 0 | 0 | 0 | 0 | 0 | 0 | 0 | 0 | 0 | 0 | 0 | 0 | [9 empty] | 650 | 500 | 350 |  | 0 | 0 | 0 | 0 | 0 | 0 | 0 | 0 | 0 | 650 | 500 | 350 | 0 | 1
SCE Northern Area | Windhub | 230 | 0 | 0 | 182.1 | 0 | 0 | 0 | 0 | 0 | 0 | 501 | 1153 | 1015.205 | 0 |  |  | 5.9 | [6 empty] | 180 |  |  |  | 0 | 0 | 188 | 0 | 0 | 0 | 0 | 0 | 0 | 681 | 1153 | 1015.205 | 0 | 1
PG&E North of Greater Bay Study Area | Woodland | 115 | 0 | 0 | 0 | 0 | 0 | 0 | 0 | 0 | 0 | 0 | 0 | 0 | 0 | [10 empty] | 12 | 12 |  | 0 | 0 | 0 | 0 | 0 | 0 | 0 | 0 | 0 | 0 | 12 | 12 | 0 | 1
PG&E North of Greater Bay Study Area | Wyandotte | 115 | 0 | 3.6 | 0 | 0 | 0 | 0 | 0 | 0 | 0 | 0 | 0 | 0 | 0 | [13 empty] | 0 | 3.6 | 0 | 0 | 0 | 0 | 0 | 0 | 0 | 0 | 0 | 0 | 0 | 1

## Tx_bySub
Criteria 2: Transmission Capability Analysis | [84 empty] | Compliace Criteria: | Level 3 | Actual transmission constraint limit at sub exceeded |  |  | 2* | White paper transmission upgrades improved compliance flags
|  |  | Substation Constraints determined from updated CAISO 2021 Transmission Capability Estimates White Paper and 21-22 TPP Information, March 2022 | [43 empty] | Mapped Resources | [13 empty] | Transmission Constraint Exceedances at each substation | [5 empty] | Most limit Constraint by MWs available after mapping | [5 empty] | Transmission Constraint Exceedances at each substation after triggering upgrades | [12 empty] | Level 2 | Default transmission constraint limit at subs exceeded |  |  | 1*
|  |  | SCE Northern Area -- South of Magunden Constraint | Tehachapi – Windhub 500/230 kV Transformer Constraint | Tehachapi – Antelope – Vincent Constraint | Mesa – Laguna Bell Constraint | SCE Metro Area “Default” Constraint | South of Kramer – Kramer to Victor Area Constraint | South of Kramer –Victor to Lugo Constraint | Lugo 500/230 kV transformer constraint | Colorado River 500/230 kV Transformer Constraint | Devers-Red Bluff Constraint | Serrano-Alberhill-Valley Constraint | Eldorado 500/230 kV Transformer #5 onstraint | GLW-VEA Constraint | Mohave/Edorado 500 kV “Default” Constraint | East of Miguel Area Constraint | Imperial Valley Transformer Constraint | Encina-San Luis Rey Area Constraint | Internal San Diego Constraint | San Luis Rey-San Onofre Constraint | Silvergate-Bay Boulevard Constraint | SDG&E Orange County Area “Default” Constraint | Humboldt–Trinity 115 kV Line Constraint | Cortina-Vaca-Dixion 230kV Line Constraint | Rio Oso-SPI-Lincoln 115 kV Constraint | Woodland-Davis 115 kV Line Constraint | Vierra-Tracy-Kasson 115 kV On-Peak Constraint | Melones-Tulloch 115kV On-Peak Constraint | Contra Costa-Delta Switchyard 230kV line (Bay Area) Constraint | Midway-Gates 230 kV Line Constraint | Gates 500/230 kV Transformer Bank #13 Constraint | Los Banos 500/230kV Transformer Bank (Manning Substation) Constraint | Wilson-Storey-Borden 230 kV Constraint | Tesla-Westley 230 kV Constraint | Gates-Panoche #1 and #2 230 kV Constraint | Morro Bay-Templeton 230kV Line Constraint | Las Aguillas-Panoche 230 kV Line Constraint (OPDS) | Los Banos - Gates 500 kV Line Constraint (OPDS) | Moss Landing Los Banos 230 kV Line Constraint (OPDS) | Warnerville-Wilson 230 kV Line Constraint (OPDS) | Kern-Lamont-Stockdale 115 kV Line Constraint (OPDS) | Moss Landing - Aguillas 230 kV Constraint (OPDS) | Moss Landing 500 kV constraint | Morro Bay Offshore Wind constraint | Humboldt Offshore Wind constraint | Geothermal | Biomass | Wind | Wind | OOS Wind | OOS Wind | Offshore Wind | Offshore Wind | Distributed Solar | Solar | Solar | Li_Battery | PSH | Has Res | Number of HSN Constraints Exceeded |  | Number of SSN Constraints Exceeded |  | Number of EODS constraints Exceeded |  | Limiting Tx Constraint Headroom (Cumulative All Resources) |  |  | Binding Constraint Name |  |  | Number of HSN exceedances after upgrades |  | Number of SSN exceedances after upgrades |  | Number of EODS exceedances after upgrades |  | Limiting Tx Constraint Headroom (Cumulative All Resources) After Upgrades |  |  | Binding Constraint Name |  |  |  | Criteria 2 Flag pre-upgrades | Criteria 2 Flag after upgrades | Tx upgrades improved compliance | Final Criteria Flag
Area | Substation | Voltage | South of Magunden Constraint | Windhub 500/230 kV Transformer Constraint | Antelope – Vincent Constraint | Laguna Bell – Mesa Constraint | SCE Metro Area | Kramer- Victor/Roadway -Victor Constraint | Victor-Lugo Constraint | Lugo 500/230 kV Transformer Constraint | Colorado River 500/230 kV Transformer Constraint | Devers – Red Bluff 500 kV Constraint | Serrano – Alberhill – Valley 500 kV Constraint | Eldorado 500/230 kV Transformer #5 Constraint | GLW-VEA Area Constraint | Mohave/Eldorado 500 kV | East of Miguel Constraint | Imperial Valley transformer Constraint | Encina-San Luis Rey Constraint | San Diego Internal Constraint | San Luis Rey-San Onofre Constraint | Silvergate-Bay Boulevard Constraint | Orange County Area | Humboldt-Trinity 115 kV Line | Cortina -Vaca-Dixon 230kV Line | Rio Oso-SPI-Lincoln 115 kV Line | Woodland-Davis 115 kV Lines | Vierra-Tracy-Kasson 115 kV Line | Melones-Tulloch 115 kV Line | Contra Costa-Delta Switchyard 230kV Line | Midway – Gates 230kV Line | Gates 500/230kV Bank #13 Constraint | Los Banos 500/230kV TB | Wilson-Storey-Borden #1 & #2 230 kV Lines | Tesla-Westley 230kV Line | Gates-Panoche #1 and #2 230kV Lines | Morro Bay-Templeton 230kV Line | Las Aguillas-Panoche #1 and #2 230kV | Los Bano-Gates #1 500kV line | Moss Landing-Los Banos 230kV | Warnerville-Wilson 230kV | Kern–Lamont-Stockdale 115kV Line | Moss Landing-Las Aguilas 230kV | Moss Landing 500kV | Morro Bay Offshore Wind | Humboldt Offshore Wind Line (Proposed) | FCDS | FCDS | FCDS | EODS | FCDS | EODS | FCDS | EODS | FCDS | FCDS | EODS | FCDS | FCDS |  | Actual | Default | Actual | Default | Actual | Default | HSN | SSN | EODS | HSN | SSN | EODS | Actual | Default | Actual | Default | Actual | Default | HSN | SSN | EODS | HSN | SSN | EODS
PG&E East Kern Study Area | 7th Standard | 115 | [28 empty] | 1 | 1 |  |  |  |  | 1 |  | 1 | 1 |  |  |  | 0 | 0 | 0 | 0 | 0 | 0 | 0 | 0 | 0 | 0 | 0 | 0 | 0 | 0 | 0 | 0 | 0 | 3 | 2 | 3 | 2 | 1 | 0 | -3289.585 | -4376.339 | -9.6157 | Moss Landing-Los Banos 230kV | Moss Landing-Los Banos 230kV | Morro Bay-Templeton 230kV Line | 1 | 2 | 1 | 2 | 1 | 0 | -3289.585 | -4376.339 | -9.6157 | Moss Landing-Los Banos 230kV | Moss Landing-Los Banos 230kV | Morro Bay-Templeton 230kV Line |  | 3 | 3 | FALSE | 3
SCE Metro Study Area | Alamitos | 230 |  |  |  |  | 1 | [36 empty] | 0 | 0 | 0 | 0 | 0 | 0 | 0 | 0 | 0 | 0 | 0 | 0 | 0 | 0 | 0 | 0 | 0 | 0 | 0 | 0 | 0 | 0 | 0 | 1694 | 1694 | 6472 | SCE Metro Area | SCE Metro Area | SCE Metro Area | 0 | 0 | 0 | 0 | 0 | 0 | 1694 | 1694 | 6472 | SCE Metro Area | SCE Metro Area | SCE Metro Area |  | 1 | 1 | FALSE | 1
PG&E Fresno Study Area | Alpaugh | 115 | [36 empty] | 1 | 1 |  |  |  | 0 | 0 | 0 | 0 | 3 | 0 | 0 | 0 | 0 | 0 | 0 | 0 | 20 | 200 | 145 | 0 | 1 | 0 | 2 | 0 | 2 | 0 | 0 | -3289.585 | -4376.339 | 670.0479 | Moss Landing-Los Banos 230kV | Moss Landing-Los Banos 230kV | Moss Landing-Los Banos 230kV | 0 | 2 | 0 | 2 | 0 | 0 | -3289.585 | -4376.339 | 670.0479 | Moss Landing-Los Banos 230kV | Moss Landing-Los Banos 230kV | Moss Landing-Los Banos 230kV |  | 2 | 2 | FALSE | 2
SCE Northern Area | Antelope | 500 |  |  | 1 | [38 empty] | 0 | 0 | 0 | 0 | 0 | 0 | 0 | 0 | 0 | 0 | 0 | 0 | 0 | 0 | 0 | 0 | 0 | 1 | 0 | 1 | 0 | 0 | 0 | -831.3723 | -1706.2892 | 3284.119 | Antelope – Vincent Constraint | Antelope – Vincent Constraint | Antelope – Vincent Constraint | 0 | 0 | 0 | 0 | 0 | 0 | 1868.6277 | 993.7108 | 3284.119 | Antelope – Vincent Constraint | Antelope – Vincent Constraint | Antelope – Vincent Constraint |  | 3 | 1 | YES | 1*
SCE Northern Area | Antelope | 230 |  |  | 1 | [38 empty] | 0 | 0 | 0 | 0 | 0 | 0 | 0 | 0 | 0 | 0 | 0 | 3 | 650 | 622 | 513.8 | 0 | 1 | 1 | 0 | 1 | 0 | 0 | 0 | -831.3723 | -1706.2892 | 3284.119 | Antelope – Vincent Constraint | Antelope – Vincent Constraint | Antelope – Vincent Constraint | 0 | 0 | 0 | 0 | 0 | 0 | 1868.6277 | 993.7108 | 3284.119 | Antelope – Vincent Constraint | Antelope – Vincent Constraint | Antelope – Vincent Constraint |  | 3 | 1 | YES | 1*
PG&E East Kern Study Area | Arco | 230 | [28 empty] | 1 | 1 |  |  |  | 1 | 1 |  | 1 | 1 |  |  |  | 0 | 0 | 0 | 0 | 0 | 0 | 0 | 0 | 0 | 0 | 0 | 0 | 130 | 521 | 380.64 | 0 | 1 | 3 | 2 | 3 | 2 | 1 | 0 | -3289.585 | -4376.339 | -9.6157 | Moss Landing-Los Banos 230kV | Moss Landing-Los Banos 230kV | Morro Bay-Templeton 230kV Line | 1 | 2 | 1 | 2 | 1 | 0 | -3289.585 | -4376.339 | -9.6157 | Moss Landing-Los Banos 230kV | Moss Landing-Los Banos 230kV | Morro Bay-Templeton 230kV Line |  | 3 | 3 | FALSE | 3
SCE Metro Study Area | Arcogen | 230 |  |  |  |  | 1 | [36 empty] | 0 | 0 | 0 | 0 | 0 | 0 | 0 | 0 | 0 | 0 | 0 | 0 | 0 | 0 | 0 | 0 | 0 | 0 | 0 | 0 | 0 | 0 | 0 | 1694 | 1694 | 6472 | SCE Metro Area | SCE Metro Area | SCE Metro Area | 0 | 0 | 0 | 0 | 0 | 0 | 1694 | 1694 | 6472 | SCE Metro Area | SCE Metro Area | SCE Metro Area |  | 1 | 1 | FALSE | 1
PG&E East Kern Study Area | Avenal | 115 | [30 empty] | 1 | [10 empty] | 0 | 0 | 0 | 0 | 0 | 0 | 0 | 0 | 0 | 0 | 0 | 0 | 0 | 0 | 0 | 0 | 0 | 1 | 0 | 1 | 0 | 0 | 0 | -930.91 | -1594.514 | 750.4472 | Los Banos 500/230kV TB | Los Banos 500/230kV TB | Los Banos 500/230kV TB | 1 | 0 | 1 | 0 | 0 | 0 | -930.91 | -1594.514 | 750.4472 | Los Banos 500/230kV TB | Los Banos 500/230kV TB | Los Banos 500/230kV TB |  | 3 | 3 | FALSE | 3
SCE Northern Area | Bailey | 230 |  |  | 1 | 1 | [37 empty] | 0 | 0 | 0 | 0 | 0 | 0 | 0 | 0 | 0 | 0 | 0 | 0 | 0 | 0 | 0 | 0 | 0 | 1 | 0 | 1 | 0 | 0 | 0 | -831.3723 | -1706.2892 | 3046.8162 | Antelope – Vincent Constraint | Antelope – Vincent Constraint | Laguna Bell – Mesa Constraint | 0 | 0 | 0 | 0 | 0 | 0 | 156.32 | 3.845 | 3046.8162 | Laguna Bell – Mesa Constraint | Laguna Bell – Mesa Constraint | Laguna Bell – Mesa Constraint |  | 3 | 1 | YES | 1*
PG&E East Kern Study Area | Bakersfield | 230 | [28 empty] | 1 | 1 |  |  |  |  | 1 |  | 1 | 1 |  |  |  | 0 | 0 | 0 | 0 | 0 | 0 | 0 | 0 | 0 | 0 | 0 | 0 | 0 | 0 | 0 | 0 | 0 | 3 | 2 | 3 | 2 | 1 | 0 | -3289.585 | -4376.339 | -9.6157 | Moss Landing-Los Banos 230kV | Moss Landing-Los Banos 230kV | Morro Bay-Templeton 230kV Line | 1 | 2 | 1 | 2 | 1 | 0 | -3289.585 | -4376.339 | -9.6157 | Moss Landing-Los Banos 230kV | Moss Landing-Los Banos 230kV | Morro Bay-Templeton 230kV Line |  | 3 | 3 | FALSE | 3
SCE Metro Study Area | Barre | 230 |  |  |  |  | 1 | [36 empty] | 0 | 0 | 0 | 0 | 0 | 0 | 0 | 0 | 0 | 0 | 0 | 0 | 0 | 0 | 55 | 0 | 1 | 0 | 0 | 0 | 0 | 0 | 0 | 1694 | 1694 | 6472 | SCE Metro Area | SCE Metro Area | SCE Metro Area | 0 | 0 | 0 | 0 | 0 | 0 | 1694 | 1694 | 6472 | SCE Metro Area | SCE Metro Area | SCE Metro Area |  | 1 | 1 | FALSE | 1
SDG&E Study Area | Bay Boulevard | 230 | [16 empty] | 1 | 1 | 1 | 1 | [21 empty] | 0 | 0 | 0 | 0 | 0 | 0 | 0 | 0 | 0 | 0 | 0 | 0 | 0 | 0 | 0 | 0 | 0 | 3 | 0 | 3 | 0 | 0 | 0 | -1344.95 | -1256.45 | 1504.13 | Encina-San Luis Rey Constraint | Encina-San Luis Rey Constraint | San Diego Internal Constraint | 0 | 0 | 0 | 0 | 0 | 0 | 521.05 | 609.55 | 1778.13 | Silvergate-Bay Boulevard Constraint | Silvergate-Bay Boulevard Constraint | San Diego Internal Constraint |  | 3 | 1 | YES | 1*
East of Pisgah Study Area | Beatty | 138 | 0 | 0 | 0 | 0 | 0 | 0 | 0 | 0 | 0 | 0 | 0 | 1 | 1 | 0 | 0 | 0 | 0 | 0 | 0 | 0 | 0 | 0 | 0 | 0 | 0 | 0 | 0 | 0 | 0 | 0 | 0 | 0 | 0 | 0 | 0 | 0 | 0 | 0 | 0 | 0 | 0 | 0 | 0 | 0 | 440 | 0 | 0 | 0 | 0 | 0 | 0 | 0 | 0 | 100 | 300 | 215 | 0 | 1 | 1 | 1 | 1 | 1 | 0 | 1 | -1676.114 | -1945.576 | -244.44 | GLW-VEA Area Constraint | GLW-VEA Area Constraint | GLW-VEA Area Constraint | 0 | 1 | 0 | 1 | 0 | 1 | -1676.114 | -1945.576 | -244.44 | GLW-VEA Area Constraint | GLW-VEA Area Constraint | GLW-VEA Area Constraint |  | 3 | 2 | YES | 2*
PG&E North of Greater Bay Study Area | Bellota | 230 | 0 | 0 | 0 | 0 | 0 | 0 | 0 | 0 | 0 | 0 | 0 | 0 | 0 | 0 | 0 | 0 | 0 | 0 | 0 | 0 | 0 | 0 | 1 | 0 | 0 | 0 | 0 | 0 | 0 | 0 | 0 | 0 | 0 | 0 | 0 | 0 | 0 | 0 | 0 | 0 | 0 | 0 | 0 | 0 | 0 | 0 | 0 | 0 | 0 | 0 | 0 | 0 | 0 | 100 | 250 | 175 | 0 | 1 | 1 | 0 | 1 | 0 | 0 | 0 | -1774.29 | -1616.902 | 287.497 | Cortina -Vaca-Dixon 230kV Line | Cortina -Vaca-Dixon 230kV Line | Cortina -Vaca-Dixon 230kV Line | 1 | 0 | 1 | 0 | 0 | 0 | -1774.29 | -1616.902 | 287.497 | Cortina -Vaca-Dixon 230kV Line | Cortina -Vaca-Dixon 230kV Line | Cortina -Vaca-Dixon 230kV Line |  | 3 | 3 | FALSE | 3
PG&E North of Greater Bay Study Area | Bellota | 115 | [22 empty] | 1 | [18 empty] | 0 | 0 | 0 | 0 | 4 | 0 | 0 | 0 | 0 | 0 | 0 | 0 | 0 | 240 | 244 | 0 | 1 | 1 | 0 | 1 | 0 | 0 | 0 | -1774.29 | -1616.902 | 287.497 | Cortina -Vaca-Dixon 230kV Line | Cortina -Vaca-Dixon 230kV Line | Cortina -Vaca-Dixon 230kV Line | 1 | 0 | 1 | 0 | 0 | 0 | -1774.29 | -1616.902 | 287.497 | Cortina -Vaca-Dixon 230kV Line | Cortina -Vaca-Dixon 230kV Line | Cortina -Vaca-Dixon 230kV Line |  | 3 | 3 | FALSE | 3
PG&E North of Greater Bay Study Area | Bellevue | 115 | [22 empty] | 1 |  |  |  |  | 1 | [13 empty] | 0 | 0 | 0 | 0 | 0 | 0 | 0 | 0 | 0 | 0 | 0 | 0 | 0 | 0 | 0 | 0 | 0 | 2 | 0 | 2 | 0 | 0 | 0 | -1774.29 | -1616.902 | 287.497 | Cortina -Vaca-Dixon 230kV Line | Cortina -Vaca-Dixon 230kV Line | Cortina -Vaca-Dixon 230kV Line | 1 | 0 | 1 | 0 | 0 | 0 | -1774.29 | -1616.902 | 287.497 | Cortina -Vaca-Dixon 230kV Line | Cortina -Vaca-Dixon 230kV Line | Cortina -Vaca-Dixon 230kV Line |  | 3 | 3 | FALSE | 3
SCE Northern Area | Big Creek Hydro Facilities | 230 | 1 |  | 1 | 1 | [37 empty] | 0 | 0 | 0 | 0 | 6 | 0 | 0 | 0 | 0 | 0 | 0 | 0 | 0 | 0 | 0 | 0 | 1 | 1 | 0 | 1 | 0 | 0 | 0 | -831.3723 | -1706.2892 | 589.5361 | Antelope – Vincent Constraint | Antelope – Vincent Constraint | South of Magunden Constraint | 0 | 0 | 0 | 0 | 0 | 0 | 129.6 | 1.2 | 589.5361 | South of Magunden Constraint | South of Magunden Constraint | South of Magunden Constraint |  | 3 | 1 | YES | 1*
PG&E North of Greater Bay Study Area | Birds Landing | 230 | [22 empty] | 1 |  |  |  |  | 1 | [13 empty] | 0 | 0 | 0 | 0 | 0 | 120 | 0 | 0 | 0 | 0 | 0 | 0 | 0 | 100 | 70 | 0 | 1 | 2 | 0 | 2 | 0 | 0 | 0 | -1774.29 | -1616.902 | 287.497 | Cortina -Vaca-Dixon 230kV Line | Cortina -Vaca-Dixon 230kV Line | Cortina -Vaca-Dixon 230kV Line | 1 | 0 | 1 | 0 | 0 | 0 | -1774.29 | -1616.902 | 287.497 | Cortina -Vaca-Dixon 230kV Line | Cortina -Vaca-Dixon 230kV Line | Cortina -Vaca-Dixon 230kV Line |  | 3 | 3 | FALSE | 3
SDG&E Study Area | BlytheSC 161 kV | 161 | [14 empty] | 1 | [26 empty] | 0 | 0 | 0 | 0 | 0 | 0 | 0 | 0 | 0 | 0 | 0 | 0 | 0 | 0 | 0 | 0 | 0 | 0 | 0 | 0 | 0 | 0 | 0 | 0.05 | 14.15 | 1.04 | East of Miguel Constraint | East of Miguel Constraint | East of Miguel Constraint | 0 | 0 | 0 | 0 | 0 | 0 | 0.05 | 14.15 | 1.04 | East of Miguel Constraint | East of Miguel Constraint | East of Miguel Constraint |  | 1 | 1 | FALSE | 1
PG&E Fresno Study Area | Borden | 230 | [29 empty] | 1 | 1 | 1 | 1 |  | 1 | [6 empty] | 0 | 0 | 0 | 0 | 0 | 0 | 0 | 0 | 0 | 0 | 0 | 0 | 0 | 200 | 150 | 0 | 1 | 5 | 0 | 5 | 0 | 1 | 0 | -2383.09 | -3238.646 | -9.6157 | Morro Bay-Templeton 230kV Line | Morro Bay-Templeton 230kV Line | Morro Bay-Templeton 230kV Line | 4 | 0 | 4 | 0 | 1 | 0 | -1644.4 | -2499.956 | -9.6157 | Morro Bay-Templeton 230kV Line | Morro Bay-Templeton 230kV Line | Morro Bay-Templeton 230kV Line |  | 3 | 3 | FALSE | 3
PG&E North of Greater Bay Study Area | Brentwood | 230 | [22 empty] | 1 |  |  |  |  | 1 | [13 empty] | 0 | 0 | 0 | 0 | 0 | 0 | 0 | 0 | 0 | 0 | 0 | 0 | 0 | 0 | 0 | 0 | 0 | 2 | 0 | 2 | 0 | 0 | 0 | -1774.29 | -1616.902 | 287.497 | Cortina -Vaca-Dixon 230kV Line | Cortina -Vaca-Dixon 230kV Line | Cortina -Vaca-Dixon 230kV Line | 1 | 0 | 1 | 0 | 0 | 0 | -1774.29 | -1616.902 | 287.497 | Cortina -Vaca-Dixon 230kV Line | Cortina -Vaca-Dixon 230kV Line | Cortina -Vaca-Dixon 230kV Line |  | 3 | 3 | FALSE | 3
PG&E North of Greater Bay Study Area | Bridgeville | 115 | [21 empty] | 1 | 1 | [18 empty] | 0 | 0 | 0 | 0 | 0 | 0 | 0 | 0 | 0 | 0 | 0 | 0 | 0 | 0 | 0 | 0 | 0 | 2 | 0 | 2 | 0 | 1 | 0 | -1774.29 | -1616.902 | -97.858 | Cortina -Vaca-Dixon 230kV Line | Cortina -Vaca-Dixon 230kV Line | Humboldt-Trinity 115 kV Line | 2 | 0 | 2 | 0 | 1 | 0 | -1774.29 | -1616.902 | -97.858 | Cortina -Vaca-Dixon 230kV Line | Cortina -Vaca-Dixon 230kV Line | Humboldt-Trinity 115 kV Line |  | 3 | 3 | FALSE | 3
PG&E Fresno Study Area | Cabrillo | 115 | [36 empty] | 1 | 1 |  |  |  | 0 | 0 | 0 | 0 | 0 | 99 | 0 | 0 | 0 | 0 | 0 | 0 | 0 | 0 | 0 | 0 | 1 | 0 | 2 | 0 | 2 | 0 | 0 | -3289.585 | -4376.339 | 670.0479 | Moss Landing-Los Banos 230kV | Moss Landing-Los Banos 230kV | Moss Landing-Los Banos 230kV | 0 | 2 | 0 | 2 | 0 | 0 | -3289.585 | -4376.339 | 670.0479 | Moss Landing-Los Banos 230kV | Moss Landing-Los Banos 230kV | Moss Landing-Los Banos 230kV |  | 2 | 2 | FALSE | 2
PG&E Fresno Study Area | Cal Ave | 115 | [40 empty] | 1 | 0 | 0 | 0 | 0 | 0 | 0 | 0 | 0 | 0 | 0 | 0 | 0 | 0 | 0 | 0 | 0 | 0 | 0 | 1 | 0 | 1 | 0 | 1 | -1257.1 | -1617.796 | -776.5979 | Moss Landing-Las Aguilas 230kV | Moss Landing-Las Aguilas 230kV | Moss Landing-Las Aguilas 230kV | 0 | 1 | 0 | 1 | 0 | 0 | -1257.1 | -1617.796 | 531.4021 | Moss Landing-Las Aguilas 230kV | Moss Landing-Las Aguilas 230kV | Moss Landing-Las Aguilas 230kV |  | 2 | 2 | FALSE | 2
SCE North of Lugo (NOL) Study Area | Calcite | 230 | [7 empty] | 1 | [33 empty] | 0 | 0 | 0 | 0 | 0 | 0 | 0 | 0 | 0 | 0 | 0 | 0 | 100 | 350 | 260 | 0 | 1 | 1 | 0 | 1 | 0 | 0 | 0 | -515.96 | -728.23 | 1029.5392 | Lugo 500/230 kV Transformer Constraint | Lugo 500/230 kV Transformer Constraint | Lugo 500/230 kV Transformer Constraint | 0 | 0 | 0 | 0 | 0 | 0 | 464.04 | 251.77 | 1029.5392 | Lugo 500/230 kV Transformer Constraint | Lugo 500/230 kV Transformer Constraint | Lugo 500/230 kV Transformer Constraint |  | 3 | 1 | YES | 1*
PG&E East Kern Study Area | Caliente | 230 | [28 empty] | 1 | 1 |  |  |  |  | 1 |  | 1 | 1 |  |  |  | 0 | 0 | 0 | 0 | 2 | 0 | 0 | 0 | 0 | 0 | 0 | 0 | 100 | 0 | 0 | 0 | 1 | 3 | 2 | 3 | 2 | 1 | 0 | -3289.585 | -4376.339 | -9.6157 | Moss Landing-Los Banos 230kV | Moss Landing-Los Banos 230kV | Morro Bay-Templeton 230kV Line | 1 | 2 | 1 | 2 | 1 | 0 | -3289.585 | -4376.339 | -9.6157 | Moss Landing-Los Banos 230kV | Moss Landing-Los Banos 230kV | Morro Bay-Templeton 230kV Line |  | 3 | 3 | FALSE | 3
PG&E East Kern Study Area | California Water | 115 | [28 empty] | 1 | 1 |  |  |  |  | 1 | [6 empty] | 0 | 0 | 0 | 0 | 0 | 0 | 0 | 0 | 0 | 0 | 0 | 0 | 0 | 0 | 0 | 0 | 0 | 3 | 0 | 3 | 0 | 1 | 0 | -2383.09 | -3238.646 | -9.6157 | Morro Bay-Templeton 230kV Line | Morro Bay-Templeton 230kV Line | Morro Bay-Templeton 230kV Line | 1 | 0 | 1 | 0 | 1 | 0 | -1644.4 | -2499.956 | -9.6157 | Morro Bay-Templeton 230kV Line | Morro Bay-Templeton 230kV Line | Morro Bay-Templeton 230kV Line |  | 3 | 3 | FALSE | 3
PG&E Fresno Study Area | Cantua | 115 | [40 empty] | 1 | 0 | 0 | 0 | 0 | 0 | 0 | 0 | 0 | 0 | 0 | 0 | 0 | 0 | 0 | 0 | 0 | 0 | 0 | 1 | 0 | 1 | 0 | 1 | -1257.1 | -1617.796 | -776.5979 | Moss Landing-Las Aguilas 230kV | Moss Landing-Las Aguilas 230kV | Moss Landing-Las Aguilas 230kV | 0 | 1 | 0 | 1 | 0 | 0 | -1257.1 | -1617.796 | 531.4021 | Moss Landing-Las Aguilas 230kV | Moss Landing-Las Aguilas 230kV | Moss Landing-Las Aguilas 230kV |  | 2 | 2 | FALSE | 2
SDG&E Study Area | Capistrano | 230 | [20 empty] | 1 | [20 empty] | 0 | 0 | 0 | 0 | 0 | 0 | 0 | 0 | 0 | 0 | 0 | 0 | 0 | 0 | 0 | 0 | 0 | 0 | 0 | 0 | 0 | 0 | 0 | 170 | 170 | 730 | Orange County Area | Orange County Area | Orange County Area | 0 | 0 | 0 | 0 | 0 | 0 | 170 | 170 | 730 | Orange County Area | Orange County Area | Orange County Area |  | 1 | 1 | FALSE | 1
SDG&E Study Area | Capistrano | 138 | [20 empty] | 1 | [20 empty] | 0 | 0 | 0 | 0 | 0 | 0 | 0 | 0 | 0 | 0 | 0 | 0 | 0 | 0 | 200 | 0 | 1 | 0 | 0 | 0 | 0 | 0 | 0 | 170 | 170 | 730 | Orange County Area | Orange County Area | Orange County Area | 0 | 0 | 0 | 0 | 0 | 0 | 170 | 170 | 730 | Orange County Area | Orange County Area | Orange County Area |  | 1 | 1 | FALSE | 1
East of Pisgah Study Area | Carpenter Canyon (fka Gamebird) | 230 | [11 empty] | 1 | 1 | [28 empty] | 0 | 0 | 0 | 0 | 0 | 0 | 0 | 0 | 0 | 0 | 0 | 0 | 250 | 470 | 310 | 0 | 1 | 1 | 1 | 1 | 1 | 0 | 1 | -1676.114 | -1945.576 | -244.44 | GLW-VEA Area Constraint | GLW-VEA Area Constraint | GLW-VEA Area Constraint | 0 | 1 | 0 | 1 | 0 | 1 | -1676.114 | -1945.576 | -244.44 | GLW-VEA Area Constraint | GLW-VEA Area Constraint | GLW-VEA Area Constraint |  | 3 | 2 | YES | 2*
PG&E North of Greater Bay Study Area | Carquinez | 115 | [22 empty] | 1 |  |  |  |  | 1 | [13 empty] | 0 | 0 | 0 | 0 | 0 | 0 | 0 | 0 | 0 | 0 | 0 | 0 | 0 | 0 | 0 | 0 | 0 | 2 | 0 | 2 | 0 | 0 | 0 | -1774.29 | -1616.902 | 287.497 | Cortina -Vaca-Dixon 230kV Line | Cortina -Vaca-Dixon 230kV Line | Cortina -Vaca-Dixon 230kV Line | 1 | 0 | 1 | 0 | 0 | 0 | -1774.29 | -1616.902 | 287.497 | Cortina -Vaca-Dixon 230kV Line | Cortina -Vaca-Dixon 230kV Line | Cortina -Vaca-Dixon 230kV Line |  | 3 | 3 | FALSE | 3
PG&E North of Greater Bay Study Area | Cayetano | 230 | [22 empty] | 1 |  |  |  |  | 1 | [13 empty] | 0 | 0 | 0 | 0 | 0 | 0 | 0 | 0 | 0 | 0 | 0 | 0 | 10 | 100 | 80 | 0 | 1 | 2 | 0 | 2 | 0 | 0 | 0 | -1774.29 | -1616.902 | 287.497 | Cortina -Vaca-Dixon 230kV Line | Cortina -Vaca-Dixon 230kV Line | Cortina -Vaca-Dixon 230kV Line | 1 | 0 | 1 | 0 | 0 | 0 | -1774.29 | -1616.902 | 287.497 | Cortina -Vaca-Dixon 230kV Line | Cortina -Vaca-Dixon 230kV Line | Cortina -Vaca-Dixon 230kV Line |  | 3 | 3 | FALSE | 3
SCE Metro Study Area | Center | 230 |  |  |  |  | 1 | [36 empty] | 0 | 0 | 0 | 0 | 0 | 0 | 0 | 0 | 0 | 0 | 0 | 0 | 0 | 0 | 0 | 0 | 0 | 0 | 0 | 0 | 0 | 0 | 0 | 1694 | 1694 | 6472 | SCE Metro Area | SCE Metro Area | SCE Metro Area | 0 | 0 | 0 | 0 | 0 | 0 | 1694 | 1694 | 6472 | SCE Metro Area | SCE Metro Area | SCE Metro Area |  | 1 | 1 | FALSE | 1
PG&E Fresno Study Area | Cheney | 115 | [29 empty] | 1 | 1 |  | 1 |  | 1 | [6 empty] | 0 | 0 | 0 | 0 | 0 | 0 | 0 | 0 | 0 | 0 | 0 | 0 | 0 | 0 | 0 | 0 | 0 | 4 | 0 | 4 | 0 | 1 | 0 | -2383.09 | -3238.646 | -9.6157 | Morro Bay-Templeton 230kV Line | Morro Bay-Templeton 230kV Line | Morro Bay-Templeton 230kV Line | 3 | 0 | 3 | 0 | 1 | 0 | -1644.4 | -2499.956 | -9.6157 | Morro Bay-Templeton 230kV Line | Morro Bay-Templeton 230kV Line | Morro Bay-Templeton 230kV Line |  | 3 | 3 | FALSE | 3
SCE Metro Study Area | Chevmain | 230 |  |  |  |  | 1 | [36 empty] | 0 | 0 | 0 | 0 | 0 | 0 | 0 | 0 | 0 | 0 | 0 | 0 | 0 | 0 | 0 | 0 | 0 | 0 | 0 | 0 | 0 | 0 | 0 | 1694 | 1694 | 6472 | SCE Metro Area | SCE Metro Area | SCE Metro Area | 0 | 0 | 0 | 0 | 0 | 0 | 1694 | 1694 | 6472 | SCE Metro Area | SCE Metro Area | SCE Metro Area |  | 1 | 1 | FALSE | 1
SCE Metro Study Area | Chino | 230 |  |  |  |  | 1 | [36 empty] | 0 | 0 | 0 | 0 | 0 | 0 | 0 | 0 | 0 | 0 | 0 | 0 | 0 | 0 | 0 | 0 | 0 | 0 | 0 | 0 | 0 | 0 | 0 | 1694 | 1694 | 6472 | SCE Metro Area | SCE Metro Area | SCE Metro Area | 0 | 0 | 0 | 0 | 0 | 0 | 1694 | 1694 | 6472 | SCE Metro Area | SCE Metro Area | SCE Metro Area |  | 1 | 1 | FALSE | 1
PG&E East Kern Study Area | Cholame | 70 | 0 | 0 | 0 | 0 | 0 | 0 | 0 | 0 | 0 | 0 | 0 | 0 | 0 | 0 | 0 | 0 | 0 | 0 | 0 | 0 | 0 | 0 | 0 | 0 | 0 | 0 | 0 | 0 | 0 | 0 | 0 | 0 | 0 | 0 | 1 | 0 | 1 | 1 | 0 | 0 | 0 | 0 | 0 | 0 | 0 | 0 | 60 | 0 | 0 | 0 | 0 | 0 | 0 | 0 | 0 | 0 | 0 | 1 | 1 | 2 | 1 | 2 | 1 | 0 | -3289.585 | -4376.339 | -9.6157 | Moss Landing-Los Banos 230kV | Moss Landing-Los Banos 230kV | Morro Bay-Templeton 230kV Line | 1 | 2 | 1 | 2 | 1 | 0 | -3289.585 | -4376.339 | -9.6157 | Moss Landing-Los Banos 230kV | Moss Landing-Los Banos 230kV | Morro Bay-Templeton 230kV Line |  | 3 | 3 | FALSE | 3
PG&E North of Greater Bay Study Area | Clayton | 115 | [22 empty] | 1 |  |  |  |  | 1 | [13 empty] | 0 | 0 | 0 | 0 | 0 | 0 | 0 | 0 | 0 | 0 | 0 | 0 | 0 | 0 | 0 | 0 | 0 | 2 | 0 | 2 | 0 | 0 | 0 | -1774.29 | -1616.902 | 287.497 | Cortina -Vaca-Dixon 230kV Line | Cortina -Vaca-Dixon 230kV Line | Cortina -Vaca-Dixon 230kV Line | 1 | 0 | 1 | 0 | 0 | 0 | -1774.29 | -1616.902 | 287.497 | Cortina -Vaca-Dixon 230kV Line | Cortina -Vaca-Dixon 230kV Line | Cortina -Vaca-Dixon 230kV Line |  | 3 | 3 | FALSE | 3
PG&E North of Greater Bay Study Area | Cloverdale | 115 | [22 empty] | 1 |  |  |  |  | 1 | [13 empty] | 0 | 0 | 0 | 0 | 4 | 0 | 0 | 0 | 0 | 0 | 0 | 0 | 0 | 0 | 0 | 0 | 1 | 2 | 0 | 2 | 0 | 0 | 0 | -1774.29 | -1616.902 | 287.497 | Cortina -Vaca-Dixon 230kV Line | Cortina -Vaca-Dixon 230kV Line | Cortina -Vaca-Dixon 230kV Line | 1 | 0 | 1 | 0 | 0 | 0 | -1774.29 | -1616.902 | 287.497 | Cortina -Vaca-Dixon 230kV Line | Cortina -Vaca-Dixon 230kV Line | Cortina -Vaca-Dixon 230kV Line |  | 3 | 3 | FALSE | 3
PG&E Fresno Study Area | Coburn | 230 | [40 empty] | 1 | 0 | 0 | 0 | 0 | 0 | 0 | 0 | 0 | 0 | 0 | 0 | 0 | 0 | 120 | 90 | 0 | 1 | 0 | 1 | 0 | 1 | 0 | 1 | -1257.1 | -1617.796 | -776.5979 | Moss Landing-Las Aguilas 230kV | Moss Landing-Las Aguilas 230kV | Moss Landing-Las Aguilas 230kV | 0 | 1 | 0 | 1 | 0 | 0 | -1257.1 | -1617.796 | 531.4021 | Moss Landing-Las Aguilas 230kV | Moss Landing-Las Aguilas 230kV | Moss Landing-Las Aguilas 230kV |  | 2 | 2 | FALSE | 2
SCE Eastern Study Area | Colorado River | 500 | [9 empty] | 1 | 1 | [30 empty] | 0 | 0 | 0 | 0 | 0 | 0 | 0 | 0 | 0 | 0 | 0 | 0 | 355 | 763 | 638 | 0 | 1 | 2 | 0 | 2 | 0 | 0 | 0 | -2626.9761 | -2758.8626 | 2622.0826 | Serrano – Alberhill – Valley 500 kV Constraint | Serrano – Alberhill – Valley 500 kV Constraint | Devers – Red Bluff 500 kV Constraint | 0 | 0 | 0 | 0 | 0 | 0 | 1021.0239 | 889.1374 | 4498.0826 | Serrano – Alberhill – Valley 500 kV Constraint | Serrano – Alberhill – Valley 500 kV Constraint | Devers – Red Bluff 500 kV Constraint |  | 3 | 1 | YES | 1*
SCE Eastern Study Area | Colorado River | 230 | [8 empty] | 1 | 1 | 1 | [30 empty] | 0 | 0 | 0 | 0 | 0 | 0 | 0 | 0 | 0 | 0 | 0 | 0 | 400 | 1100 | 900 | 0 | 1 | 2 | 0 | 2 | 0 | 0 | 0 | -2626.9761 | -2758.8626 | 1484 | Serrano – Alberhill – Valley 500 kV Constraint | Serrano – Alberhill – Valley 500 kV Constraint | Colorado River 500/230 kV Transformer Constraint | 0 | 0 | 0 | 0 | 0 | 0 | 547.6 | 419.2 | 1484 | Colorado River 500/230 kV Transformer Constraint | Colorado River 500/230 kV Transformer Constraint | Colorado River 500/230 kV Transformer Constraint |  | 3 | 1 | YES | 1*
PG&E East Kern Study Area | Columbus | 115 | [28 empty] | 1 | 1 |  |  |  |  | 1 | [6 empty] | 0 | 0 | 0 | 0 | 0 | 0 | 0 | 0 | 0 | 0 | 0 | 0 | 0 | 0 | 0 | 0 | 0 | 3 | 0 | 3 | 0 | 1 | 0 | -2383.09 | -3238.646 | -9.6157 | Morro Bay-Templeton 230kV Line | Morro Bay-Templeton 230kV Line | Morro Bay-Templeton 230kV Line | 1 | 0 | 1 | 0 | 1 | 0 | -1644.4 | -2499.956 | -9.6157 | Morro Bay-Templeton 230kV Line | Morro Bay-Templeton 230kV Line | Morro Bay-Templeton 230kV Line |  | 3 | 3 | FALSE | 3
PG&E North of Greater Bay Study Area | Contra Costa | 230 | [22 empty] | 1 |  |  |  |  | 1 | [13 empty] | 0 | 0 | 0 | 0 | 0 | 0 | 0 | 0 | 0 | 0 | 0 | 0 | 0 | 0 | 0 | 0 | 0 | 2 | 0 | 2 | 0 | 0 | 0 | -1774.29 | -1616.902 | 287.497 | Cortina -Vaca-Dixon 230kV Line | Cortina -Vaca-Dixon 230kV Line | Cortina -Vaca-Dixon 230kV Line | 1 | 0 | 1 | 0 | 0 | 0 | -1774.29 | -1616.902 | 287.497 | Cortina -Vaca-Dixon 230kV Line | Cortina -Vaca-Dixon 230kV Line | Cortina -Vaca-Dixon 230kV Line |  | 3 | 3 | FALSE | 3
SCE North of Lugo (NOL) Study Area | Control | 115 | [5 empty] | 1 | 1 | 1 | [33 empty] | 0 | 0 | 0 | 48 | 0 | 0 | 0 | 0 | 0 | 0 | 0 | 0 | 0 | 0 | 0 | 0 | 1 | 3 | 0 | 3 | 0 | 0 | 0 | -515.96 | -728.23 | 893.0392 | Lugo 500/230 kV Transformer Constraint | Lugo 500/230 kV Transformer Constraint | Victor-Lugo Constraint | 1 | 0 | 2 | 0 | 0 | 0 | -80 | -243.71 | 893.0392 | Kramer- Victor/Roadway -Victor Constraint | Kramer- Victor/Roadway -Victor Constraint | Victor-Lugo Constraint |  | 3 | 3 | FALSE | 3
SCE North of Lugo (NOL) Study Area | Coolwater | 230 | [5 empty] | 1 | 1 | 1 | [33 empty] | 0 | 0 | 0 | 0 | 0 | 0 | 0 | 0 | 0 | 0 | 0 | 0 | 0 | 0 | 0 | 0 | 0 | 3 | 0 | 3 | 0 | 0 | 0 | -515.96 | -728.23 | 893.0392 | Lugo 500/230 kV Transformer Constraint | Lugo 500/230 kV Transformer Constraint | Victor-Lugo Constraint | 1 | 0 | 2 | 0 | 0 | 0 | -80 | -243.71 | 893.0392 | Kramer- Victor/Roadway -Victor Constraint | Kramer- Victor/Roadway -Victor Constraint | Victor-Lugo Constraint |  | 3 | 3 | FALSE | 3
SCE North of Lugo (NOL) Study Area | Coolwater | 115 | [5 empty] | 1 | 1 | 1 | [33 empty] | 0 | 0 | 0 | 0 | 0 | 0 | 0 | 0 | 0 | 0 | 0 | 0 | 40 | 298.96 | 215 | 0 | 1 | 3 | 0 | 3 | 0 | 0 | 0 | -515.96 | -728.23 | 893.0392 | Lugo 500/230 kV Transformer Constraint | Lugo 500/230 kV Transformer Constraint | Victor-Lugo Constraint | 1 | 0 | 2 | 0 | 0 | 0 | -80 | -243.71 | 893.0392 | Kramer- Victor/Roadway -Victor Constraint | Kramer- Victor/Roadway -Victor Constraint | Victor-Lugo Constraint |  | 3 | 3 | FALSE | 3
PG&E East Kern Study Area | Corcoran | 115 | [28 empty] | 1 | 1 |  |  |  |  | 1 |  | 1 |  | 1 |  |  | 0 | 0 | 0 | 0 | 0 | 0 | 0 | 0 | 0 | 0 | 0 | 0 | 0 | 0 | 0 | 0 | 0 | 3 | 2 | 3 | 2 | 1 | 0 | -3175.295 | -4072.245 | -9.6157 | Los Bano-Gates #1 500kV line | Los Bano-Gates #1 500kV line | Morro Bay-Templeton 230kV Line | 1 | 2 | 1 | 2 | 1 | 0 | -3175.295 | -4072.245 | -9.6157 | Los Bano-Gates #1 500kV line | Los Bano-Gates #1 500kV line | Morro Bay-Templeton 230kV Line |  | 3 | 3 | FALSE | 3
PG&E North of Greater Bay Study Area | Cortina | 115 | [21 empty] | 1 | 1 |  |  |  |  | 1 | [13 empty] | 0 | 0 | 0 | 0 | 0 | 49 | 47.6 | 0 | 0 | 0 | 0 | 0 | 0 | 0 | 0 | 0 | 1 | 3 | 0 | 3 | 0 | 1 | 0 | -1774.29 | -1616.902 | -97.858 | Cortina -Vaca-Dixon 230kV Line | Cortina -Vaca-Dixon 230kV Line | Humboldt-Trinity 115 kV Line | 2 | 0 | 2 | 0 | 1 | 0 | -1774.29 | -1616.902 | -97.858 | Cortina -Vaca-Dixon 230kV Line | Cortina -Vaca-Dixon 230kV Line | Humboldt-Trinity 115 kV Line |  | 3 | 3 | FALSE | 3
PG&E North of Greater Bay Study Area | Cottonwood | 230 | [22 empty] | 1 | [18 empty] | 0 | 0 | 0 | 0 | 0 | 0 | 0 | 0 | 0 | 0 | 0 | 0 | 0 | 0 | 0 | 0 | 0 | 1 | 0 | 1 | 0 | 0 | 0 | -1774.29 | -1616.902 | 287.497 | Cortina -Vaca-Dixon 230kV Line | Cortina -Vaca-Dixon 230kV Line | Cortina -Vaca-Dixon 230kV Line | 1 | 0 | 1 | 0 | 0 | 0 | -1774.29 | -1616.902 | 287.497 | Cortina -Vaca-Dixon 230kV Line | Cortina -Vaca-Dixon 230kV Line | Cortina -Vaca-Dixon 230kV Line |  | 3 | 3 | FALSE | 3
PG&E Fresno Study Area | Cove Rd | 230 | [36 empty] | 1 |  |  |  |  | 0 | 0 | 0 | 0 | 0 | 0 | 0 | 0 | 0 | 0 | 0 | 0 | 0 | 0 | 0 | 0 | 0 | 0 | 1 | 0 | 1 | 0 | 0 | -3175.295 | -4072.245 | 707.5443 | Los Bano-Gates #1 500kV line | Los Bano-Gates #1 500kV line | Los Bano-Gates #1 500kV line | 0 | 1 | 0 | 1 | 0 | 0 | -3175.295 | -4072.245 | 707.5443 | Los Bano-Gates #1 500kV line | Los Bano-Gates #1 500kV line | Los Bano-Gates #1 500kV line |  | 2 | 2 | FALSE | 2
PG&E North of Greater Bay Study Area | Curtis | 115 | [22 empty] | 1 |  |  | 1 | 1 | [14 empty] | 0 | 0 | 0 | 0 | 9 | 0 | 0 | 0 | 0 | 0 | 0 | 0 | 0 | 0 | 0 | 0 | 1 | 1 | 0 | 1 | 0 | 0 | 0 | -1774.29 | -1616.902 | 239 | Cortina -Vaca-Dixon 230kV Line | Cortina -Vaca-Dixon 230kV Line | Melones-Tulloch 115 kV Line | 1 | 0 | 1 | 0 | 0 | 0 | -1774.29 | -1616.902 | 239 | Cortina -Vaca-Dixon 230kV Line | Cortina -Vaca-Dixon 230kV Line | Melones-Tulloch 115 kV Line |  | 3 | 3 | FALSE | 3
PG&E Fresno Study Area | Dairyland | 115 | [35 empty] | 1 | 1 | 1 | 1 |  | 1 | 0 | 0 | 0 | 0 | 0 | 0 | 0 | 0 | 0 | 0 | 0 | 0 | 0 | 0 | 0 | 0 | 0 | 0 | 5 | 0 | 5 | 0 | 2 | -3289.585 | -4376.339 | -776.5979 | Moss Landing-Los Banos 230kV | Moss Landing-Los Banos 230kV | Moss Landing-Las Aguilas 230kV | 0 | 5 | 0 | 5 | 0 | 0 | -3289.585 | -4376.339 | 109.8321 | Moss Landing-Los Banos 230kV | Moss Landing-Los Banos 230kV | Warnerville-Wilson 230kV |  | 2 | 2 | FALSE | 2
PG&E North of Greater Bay Study Area | Davis | 115 | [22 empty] | 1 | 1 | 1 | [16 empty] | 0 | 0 | 0 | 0 | 0 | 0 | 0 | 0 | 0 | 0 | 0 | 0 | 0 | 0 | 0 | 0 | 0 | 2 | 1 | 2 | 1 | 1 | 0 | -1774.29 | -1616.902 | -5.76 | Cortina -Vaca-Dixon 230kV Line | Cortina -Vaca-Dixon 230kV Line | Woodland-Davis 115 kV Lines | 2 | 1 | 2 | 1 | 1 | 0 | -1774.29 | -1616.902 | -5.76 | Cortina -Vaca-Dixon 230kV Line | Cortina -Vaca-Dixon 230kV Line | Woodland-Davis 115 kV Lines |  | 3 | 3 | FALSE | 3
SCE Metro Study Area | Del Amo | 230 |  |  |  |  | 1 | [36 empty] | 0 | 0 | 0 | 0 | 0 | 0 | 0 | 0 | 0 | 0 | 0 | 0 | 0 | 0 | 0 | 0 | 0 | 0 | 0 | 0 | 0 | 0 | 0 | 1694 | 1694 | 6472 | SCE Metro Area | SCE Metro Area | SCE Metro Area | 0 | 0 | 0 | 0 | 0 | 0 | 1694 | 1694 | 6472 | SCE Metro Area | SCE Metro Area | SCE Metro Area |  | 1 | 1 | FALSE | 1
SCE Eastern Study Area | Delaney | 500 | [9 empty] | 1 | 1 |  |  |  | 0 | [26 empty] | 0 | 0 | 0 | 0 | 0 | 0 | 0 | 0 | 0 | 0 | 0 | 0 | 600 | 1160 | 960.109 | 0 | 1 | 2 | 0 | 2 | 0 | 0 | 0 | -2626.9761 | -2758.8626 | 2622.0826 | Serrano – Alberhill – Valley 500 kV Constraint | Serrano – Alberhill – Valley 500 kV Constraint | Devers – Red Bluff 500 kV Constraint | 0 | 0 | 0 | 0 | 0 | 0 | 1021.0239 | 889.1374 | 4498.0826 | Serrano – Alberhill – Valley 500 kV Constraint | Serrano – Alberhill – Valley 500 kV Constraint | Devers – Red Bluff 500 kV Constraint |  | 3 | 1 | YES | 1*
PG&E North of Greater Bay Study Area | Delevan | 230 | [22 empty] | 1 |  |  |  |  | 1 | [13 empty] | 0 | 0 | 0 | 0 | 0 | 50 | 33 | 0 | 0 | 0 | 0 | 0 | 50 | 300 | 240 | 0 | 1 | 2 | 0 | 2 | 0 | 0 | 0 | -1774.29 | -1616.902 | 287.497 | Cortina -Vaca-Dixon 230kV Line | Cortina -Vaca-Dixon 230kV Line | Cortina -Vaca-Dixon 230kV Line | 1 | 0 | 1 | 0 | 0 | 0 | -1774.29 | -1616.902 | 287.497 | Cortina -Vaca-Dixon 230kV Line | Cortina -Vaca-Dixon 230kV Line | Cortina -Vaca-Dixon 230kV Line |  | 3 | 3 | FALSE | 3
PG&E North of Greater Bay Study Area | Delta Switching Yard | 230 | [22 empty] | 1 |  |  |  |  | 1 | [13 empty] | 0 | 0 | 0 | 0 | 0 | 0 | 0 | 0 | 0 | 0 | 0 | 0 | 0 | 0 | 0 | 0 | 0 | 2 | 0 | 2 | 0 | 0 | 0 | -1774.29 | -1616.902 | 287.497 | Cortina -Vaca-Dixon 230kV Line | Cortina -Vaca-Dixon 230kV Line | Cortina -Vaca-Dixon 230kV Line | 1 | 0 | 1 | 0 | 0 | 0 | -1774.29 | -1616.902 | 287.497 | Cortina -Vaca-Dixon 230kV Line | Cortina -Vaca-Dixon 230kV Line | Cortina -Vaca-Dixon 230kV Line |  | 3 | 3 | FALSE | 3
East of Pisgah Study Area | Desert View | 230 | [11 empty] | 1 | 1 | [28 empty] | 0 | 0 | 0 | 0 | 0 | 0 | 0 | 0 | 0 | 0 | 0 | 0 | 100 | 250 | 170 | 0 | 1 | 1 | 1 | 1 | 1 | 0 | 1 | -1676.114 | -1945.576 | -244.44 | GLW-VEA Area Constraint | GLW-VEA Area Constraint | GLW-VEA Area Constraint | 0 | 1 | 0 | 1 | 0 | 1 | -1676.114 | -1945.576 | -244.44 | GLW-VEA Area Constraint | GLW-VEA Area Constraint | GLW-VEA Area Constraint |  | 3 | 2 | YES | 2*
SCE Eastern Study Area | Devers | 500 | [10 empty] | 1 | [30 empty] | 0 | 0 | 0 | 0 | 0 | 0 | 0 | 0 | 0 | 0 | 0 | 0 | 0 | 0 | 0 | 0 | 0 | 1 | 0 | 1 | 0 | 0 | 0 | -2626.9761 | -2758.8626 | 8656.2526 | Serrano – Alberhill – Valley 500 kV Constraint | Serrano – Alberhill – Valley 500 kV Constraint | Serrano – Alberhill – Valley 500 kV Constraint | 0 | 0 | 0 | 0 | 0 | 0 | 1021.0239 | 889.1374 | 8656.2526 | Serrano – Alberhill – Valley 500 kV Constraint | Serrano – Alberhill – Valley 500 kV Constraint | Serrano – Alberhill – Valley 500 kV Constraint |  | 3 | 1 | YES | 1*
SCE Eastern Study Area | Devers | 230 | [10 empty] | 1 | [30 empty] | 0 | 0 | 0 | 0 | 0 | 115.5 | 0 | 0 | 0 | 0 | 0 | 0 | 150 | 300 | 705 | 0 | 1 | 1 | 0 | 1 | 0 | 0 | 0 | -2626.9761 | -2758.8626 | 8656.2526 | Serrano – Alberhill – Valley 500 kV Constraint | Serrano – Alberhill – Valley 500 kV Constraint | Serrano – Alberhill – Valley 500 kV Constraint | 0 | 0 | 0 | 0 | 0 | 0 | 1021.0239 | 889.1374 | 8656.2526 | Serrano – Alberhill – Valley 500 kV Constraint | Serrano – Alberhill – Valley 500 kV Constraint | Serrano – Alberhill – Valley 500 kV Constraint |  | 3 | 1 | YES | 1*
PG&E East Kern Study Area | Diablo | 230 | [28 empty] | 1 | 1 |  |  |  | 1 | 1 | [6 empty] | 0 | 0 | 0 | 0 | 0 | 0 | 0 | 0 | 0 | 0 | 0 | 0 | 0 | 0 | 0 | 0 | 0 | 3 | 0 | 3 | 0 | 1 | 0 | -2383.09 | -3238.646 | -9.6157 | Morro Bay-Templeton 230kV Line | Morro Bay-Templeton 230kV Line | Morro Bay-Templeton 230kV Line | 1 | 0 | 1 | 0 | 1 | 0 | -1644.4 | -2499.956 | -9.6157 | Morro Bay-Templeton 230kV Line | Morro Bay-Templeton 230kV Line | Morro Bay-Templeton 230kV Line |  | 3 | 3 | FALSE | 3
PG&E S500 Study Area | Diablo | 500 | [33 empty] | 1 | [7 empty] | 0 | 0 | 0 | 0 | 0 | 0 | 0 | 0 | 0 | 3100 | 0 | 0 | 0 | 0 | 0 | 0 | 1 | 0 | 0 | 0 | 0 | 0 | 0 | 4720.54 | 5609.588 | 6557.0843 | Gates-Panoche #1 and #2 230kV Lines | Gates-Panoche #1 and #2 230kV Lines | Gates-Panoche #1 and #2 230kV Lines | 0 | 0 | 0 | 0 | 0 | 0 | 4720.54 | 5609.588 | 6557.0843 | Gates-Panoche #1 and #2 230kV Lines | Gates-Panoche #1 and #2 230kV Lines | Gates-Panoche #1 and #2 230kV Lines |  | 1 | 1 | FALSE | 1
PG&E North of Greater Bay Study Area | Donnells | 115 | [22 empty] | 1 |  |  | 1 | 1 | [14 empty] | 0 | 0 | 0 | 0 | 0 | 0 | 0 | 0 | 0 | 0 | 0 | 0 | 0 | 0 | 0 | 0 | 0 | 1 | 0 | 1 | 0 | 0 | 0 | -1774.29 | -1616.902 | 239 | Cortina -Vaca-Dixon 230kV Line | Cortina -Vaca-Dixon 230kV Line | Melones-Tulloch 115 kV Line | 1 | 0 | 1 | 0 | 0 | 0 | -1774.29 | -1616.902 | 239 | Cortina -Vaca-Dixon 230kV Line | Cortina -Vaca-Dixon 230kV Line | Melones-Tulloch 115 kV Line |  | 3 | 3 | FALSE | 3
SCE Northern Area | Eagle Rock | 230 |  |  |  | 1 | [37 empty] | 0 | 0 | 0 | 0 | 0 | 0 | 0 | 0 | 0 | 0 | 0 | 0 | 0 | 0 | 0 | 0 | 0 | 0 | 0 | 0 | 0 | 0 | 0 | 156.32 | 3.845 | 3046.8162 | Laguna Bell – Mesa Constraint | Laguna Bell – Mesa Constraint | Laguna Bell – Mesa Constraint | 0 | 0 | 0 | 0 | 0 | 0 | 156.32 | 3.845 | 3046.8162 | Laguna Bell – Mesa Constraint | Laguna Bell – Mesa Constraint | Laguna Bell – Mesa Constraint |  | 1 | 1 | FALSE | 1
PG&E North of Greater Bay Study Area | Eagle Rock | 115 | [21 empty] | 1 | 1 |  |  |  |  | 1 | [13 empty] | 0 | 0 | 0 | 0 | 0 | 0 | 0 | 0 | 0 | 0 | 0 | 0 | 0 | 0 | 0 | 0 | 0 | 3 | 0 | 3 | 0 | 1 | 0 | -1774.29 | -1616.902 | -97.858 | Cortina -Vaca-Dixon 230kV Line | Cortina -Vaca-Dixon 230kV Line | Humboldt-Trinity 115 kV Line | 2 | 0 | 2 | 0 | 1 | 0 | -1774.29 | -1616.902 | -97.858 | Cortina -Vaca-Dixon 230kV Line | Cortina -Vaca-Dixon 230kV Line | Humboldt-Trinity 115 kV Line |  | 3 | 3 | FALSE | 3
PG&E North of Greater Bay Study Area | East Marysville | 115 | [22 empty] | 1 | 1 | 1 | [16 empty] | 0 | 0 | 0 | 0 | 0 | 0 | 0 | 0 | 0 | 0 | 0 | 0 | 0 | 0 | 0 | 0 | 0 | 2 | 1 | 2 | 1 | 1 | 0 | -1774.29 | -1616.902 | -5.76 | Cortina -Vaca-Dixon 230kV Line | Cortina -Vaca-Dixon 230kV Line | Woodland-Davis 115 kV Lines | 2 | 1 | 2 | 1 | 1 | 0 | -1774.29 | -1616.902 | -5.76 | Cortina -Vaca-Dixon 230kV Line | Cortina -Vaca-Dixon 230kV Line | Woodland-Davis 115 kV Lines |  | 3 | 3 | FALSE | 3
SDG&E Study Area | ECO | 500 | [14 empty] | 1 |  | 1 | 1 | 1 | 1 | [21 empty] | 0 | 0 | 0 | 0 | 0 | 0 | 0 | 0 | 0 | 0 | 0 | 0 | 0 | 0 | 0 | 0 | 0 | 3 | 0 | 3 | 0 | 0 | 0 | -1344.95 | -1256.45 | 1.04 | Encina-San Luis Rey Constraint | Encina-San Luis Rey Constraint | East of Miguel Constraint | 0 | 0 | 0 | 0 | 0 | 0 | 0.05 | 14.15 | 1.04 | East of Miguel Constraint | East of Miguel Constraint | East of Miguel Constraint |  | 3 | 1 | YES | 1*
SDG&E Study Area | ECO | 230 | [14 empty] | 1 |  | 1 | 1 | 1 | 1 | [21 empty] | 0 | 0 | 0 | 0 | 0 | 600 | 0 | 0 | 0 | 0 | 0 | 0 | 0 | 0 | 0 | 0 | 1 | 3 | 0 | 3 | 0 | 0 | 0 | -1344.95 | -1256.45 | 1.04 | Encina-San Luis Rey Constraint | Encina-San Luis Rey Constraint | East of Miguel Constraint | 0 | 0 | 0 | 0 | 0 | 0 | 0.05 | 14.15 | 1.04 | East of Miguel Constraint | East of Miguel Constraint | East of Miguel Constraint |  | 3 | 1 | YES | 1*
SDG&E Study Area | ECO | 115 | [14 empty] | 1 |  | 1 | 1 | 1 | 1 | [21 empty] | 0 | 0 | 0 | 0 | 0 | 0 | 0 | 0 | 0 | 0 | 0 | 0 | 0 | 90 | 70 | 0 | 1 | 3 | 0 | 3 | 0 | 0 | 0 | -1344.95 | -1256.45 | 1.04 | Encina-San Luis Rey Constraint | Encina-San Luis Rey Constraint | East of Miguel Constraint | 0 | 0 | 0 | 0 | 0 | 0 | 0.05 | 14.15 | 1.04 | East of Miguel Constraint | East of Miguel Constraint | East of Miguel Constraint |  | 3 | 1 | YES | 1*
SCE Eastern Study Area | El Casco | 230 | [10 empty] | 1 | [30 empty] | 0 | 0 | 0 | 0 | 0 | 0 | 0 | 0 | 0 | 0 | 0 | 0 | 0 | 0 | 0 | 0 | 0 | 1 | 0 | 1 | 0 | 0 | 0 | -2626.9761 | -2758.8626 | 8656.2526 | Serrano – Alberhill – Valley 500 kV Constraint | Serrano – Alberhill – Valley 500 kV Constraint | Serrano – Alberhill – Valley 500 kV Constraint | 0 | 0 | 0 | 0 | 0 | 0 | 1021.0239 | 889.1374 | 8656.2526 | Serrano – Alberhill – Valley 500 kV Constraint | Serrano – Alberhill – Valley 500 kV Constraint | Serrano – Alberhill – Valley 500 kV Constraint |  | 3 | 1 | YES | 1*
SCE Metro Study Area | El Nido | 230 |  |  |  |  | 1 | [36 empty] | 0 | 0 | 0 | 0 | 0 | 0 | 0 | 0 | 0 | 0 | 0 | 0 | 0 | 0 | 13 | 0 | 1 | 0 | 0 | 0 | 0 | 0 | 0 | 1694 | 1694 | 6472 | SCE Metro Area | SCE Metro Area | SCE Metro Area | 0 | 0 | 0 | 0 | 0 | 0 | 1694 | 1694 | 6472 | SCE Metro Area | SCE Metro Area | SCE Metro Area |  | 1 | 1 | FALSE | 1
SCE Metro Study Area | El Segundo | 230 |  |  |  |  | 1 | [36 empty] | 0 | 0 | 0 | 0 | 0 | 0 | 0 | 0 | 0 | 0 | 0 | 0 | 0 | 0 | 0 | 0 | 0 | 0 | 0 | 0 | 0 | 0 | 0 | 1694 | 1694 | 6472 | SCE Metro Area | SCE Metro Area | SCE Metro Area | 0 | 0 | 0 | 0 | 0 | 0 | 1694 | 1694 | 6472 | SCE Metro Area | SCE Metro Area | SCE Metro Area |  | 1 | 1 | FALSE | 1
East of Pisgah Study Area | Eldorado | 500 | [13 empty] | 1 | [27 empty] | 0 | 0 | 0 | 327 | 0 | 136 | 0 | 2500 | 0 | 0 | 0 | 0 | 0 | 0 | 0 | 0 | 1 | 0 | 1 | 0 | 0 | 0 | 1 | -745.7554 | 101.7086 | -384.1966 | Mohave/Eldorado 500 kV | Mohave/Eldorado 500 kV | Mohave/Eldorado 500 kV | 0 | 1 | 0 | 0 | 0 | 1 | -745.7554 | 101.7086 | -384.1966 | Mohave/Eldorado 500 kV | Mohave/Eldorado 500 kV | Mohave/Eldorado 500 kV |  | 2 | 2 | FALSE | 2
East of Pisgah Study Area | Eldorado | 230 | [11 empty] | 1 | [29 empty] | 0 | 0 | 0 | 0 | 0 | 0 | 0 | 0 | 0 | 0 | 0 | 0 | 0 | 300 | 333 | 0 | 1 | 1 | 0 | 1 | 0 | 0 | 0 | -144.064 | -291.376 | 1684.56 | Eldorado 500/230 kV Transformer #5 Constraint | Eldorado 500/230 kV Transformer #5 Constraint | Eldorado 500/230 kV Transformer #5 Constraint | 0 | 0 | 0 | 0 | 0 | 0 | 255.936 | 108.624 | 1684.56 | Eldorado 500/230 kV Transformer #5 Constraint | Eldorado 500/230 kV Transformer #5 Constraint | Eldorado 500/230 kV Transformer #5 Constraint |  | 3 | 1 | YES | 1*
PG&E Fresno Study Area | Elk Hills | 230 | [36 empty] | 1 | 1 |  |  |  | 0 | 0 | 0 | 0 | 0 | 0 | 0 | 0 | 0 | 0 | 0 | 0 | 0 | 0 | 0 | 0 | 0 | 0 | 2 | 0 | 2 | 0 | 0 | -3289.585 | -4376.339 | 670.0479 | Moss Landing-Los Banos 230kV | Moss Landing-Los Banos 230kV | Moss Landing-Los Banos 230kV | 0 | 2 | 0 | 2 | 0 | 0 | -3289.585 | -4376.339 | 670.0479 | Moss Landing-Los Banos 230kV | Moss Landing-Los Banos 230kV | Moss Landing-Los Banos 230kV |  | 2 | 2 | FALSE | 2
SCE Metro Study Area | Ellis | 230 |  |  |  |  | 1 | [36 empty] | 0 | 0 | 0 | 0 | 0 | 0 | 0 | 0 | 0 | 0 | 0 | 0 | 0 | 0 | 0 | 0 | 0 | 0 | 0 | 0 | 0 | 0 | 0 | 1694 | 1694 | 6472 | SCE Metro Area | SCE Metro Area | SCE Metro Area | 0 | 0 | 0 | 0 | 0 | 0 | 1694 | 1694 | 6472 | SCE Metro Area | SCE Metro Area | SCE Metro Area |  | 1 | 1 | FALSE | 1
SDG&E Study Area | Encina | 230 | [16 empty] | 1 |  | 1 | [22 empty] | 0 | 0 | 0 | 0 | 0 | 0 | 0 | 0 | 0 | 0 | 0 | 0 | 0 | 0 | 0 | 0 | 0 | 2 | 0 | 2 | 0 | 0 | 0 | -1344.95 | -1256.45 | 4394.13 | Encina-San Luis Rey Constraint | Encina-San Luis Rey Constraint | Encina-San Luis Rey Constraint | 0 | 0 | 0 | 0 | 0 | 0 | 2373.05 | 2461.55 | 4394.13 | Encina-San Luis Rey Constraint | Encina-San Luis Rey Constraint | Encina-San Luis Rey Constraint |  | 3 | 1 | YES | 1*
SDG&E Study Area | Encina | 115 | [16 empty] | 1 |  | 1 | [22 empty] | 0 | 0 | 0 | 0 | 0 | 0 | 0 | 0 | 0 | 0 | 0 | 0 | 0 | 0 | 60 | 0 | 1 | 2 | 0 | 2 | 0 | 0 | 0 | -1344.95 | -1256.45 | 4394.13 | Encina-San Luis Rey Constraint | Encina-San Luis Rey Constraint | Encina-San Luis Rey Constraint | 0 | 0 | 0 | 0 | 0 | 0 | 2373.05 | 2461.55 | 4394.13 | Encina-San Luis Rey Constraint | Encina-San Luis Rey Constraint | Encina-San Luis Rey Constraint |  | 3 | 1 | YES | 1*
SDG&E Study Area | Escondido | 230 | [16 empty] | 1 | 1 | 1 | [22 empty] | 0 | 0 | 0 | 0 | 0 | 0 | 0 | 0 | 0 | 0 | 0 | 0 | 0 | 0 | 469 | 0 | 1 | 3 | 0 | 3 | 0 | 0 | 0 | -1344.95 | -1256.45 | 1504.13 | Encina-San Luis Rey Constraint | Encina-San Luis Rey Constraint | San Diego Internal Constraint | 0 | 0 | 0 | 0 | 0 | 0 | 835.05 | 923.55 | 1778.13 | San Diego Internal Constraint | San Diego Internal Constraint | San Diego Internal Constraint |  | 3 | 1 | YES | 1*
SCE Metro Study Area | Etiwanda | 230 |  |  |  |  | 1 | [36 empty] | 0 | 0 | 0 | 0 | 0 | 0 | 0 | 0 | 0 | 0 | 0 | 0 | 0 | 0 | 601 | 0 | 1 | 0 | 0 | 0 | 0 | 0 | 0 | 1694 | 1694 | 6472 | SCE Metro Area | SCE Metro Area | SCE Metro Area | 0 | 0 | 0 | 0 | 0 | 0 | 1694 | 1694 | 6472 | SCE Metro Area | SCE Metro Area | SCE Metro Area |  | 1 | 1 | FALSE | 1
PG&E North of Greater Bay Study Area | Fulton | 230 | [22 empty] | 1 |  |  |  |  | 1 | [13 empty] | 0 | 0 | 0 | 0 | 0 | 0 | 0 | 0 | 0 | 0 | 0 | 0 | 0 | 0 | 0 | 0 | 0 | 2 | 0 | 2 | 0 | 0 | 0 | -1774.29 | -1616.902 | 287.497 | Cortina -Vaca-Dixon 230kV Line | Cortina -Vaca-Dixon 230kV Line | Cortina -Vaca-Dixon 230kV Line | 1 | 0 | 1 | 0 | 0 | 0 | -1774.29 | -1616.902 | 287.497 | Cortina -Vaca-Dixon 230kV Line | Cortina -Vaca-Dixon 230kV Line | Cortina -Vaca-Dixon 230kV Line |  | 3 | 3 | FALSE | 3
East of Pisgah Study Area | Gamebird | 115 | [11 empty] | 1 | 1 | [28 empty] | 0 | 0 | 0 | 0 | 0 | 0 | 0 | 0 | 0 | 0 | 0 | 0 | 0 | 0 | 0 | 0 | 0 | 1 | 1 | 1 | 1 | 0 | 1 | -1676.114 | -1945.576 | -244.44 | GLW-VEA Area Constraint | GLW-VEA Area Constraint | GLW-VEA Area Constraint | 0 | 1 | 0 | 1 | 0 | 1 | -1676.114 | -1945.576 | -244.44 | GLW-VEA Area Constraint | GLW-VEA Area Constraint | GLW-VEA Area Constraint |  | 3 | 2 | YES | 2*
PG&E S500 Study Area | Gates | 500 | [33 empty] | 1 | 1 | [6 empty] | 0 | 0 | 0 | 0 | 0 | 0 | 0 | 0 | 0 | 0 | 0 | 0 | 0 | 0 | 0 | 0 | 0 | 1 | 0 | 1 | 0 | 1 | 0 | -2383.09 | -3238.646 | -9.6157 | Morro Bay-Templeton 230kV Line | Morro Bay-Templeton 230kV Line | Morro Bay-Templeton 230kV Line | 1 | 0 | 1 | 0 | 1 | 0 | -1644.4 | -2499.956 | -9.6157 | Morro Bay-Templeton 230kV Line | Morro Bay-Templeton 230kV Line | Morro Bay-Templeton 230kV Line |  | 3 | 3 | FALSE | 3
PG&E East Kern Study Area | Gates | 230 | [28 empty] | 1 | 1 | 1 |  |  | 1 | 1 |  | 1 | 1 |  |  |  | 0 | 0 | 0 | 0 | 0 | 0 | 0 | 0 | 0 | 0 | 0 | 0 | 850 | 827 | 620 | 0 | 1 | 4 | 2 | 4 | 2 | 1 | 0 | -3289.585 | -4376.339 | -9.6157 | Moss Landing-Los Banos 230kV | Moss Landing-Los Banos 230kV | Morro Bay-Templeton 230kV Line | 2 | 2 | 2 | 2 | 1 | 0 | -3289.585 | -4376.339 | -9.6157 | Moss Landing-Los Banos 230kV | Moss Landing-Los Banos 230kV | Morro Bay-Templeton 230kV Line |  | 3 | 3 | FALSE | 3
PG&E North of Greater Bay Study Area | Geysers | 230 | [22 empty] | 1 |  |  |  |  | 1 | [13 empty] | 0 | 0 | 0 | 79 | 0 | 0 | 0 | 0 | 0 | 0 | 0 | 0 | 0 | 0 | 0 | 0 | 1 | 2 | 0 | 2 | 0 | 0 | 0 | -1774.29 | -1616.902 | 287.497 | Cortina -Vaca-Dixon 230kV Line | Cortina -Vaca-Dixon 230kV Line | Cortina -Vaca-Dixon 230kV Line | 1 | 0 | 1 | 0 | 0 | 0 | -1774.29 | -1616.902 | 287.497 | Cortina -Vaca-Dixon 230kV Line | Cortina -Vaca-Dixon 230kV Line | Cortina -Vaca-Dixon 230kV Line |  | 3 | 3 | FALSE | 3
PG&E North of Greater Bay Study Area | Glenn | 230 | [22 empty] | 1 |  |  |  |  | 1 | [13 empty] | 0 | 0 | 0 | 0 | 0 | 100 | 68 | 0 | 0 | 0 | 0 | 0 | 0 | 0 | 0 | 0 | 1 | 2 | 0 | 2 | 0 | 0 | 0 | -1774.29 | -1616.902 | 287.497 | Cortina -Vaca-Dixon 230kV Line | Cortina -Vaca-Dixon 230kV Line | Cortina -Vaca-Dixon 230kV Line | 1 | 0 | 1 | 0 | 0 | 0 | -1774.29 | -1616.902 | 287.497 | Cortina -Vaca-Dixon 230kV Line | Cortina -Vaca-Dixon 230kV Line | Cortina -Vaca-Dixon 230kV Line |  | 3 | 3 | FALSE | 3
PG&E North of Greater Bay Study Area | Gold Hill | 115 | 0 | 0 | 0 | 0 | 0 | 0 | 0 | 0 | 0 | 0 | 0 | 0 | 0 | 0 | 0 | 0 | 0 | 0 | 0 | 0 | 0 | 0 | 1 | 0 | 0 | 0 | 0 | 0 | 0 | 0 | 0 | 0 | 0 | 0 | 0 | 0 | 0 | 0 | 0 | 0 | 0 | 0 | 0 | 0 | 0 | 0 | 0 | 0 | 0 | 0 | 0 | 0 | 0 | 0 | 0 | 0 | 0 | 0 | 1 | 0 | 1 | 0 | 0 | 0 | -1774.29 | -1616.902 | 287.497 | Cortina -Vaca-Dixon 230kV Line | Cortina -Vaca-Dixon 230kV Line | Cortina -Vaca-Dixon 230kV Line | 1 | 0 | 1 | 0 | 0 | 0 | -1774.29 | -1616.902 | 287.497 | Cortina -Vaca-Dixon 230kV Line | Cortina -Vaca-Dixon 230kV Line | Cortina -Vaca-Dixon 230kV Line |  | 3 | 3 | FALSE | 3
SCE Northern Area | Goleta | 230 |  |  |  | 1 | [37 empty] | 0 | 0 | 0 | 0 | 3.74 | 0 | 0 | 0 | 0 | 0 | 0 | 0 | 0 | 0 | 125 | 0 | 1 | 0 | 0 | 0 | 0 | 0 | 0 | 156.32 | 3.845 | 3046.8162 | Laguna Bell – Mesa Constraint | Laguna Bell – Mesa Constraint | Laguna Bell – Mesa Constraint | 0 | 0 | 0 | 0 | 0 | 0 | 156.32 | 3.845 | 3046.8162 | Laguna Bell – Mesa Constraint | Laguna Bell – Mesa Constraint | Laguna Bell – Mesa Constraint |  | 1 | 1 | FALSE | 1
SCE Northern Area | Goodrich | 230 |  |  |  | 1 | [37 empty] | 0 | 0 | 0 | 0 | 0 | 0 | 0 | 0 | 0 | 0 | 0 | 0 | 0 | 0 | 0 | 0 | 0 | 0 | 0 | 0 | 0 | 0 | 0 | 156.32 | 3.845 | 3046.8162 | Laguna Bell – Mesa Constraint | Laguna Bell – Mesa Constraint | Laguna Bell – Mesa Constraint | 0 | 0 | 0 | 0 | 0 | 0 | 156.32 | 3.845 | 3046.8162 | Laguna Bell – Mesa Constraint | Laguna Bell – Mesa Constraint | Laguna Bell – Mesa Constraint |  | 1 | 1 | FALSE | 1
PG&E East Kern Study Area | Goose Lake | 115 | [28 empty] | 1 | 1 |  |  |  |  | 1 |  | 1 | 1 |  |  |  | 0 | 0 | 0 | 0 | 0 | 0 | 0 | 0 | 0 | 0 | 0 | 0 | 0 | 0 | 0 | 0 | 0 | 3 | 2 | 3 | 2 | 1 | 0 | -3289.585 | -4376.339 | -9.6157 | Moss Landing-Los Banos 230kV | Moss Landing-Los Banos 230kV | Morro Bay-Templeton 230kV Line | 1 | 2 | 1 | 2 | 1 | 0 | -3289.585 | -4376.339 | -9.6157 | Moss Landing-Los Banos 230kV | Moss Landing-Los Banos 230kV | Morro Bay-Templeton 230kV Line |  | 3 | 3 | FALSE | 3
SCE Northern Area | Gould | 230 |  |  |  | 1 | [37 empty] | 0 | 0 | 0 | 0 | 0 | 0 | 0 | 0 | 0 | 0 | 0 | 0 | 0 | 0 | 0 | 0 | 0 | 0 | 0 | 0 | 0 | 0 | 0 | 156.32 | 3.845 | 3046.8162 | Laguna Bell – Mesa Constraint | Laguna Bell – Mesa Constraint | Laguna Bell – Mesa Constraint | 0 | 0 | 0 | 0 | 0 | 0 | 156.32 | 3.845 | 3046.8162 | Laguna Bell – Mesa Constraint | Laguna Bell – Mesa Constraint | Laguna Bell – Mesa Constraint |  | 1 | 1 | FALSE | 1
PG&E North of Greater Bay Study Area | Grand Island | 115 | [22 empty] | 1 | 1 | [17 empty] | 0 | 0 | 0 | 0 | 0 | 0 | 0 | 0 | 0 | 0 | 0 | 0 | 0 | 0 | 0 | 0 | 0 | 1 | 1 | 1 | 1 | 0 | 0 | -1774.29 | -1616.902 | 54.24 | Cortina -Vaca-Dixon 230kV Line | Cortina -Vaca-Dixon 230kV Line | Rio Oso-SPI-Lincoln 115 kV Line | 1 | 1 | 1 | 1 | 0 | 0 | -1774.29 | -1616.902 | 54.24 | Cortina -Vaca-Dixon 230kV Line | Cortina -Vaca-Dixon 230kV Line | Rio Oso-SPI-Lincoln 115 kV Line |  | 3 | 3 | FALSE | 3
PG&E North of Greater Bay Study Area | Green Ridge Midway | 115 | [22 empty] | 1 | [18 empty] | 0 | 0 | 0 | 0 | 0 | 0 | 0 | 0 | 0 | 0 | 0 | 0 | 0 | 0 | 0 | 0 | 0 | 1 | 0 | 1 | 0 | 0 | 0 | -1774.29 | -1616.902 | 287.497 | Cortina -Vaca-Dixon 230kV Line | Cortina -Vaca-Dixon 230kV Line | Cortina -Vaca-Dixon 230kV Line | 1 | 0 | 1 | 0 | 0 | 0 | -1774.29 | -1616.902 | 287.497 | Cortina -Vaca-Dixon 230kV Line | Cortina -Vaca-Dixon 230kV Line | Cortina -Vaca-Dixon 230kV Line |  | 3 | 3 | FALSE | 3
PG&E East Kern Study Area | Gregg | 230 | [36 empty] | 1 |  |  |  |  | 0 | 0 | 0 | 0 | 3 | 0 | 0 | 0 | 0 | 0 | 0 | 0 | 0 | 150 | 110 | 0 | 1 | 0 | 1 | 0 | 1 | 0 | 0 | -3175.295 | -4072.245 | 707.5443 | Los Bano-Gates #1 500kV line | Los Bano-Gates #1 500kV line | Los Bano-Gates #1 500kV line | 0 | 1 | 0 | 1 | 0 | 0 | -3175.295 | -4072.245 | 707.5443 | Los Bano-Gates #1 500kV line | Los Bano-Gates #1 500kV line | Los Bano-Gates #1 500kV line |  | 2 | 2 | FALSE | 2
PG&E Fresno Study Area | Grimway | 115 | [29 empty] | 1 | [11 empty] | 0 | 0 | 0 | 0 | 0 | 0 | 0 | 0 | 0 | 0 | 0 | 0 | 0 | 0 | 0 | 0 | 0 | 1 | 0 | 1 | 0 | 0 | 0 | -1112.35 | -2039.522 | 1347.1315 | Gates 500/230kV Bank #13 Constraint | Gates 500/230kV Bank #13 Constraint | Gates 500/230kV Bank #13 Constraint | 0 | 0 | 0 | 0 | 0 | 0 | 3340.65 | 2413.478 | 2311.1315 | Gates 500/230kV Bank #13 Constraint | Gates 500/230kV Bank #13 Constraint | Gates 500/230kV Bank #13 Constraint |  | 3 | 1 | YES | 1*
PG&E East Kern Study Area | GWF Hanford Sw Sta | 115 | [28 empty] | 1 | 1 | 1 | 1 |  |  | 1 |  |  | 1 | 1 |  |  | 0 | 0 | 0 | 0 | 0 | 0 | 0 | 0 | 0 | 0 | 0 | 0 | 0 | 0 | 0 | 0 | 0 | 5 | 2 | 5 | 2 | 1 | 0 | -3289.585 | -4376.339 | -9.6157 | Moss Landing-Los Banos 230kV | Moss Landing-Los Banos 230kV | Morro Bay-Templeton 230kV Line | 3 | 2 | 3 | 2 | 1 | 0 | -3289.585 | -4376.339 | -9.6157 | Moss Landing-Los Banos 230kV | Moss Landing-Los Banos 230kV | Morro Bay-Templeton 230kV Line |  | 3 | 3 | FALSE | 3
SCE Metro Study Area | Harborgen | 230 |  |  |  |  | 1 | [36 empty] | 0 | 0 | 0 | 0 | 0 | 0 | 0 | 0 | 0 | 0 | 0 | 0 | 0 | 0 | 0 | 0 | 0 | 0 | 0 | 0 | 0 | 0 | 0 | 1694 | 1694 | 6472 | SCE Metro Area | SCE Metro Area | SCE Metro Area | 0 | 0 | 0 | 0 | 0 | 0 | 1694 | 1694 | 6472 | SCE Metro Area | SCE Metro Area | SCE Metro Area |  | 1 | 1 | FALSE | 1
SDG&E Study Area | Hassayampa | 500 | [9 empty] | 1 | 1 |  |  |  | 1 | [26 empty] | 0 | 0 | 0 | 0 | 0 | 0 | 0 | 0 | 0 | 0 | 0 | 0 | 200 | 671 | 269 | 0 | 1 | 2 | 0 | 2 | 0 | 0 | 0 | -2626.9761 | -2758.8626 | 1.04 | Serrano – Alberhill – Valley 500 kV Constraint | Serrano – Alberhill – Valley 500 kV Constraint | East of Miguel Constraint | 0 | 0 | 0 | 0 | 0 | 0 | 0.05 | 14.15 | 1.04 | East of Miguel Constraint | East of Miguel Constraint | East of Miguel Constraint |  | 3 | 1 | YES | 1*
PG&E Fresno Study Area | Helm | 230 | [35 empty] | 1 |  |  | 1 |  | 1 | 0 | 0 | 0 | 0 | 0 | 0 | 0 | 0 | 0 | 0 | 0 | 0 | 165 | 560.1746 | 409 | 0 | 1 | 0 | 3 | 0 | 3 | 0 | 2 | -1257.1 | -1617.796 | -776.5979 | Moss Landing-Las Aguilas 230kV | Moss Landing-Las Aguilas 230kV | Moss Landing-Las Aguilas 230kV | 0 | 3 | 0 | 3 | 0 | 0 | -1257.1 | -1617.796 | 109.8321 | Moss Landing-Las Aguilas 230kV | Moss Landing-Las Aguilas 230kV | Warnerville-Wilson 230kV |  | 2 | 2 | FALSE | 2
PG&E Fresno Study Area | Henrietta | 115 | [36 empty] | 1 | 1 | 1 |  |  | 0 | 0 | 0 | 0 | 0 | 0 | 0 | 0 | 0 | 0 | 0 | 0 | 25 | 88 | 64 | 0 | 1 | 0 | 3 | 0 | 3 | 0 | 0 | -3289.585 | -4376.339 | 109.8321 | Moss Landing-Los Banos 230kV | Moss Landing-Los Banos 230kV | Warnerville-Wilson 230kV | 0 | 3 | 0 | 3 | 0 | 0 | -3289.585 | -4376.339 | 109.8321 | Moss Landing-Los Banos 230kV | Moss Landing-Los Banos 230kV | Warnerville-Wilson 230kV |  | 2 | 2 | FALSE | 2
PG&E North of Greater Bay Study Area | Higgins | 115 | [22 empty] | 1 | [18 empty] | 0 | 0 | 0 | 0 | 25 | 0 | 0 | 0 | 0 | 0 | 0 | 0 | 0 | 0 | 0 | 0 | 1 | 1 | 0 | 1 | 0 | 0 | 0 | -1774.29 | -1616.902 | 287.497 | Cortina -Vaca-Dixon 230kV Line | Cortina -Vaca-Dixon 230kV Line | Cortina -Vaca-Dixon 230kV Line | 1 | 0 | 1 | 0 | 0 | 0 | -1774.29 | -1616.902 | 287.497 | Cortina -Vaca-Dixon 230kV Line | Cortina -Vaca-Dixon 230kV Line | Cortina -Vaca-Dixon 230kV Line |  | 3 | 3 | FALSE | 3
SCE Northern Area | Highwind | 230 |  | 1 | 1 | [38 empty] | 0 | 0 | 0 | 0 | 0 | 0 | 0 | 0 | 0 | 0 | 0 | 0 | 0 | 0 | 0 | 0 | 0 | 1 | 0 | 1 | 0 | 0 | 0 | -831.3723 | -1706.2892 | 1205.305 | Antelope – Vincent Constraint | Antelope – Vincent Constraint | Windhub 500/230 kV Transformer Constraint | 0 | 0 | 0 | 0 | 0 | 0 | 492.893 | 339.904 | 1205.305 | Windhub 500/230 kV Transformer Constraint | Windhub 500/230 kV Transformer Constraint | Windhub 500/230 kV Transformer Constraint |  | 3 | 1 | YES | 1*
SCE Metro Study Area | Hinson | 230 |  |  |  |  | 1 | [36 empty] | 0 | 0 | 0 | 0 | 0 | 0 | 0 | 0 | 0 | 0 | 0 | 0 | 0 | 0 | 390 | 0 | 1 | 0 | 0 | 0 | 0 | 0 | 0 | 1694 | 1694 | 6472 | SCE Metro Area | SCE Metro Area | SCE Metro Area | 0 | 0 | 0 | 0 | 0 | 0 | 1694 | 1694 | 6472 | SCE Metro Area | SCE Metro Area | SCE Metro Area |  | 1 | 1 | FALSE | 1
PG&E North of Greater Bay Study Area | Honcut | 115 | [22 empty] | 1 | 1 | [17 empty] | 0 | 0 | 0 | 0 | 0 | 0 | 0 | 0 | 0 | 0 | 0 | 0 | 0 | 0 | 0 | 0 | 0 | 1 | 1 | 1 | 1 | 0 | 0 | -1774.29 | -1616.902 | 54.24 | Cortina -Vaca-Dixon 230kV Line | Cortina -Vaca-Dixon 230kV Line | Rio Oso-SPI-Lincoln 115 kV Line | 1 | 1 | 1 | 1 | 0 | 0 | -1774.29 | -1616.902 | 54.24 | Cortina -Vaca-Dixon 230kV Line | Cortina -Vaca-Dixon 230kV Line | Rio Oso-SPI-Lincoln 115 kV Line |  | 3 | 3 | FALSE | 3
SDG&E Study Area | Hoodoo Wash | 500 | [9 empty] | 1 | 1 |  |  |  | 1 |  | 1 |  | 1 | [22 empty] | 0 | 0 | 0 | 0 | 0 | 0 | 0 | 0 | 0 | 0 | 0 | 0 | 0 | 0 | 0 | 0 | 0 | 4 | 0 | 4 | 0 | 0 | 0 | -2626.9761 | -2758.8626 | 1.04 | Serrano – Alberhill – Valley 500 kV Constraint | Serrano – Alberhill – Valley 500 kV Constraint | East of Miguel Constraint | 0 | 0 | 0 | 0 | 0 | 0 | 0.05 | 14.15 | 1.04 | East of Miguel Constraint | East of Miguel Constraint | East of Miguel Constraint |  | 3 | 1 | YES | 1*
PG&E North of Greater Bay Study Area | Humboldt | 115 | [21 empty] | 1 | 1 | [18 empty] | 0 | 0 | 0 | 0 | 0 | 0 | 0 | 0 | 0 | 0 | 120 | 0 | 0 | 0 | 15 | 0 | 1 | 2 | 0 | 2 | 0 | 1 | 0 | -1774.29 | -1616.902 | -97.858 | Cortina -Vaca-Dixon 230kV Line | Cortina -Vaca-Dixon 230kV Line | Humboldt-Trinity 115 kV Line | 2 | 0 | 2 | 0 | 1 | 0 | -1774.29 | -1616.902 | -97.858 | Cortina -Vaca-Dixon 230kV Line | Cortina -Vaca-Dixon 230kV Line | Humboldt-Trinity 115 kV Line |  | 3 | 3 | FALSE | 3
PG&E North of Greater Bay Study Area | Humboldt (Proposed) | 500 | 0 | 0 | 0 | 0 | 0 | 0 | 0 | 0 | 0 | 0 | 0 | 0 | 0 | 0 | 0 | 0 | 0 | 0 | 0 | 0 | 0 | 0 | 0 | 0 | 0 | 0 | 0 | 0 | 0 | 0 | 0 | 0 | 0 | 0 | 0 | 0 | 0 | 0 | 0 | 0 | 0 | 0 | 0 | 1 | 0 | 0 | 0 | 0 | 0 | 0 | 1487 | 0 | 0 | 0 | 0 | 0 | 0 | 1 | 0 | 1 | 0 | 1 | 0 | 1 | -1487 | -725.656 | -1487 | Humboldt Offshore Wind Line (Proposed) | Humboldt Offshore Wind Line (Proposed) | Humboldt Offshore Wind Line (Proposed) | 0 | 0 | 0 | 0 | 0 | 0 | 120 | 881.344 | 120 | Humboldt Offshore Wind Line (Proposed) | Humboldt Offshore Wind Line (Proposed) | Humboldt Offshore Wind Line (Proposed) |  | 2 | 1 | YES | 1*
SCE Metro Study Area | Huntington Beach | 230 |  |  |  |  | 1 | [36 empty] | 0 | 0 | 0 | 0 | 0 | 0 | 0 | 0 | 0 | 0 | 0 | 0 | 0 | 0 | 0 | 0 | 0 | 0 | 0 | 0 | 0 | 0 | 0 | 1694 | 1694 | 6472 | SCE Metro Area | SCE Metro Area | SCE Metro Area | 0 | 0 | 0 | 0 | 0 | 0 | 1694 | 1694 | 6472 | SCE Metro Area | SCE Metro Area | SCE Metro Area |  | 1 | 1 | FALSE | 1
SDG&E Study Area | IID System | 230 | [10 empty] | 1 |  |  |  | 0 | 0 | 0 | 0 | 0 | 0 | [21 empty] | 0 | 0 | 0 | 900 | 0 | 0 | 0 | 0 | 0 | 0 | 0 | 0 | 0 | 0 | 0 | 0 | 1 | 1 | 0 | 1 | 0 | 0 | 0 | -2626.9761 | -2758.8626 | 8656.2526 | Serrano – Alberhill – Valley 500 kV Constraint | Serrano – Alberhill – Valley 500 kV Constraint | Serrano – Alberhill – Valley 500 kV Constraint | 0 | 0 | 0 | 0 | 0 | 0 | 1021.0239 | 889.1374 | 8656.2526 | Serrano – Alberhill – Valley 500 kV Constraint | Serrano – Alberhill – Valley 500 kV Constraint | Serrano – Alberhill – Valley 500 kV Constraint |  | 3 | 1 | YES | 1*
SDG&E Study Area | IID System | 161 | [10 empty] | 1 |  |  |  | 1 | 1 | 1 | 0 | 1 | 1 | [21 empty] | 0 | 0 | 0 | 0 | 0 | 0 | 0 | 0 | 0 | 0 | 0 | 0 | 0 | 0 | 0 | 0 | 0 | 3 | 0 | 3 | 0 | 0 | 0 | -2626.9761 | -2758.8626 | 1.04 | Serrano – Alberhill – Valley 500 kV Constraint | Serrano – Alberhill – Valley 500 kV Constraint | East of Miguel Constraint | 0 | 0 | 0 | 0 | 0 | 0 | 0.05 | 14.15 | 1.04 | East of Miguel Constraint | East of Miguel Constraint | East of Miguel Constraint |  | 3 | 1 | YES | 1*
SDG&E Study Area | Imperial Valley | 500 | [10 empty] | 1 |  |  |  | 1 |  | 1 | 1 | 1 | 1 | [21 empty] | 0 | 0 | 0 | 0 | 0 | 0 | 0 | 0 | 0 | 0 | 0 | 0 | 0 | 0 | 0 | 0 | 0 | 4 | 0 | 4 | 0 | 0 | 0 | -2626.9761 | -2758.8626 | 1.04 | Serrano – Alberhill – Valley 500 kV Constraint | Serrano – Alberhill – Valley 500 kV Constraint | East of Miguel Constraint | 0 | 0 | 0 | 0 | 0 | 0 | 0.05 | 14.15 | 1.04 | East of Miguel Constraint | East of Miguel Constraint | East of Miguel Constraint |  | 3 | 1 | YES | 1*
SDG&E Study Area | Imperial Valley | 230 | [10 empty] | 1 |  |  |  | 1 | 1 | 1 | 1 | 1 | 1 | [21 empty] | 0 | 0 | 0 | 0 | 0 | 0 | 0 | 0 | 0 | 0 | 0 | 0 | 125 | 438 | 180 | 0 | 1 | 4 | 0 | 4 | 0 | 0 | 0 | -2626.9761 | -2758.8626 | 1.04 | Serrano – Alberhill – Valley 500 kV Constraint | Serrano – Alberhill – Valley 500 kV Constraint | East of Miguel Constraint | 0 | 0 | 0 | 0 | 0 | 0 | 0.05 | 14.15 | 1.04 | East of Miguel Constraint | East of Miguel Constraint | East of Miguel Constraint |  | 3 | 1 | YES | 1*
East of Pisgah Study Area | Innovation | 230 | [11 empty] | 1 | 1 | [28 empty] | 0 | 0 | 0 | 0 | 0 | 139 | 0 | 0 | 0 | 0 | 0 | 0 | 145 | 200 | 125 | 0 | 1 | 1 | 1 | 1 | 1 | 0 | 1 | -1676.114 | -1945.576 | -244.44 | GLW-VEA Area Constraint | GLW-VEA Area Constraint | GLW-VEA Area Constraint | 0 | 1 | 0 | 1 | 0 | 1 | -1676.114 | -1945.576 | -244.44 | GLW-VEA Area Constraint | GLW-VEA Area Constraint | GLW-VEA Area Constraint |  | 3 | 2 | YES | 2*
East of Pisgah Study Area | Innovation | 115 | [11 empty] | 1 | 1 | [28 empty] | 0 | 0 | 0 | 0 | 0 | 0 | 0 | 0 | 0 | 0 | 0 | 0 | 0 | 0 | 0 | 0 | 0 | 1 | 1 | 1 | 1 | 0 | 1 | -1676.114 | -1945.576 | -244.44 | GLW-VEA Area Constraint | GLW-VEA Area Constraint | GLW-VEA Area Constraint | 0 | 1 | 0 | 1 | 0 | 1 | -1676.114 | -1945.576 | -244.44 | GLW-VEA Area Constraint | GLW-VEA Area Constraint | GLW-VEA Area Constraint |  | 3 | 2 | YES | 2*
East of Pisgah Study Area | Innovation | 138 | [11 empty] | 1 | 1 | [28 empty] | 0 | 0 | 0 | 0 | 0 | 0 | 0 | 0 | 0 | 0 | 0 | 0 | 0 | 0 | 0 | 0 | 0 | 1 | 1 | 1 | 1 | 0 | 1 | -1676.114 | -1945.576 | -244.44 | GLW-VEA Area Constraint | GLW-VEA Area Constraint | GLW-VEA Area Constraint | 0 | 1 | 0 | 1 | 0 | 1 | -1676.114 | -1945.576 | -244.44 | GLW-VEA Area Constraint | GLW-VEA Area Constraint | GLW-VEA Area Constraint |  | 3 | 2 | YES | 2*
SCE North of Lugo (NOL) Study Area | Inyo | 115 | [5 empty] | 1 | 1 | 1 | [33 empty] | 0 | 0 | 0 | 0 | 0 | 0 | 0 | 0 | 0 | 0 | 0 | 0 | 0 | 0 | 0 | 0 | 0 | 3 | 0 | 3 | 0 | 0 | 0 | -515.96 | -728.23 | 893.0392 | Lugo 500/230 kV Transformer Constraint | Lugo 500/230 kV Transformer Constraint | Victor-Lugo Constraint | 1 | 0 | 2 | 0 | 0 | 0 | -80 | -243.71 | 893.0392 | Kramer- Victor/Roadway -Victor Constraint | Kramer- Victor/Roadway -Victor Constraint | Victor-Lugo Constraint |  | 3 | 3 | FALSE | 3
SCE North of Lugo (NOL) Study Area | Inyokern | 115 | [5 empty] | 1 | 1 | 1 | [33 empty] | 0 | 0 | 0 | 0 | 0 | 0 | 0 | 0 | 0 | 0 | 0 | 0 | 0 | 0 | 0 | 0 | 0 | 3 | 0 | 3 | 0 | 0 | 0 | -515.96 | -728.23 | 893.0392 | Lugo 500/230 kV Transformer Constraint | Lugo 500/230 kV Transformer Constraint | Victor-Lugo Constraint | 1 | 0 | 2 | 0 | 0 | 0 | -80 | -243.71 | 893.0392 | Kramer- Victor/Roadway -Victor Constraint | Kramer- Victor/Roadway -Victor Constraint | Victor-Lugo Constraint |  | 3 | 3 | FALSE | 3
East of Pisgah Study Area | Ivanpah | 230 | [11 empty] | 1 | [29 empty] | 0 | 0 | 0 | 0 | 0 | 0 | 0 | 0 | 0 | 0 | 0 | 0 | 0 | 0 | 0 | 0 | 0 | 1 | 0 | 1 | 0 | 0 | 0 | -144.064 | -291.376 | 1684.56 | Eldorado 500/230 kV Transformer #5 Constraint | Eldorado 500/230 kV Transformer #5 Constraint | Eldorado 500/230 kV Transformer #5 Constraint | 0 | 0 | 0 | 0 | 0 | 0 | 255.936 | 108.624 | 1684.56 | Eldorado 500/230 kV Transformer #5 Constraint | Eldorado 500/230 kV Transformer #5 Constraint | Eldorado 500/230 kV Transformer #5 Constraint |  | 3 | 1 | YES | 1*
East of Pisgah Study Area | Ivanpah | 115 | [11 empty] | 1 | [29 empty] | 0 | 0 | 0 | 0 | 0 | 0 | 0 | 0 | 0 | 0 | 0 | 0 | 0 | 0 | 0 | 0 | 0 | 1 | 0 | 1 | 0 | 0 | 0 | -144.064 | -291.376 | 1684.56 | Eldorado 500/230 kV Transformer #5 Constraint | Eldorado 500/230 kV Transformer #5 Constraint | Eldorado 500/230 kV Transformer #5 Constraint | 0 | 0 | 0 | 0 | 0 | 0 | 255.936 | 108.624 | 1684.56 | Eldorado 500/230 kV Transformer #5 Constraint | Eldorado 500/230 kV Transformer #5 Constraint | Eldorado 500/230 kV Transformer #5 Constraint |  | 3 | 1 | YES | 1*
PG&E North of Greater Bay Study Area | Jessup | 115 | [22 empty] | 1 | [18 empty] | 0 | 0 | 0 | 0 | 5 | 0 | 0 | 0 | 0 | 0 | 0 | 0 | 0 | 0 | 0 | 0 | 1 | 1 | 0 | 1 | 0 | 0 | 0 | -1774.29 | -1616.902 | 287.497 | Cortina -Vaca-Dixon 230kV Line | Cortina -Vaca-Dixon 230kV Line | Cortina -Vaca-Dixon 230kV Line | 1 | 0 | 1 | 0 | 0 | 0 | -1774.29 | -1616.902 | 287.497 | Cortina -Vaca-Dixon 230kV Line | Cortina -Vaca-Dixon 230kV Line | Cortina -Vaca-Dixon 230kV Line |  | 3 | 3 | FALSE | 3
SCE Metro Study Area | Johanna | 230 |  |  |  |  | 1 | [36 empty] | 0 | 0 | 0 | 0 | 0 | 0 | 0 | 0 | 0 | 0 | 0 | 0 | 0 | 0 | 140 | 0 | 1 | 0 | 0 | 0 | 0 | 0 | 0 | 1694 | 1694 | 6472 | SCE Metro Area | SCE Metro Area | SCE Metro Area | 0 | 0 | 0 | 0 | 0 | 0 | 1694 | 1694 | 6472 | SCE Metro Area | SCE Metro Area | SCE Metro Area |  | 1 | 1 | FALSE | 1
PG&E Fresno Study Area | Kearney | 230 | [35 empty] | 1 | 1 | 1 | 1 |  | 1 | 0 | 0 | 0 | 0 | 0 | 0 | 0 | 0 | 0 | 0 | 0 | 0 | 0 | 0 | 0 | 0 | 0 | 0 | 5 | 0 | 5 | 0 | 2 | -3289.585 | -4376.339 | -776.5979 | Moss Landing-Los Banos 230kV | Moss Landing-Los Banos 230kV | Moss Landing-Las Aguilas 230kV | 0 | 5 | 0 | 5 | 0 | 0 | -3289.585 | -4376.339 | 109.8321 | Moss Landing-Los Banos 230kV | Moss Landing-Los Banos 230kV | Warnerville-Wilson 230kV |  | 2 | 2 | FALSE | 2
SDG&E Study Area | Kearny | 115 | 0 | 0 | 0 | 0 | 0 | 0 | 0 | 0 | 0 | 0 | 0 | 0 | 0 | 0 | 0 | 0 | 1 | 0 | 1 | 0 | 0 | 0 | 0 | 0 | 0 | 0 | 0 | 0 | 0 | 0 | 0 | 0 | 0 | 0 | 0 | 0 | 0 | 0 | 0 | 0 | 0 | 0 | 0 | 0 | 0 | 0 | 0 | 0 | 0 | 0 | 0 | 0 | 0 | 0 | 0 | 20 | 0 | 1 | 2 | 0 | 2 | 0 | 0 | 0 | -1344.95 | -1256.45 | 4394.13 | Encina-San Luis Rey Constraint | Encina-San Luis Rey Constraint | Encina-San Luis Rey Constraint | 0 | 0 | 0 | 0 | 0 | 0 | 2373.05 | 2461.55 | 4394.13 | Encina-San Luis Rey Constraint | Encina-San Luis Rey Constraint | Encina-San Luis Rey Constraint |  | 3 | 1 | YES | 1*
PG&E North of Greater Bay Study Area | Kelso | 230 | [22 empty] | 1 | [18 empty] | 0 | 0 | 0 | 0 | 0 | 52 | 48 | 0 | 0 | 0 | 0 | 0 | 0 | 0 | 0 | 0 | 1 | 1 | 0 | 1 | 0 | 0 | 0 | -1774.29 | -1616.902 | 287.497 | Cortina -Vaca-Dixon 230kV Line | Cortina -Vaca-Dixon 230kV Line | Cortina -Vaca-Dixon 230kV Line | 1 | 0 | 1 | 0 | 0 | 0 | -1774.29 | -1616.902 | 287.497 | Cortina -Vaca-Dixon 230kV Line | Cortina -Vaca-Dixon 230kV Line | Cortina -Vaca-Dixon 230kV Line |  | 3 | 3 | FALSE | 3
PG&E East Kern Study Area | Kern | 115 | [39 empty] | 1 |  | 0 | 0 | 0 | 0 | 0 | 0 | 0 | 0 | 0 | 0 | 0 | 0 | 0 | 200 | 150 | 0 | 1 | 0 | 1 | 0 | 1 | 0 | 0 | -198 | -257.28 | 14.8 | Kern–Lamont-Stockdale 115kV Line | Kern–Lamont-Stockdale 115kV Line | Kern–Lamont-Stockdale 115kV Line | 0 | 1 | 0 | 1 | 0 | 0 | -198 | -257.28 | 14.8 | Kern–Lamont-Stockdale 115kV Line | Kern–Lamont-Stockdale 115kV Line | Kern–Lamont-Stockdale 115kV Line |  | 2 | 2 | FALSE | 2
PG&E East Kern Study Area | Kern Oil | 115 | [28 empty] | 1 | 1 |  |  |  |  | 1 | [6 empty] | 0 | 0 | 0 | 0 | 0 | 0 | 0 | 0 | 0 | 0 | 0 | 10 | 0 | 0 | 0 | 0 | 1 | 3 | 0 | 3 | 0 | 1 | 0 | -2383.09 | -3238.646 | -9.6157 | Morro Bay-Templeton 230kV Line | Morro Bay-Templeton 230kV Line | Morro Bay-Templeton 230kV Line | 1 | 0 | 1 | 0 | 1 | 0 | -1644.4 | -2499.956 | -9.6157 | Morro Bay-Templeton 230kV Line | Morro Bay-Templeton 230kV Line | Morro Bay-Templeton 230kV Line |  | 3 | 3 | FALSE | 3
PG&E East Kern Study Area | Kern Power | 115 | [28 empty] | 1 | 1 |  |  |  |  | 1 | [6 empty] | 0 | 0 | 0 | 0 | 0 | 0 | 0 | 0 | 0 | 0 | 0 | 0 | 0 | 0 | 0 | 0 | 0 | 3 | 0 | 3 | 0 | 1 | 0 | -2383.09 | -3238.646 | -9.6157 | Morro Bay-Templeton 230kV Line | Morro Bay-Templeton 230kV Line | Morro Bay-Templeton 230kV Line | 1 | 0 | 1 | 0 | 1 | 0 | -1644.4 | -2499.956 | -9.6157 | Morro Bay-Templeton 230kV Line | Morro Bay-Templeton 230kV Line | Morro Bay-Templeton 230kV Line |  | 3 | 3 | FALSE | 3
PG&E Fresno Study Area | Kingsburg | 115 | [35 empty] | 1 | 1 | 1 | 1 |  |  | 0 | 0 | 0 | 0 | 0 | 0 | 0 | 0 | 0 | 0 | 0 | 0 | 0 | 0 | 0 | 0 | 0 | 0 | 4 | 0 | 4 | 0 | 1 | -3289.585 | -4376.339 | -255.7979 | Moss Landing-Los Banos 230kV | Moss Landing-Los Banos 230kV | Las Aguillas-Panoche #1 and #2 230kV | 0 | 4 | 0 | 4 | 0 | 0 | -3289.585 | -4376.339 | 109.8321 | Moss Landing-Los Banos 230kV | Moss Landing-Los Banos 230kV | Warnerville-Wilson 230kV |  | 2 | 2 | FALSE | 2
SCE North of Lugo (NOL) Study Area | Kramer | 230 | [5 empty] | 1 | 1 | 1 | [33 empty] | 0 | 0 | 0 | 0 | 0 | 0 | 0 | 0 | 0 | 0 | 0 | 0 | 380 | 1000.7657 | 784 | 0 | 1 | 3 | 0 | 3 | 0 | 0 | 0 | -515.96 | -728.23 | 893.0392 | Lugo 500/230 kV Transformer Constraint | Lugo 500/230 kV Transformer Constraint | Victor-Lugo Constraint | 1 | 0 | 2 | 0 | 0 | 0 | -80 | -243.71 | 893.0392 | Kramer- Victor/Roadway -Victor Constraint | Kramer- Victor/Roadway -Victor Constraint | Victor-Lugo Constraint |  | 3 | 3 | FALSE | 3
SCE North of Lugo (NOL) Study Area | Kramer | 115 | [5 empty] | 1 | 1 | 1 | [33 empty] | 0 | 0 | 0 | 0 | 0 | 0 | 0 | 0 | 0 | 0 | 0 | 0 | 90 | 0 | 75 | 0 | 1 | 3 | 0 | 3 | 0 | 0 | 0 | -515.96 | -728.23 | 893.0392 | Lugo 500/230 kV Transformer Constraint | Lugo 500/230 kV Transformer Constraint | Victor-Lugo Constraint | 1 | 0 | 2 | 0 | 0 | 0 | -80 | -243.71 | 893.0392 | Kramer- Victor/Roadway -Victor Constraint | Kramer- Victor/Roadway -Victor Constraint | Victor-Lugo Constraint |  | 3 | 3 | FALSE | 3
SCE Metro Study Area | La Cienega | 230 |  |  |  |  | 1 | [36 empty] | 0 | 0 | 0 | 0 | 0 | 0 | 0 | 0 | 0 | 0 | 0 | 0 | 0 | 0 | 0 | 0 | 0 | 0 | 0 | 0 | 0 | 0 | 0 | 1694 | 1694 | 6472 | SCE Metro Area | SCE Metro Area | SCE Metro Area | 0 | 0 | 0 | 0 | 0 | 0 | 1694 | 1694 | 6472 | SCE Metro Area | SCE Metro Area | SCE Metro Area |  | 1 | 1 | FALSE | 1
SCE Metro Study Area | La Fresa | 230 |  |  |  |  | 1 | [36 empty] | 0 | 0 | 0 | 0 | 0 | 0 | 0 | 0 | 0 | 0 | 0 | 0 | 0 | 0 | 0 | 0 | 0 | 0 | 0 | 0 | 0 | 0 | 0 | 1694 | 1694 | 6472 | SCE Metro Area | SCE Metro Area | SCE Metro Area | 0 | 0 | 0 | 0 | 0 | 0 | 1694 | 1694 | 6472 | SCE Metro Area | SCE Metro Area | SCE Metro Area |  | 1 | 1 | FALSE | 1
SCE Metro Study Area | Laguna Bell | 230 |  |  |  |  | 1 | [36 empty] | 0 | 0 | 0 | 0 | 0 | 0 | 0 | 0 | 0 | 0 | 0 | 0 | 0 | 0 | 500 | 0 | 1 | 0 | 0 | 0 | 0 | 0 | 0 | 1694 | 1694 | 6472 | SCE Metro Area | SCE Metro Area | SCE Metro Area | 0 | 0 | 0 | 0 | 0 | 0 | 1694 | 1694 | 6472 | SCE Metro Area | SCE Metro Area | SCE Metro Area |  | 1 | 1 | FALSE | 1
PG&E North of Greater Bay Study Area | Lakeville | 230 | [22 empty] | 1 |  |  |  |  | 1 | [13 empty] | 0 | 0 | 0 | 0 | 0 | 0 | 0 | 0 | 0 | 0 | 0 | 0 | 0 | 0 | 0 | 0 | 0 | 2 | 0 | 2 | 0 | 0 | 0 | -1774.29 | -1616.902 | 287.497 | Cortina -Vaca-Dixon 230kV Line | Cortina -Vaca-Dixon 230kV Line | Cortina -Vaca-Dixon 230kV Line | 1 | 0 | 1 | 0 | 0 | 0 | -1774.29 | -1616.902 | 287.497 | Cortina -Vaca-Dixon 230kV Line | Cortina -Vaca-Dixon 230kV Line | Cortina -Vaca-Dixon 230kV Line |  | 3 | 3 | FALSE | 3
PG&E East Kern Study Area | Lamont | 115 | [28 empty] | 1 | 1 |  |  |  |  | 1 |  | 1 | 1 |  | 1 |  | 0 | 0 | 0 | 0 | 0 | 0 | 0 | 0 | 0 | 0 | 0 | 4 | 130 | 170 | 135 | 0 | 1 | 3 | 3 | 3 | 3 | 1 | 0 | -3289.585 | -4376.339 | -9.6157 | Moss Landing-Los Banos 230kV | Moss Landing-Los Banos 230kV | Morro Bay-Templeton 230kV Line | 1 | 3 | 1 | 3 | 1 | 0 | -3289.585 | -4376.339 | -9.6157 | Moss Landing-Los Banos 230kV | Moss Landing-Los Banos 230kV | Morro Bay-Templeton 230kV Line |  | 3 | 3 | FALSE | 3
East of Pisgah Study Area | Lathrop | 138 | 0 | 0 | 0 | 0 | 0 | 0 | 0 | 0 | 0 | 0 | 0 | 1 | 1 | 0 | 0 | 0 | 0 | 0 | 0 | 0 | 0 | 0 | 0 | 0 | 0 | 0 | 0 | 0 | 0 | 0 | 0 | 0 | 0 | 0 | 0 | 0 | 0 | 0 | 0 | 0 | 0 | 0 | 0 | 0 | 0 | 0 | 0 | 0 | 0 | 0 | 0 | 0 | 0 | 100 | 400 | 270 | 0 | 1 | 1 | 1 | 1 | 1 | 0 | 1 | -1676.114 | -1945.576 | -244.44 | GLW-VEA Area Constraint | GLW-VEA Area Constraint | GLW-VEA Area Constraint | 0 | 1 | 0 | 1 | 0 | 1 | -1676.114 | -1945.576 | -244.44 | GLW-VEA Area Constraint | GLW-VEA Area Constraint | GLW-VEA Area Constraint |  | 3 | 2 | YES | 2*
PG&E Fresno Study Area | Le Grand | 115 | [35 empty] | 1 | 1 | 1 | 1 |  | 1 | 0 | 0 | 0 | 0 | 0 | 0 | 0 | 0 | 0 | 0 | 0 | 0 | 0 | 100 | 75 | 0 | 1 | 0 | 5 | 0 | 5 | 0 | 2 | -3289.585 | -4376.339 | -776.5979 | Moss Landing-Los Banos 230kV | Moss Landing-Los Banos 230kV | Moss Landing-Las Aguilas 230kV | 0 | 5 | 0 | 5 | 0 | 0 | -3289.585 | -4376.339 | 109.8321 | Moss Landing-Los Banos 230kV | Moss Landing-Los Banos 230kV | Warnerville-Wilson 230kV |  | 2 | 2 | FALSE | 2
SCE Eastern Study Area | Lee Lake (Proposed) | 500 | 0 | 0 | 0 | 0 | 1 | 0 | 0 | 0 | 0 | 0 | 0 | 0 | 0 | 0 | 0 | 0 | 0 | 0 | 0 | 0 | 0 | 0 | 0 | 0 | 0 | 0 | 0 | 0 | 0 | 0 | 0 | 0 | 0 | 0 | 0 | 0 | 0 | 0 | 0 | 0 | 0 | 0 | 0 | 0 | 0 | 0 | 0 | 0 | 0 | 0 | 0 | 0 | 0 | 0 | 0 | 0 | 0 | 0 | 0 | 0 | 0 | 0 | 0 | 0 | 1694 | 1694 | 6472 | SCE Metro Area | SCE Metro Area | SCE Metro Area | 0 | 0 | 0 | 0 | 0 | 0 | 1694 | 1694 | 6472 | SCE Metro Area | SCE Metro Area | SCE Metro Area |  | 1 | 1 | FALSE | 1
PG&E Fresno Study Area | Leprino Jct | 115 | [36 empty] | 1 | 1 | 1 |  |  | 0 | 0 | 0 | 0 | 0 | 0 | 0 | 0 | 0 | 0 | 0 | 0 | 0 | 0 | 0 | 0 | 0 | 0 | 3 | 0 | 3 | 0 | 0 | -3289.585 | -4376.339 | 109.8321 | Moss Landing-Los Banos 230kV | Moss Landing-Los Banos 230kV | Warnerville-Wilson 230kV | 0 | 3 | 0 | 3 | 0 | 0 | -3289.585 | -4376.339 | 109.8321 | Moss Landing-Los Banos 230kV | Moss Landing-Los Banos 230kV | Warnerville-Wilson 230kV |  | 2 | 2 | FALSE | 2
PG&E East Kern Study Area | Lerdo | 115 | [28 empty] | 1 | 1 |  |  |  |  | 1 | [6 empty] | 0 | 0 | 0 | 0 | 0 | 0 | 0 | 0 | 0 | 0 | 0 | 5 | 0 | 0 | 0 | 0 | 1 | 3 | 0 | 3 | 0 | 1 | 0 | -2383.09 | -3238.646 | -9.6157 | Morro Bay-Templeton 230kV Line | Morro Bay-Templeton 230kV Line | Morro Bay-Templeton 230kV Line | 1 | 0 | 1 | 0 | 1 | 0 | -1644.4 | -2499.956 | -9.6157 | Morro Bay-Templeton 230kV Line | Morro Bay-Templeton 230kV Line | Morro Bay-Templeton 230kV Line |  | 3 | 3 | FALSE | 3
SCE Metro Study Area | Lewis | 230 |  |  |  |  | 1 | [36 empty] | 0 | 0 | 0 | 0 | 0 | 0 | 0 | 0 | 0 | 0 | 0 | 0 | 0 | 0 | 0 | 0 | 0 | 0 | 0 | 0 | 0 | 0 | 0 | 1694 | 1694 | 6472 | SCE Metro Area | SCE Metro Area | SCE Metro Area | 0 | 0 | 0 | 0 | 0 | 0 | 1694 | 1694 | 6472 | SCE Metro Area | SCE Metro Area | SCE Metro Area |  | 1 | 1 | FALSE | 1
SCE Metro Study Area | Lighthipe | 230 |  |  |  |  | 1 | [36 empty] | 0 | 0 | 0 | 0 | 0 | 0 | 0 | 0 | 0 | 0 | 0 | 0 | 0 | 0 | 90 | 0 | 1 | 0 | 0 | 0 | 0 | 0 | 0 | 1694 | 1694 | 6472 | SCE Metro Area | SCE Metro Area | SCE Metro Area | 0 | 0 | 0 | 0 | 0 | 0 | 1694 | 1694 | 6472 | SCE Metro Area | SCE Metro Area | SCE Metro Area |  | 1 | 1 | FALSE | 1
PG&E North of Greater Bay Study Area | Lockeford | 115 | [22 empty] | 1 | [18 empty] | 0 | 0 | 0 | 0 | 0 | 0 | 0 | 0 | 0 | 0 | 0 | 0 | 0 | 0 | 0 | 0 | 0 | 1 | 0 | 1 | 0 | 0 | 0 | -1774.29 | -1616.902 | 287.497 | Cortina -Vaca-Dixon 230kV Line | Cortina -Vaca-Dixon 230kV Line | Cortina -Vaca-Dixon 230kV Line | 1 | 0 | 1 | 0 | 0 | 0 | -1774.29 | -1616.902 | 287.497 | Cortina -Vaca-Dixon 230kV Line | Cortina -Vaca-Dixon 230kV Line | Cortina -Vaca-Dixon 230kV Line |  | 3 | 3 | FALSE | 3
PG&E North of Greater Bay Study Area | Lone Tree | 230 | [22 empty] | 1 |  |  |  |  | 1 | [13 empty] | 0 | 0 | 0 | 0 | 0 | 0 | 0 | 0 | 0 | 0 | 0 | 0 | 0 | 0 | 0 | 0 | 0 | 2 | 0 | 2 | 0 | 0 | 0 | -1774.29 | -1616.902 | 287.497 | Cortina -Vaca-Dixon 230kV Line | Cortina -Vaca-Dixon 230kV Line | Cortina -Vaca-Dixon 230kV Line | 1 | 0 | 1 | 0 | 0 | 0 | -1774.29 | -1616.902 | 287.497 | Cortina -Vaca-Dixon 230kV Line | Cortina -Vaca-Dixon 230kV Line | Cortina -Vaca-Dixon 230kV Line |  | 3 | 3 | FALSE | 3
SCE Metro Study Area | Long Beach | 230 |  |  |  |  | 1 | [36 empty] | 0 | 0 | 0 | 0 | 0 | 0 | 0 | 0 | 0 | 0 | 0 | 0 | 0 | 0 | 0 | 0 | 0 | 0 | 0 | 0 | 0 | 0 | 0 | 1694 | 1694 | 6472 | SCE Metro Area | SCE Metro Area | SCE Metro Area | 0 | 0 | 0 | 0 | 0 | 0 | 1694 | 1694 | 6472 | SCE Metro Area | SCE Metro Area | SCE Metro Area |  | 1 | 1 | FALSE | 1
PG&E Fresno Study Area | Los Banos | 230 | [29 empty] | 1 | 1 |  | 1 |  | 1 |  |  | 1 |  |  |  | 0 | 0 | 0 | 0 | 0 | 186 | 0 | 0 | 0 | 0 | 0 | 0 | 200 | 190 | 145 | 0 | 1 | 4 | 1 | 4 | 1 | 1 | 0 | -3289.585 | -4376.339 | -9.6157 | Moss Landing-Los Banos 230kV | Moss Landing-Los Banos 230kV | Morro Bay-Templeton 230kV Line | 3 | 1 | 3 | 1 | 1 | 0 | -3289.585 | -4376.339 | -9.6157 | Moss Landing-Los Banos 230kV | Moss Landing-Los Banos 230kV | Morro Bay-Templeton 230kV Line |  | 3 | 3 | FALSE | 3
PG&E S500 Study Area | Los Banos | 500 | [33 empty] | 1 | [7 empty] | 0 | 0 | 0 | 0 | 0 | 0 | 0 | 0 | 0 | 0 | 0 | 0 | 400 | 450 | 350 | 0 | 1 | 0 | 0 | 0 | 0 | 0 | 0 | 4720.54 | 5609.588 | 6557.0843 | Gates-Panoche #1 and #2 230kV Lines | Gates-Panoche #1 and #2 230kV Lines | Gates-Panoche #1 and #2 230kV Lines | 0 | 0 | 0 | 0 | 0 | 0 | 4720.54 | 5609.588 | 6557.0843 | Gates-Panoche #1 and #2 230kV Lines | Gates-Panoche #1 and #2 230kV Lines | Gates-Panoche #1 and #2 230kV Lines |  | 1 | 1 | FALSE | 1
PG&E North of Greater Bay Study Area | Los Esteros | 115 | [27 empty] | 1 | [13 empty] | 0 | 0 | 0 | 0 | 5 | 0 | 0 | 0 | 0 | 0 | 0 | 10 | 0 | 0 | 200 | 0 | 1 | 1 | 0 | 1 | 0 | 0 | 0 | -279.01 | -94.886 | 2018.857 | Contra Costa-Delta Switchyard 230kV Line | Contra Costa-Delta Switchyard 230kV Line | Contra Costa-Delta Switchyard 230kV Line | 0 | 0 | 0 | 0 | 0 | 0 | 1197.0042 | 1381.1282 | 2018.857 | Contra Costa-Delta Switchyard 230kV Line | Contra Costa-Delta Switchyard 230kV Line | Contra Costa-Delta Switchyard 230kV Line |  | 3 | 1 | YES | 1*
SCE North of Lugo (NOL) Study Area | Lugo | 500 |  |  |  |  | 0 | [36 empty] | 0 | 0 | 0 | 0 | 0 | 0 | 0 | 0 | 0 | 0 | 0 | 0 | 0 | 0 | 320 | 0 | 1 | 0 | 0 | 0 | 0 | 0 | 0 | 0 | 0 | 0 | #N/A | #N/A | #N/A | 0 | 0 | 0 | 0 | 0 | 0 | 0 | 0 | 0 | #N/A | #N/A | #N/A |  | 1 | 1 | FALSE | 1
SCE North of Lugo (NOL) Study Area | Lugo | 230 | [7 empty] | 1 | [33 empty] | 0 | 0 | 0 | 0 | 0 | 0 | 0 | 0 | 0 | 0 | 0 | 0 | 0 | 0 | 0 | 0 | 0 | 1 | 0 | 1 | 0 | 0 | 0 | -515.96 | -728.23 | 1029.5392 | Lugo 500/230 kV Transformer Constraint | Lugo 500/230 kV Transformer Constraint | Lugo 500/230 kV Transformer Constraint | 0 | 0 | 0 | 0 | 0 | 0 | 464.04 | 251.77 | 1029.5392 | Lugo 500/230 kV Transformer Constraint | Lugo 500/230 kV Transformer Constraint | Lugo 500/230 kV Transformer Constraint |  | 3 | 1 | YES | 1*
SCE Northern Area | Magunden | 230 | 1 |  | 1 | 1 | [24 empty] | 1 | 1 |  |  |  |  | 1 | [6 empty] | 0 | 0 | 0 | 0 | 0 | 0 | 0 | 0 | 0 | 0 | 0 | 0 | 0 | 0 | 0 | 0 | 0 | 4 | 0 | 4 | 0 | 1 | 0 | -2383.09 | -3238.646 | -9.6157 | Morro Bay-Templeton 230kV Line | Morro Bay-Templeton 230kV Line | Morro Bay-Templeton 230kV Line | 1 | 0 | 1 | 0 | 1 | 0 | -1644.4 | -2499.956 | -9.6157 | Morro Bay-Templeton 230kV Line | Morro Bay-Templeton 230kV Line | Morro Bay-Templeton 230kV Line |  | 3 | 3 | FALSE | 3
SCE Northern Area | Magunden | 115 |  |  |  | 0 | [32 empty] | 1 | 1 |  |  |  | 0 | 0 | 0 | 0 | 0 | 0 | 0 | 0 | 0 | 0 | 0 | 0 | 0 | 0 | 0 | 0 | 0 | 0 | 2 | 0 | 2 | 0 | 0 | -3289.585 | -4376.339 | 670.0479 | Moss Landing-Los Banos 230kV | Moss Landing-Los Banos 230kV | Moss Landing-Los Banos 230kV | 0 | 2 | 0 | 2 | 0 | 0 | -3289.585 | -4376.339 | 670.0479 | Moss Landing-Los Banos 230kV | Moss Landing-Los Banos 230kV | Moss Landing-Los Banos 230kV |  | 2 | 2 | FALSE | 2
PG&E Fresno Study Area | Malaga | 115 | [40 empty] | 1 | 0 | 0 | 0 | 0 | 0 | 0 | 0 | 0 | 0 | 0 | 0 | 0 | 0 | 0 | 0 | 0 | 0 | 0 | 1 | 0 | 1 | 0 | 1 | -1257.1 | -1617.796 | -776.5979 | Moss Landing-Las Aguilas 230kV | Moss Landing-Las Aguilas 230kV | Moss Landing-Las Aguilas 230kV | 0 | 1 | 0 | 1 | 0 | 0 | -1257.1 | -1617.796 | 531.4021 | Moss Landing-Las Aguilas 230kV | Moss Landing-Las Aguilas 230kV | Moss Landing-Las Aguilas 230kV |  | 2 | 2 | FALSE | 2
SCE Northern Area | Mandalay | 230 |  |  |  | 1 | [37 empty] | 0 | 0 | 0 | 0 | 0 | 0 | 0 | 0 | 0 | 0 | 0 | 0 | 0 | 0 | 400 | 0 | 1 | 0 | 0 | 0 | 0 | 0 | 0 | 156.32 | 3.845 | 3046.8162 | Laguna Bell – Mesa Constraint | Laguna Bell – Mesa Constraint | Laguna Bell – Mesa Constraint | 0 | 0 | 0 | 0 | 0 | 0 | 156.32 | 3.845 | 3046.8162 | Laguna Bell – Mesa Constraint | Laguna Bell – Mesa Constraint | Laguna Bell – Mesa Constraint |  | 1 | 1 | FALSE | 1
PG&E North of Greater Bay Study Area | Martin (San Francisco H) | 115 | [27 empty] | 1 | [13 empty] | 0 | 0 | 0 | 0 | 0 | 0 | 0 | 0 | 0 | 0 | 0 | 19 | 0 | 0 | 190 | 0 | 1 | 1 | 0 | 1 | 0 | 0 | 0 | -279.01 | -94.886 | 2018.857 | Contra Costa-Delta Switchyard 230kV Line | Contra Costa-Delta Switchyard 230kV Line | Contra Costa-Delta Switchyard 230kV Line | 0 | 0 | 0 | 0 | 0 | 0 | 1197.0042 | 1381.1282 | 2018.857 | Contra Costa-Delta Switchyard 230kV Line | Contra Costa-Delta Switchyard 230kV Line | Contra Costa-Delta Switchyard 230kV Line |  | 3 | 1 | YES | 1*
PG&E North of Greater Bay Study Area | Martinez | 115 | [22 empty] | 1 |  |  |  |  | 1 | [13 empty] | 0 | 0 | 0 | 0 | 0 | 0 | 0 | 0 | 0 | 0 | 0 | 0 | 0 | 0 | 0 | 0 | 0 | 2 | 0 | 2 | 0 | 0 | 0 | -1774.29 | -1616.902 | 287.497 | Cortina -Vaca-Dixon 230kV Line | Cortina -Vaca-Dixon 230kV Line | Cortina -Vaca-Dixon 230kV Line | 1 | 0 | 1 | 0 | 0 | 0 | -1774.29 | -1616.902 | 287.497 | Cortina -Vaca-Dixon 230kV Line | Cortina -Vaca-Dixon 230kV Line | Cortina -Vaca-Dixon 230kV Line |  | 3 | 3 | FALSE | 3
PG&E Fresno Study Area | McCall | 230 | [29 empty] | 1 | [7 empty] | 1 |  |  |  | 0 | 0 | 0 | 0 | 0 | 0 | 0 | 0 | 0 | 0 | 0 | 0 | 0 | 100 | 100 | 0 | 1 | 1 | 1 | 1 | 1 | 0 | 0 | -3289.585 | -4376.339 | 670.0479 | Moss Landing-Los Banos 230kV | Moss Landing-Los Banos 230kV | Moss Landing-Los Banos 230kV | 0 | 1 | 0 | 1 | 0 | 0 | -3289.585 | -4376.339 | 670.0479 | Moss Landing-Los Banos 230kV | Moss Landing-Los Banos 230kV | Moss Landing-Los Banos 230kV |  | 3 | 2 | YES | 2*
PG&E Fresno Study Area | McCall | 115 | [29 empty] | 1 | [10 empty] | 1 | 0 | 0 | 0 | 0 | 0 | 0 | 0 | 0 | 0 | 0 | 0 | 0 | 0 | 0 | 0 | 0 | 0 | 1 | 1 | 1 | 1 | 0 | 1 | -1257.1 | -2039.522 | -776.5979 | Moss Landing-Las Aguilas 230kV | Gates 500/230kV Bank #13 Constraint | Moss Landing-Las Aguilas 230kV | 0 | 1 | 0 | 1 | 0 | 0 | -1257.1 | -1617.796 | 531.4021 | Moss Landing-Las Aguilas 230kV | Moss Landing-Las Aguilas 230kV | Moss Landing-Las Aguilas 230kV |  | 3 | 2 | YES | 2*
PG&E Fresno Study Area | Mc Mullin | 230 | [28 empty] | 1 | 1 | 1 | 1 |  |  | 1 | 1 | 1 | 1 | 1 |  | 1 | 0 | 0 | 0 | 0 | 0 | 0 | 0 | 0 | 0 | 0 | 0 | 0 | 0 | 0 | 0 | 0 | 0 | 5 | 5 | 5 | 5 | 1 | 2 | -3289.585 | -4376.339 | -776.5979 | Moss Landing-Los Banos 230kV | Moss Landing-Los Banos 230kV | Moss Landing-Las Aguilas 230kV | 3 | 5 | 3 | 5 | 1 | 0 | -3289.585 | -4376.339 | -9.6157 | Moss Landing-Los Banos 230kV | Moss Landing-Los Banos 230kV | Morro Bay-Templeton 230kV Line |  | 3 | 3 | FALSE | 3
East of Pisgah Study Area | Mead | 230 | 0 | 0 | 0 | 0 | 0 | 0 | 0 | 0 | 0 | 0 | 0 | 1 | 0 | 0 | 0 | 0 | 0 | 0 | 0 | 0 | 0 | 0 | 0 | 0 | 0 | 0 | 0 | 0 | 0 | 0 | 0 | 0 | 0 | 0 | 0 | 0 | 0 | 0 | 0 | 0 | 0 | 0 | 0 | 0 | 0 | 0 | 350 | 0 | 0 | 0 | 0 | 0 | 0 | 0 | 0 | 0 | 0 | 1 | 1 | 0 | 1 | 0 | 0 | 0 | -144.064 | -291.376 | 1684.56 | Eldorado 500/230 kV Transformer #5 Constraint | Eldorado 500/230 kV Transformer #5 Constraint | Eldorado 500/230 kV Transformer #5 Constraint | 0 | 0 | 0 | 0 | 0 | 0 | 255.936 | 108.624 | 1684.56 | Eldorado 500/230 kV Transformer #5 Constraint | Eldorado 500/230 kV Transformer #5 Constraint | Eldorado 500/230 kV Transformer #5 Constraint |  | 3 | 1 | YES | 1*
PG&E North of Greater Bay Study Area | Mendocino | 115 | [21 empty] | 1 | 1 |  |  |  |  | 1 | [13 empty] | 0 | 0 | 0 | 0 | 0 | 0 | 0 | 0 | 0 | 0 | 0 | 0 | 0 | 0 | 5 | 0 | 1 | 3 | 0 | 3 | 0 | 1 | 0 | -1774.29 | -1616.902 | -97.858 | Cortina -Vaca-Dixon 230kV Line | Cortina -Vaca-Dixon 230kV Line | Humboldt-Trinity 115 kV Line | 2 | 0 | 2 | 0 | 1 | 0 | -1774.29 | -1616.902 | -97.858 | Cortina -Vaca-Dixon 230kV Line | Cortina -Vaca-Dixon 230kV Line | Humboldt-Trinity 115 kV Line |  | 3 | 3 | FALSE | 3
PG&E Fresno Study Area | Mendota | 115 | [29 empty] | 1 | 1 |  | 1 |  | 1 | 1 |  | 1 |  |  | 1 | 0 | 0 | 0 | 0 | 0 | 0 | 0 | 0 | 0 | 0 | 0 | 0 | 160 | 0 | 0 | 0 | 1 | 4 | 3 | 4 | 3 | 1 | 2 | -3289.585 | -4376.339 | -776.5979 | Moss Landing-Los Banos 230kV | Moss Landing-Los Banos 230kV | Moss Landing-Las Aguilas 230kV | 3 | 3 | 3 | 3 | 1 | 0 | -3289.585 | -4376.339 | -9.6157 | Moss Landing-Los Banos 230kV | Moss Landing-Los Banos 230kV | Morro Bay-Templeton 230kV Line |  | 3 | 3 | FALSE | 3
PG&E Fresno Study Area | Merced | 115 | [29 empty] | 1 | 1 |  | 1 |  | 1 | [6 empty] | 0 | 0 | 0 | 0 | 5 | 0 | 0 | 0 | 0 | 0 | 0 | 10 | 0 | 0 | 0 | 0 | 1 | 4 | 0 | 4 | 0 | 1 | 0 | -2383.09 | -3238.646 | -9.6157 | Morro Bay-Templeton 230kV Line | Morro Bay-Templeton 230kV Line | Morro Bay-Templeton 230kV Line | 3 | 0 | 3 | 0 | 1 | 0 | -1644.4 | -2499.956 | -9.6157 | Morro Bay-Templeton 230kV Line | Morro Bay-Templeton 230kV Line | Morro Bay-Templeton 230kV Line |  | 3 | 3 | FALSE | 3
PG&E East Kern Study Area | Mesa | 115 | [28 empty] | 1 | 1 |  |  |  | 1 | 1 | [6 empty] | 0 | 0 | 0 | 0 | 0 | 0 | 0 | 0 | 0 | 0 | 0 | 0 | 0 | 0 | 50 | 0 | 1 | 3 | 0 | 3 | 0 | 1 | 0 | -2383.09 | -3238.646 | -9.6157 | Morro Bay-Templeton 230kV Line | Morro Bay-Templeton 230kV Line | Morro Bay-Templeton 230kV Line | 1 | 0 | 1 | 0 | 1 | 0 | -1644.4 | -2499.956 | -9.6157 | Morro Bay-Templeton 230kV Line | Morro Bay-Templeton 230kV Line | Morro Bay-Templeton 230kV Line |  | 3 | 3 | FALSE | 3
PG&E East Kern Study Area | Mesa | 230 | [28 empty] | 1 | 1 |  |  |  | 1 | 1 | [6 empty] | 0 | 0 | 0 | 0 | 0 | 0 | 0 | 0 | 0 | 0 | 0 | 0 | 0 | 0 | 0 | 0 | 0 | 3 | 0 | 3 | 0 | 1 | 0 | -2383.09 | -3238.646 | -9.6157 | Morro Bay-Templeton 230kV Line | Morro Bay-Templeton 230kV Line | Morro Bay-Templeton 230kV Line | 1 | 0 | 1 | 0 | 1 | 0 | -1644.4 | -2499.956 | -9.6157 | Morro Bay-Templeton 230kV Line | Morro Bay-Templeton 230kV Line | Morro Bay-Templeton 230kV Line |  | 3 | 3 | FALSE | 3
SCE Northern Area | Mesa (SCE) | 230 |  |  |  | 1 | [37 empty] | 0 | 0 | 0 | 0 | 0 | 0 | 0 | 0 | 0 | 0 | 0 | 0 | 0 | 0 | 0 | 0 | 0 | 0 | 0 | 0 | 0 | 0 | 0 | 156.32 | 3.845 | 3046.8162 | Laguna Bell – Mesa Constraint | Laguna Bell – Mesa Constraint | Laguna Bell – Mesa Constraint | 0 | 0 | 0 | 0 | 0 | 0 | 156.32 | 3.845 | 3046.8162 | Laguna Bell – Mesa Constraint | Laguna Bell – Mesa Constraint | Laguna Bell – Mesa Constraint |  | 1 | 1 | FALSE | 1
PG&E North of Greater Bay Study Area | Metcalf | 230 | [27 empty] | 1 | [13 empty] | 0 | 0 | 0 | 0 | 4 | 0 | 0 | 0 | 0 | 0 | 0 | 35 | 0 | 0 | 195 | 0 | 1 | 1 | 0 | 1 | 0 | 0 | 0 | -279.01 | -94.886 | 2018.857 | Contra Costa-Delta Switchyard 230kV Line | Contra Costa-Delta Switchyard 230kV Line | Contra Costa-Delta Switchyard 230kV Line | 0 | 0 | 0 | 0 | 0 | 0 | 1197.0042 | 1381.1282 | 2018.857 | Contra Costa-Delta Switchyard 230kV Line | Contra Costa-Delta Switchyard 230kV Line | Contra Costa-Delta Switchyard 230kV Line |  | 3 | 1 | YES | 1*
PG&E East Kern Study Area | Midway | 230 | [28 empty] | 1 | 1 |  |  |  | 1 | 1 |  | 1 | 1 |  |  |  | 0 | 0 | 0 | 0 | 0 | 0 | 0 | 0 | 0 | 0 | 0 | 0 | 8 | 425.1844 | 310 | 0 | 1 | 3 | 2 | 3 | 2 | 1 | 0 | -3289.585 | -4376.339 | -9.6157 | Moss Landing-Los Banos 230kV | Moss Landing-Los Banos 230kV | Morro Bay-Templeton 230kV Line | 1 | 2 | 1 | 2 | 1 | 0 | -3289.585 | -4376.339 | -9.6157 | Moss Landing-Los Banos 230kV | Moss Landing-Los Banos 230kV | Morro Bay-Templeton 230kV Line |  | 3 | 3 | FALSE | 3
PG&E East Kern Study Area | Midway | 500 | [28 empty] | 1 |  |  |  |  | 1 |  |  | 1 | 1 |  |  |  | 0 | 0 | 0 | 0 | 0 | 0 | 0 | 0 | 0 | 0 | 0 | 0 | 200 | 600 | 500 | 0 | 1 | 1 | 2 | 1 | 2 | 0 | 0 | -3289.585 | -4376.339 | 670.0479 | Moss Landing-Los Banos 230kV | Moss Landing-Los Banos 230kV | Moss Landing-Los Banos 230kV | 0 | 2 | 0 | 2 | 0 | 0 | -3289.585 | -4376.339 | 670.0479 | Moss Landing-Los Banos 230kV | Moss Landing-Los Banos 230kV | Moss Landing-Los Banos 230kV |  | 3 | 2 | YES | 2*
PG&E East Kern Study Area | Midway | 115 | [28 empty] | 1 | 1 |  |  |  |  | 1 |  | 1 | 1 |  |  |  | 0 | 0 | 0 | 0 | 0 | 0 | 0 | 0 | 0 | 0 | 0 | 0 | 0 | 100 | 89 | 0 | 1 | 3 | 2 | 3 | 2 | 1 | 0 | -3289.585 | -4376.339 | -9.6157 | Moss Landing-Los Banos 230kV | Moss Landing-Los Banos 230kV | Morro Bay-Templeton 230kV Line | 1 | 2 | 1 | 2 | 1 | 0 | -3289.585 | -4376.339 | -9.6157 | Moss Landing-Los Banos 230kV | Moss Landing-Los Banos 230kV | Morro Bay-Templeton 230kV Line |  | 3 | 3 | FALSE | 3
SDG&E Study Area | Miguel | 500 | [16 empty] | 1 | 1 | 1 | 1 | [21 empty] | 0 | 0 | 0 | 0 | 0 | 0 | 0 | 0 | 0 | 0 | 0 | 0 | 0 | 0 | 0 | 0 | 0 | 3 | 0 | 3 | 0 | 0 | 0 | -1344.95 | -1256.45 | 1504.13 | Encina-San Luis Rey Constraint | Encina-San Luis Rey Constraint | San Diego Internal Constraint | 0 | 0 | 0 | 0 | 0 | 0 | 521.05 | 609.55 | 1778.13 | Silvergate-Bay Boulevard Constraint | Silvergate-Bay Boulevard Constraint | San Diego Internal Constraint |  | 3 | 1 | YES | 1*
SDG&E Study Area | Miguel | 230 | [16 empty] | 1 | 1 | 1 | 1 | [21 empty] | 0 | 0 | 0 | 0 | 0 | 0 | 0 | 0 | 0 | 0 | 0 | 0 | 0 | 0 | 0 | 0 | 0 | 3 | 0 | 3 | 0 | 0 | 0 | -1344.95 | -1256.45 | 1504.13 | Encina-San Luis Rey Constraint | Encina-San Luis Rey Constraint | San Diego Internal Constraint | 0 | 0 | 0 | 0 | 0 | 0 | 521.05 | 609.55 | 1778.13 | Silvergate-Bay Boulevard Constraint | Silvergate-Bay Boulevard Constraint | San Diego Internal Constraint |  | 3 | 1 | YES | 1*
SCE Metro Study Area | Mira Loma | 500 |  |  |  |  | 1 | [36 empty] | 0 | 0 | 0 | 0 | 0 | 0 | 0 | 0 | 0 | 0 | 0 | 0 | 0 | 0 | 0 | 0 | 0 | 0 | 0 | 0 | 0 | 0 | 0 | 1694 | 1694 | 6472 | SCE Metro Area | SCE Metro Area | SCE Metro Area | 0 | 0 | 0 | 0 | 0 | 0 | 1694 | 1694 | 6472 | SCE Metro Area | SCE Metro Area | SCE Metro Area |  | 1 | 1 | FALSE | 1
SCE Metro Study Area | Mira Loma | 230 |  |  |  |  | 1 | [36 empty] | 0 | 0 | 0 | 0 | 0 | 0 | 0 | 0 | 0 | 0 | 0 | 0 | 0 | 0 | 300 | 0 | 1 | 0 | 0 | 0 | 0 | 0 | 0 | 1694 | 1694 | 6472 | SCE Metro Area | SCE Metro Area | SCE Metro Area | 0 | 0 | 0 | 0 | 0 | 0 | 1694 | 1694 | 6472 | SCE Metro Area | SCE Metro Area | SCE Metro Area |  | 1 | 1 | FALSE | 1
SDG&E Study Area | Mission | 230 | [16 empty] | 1 | 1 | 1 | [22 empty] | 0 | 0 | 0 | 0 | 0 | 0 | 0 | 0 | 0 | 0 | 0 | 0 | 0 | 0 | 0 | 0 | 0 | 3 | 0 | 3 | 0 | 0 | 0 | -1344.95 | -1256.45 | 1504.13 | Encina-San Luis Rey Constraint | Encina-San Luis Rey Constraint | San Diego Internal Constraint | 0 | 0 | 0 | 0 | 0 | 0 | 835.05 | 923.55 | 1778.13 | San Diego Internal Constraint | San Diego Internal Constraint | San Diego Internal Constraint |  | 3 | 1 | YES | 1*
SDG&E Study Area | Mission | 138 | [16 empty] | 1 | 1 | 1 | [22 empty] | 0 | 0 | 0 | 0 | 0 | 0 | 0 | 0 | 0 | 0 | 0 | 0 | 0 | 0 | 50 | 0 | 1 | 3 | 0 | 3 | 0 | 0 | 0 | -1344.95 | -1256.45 | 1504.13 | Encina-San Luis Rey Constraint | Encina-San Luis Rey Constraint | San Diego Internal Constraint | 0 | 0 | 0 | 0 | 0 | 0 | 835.05 | 923.55 | 1778.13 | San Diego Internal Constraint | San Diego Internal Constraint | San Diego Internal Constraint |  | 3 | 1 | YES | 1*
East of Pisgah Study Area | Mohave | 500 | [13 empty] | 1 | [27 empty] | 0 | 0 | 0 | 0 | 0 | 0 | 0 | 0 | 0 | 0 | 0 | 0 | 0 | 568 | 228.0034 | 0 | 1 | 0 | 1 | 0 | 0 | 0 | 1 | -745.7554 | 101.7086 | -384.1966 | Mohave/Eldorado 500 kV | Mohave/Eldorado 500 kV | Mohave/Eldorado 500 kV | 0 | 1 | 0 | 0 | 0 | 1 | -745.7554 | 101.7086 | -384.1966 | Mohave/Eldorado 500 kV | Mohave/Eldorado 500 kV | Mohave/Eldorado 500 kV |  | 2 | 2 | FALSE | 2
SCE Northern Area | Moorpark | 230 |  |  |  | 1 | [37 empty] | 0 | 0 | 0 | 0 | 0 | 0 | 0 | 0 | 0 | 0 | 0 | 0 | 0 | 500 | 500 | 0 | 1 | 0 | 0 | 0 | 0 | 0 | 0 | 156.32 | 3.845 | 3046.8162 | Laguna Bell – Mesa Constraint | Laguna Bell – Mesa Constraint | Laguna Bell – Mesa Constraint | 0 | 0 | 0 | 0 | 0 | 0 | 156.32 | 3.845 | 3046.8162 | Laguna Bell – Mesa Constraint | Laguna Bell – Mesa Constraint | Laguna Bell – Mesa Constraint |  | 1 | 1 | FALSE | 1
PG&E East Kern Study Area | Morro Bay | 230 | [28 empty] | 1 | 1 |  |  |  | 1 | 1 |  | 1 | 1 |  |  |  | 0 | 0 | 0 | 0 | 0 | 0 | 0 | 0 | 0 | 0 | 0 | 0 | 0 | 0 | 0 | 300 | 1 | 3 | 2 | 3 | 2 | 1 | 0 | -3289.585 | -4376.339 | -9.6157 | Moss Landing-Los Banos 230kV | Moss Landing-Los Banos 230kV | Morro Bay-Templeton 230kV Line | 1 | 2 | 1 | 2 | 1 | 0 | -3289.585 | -4376.339 | -9.6157 | Moss Landing-Los Banos 230kV | Moss Landing-Los Banos 230kV | Morro Bay-Templeton 230kV Line |  | 3 | 3 | FALSE | 3
PG&E East Kern Study Area | Morro Bay (Proposed) | 500 | 0 | 0 | 0 | 0 | 0 | 0 | 0 | 0 | 0 | 0 | 0 | 0 | 0 | 0 | 0 | 0 | 0 | 0 | 0 | 0 | 0 | 0 | 0 | 0 | 0 | 0 | 0 | 0 | 0 | 0 | 0 | 0 | 0 | 1 | 0 | 0 | 0 | 0 | 0 | 0 | 0 | 0 | 1 | 0 | 0 | 0 | 0 | 0 | 0 | 0 | 0 | 0 | 0 | 0 | 0 | 0 | 0 | 0 | 0 | 0 | 0 | 0 | 0 | 0 | 0 | 0 | 0 | Morro Bay Offshore Wind | Morro Bay Offshore Wind | Morro Bay Offshore Wind | 0 | 0 | 0 | 0 | 0 | 0 | 0 | 0 | 0 | Morro Bay Offshore Wind | Morro Bay Offshore Wind | Morro Bay Offshore Wind |  | 1 | 1 | FALSE | 1
PG&E Fresno Study Area | Moss Landing | 500 | 0 | 0 | 0 | 0 | 0 | 0 | 0 | 0 | 0 | 0 | 0 | 0 | 0 | 0 | 0 | 0 | 0 | 0 | 0 | 0 | 0 | 0 | 0 | 0 | 0 | 0 | 0 | 0 | 0 | 0 | 0 | 0 | 0 | 0 | 0 | 0 | 0 | 0 | 0 | 0 | 0 | 1 | 0 | 0 | 0 | 0 | 0 | 0 | 0 | 0 | 0 | 0 | 0 | 0 | 0 | 400 | 0 | 1 | 0 | 0 | 0 | 0 | 0 | 0 | 1100 | 1100 | 1900 | Moss Landing 500kV | Moss Landing 500kV | Moss Landing 500kV | 0 | 0 | 0 | 0 | 0 | 0 | 1100 | 1100 | 1900 | Moss Landing 500kV | Moss Landing 500kV | Moss Landing 500kV |  | 1 | 1 | FALSE | 1
PG&E Fresno Study Area | Moss Landing | 230 | [30 empty] | 1 | [9 empty] | 1 | 0 | 0 | 0 | 0 | 0 | 0 | 0 | 0 | 0 | 0 | 0 | 0 | 0 | 0 | 0 | 0 | 0 | 1 | 1 | 1 | 1 | 0 | 1 | -1257.1 | -1617.796 | -776.5979 | Moss Landing-Las Aguilas 230kV | Moss Landing-Las Aguilas 230kV | Moss Landing-Las Aguilas 230kV | 1 | 1 | 1 | 1 | 0 | 0 | -1257.1 | -1617.796 | 531.4021 | Moss Landing-Las Aguilas 230kV | Moss Landing-Las Aguilas 230kV | Moss Landing-Las Aguilas 230kV |  | 3 | 3 | FALSE | 3
PG&E East Kern Study Area | Mustang | 230 | [28 empty] | 1 | 1 | 1 | 1 |  | 1 | 1 |  | 1 | 1 |  |  |  | 0 | 0 | 0 | 0 | 0 | 0 | 0 | 0 | 0 | 0 | 0 | 0 | 150 | 250 | 200 | 0 | 1 | 5 | 2 | 5 | 2 | 1 | 0 | -3289.585 | -4376.339 | -9.6157 | Moss Landing-Los Banos 230kV | Moss Landing-Los Banos 230kV | Morro Bay-Templeton 230kV Line | 3 | 2 | 3 | 2 | 1 | 0 | -3289.585 | -4376.339 | -9.6157 | Moss Landing-Los Banos 230kV | Moss Landing-Los Banos 230kV | Morro Bay-Templeton 230kV Line |  | 3 | 3 | FALSE | 3
PG&E Fresno Study Area | Newhall | 115 | [40 empty] | 1 | 0 | 0 | 0 | 0 | 0 | 0 | 0 | 0 | 0 | 0 | 0 | 0 | 0 | 0 | 0 | 0 | 0 | 0 | 1 | 0 | 1 | 0 | 1 | -1257.1 | -1617.796 | -776.5979 | Moss Landing-Las Aguilas 230kV | Moss Landing-Las Aguilas 230kV | Moss Landing-Las Aguilas 230kV | 0 | 1 | 0 | 1 | 0 | 0 | -1257.1 | -1617.796 | 531.4021 | Moss Landing-Las Aguilas 230kV | Moss Landing-Las Aguilas 230kV | Moss Landing-Las Aguilas 230kV |  | 2 | 2 | FALSE | 2
PG&E East Kern Study Area | Norco | 115 | [28 empty] | 1 | 1 |  |  |  |  | 1 | [6 empty] | 0 | 0 | 0 | 0 | 0 | 0 | 0 | 0 | 0 | 0 | 0 | 0 | 0 | 0 | 0 | 0 | 0 | 3 | 0 | 3 | 0 | 1 | 0 | -2383.09 | -3238.646 | -9.6157 | Morro Bay-Templeton 230kV Line | Morro Bay-Templeton 230kV Line | Morro Bay-Templeton 230kV Line | 1 | 0 | 1 | 0 | 1 | 0 | -1644.4 | -2499.956 | -9.6157 | Morro Bay-Templeton 230kV Line | Morro Bay-Templeton 230kV Line | Morro Bay-Templeton 230kV Line |  | 3 | 3 | FALSE | 3
SDG&E Study Area | North Gila | 500 | 0 | 0 | 0 | 0 | 0 | 0 | 0 | 0 | 0 | 1 | 1 | 0 | 0 | 0 | 1 | 0 | 1 | 0 | 1 | 0 | 0 | 0 | 0 | 0 | 0 | 0 | 0 | 0 | 0 | 0 | 0 | 0 | 0 | 0 | 0 | 0 | 0 | 0 | 0 | 0 | 0 | 0 | 0 | 0 | 0 | 0 | 0 | 0 | 0 | 0 | 0 | 0 | 0 | 0 | 0 | 0 | 0 | 0 | 4 | 0 | 4 | 0 | 0 | 0 | -2626.9761 | -2758.8626 | 1.04 | Serrano – Alberhill – Valley 500 kV Constraint | Serrano – Alberhill – Valley 500 kV Constraint | East of Miguel Constraint | 0 | 0 | 0 | 0 | 0 | 0 | 0.05 | 14.15 | 1.04 | East of Miguel Constraint | East of Miguel Constraint | East of Miguel Constraint |  | 3 | 1 | YES | 1*
SDG&E Study Area | Ocotillo | 500 | [14 empty] | 1 |  | 1 |  | 1 | 1 | [21 empty] | 0 | 0 | 0 | 0 | 0 | 0 | 0 | 0 | 0 | 0 | 0 | 0 | 0 | 0 | 0 | 0 | 0 | 2 | 0 | 2 | 0 | 0 | 0 | -1344.95 | -1256.45 | 1.04 | Encina-San Luis Rey Constraint | Encina-San Luis Rey Constraint | East of Miguel Constraint | 0 | 0 | 0 | 0 | 0 | 0 | 0.05 | 14.15 | 1.04 | East of Miguel Constraint | East of Miguel Constraint | East of Miguel Constraint |  | 3 | 1 | YES | 1*
SDG&E Study Area | Old Town | 230 | [16 empty] | 1 |  | 1 | [22 empty] | 0 | 0 | 0 | 0 | 0 | 0 | 0 | 0 | 0 | 0 | 0 | 0 | 0 | 0 | 0 | 0 | 0 | 2 | 0 | 2 | 0 | 0 | 0 | -1344.95 | -1256.45 | 4394.13 | Encina-San Luis Rey Constraint | Encina-San Luis Rey Constraint | Encina-San Luis Rey Constraint | 0 | 0 | 0 | 0 | 0 | 0 | 2373.05 | 2461.55 | 4394.13 | Encina-San Luis Rey Constraint | Encina-San Luis Rey Constraint | Encina-San Luis Rey Constraint |  | 3 | 1 | YES | 1*
SCE Metro Study Area | Olinda | 230 |  |  |  |  | 1 | [36 empty] | 0 | 0 | 0 | 0 | 0 | 0 | 0 | 0 | 0 | 0 | 0 | 0 | 0 | 0 | 0 | 0 | 0 | 0 | 0 | 0 | 0 | 0 | 0 | 1694 | 1694 | 6472 | SCE Metro Area | SCE Metro Area | SCE Metro Area | 0 | 0 | 0 | 0 | 0 | 0 | 1694 | 1694 | 6472 | SCE Metro Area | SCE Metro Area | SCE Metro Area |  | 1 | 1 | FALSE | 1
PG&E East Kern Study Area | Olive | 115 | [28 empty] | 1 | 1 |  |  |  |  | 1 |  | 1 | 1 |  |  |  | 0 | 0 | 0 | 0 | 0 | 0 | 0 | 0 | 0 | 0 | 0 | 0 | 0 | 40 | 30 | 0 | 1 | 3 | 2 | 3 | 2 | 1 | 0 | -3289.585 | -4376.339 | -9.6157 | Moss Landing-Los Banos 230kV | Moss Landing-Los Banos 230kV | Morro Bay-Templeton 230kV Line | 1 | 2 | 1 | 2 | 1 | 0 | -3289.585 | -4376.339 | -9.6157 | Moss Landing-Los Banos 230kV | Moss Landing-Los Banos 230kV | Morro Bay-Templeton 230kV Line |  | 3 | 3 | FALSE | 3
PG&E North of Greater Bay Study Area | Olivehurst | 115 | [22 empty] | 1 | 1 | 1 | [16 empty] | 0 | 0 | 0 | 0 | 0 | 0 | 0 | 0 | 0 | 0 | 0 | 0 | 0 | 0 | 0 | 0 | 0 | 2 | 1 | 2 | 1 | 1 | 0 | -1774.29 | -1616.902 | -5.76 | Cortina -Vaca-Dixon 230kV Line | Cortina -Vaca-Dixon 230kV Line | Woodland-Davis 115 kV Lines | 2 | 1 | 2 | 1 | 1 | 0 | -1774.29 | -1616.902 | -5.76 | Cortina -Vaca-Dixon 230kV Line | Cortina -Vaca-Dixon 230kV Line | Woodland-Davis 115 kV Lines |  | 3 | 3 | FALSE | 3
PG&E Fresno Study Area | Oro Loma | 115 | [40 empty] | 1 | 0 | 0 | 0 | 0 | 0 | 0 | 0 | 0 | 0 | 0 | 0 | 0 | 0 | 0 | 0 | 0 | 0 | 0 | 1 | 0 | 1 | 0 | 1 | -1257.1 | -1617.796 | -776.5979 | Moss Landing-Las Aguilas 230kV | Moss Landing-Las Aguilas 230kV | Moss Landing-Las Aguilas 230kV | 0 | 1 | 0 | 1 | 0 | 0 | -1257.1 | -1617.796 | 531.4021 | Moss Landing-Las Aguilas 230kV | Moss Landing-Las Aguilas 230kV | Moss Landing-Las Aguilas 230kV |  | 2 | 2 | FALSE | 2
SDG&E Study Area | Otay Mesa | 230 | [16 empty] | 1 | 1 | 1 | 1 | [21 empty] | 0 | 0 | 0 | 0 | 0 | 0 | 0 | 0 | 0 | 0 | 0 | 0 | 0 | 0 | 225 | 0 | 1 | 3 | 0 | 3 | 0 | 0 | 0 | -1344.95 | -1256.45 | 1504.13 | Encina-San Luis Rey Constraint | Encina-San Luis Rey Constraint | San Diego Internal Constraint | 0 | 0 | 0 | 0 | 0 | 0 | 521.05 | 609.55 | 1778.13 | Silvergate-Bay Boulevard Constraint | Silvergate-Bay Boulevard Constraint | San Diego Internal Constraint |  | 3 | 1 | YES | 1*
SCE Metro Study Area | Padua | 230 |  |  |  |  | 1 | [36 empty] | 0 | 0 | 0 | 0 | 0 | 0 | 0 | 0 | 0 | 0 | 0 | 0 | 0 | 0 | 0 | 0 | 0 | 0 | 0 | 0 | 0 | 0 | 0 | 1694 | 1694 | 6472 | SCE Metro Area | SCE Metro Area | SCE Metro Area | 0 | 0 | 0 | 0 | 0 | 0 | 1694 | 1694 | 6472 | SCE Metro Area | SCE Metro Area | SCE Metro Area |  | 1 | 1 | FALSE | 1
East of Pisgah Study Area | Pahrump | 230 | [11 empty] | 1 | 1 | [28 empty] | 0 | 0 | 0 | 0 | 0 | 0 | 0 | 0 | 0 | 0 | 0 | 0 | 0 | 0 | 0 | 0 | 0 | 1 | 1 | 1 | 1 | 0 | 1 | -1676.114 | -1945.576 | -244.44 | GLW-VEA Area Constraint | GLW-VEA Area Constraint | GLW-VEA Area Constraint | 0 | 1 | 0 | 1 | 0 | 1 | -1676.114 | -1945.576 | -244.44 | GLW-VEA Area Constraint | GLW-VEA Area Constraint | GLW-VEA Area Constraint |  | 3 | 2 | YES | 2*
East of Pisgah Study Area | Pahrump | 138 | [11 empty] | 1 | 1 | [28 empty] | 0 | 0 | 0 | 0 | 0 | 0 | 0 | 0 | 0 | 0 | 0 | 0 | 0 | 0 | 0 | 0 | 0 | 1 | 1 | 1 | 1 | 0 | 1 | -1676.114 | -1945.576 | -244.44 | GLW-VEA Area Constraint | GLW-VEA Area Constraint | GLW-VEA Area Constraint | 0 | 1 | 0 | 1 | 0 | 1 | -1676.114 | -1945.576 | -244.44 | GLW-VEA Area Constraint | GLW-VEA Area Constraint | GLW-VEA Area Constraint |  | 3 | 2 | YES | 2*
PG&E North of Greater Bay Study Area | Palermo | 230 | 0 | 0 | 0 | 0 | 0 | 0 | 0 | 0 | 0 | 0 | 0 | 0 | 0 | 0 | 0 | 0 | 0 | 0 | 0 | 0 | 0 | 0 | 1 | 0 | 0 | 0 | 0 | 0 | 0 | 0 | 0 | 0 | 0 | 0 | 0 | 0 | 0 | 0 | 0 | 0 | 0 | 0 | 0 | 0 | 0 | 5 | 0 | 0 | 0 | 0 | 0 | 0 | 0 | 0 | 0 | 0 | 0 | 1 | 1 | 0 | 1 | 0 | 0 | 0 | -1774.29 | -1616.902 | 287.497 | Cortina -Vaca-Dixon 230kV Line | Cortina -Vaca-Dixon 230kV Line | Cortina -Vaca-Dixon 230kV Line | 1 | 0 | 1 | 0 | 0 | 0 | -1774.29 | -1616.902 | 287.497 | Cortina -Vaca-Dixon 230kV Line | Cortina -Vaca-Dixon 230kV Line | Cortina -Vaca-Dixon 230kV Line |  | 3 | 3 | FALSE | 3
SCE Eastern Study Area | Palo Verde | 500 | [9 empty] | 1 | 1 |  |  |  | 0 | [26 empty] | 0 | 0 | 0 | 0 | 0 | 124 | 0 | 2328 | 0 | 0 | 0 | 0 | 0 | 0 | 0 | 0 | 1 | 2 | 0 | 2 | 0 | 0 | 0 | -2626.9761 | -2758.8626 | 2622.0826 | Serrano – Alberhill – Valley 500 kV Constraint | Serrano – Alberhill – Valley 500 kV Constraint | Devers – Red Bluff 500 kV Constraint | 0 | 0 | 0 | 0 | 0 | 0 | 1021.0239 | 889.1374 | 4498.0826 | Serrano – Alberhill – Valley 500 kV Constraint | Serrano – Alberhill – Valley 500 kV Constraint | Devers – Red Bluff 500 kV Constraint |  | 3 | 1 | YES | 1*
SDG&E Study Area | Palomar | 230 | [16 empty] | 1 | 1 | 1 | [22 empty] | 0 | 0 | 0 | 0 | 0 | 0 | 0 | 0 | 0 | 0 | 0 | 0 | 0 | 0 | 0 | 0 | 0 | 3 | 0 | 3 | 0 | 0 | 0 | -1344.95 | -1256.45 | 1504.13 | Encina-San Luis Rey Constraint | Encina-San Luis Rey Constraint | San Diego Internal Constraint | 0 | 0 | 0 | 0 | 0 | 0 | 835.05 | 923.55 | 1778.13 | San Diego Internal Constraint | San Diego Internal Constraint | San Diego Internal Constraint |  | 3 | 1 | YES | 1*
PG&E Fresno Study Area | Panoche | 115 | [30 empty] | 1 |  |  |  | 1 | 1 | 1 | 1 |  |  | 1 | 0 | 0 | 0 | 0 | 0 | 0 | 0 | 0 | 0 | 0 | 0 | 0 | 0 | 0 | 0 | 0 | 0 | 2 | 4 | 2 | 4 | 1 | 2 | -3289.585 | -4376.339 | -776.5979 | Moss Landing-Los Banos 230kV | Moss Landing-Los Banos 230kV | Moss Landing-Las Aguilas 230kV | 2 | 4 | 2 | 4 | 1 | 0 | -3289.585 | -4376.339 | -9.6157 | Moss Landing-Los Banos 230kV | Moss Landing-Los Banos 230kV | Morro Bay-Templeton 230kV Line |  | 3 | 3 | FALSE | 3
PG&E Fresno Study Area | Panoche | 230 | [29 empty] | 1 | 1 |  | 1 |  | 1 | 1 |  |  | 1 |  | 1 | 0 | 0 | 0 | 0 | 0 | 0 | 0 | 0 | 0 | 0 | 0 | 0 | 0 | 370 | 270 | 0 | 1 | 4 | 3 | 4 | 3 | 1 | 2 | -2383.09 | -3238.646 | -776.5979 | Morro Bay-Templeton 230kV Line | Morro Bay-Templeton 230kV Line | Moss Landing-Las Aguilas 230kV | 3 | 3 | 3 | 3 | 1 | 0 | -1644.4 | -2499.956 | -9.6157 | Morro Bay-Templeton 230kV Line | Morro Bay-Templeton 230kV Line | Morro Bay-Templeton 230kV Line |  | 3 | 3 | FALSE | 3
SCE Northern Area | Pardee | 230 |  |  |  | 1 | [37 empty] | 0 | 0 | 0 | 0 | 0 | 0 | 0 | 0 | 0 | 0 | 0 | 0 | 0 | 0 | 0 | 0 | 0 | 0 | 0 | 0 | 0 | 0 | 0 | 156.32 | 3.845 | 3046.8162 | Laguna Bell – Mesa Constraint | Laguna Bell – Mesa Constraint | Laguna Bell – Mesa Constraint | 0 | 0 | 0 | 0 | 0 | 0 | 156.32 | 3.845 | 3046.8162 | Laguna Bell – Mesa Constraint | Laguna Bell – Mesa Constraint | Laguna Bell – Mesa Constraint |  | 1 | 1 | FALSE | 1
SCE Northern Area | Pastoria | 230 | 1 |  | 1 | 1 | [37 empty] | 0 | 0 | 0 | 0 | 0 | 0 | 0 | 0 | 0 | 0 | 0 | 0 | 0 | 106.875 | 80 | 0 | 1 | 1 | 0 | 1 | 0 | 0 | 0 | -831.3723 | -1706.2892 | 589.5361 | Antelope – Vincent Constraint | Antelope – Vincent Constraint | South of Magunden Constraint | 0 | 0 | 0 | 0 | 0 | 0 | 129.6 | 1.2 | 589.5361 | South of Magunden Constraint | South of Magunden Constraint | South of Magunden Constraint |  | 3 | 1 | YES | 1*
PG&E North of Greater Bay Study Area | Peabody | 230 | [22 empty] | 1 |  |  |  |  | 1 | [13 empty] | 0 | 0 | 0 | 0 | 0 | 0 | 0 | 0 | 0 | 0 | 0 | 0 | 0 | 0 | 0 | 0 | 0 | 2 | 0 | 2 | 0 | 0 | 0 | -1774.29 | -1616.902 | 287.497 | Cortina -Vaca-Dixon 230kV Line | Cortina -Vaca-Dixon 230kV Line | Cortina -Vaca-Dixon 230kV Line | 1 | 0 | 1 | 0 | 0 | 0 | -1774.29 | -1616.902 | 287.497 | Cortina -Vaca-Dixon 230kV Line | Cortina -Vaca-Dixon 230kV Line | Cortina -Vaca-Dixon 230kV Line |  | 3 | 3 | FALSE | 3
PG&E North of Greater Bay Study Area | Pease | 115 | [22 empty] | 1 | 1 | 1 | [16 empty] | 0 | 0 | 0 | 0 | 0 | 0 | 0 | 0 | 0 | 0 | 0 | 0 | 0 | 0 | 0 | 0 | 0 | 2 | 1 | 2 | 1 | 1 | 0 | -1774.29 | -1616.902 | -5.76 | Cortina -Vaca-Dixon 230kV Line | Cortina -Vaca-Dixon 230kV Line | Woodland-Davis 115 kV Lines | 2 | 1 | 2 | 1 | 1 | 0 | -1774.29 | -1616.902 | -5.76 | Cortina -Vaca-Dixon 230kV Line | Cortina -Vaca-Dixon 230kV Line | Woodland-Davis 115 kV Lines |  | 3 | 3 | FALSE | 3
SDG&E Study Area | Penasquitos | 230 | [16 empty] | 1 |  | 1 | [22 empty] | 0 | 0 | 0 | 0 | 0 | 0 | 0 | 0 | 0 | 0 | 0 | 0 | 0 | 0 | 0 | 0 | 0 | 2 | 0 | 2 | 0 | 0 | 0 | -1344.95 | -1256.45 | 4394.13 | Encina-San Luis Rey Constraint | Encina-San Luis Rey Constraint | Encina-San Luis Rey Constraint | 0 | 0 | 0 | 0 | 0 | 0 | 2373.05 | 2461.55 | 4394.13 | Encina-San Luis Rey Constraint | Encina-San Luis Rey Constraint | Encina-San Luis Rey Constraint |  | 3 | 1 | YES | 1*
SDG&E Study Area | Penasquitos | 138 | [16 empty] | 1 |  | 1 | [22 empty] | 0 | 0 | 0 | 0 | 0 | 0 | 0 | 0 | 0 | 0 | 0 | 0 | 0 | 0 | 0 | 0 | 0 | 2 | 0 | 2 | 0 | 0 | 0 | -1344.95 | -1256.45 | 4394.13 | Encina-San Luis Rey Constraint | Encina-San Luis Rey Constraint | Encina-San Luis Rey Constraint | 0 | 0 | 0 | 0 | 0 | 0 | 2373.05 | 2461.55 | 4394.13 | Encina-San Luis Rey Constraint | Encina-San Luis Rey Constraint | Encina-San Luis Rey Constraint |  | 3 | 1 | YES | 1*
PG&E North of Greater Bay Study Area | Peoria | 115 | [22 empty] | 1 | [18 empty] | 0 | 0 | 0 | 0 | 0 | 0 | 0 | 0 | 0 | 0 | 0 | 0 | 0 | 0 | 0 | 0 | 0 | 1 | 0 | 1 | 0 | 0 | 0 | -1774.29 | -1616.902 | 287.497 | Cortina -Vaca-Dixon 230kV Line | Cortina -Vaca-Dixon 230kV Line | Cortina -Vaca-Dixon 230kV Line | 1 | 0 | 1 | 0 | 0 | 0 | -1774.29 | -1616.902 | 287.497 | Cortina -Vaca-Dixon 230kV Line | Cortina -Vaca-Dixon 230kV Line | Cortina -Vaca-Dixon 230kV Line |  | 3 | 3 | FALSE | 3
SCE North of Lugo (NOL) Study Area | Pisgah | 230 | [7 empty] | 1 | [33 empty] | 0 | 0 | 0 | 0 | 0 | 100 | 0 | 0 | 0 | 0 | 0 | 0 | 50 | 250 | 190 | 0 | 1 | 1 | 0 | 1 | 0 | 0 | 0 | -515.96 | -728.23 | 1029.5392 | Lugo 500/230 kV Transformer Constraint | Lugo 500/230 kV Transformer Constraint | Lugo 500/230 kV Transformer Constraint | 0 | 0 | 0 | 0 | 0 | 0 | 464.04 | 251.77 | 1029.5392 | Lugo 500/230 kV Transformer Constraint | Lugo 500/230 kV Transformer Constraint | Lugo 500/230 kV Transformer Constraint |  | 3 | 1 | YES | 1*
PG&E North of Greater Bay Study Area | Pit 1 | 230 | [22 empty] | 1 | [18 empty] | 0 | 0 | 0 | 0 | 5 | 0 | 0 | 0 | 0 | 0 | 0 | 0 | 0 | 0 | 0 | 0 | 1 | 1 | 0 | 1 | 0 | 0 | 0 | -1774.29 | -1616.902 | 287.497 | Cortina -Vaca-Dixon 230kV Line | Cortina -Vaca-Dixon 230kV Line | Cortina -Vaca-Dixon 230kV Line | 1 | 0 | 1 | 0 | 0 | 0 | -1774.29 | -1616.902 | 287.497 | Cortina -Vaca-Dixon 230kV Line | Cortina -Vaca-Dixon 230kV Line | Cortina -Vaca-Dixon 230kV Line |  | 3 | 3 | FALSE | 3
PG&E North of Greater Bay Study Area | Pittsburg | 230 | [22 empty] | 1 |  |  |  |  | 1 | [13 empty] | 0 | 0 | 0 | 0 | 0 | 0 | 0 | 0 | 0 | 0 | 0 | 0 | 0 | 0 | 400 | 0 | 1 | 2 | 0 | 2 | 0 | 0 | 0 | -1774.29 | -1616.902 | 287.497 | Cortina -Vaca-Dixon 230kV Line | Cortina -Vaca-Dixon 230kV Line | Cortina -Vaca-Dixon 230kV Line | 1 | 0 | 1 | 0 | 0 | 0 | -1774.29 | -1616.902 | 287.497 | Cortina -Vaca-Dixon 230kV Line | Cortina -Vaca-Dixon 230kV Line | Cortina -Vaca-Dixon 230kV Line |  | 3 | 3 | FALSE | 3
PG&E North of Greater Bay Study Area | Pittsburg PP | 230 | [22 empty] | 1 | [18 empty] | 0 | 0 | 0 | 0 | 0 | 0 | 0 | 0 | 0 | 0 | 0 | 0 | 0 | 0 | 0 | 0 | 0 | 1 | 0 | 1 | 0 | 0 | 0 | -1774.29 | -1616.902 | 287.497 | Cortina -Vaca-Dixon 230kV Line | Cortina -Vaca-Dixon 230kV Line | Cortina -Vaca-Dixon 230kV Line | 1 | 0 | 1 | 0 | 0 | 0 | -1774.29 | -1616.902 | 287.497 | Cortina -Vaca-Dixon 230kV Line | Cortina -Vaca-Dixon 230kV Line | Cortina -Vaca-Dixon 230kV Line |  | 3 | 3 | FALSE | 3
PG&E North of Greater Bay Study Area | Placerville | 115 | [22 empty] | 1 | [18 empty] | 0 | 0 | 0 | 0 | 3 | 0 | 0 | 0 | 0 | 0 | 0 | 0 | 0 | 0 | 0 | 0 | 1 | 1 | 0 | 1 | 0 | 0 | 0 | -1774.29 | -1616.902 | 287.497 | Cortina -Vaca-Dixon 230kV Line | Cortina -Vaca-Dixon 230kV Line | Cortina -Vaca-Dixon 230kV Line | 1 | 0 | 1 | 0 | 0 | 0 | -1774.29 | -1616.902 | 287.497 | Cortina -Vaca-Dixon 230kV Line | Cortina -Vaca-Dixon 230kV Line | Cortina -Vaca-Dixon 230kV Line |  | 3 | 3 | FALSE | 3
PG&E North of Greater Bay Study Area | Pleasant Grove | 115 | [22 empty] | 1 |  | 1 | [16 empty] | 0 | 0 | 0 | 0 | 0 | 0 | 0 | 0 | 0 | 0 | 0 | 0 | 0 | 0 | 0 | 0 | 0 | 2 | 0 | 2 | 0 | 1 | 0 | -1774.29 | -1616.902 | -5.76 | Cortina -Vaca-Dixon 230kV Line | Cortina -Vaca-Dixon 230kV Line | Woodland-Davis 115 kV Lines | 2 | 0 | 2 | 0 | 1 | 0 | -1774.29 | -1616.902 | -5.76 | Cortina -Vaca-Dixon 230kV Line | Cortina -Vaca-Dixon 230kV Line | Woodland-Davis 115 kV Lines |  | 3 | 3 | FALSE | 3
PG&E East Kern Study Area | Poso Mountain | 115 | [28 empty] | 1 | 1 |  |  |  |  | 1 | [6 empty] | 0 | 0 | 0 | 0 | 0 | 0 | 0 | 0 | 0 | 0 | 0 | 0 | 0 | 0 | 0 | 0 | 0 | 3 | 0 | 3 | 0 | 1 | 0 | -2383.09 | -3238.646 | -9.6157 | Morro Bay-Templeton 230kV Line | Morro Bay-Templeton 230kV Line | Morro Bay-Templeton 230kV Line | 1 | 0 | 1 | 0 | 1 | 0 | -1644.4 | -2499.956 | -9.6157 | Morro Bay-Templeton 230kV Line | Morro Bay-Templeton 230kV Line | Morro Bay-Templeton 230kV Line |  | 3 | 3 | FALSE | 3
East of Pisgah Study Area | Primm | 230 | [11 empty] | 1 | [29 empty] | 0 | 0 | 0 | 0 | 0 | 0 | 0 | 0 | 0 | 0 | 0 | 0 | 0 | 0 | 0 | 0 | 0 | 1 | 0 | 1 | 0 | 0 | 0 | -144.064 | -291.376 | 1684.56 | Eldorado 500/230 kV Transformer #5 Constraint | Eldorado 500/230 kV Transformer #5 Constraint | Eldorado 500/230 kV Transformer #5 Constraint | 0 | 0 | 0 | 0 | 0 | 0 | 255.936 | 108.624 | 1684.56 | Eldorado 500/230 kV Transformer #5 Constraint | Eldorado 500/230 kV Transformer #5 Constraint | Eldorado 500/230 kV Transformer #5 Constraint |  | 3 | 1 | YES | 1*
PG&E Fresno Study Area | Pumpjack | 115 | [36 empty] | 1 | 1 |  |  |  | 0 | 0 | 0 | 0 | 0 | 0 | 0 | 0 | 0 | 0 | 0 | 0 | 0 | 0 | 0 | 0 | 0 | 0 | 2 | 0 | 2 | 0 | 0 | -3289.585 | -4376.339 | 670.0479 | Moss Landing-Los Banos 230kV | Moss Landing-Los Banos 230kV | Moss Landing-Los Banos 230kV | 0 | 2 | 0 | 2 | 0 | 0 | -3289.585 | -4376.339 | 670.0479 | Moss Landing-Los Banos 230kV | Moss Landing-Los Banos 230kV | Moss Landing-Los Banos 230kV |  | 2 | 2 | FALSE | 2
PG&E North of Greater Bay Study Area | Putah Creek | 115 | [22 empty] | 1 |  |  |  |  | 1 | [13 empty] | 0 | 0 | 0 | 0 | 0 | 0 | 0 | 0 | 0 | 0 | 0 | 0 | 0 | 0 | 0 | 0 | 0 | 2 | 0 | 2 | 0 | 0 | 0 | -1774.29 | -1616.902 | 287.497 | Cortina -Vaca-Dixon 230kV Line | Cortina -Vaca-Dixon 230kV Line | Cortina -Vaca-Dixon 230kV Line | 1 | 0 | 1 | 0 | 0 | 0 | -1774.29 | -1616.902 | 287.497 | Cortina -Vaca-Dixon 230kV Line | Cortina -Vaca-Dixon 230kV Line | Cortina -Vaca-Dixon 230kV Line |  | 3 | 3 | FALSE | 3
PG&E North of Greater Bay Study Area | Quinto | 230 | [22 empty] | 1 | [6 empty] | 1 | 1 |  | 1 | [8 empty] | 0 | 0 | 0 | 0 | 0 | 0 | 0 | 0 | 0 | 0 | 0 | 0 | 0 | 0 | 0 | 0 | 0 | 4 | 0 | 4 | 0 | 0 | 0 | -1774.29 | -2039.522 | 217.9972 | Cortina -Vaca-Dixon 230kV Line | Gates 500/230kV Bank #13 Constraint | Tesla-Westley 230kV Line | 3 | 0 | 3 | 0 | 0 | 0 | -1774.29 | -1616.902 | 217.9972 | Cortina -Vaca-Dixon 230kV Line | Cortina -Vaca-Dixon 230kV Line | Tesla-Westley 230kV Line |  | 3 | 3 | FALSE | 3
SCE Metro Study Area | Rancho Vista | 500 |  |  |  |  | 1 | [36 empty] | 0 | 0 | 0 | 0 | 0 | 0 | 0 | 0 | 0 | 0 | 0 | 0 | 0 | 0 | 0 | 0 | 0 | 0 | 0 | 0 | 0 | 0 | 0 | 1694 | 1694 | 6472 | SCE Metro Area | SCE Metro Area | SCE Metro Area | 0 | 0 | 0 | 0 | 0 | 0 | 1694 | 1694 | 6472 | SCE Metro Area | SCE Metro Area | SCE Metro Area |  | 1 | 1 | FALSE | 1
SCE Metro Study Area | Rancho Vista | 230 |  |  |  |  | 1 | [36 empty] | 0 | 0 | 0 | 0 | 0 | 0 | 0 | 0 | 0 | 0 | 0 | 0 | 0 | 0 | 0 | 0 | 0 | 0 | 0 | 0 | 0 | 0 | 0 | 1694 | 1694 | 6472 | SCE Metro Area | SCE Metro Area | SCE Metro Area | 0 | 0 | 0 | 0 | 0 | 0 | 1694 | 1694 | 6472 | SCE Metro Area | SCE Metro Area | SCE Metro Area |  | 1 | 1 | FALSE | 1
SCE North of Lugo (NOL) Study Area | Ransburg | 115 | [5 empty] | 1 | 1 | 1 | [33 empty] | 0 | 0 | 0 | 0 | 0 | 0 | 0 | 0 | 0 | 0 | 0 | 0 | 0 | 0 | 0 | 0 | 0 | 3 | 0 | 3 | 0 | 0 | 0 | -515.96 | -728.23 | 893.0392 | Lugo 500/230 kV Transformer Constraint | Lugo 500/230 kV Transformer Constraint | Victor-Lugo Constraint | 1 | 0 | 2 | 0 | 0 | 0 | -80 | -243.71 | 893.0392 | Kramer- Victor/Roadway -Victor Constraint | Kramer- Victor/Roadway -Victor Constraint | Victor-Lugo Constraint |  | 3 | 3 | FALSE | 3
SCE Northern Area | Rector | 230 | 1 |  | 1 | 1 | [37 empty] | 0 | 0 | 0 | 0 | 0 | 0 | 0 | 0 | 0 | 0 | 0 | 0 | 0 | 100 | 0 | 0 | 1 | 1 | 0 | 1 | 0 | 0 | 0 | -831.3723 | -1706.2892 | 589.5361 | Antelope – Vincent Constraint | Antelope – Vincent Constraint | South of Magunden Constraint | 0 | 0 | 0 | 0 | 0 | 0 | 129.6 | 1.2 | 589.5361 | South of Magunden Constraint | South of Magunden Constraint | South of Magunden Constraint |  | 3 | 1 | YES | 1*
SCE Eastern Study Area | Redbluff | 500 | [9 empty] | 1 | 1 | [30 empty] | 0 | 0 | 0 | 0 | 0 | 0 | 0 | 0 | 0 | 0 | 0 | 0 | 250 | 400 | 231.4 | 700 | 1 | 2 | 0 | 2 | 0 | 0 | 0 | -2626.9761 | -2758.8626 | 2622.0826 | Serrano – Alberhill – Valley 500 kV Constraint | Serrano – Alberhill – Valley 500 kV Constraint | Devers – Red Bluff 500 kV Constraint | 0 | 0 | 0 | 0 | 0 | 0 | 1021.0239 | 889.1374 | 4498.0826 | Serrano – Alberhill – Valley 500 kV Constraint | Serrano – Alberhill – Valley 500 kV Constraint | Devers – Red Bluff 500 kV Constraint |  | 3 | 1 | YES | 1*
SCE Eastern Study Area | Redbluff | 230 | [9 empty] | 1 | 1 | [30 empty] | 0 | 0 | 0 | 0 | 0 | 0 | 0 | 0 | 0 | 0 | 0 | 0 | 912 | 1127 | 830.1536 | 0 | 1 | 2 | 0 | 2 | 0 | 0 | 0 | -2626.9761 | -2758.8626 | 2622.0826 | Serrano – Alberhill – Valley 500 kV Constraint | Serrano – Alberhill – Valley 500 kV Constraint | Devers – Red Bluff 500 kV Constraint | 0 | 0 | 0 | 0 | 0 | 0 | 1021.0239 | 889.1374 | 4498.0826 | Serrano – Alberhill – Valley 500 kV Constraint | Serrano – Alberhill – Valley 500 kV Constraint | Devers – Red Bluff 500 kV Constraint |  | 3 | 1 | YES | 1*
SCE Metro Study Area | Redondo | 230 |  |  |  |  | 1 | [36 empty] | 0 | 0 | 0 | 0 | 0 | 0 | 0 | 0 | 0 | 0 | 0 | 0 | 0 | 0 | 0 | 0 | 0 | 0 | 0 | 0 | 0 | 0 | 0 | 1694 | 1694 | 6472 | SCE Metro Area | SCE Metro Area | SCE Metro Area | 0 | 0 | 0 | 0 | 0 | 0 | 1694 | 1694 | 6472 | SCE Metro Area | SCE Metro Area | SCE Metro Area |  | 1 | 1 | FALSE | 1
PG&E Fresno Study Area | Reedley | 115 | [40 empty] | 1 | 0 | 0 | 0 | 0 | 0 | 0 | 0 | 0 | 0 | 0 | 0 | 0 | 0 | 0 | 0 | 0 | 0 | 0 | 1 | 0 | 1 | 0 | 1 | -1257.1 | -1617.796 | -776.5979 | Moss Landing-Las Aguilas 230kV | Moss Landing-Las Aguilas 230kV | Moss Landing-Las Aguilas 230kV | 0 | 1 | 0 | 1 | 0 | 0 | -1257.1 | -1617.796 | 531.4021 | Moss Landing-Las Aguilas 230kV | Moss Landing-Las Aguilas 230kV | Moss Landing-Las Aguilas 230kV |  | 2 | 2 | FALSE | 2
PG&E Fresno Study Area | Regulus | 115 | [36 empty] | 1 | 1 |  | 1 |  | 0 | 0 | 0 | 0 | 0 | 0 | 0 | 0 | 0 | 0 | 0 | 0 | 0 | 0 | 0 | 0 | 0 | 0 | 3 | 0 | 3 | 0 | 0 | -3289.585 | -4376.339 | 14.8 | Moss Landing-Los Banos 230kV | Moss Landing-Los Banos 230kV | Kern–Lamont-Stockdale 115kV Line | 0 | 3 | 0 | 3 | 0 | 0 | -3289.585 | -4376.339 | 14.8 | Moss Landing-Los Banos 230kV | Moss Landing-Los Banos 230kV | Kern–Lamont-Stockdale 115kV Line |  | 2 | 2 | FALSE | 2
PG&E East Kern Study Area | Renfro | 115 | [28 empty] | 1 | 1 |  |  |  |  | 1 | [6 empty] | 0 | 0 | 0 | 0 | 0 | 0 | 0 | 0 | 0 | 0 | 0 | 0 | 0 | 0 | 0 | 0 | 0 | 3 | 0 | 3 | 0 | 1 | 0 | -2383.09 | -3238.646 | -9.6157 | Morro Bay-Templeton 230kV Line | Morro Bay-Templeton 230kV Line | Morro Bay-Templeton 230kV Line | 1 | 0 | 1 | 0 | 1 | 0 | -1644.4 | -2499.956 | -9.6157 | Morro Bay-Templeton 230kV Line | Morro Bay-Templeton 230kV Line | Morro Bay-Templeton 230kV Line |  | 3 | 3 | FALSE | 3
East of Pisgah Study Area | Rest of VEA 138 kV System | 138 | [11 empty] | 1 | 1 | [28 empty] | 0 | 0 | 0 | 0 | 0 | 0 | 0 | 0 | 0 | 0 | 0 | 0 | 0 | 0 | 0 | 0 | 0 | 1 | 1 | 1 | 1 | 0 | 1 | -1676.114 | -1945.576 | -244.44 | GLW-VEA Area Constraint | GLW-VEA Area Constraint | GLW-VEA Area Constraint | 0 | 1 | 0 | 1 | 0 | 1 | -1676.114 | -1945.576 | -244.44 | GLW-VEA Area Constraint | GLW-VEA Area Constraint | GLW-VEA Area Constraint |  | 3 | 2 | YES | 2*
PG&E North of Greater Bay Study Area | Richmond | 115 | [22 empty] | 1 |  |  |  |  | 1 | [13 empty] | 0 | 0 | 0 | 0 | 0 | 0 | 0 | 0 | 0 | 0 | 0 | 0 | 0 | 0 | 0 | 0 | 0 | 2 | 0 | 2 | 0 | 0 | 0 | -1774.29 | -1616.902 | 287.497 | Cortina -Vaca-Dixon 230kV Line | Cortina -Vaca-Dixon 230kV Line | Cortina -Vaca-Dixon 230kV Line | 1 | 0 | 1 | 0 | 0 | 0 | -1774.29 | -1616.902 | 287.497 | Cortina -Vaca-Dixon 230kV Line | Cortina -Vaca-Dixon 230kV Line | Cortina -Vaca-Dixon 230kV Line |  | 3 | 3 | FALSE | 3
PG&E East Kern Study Area | Rio Bravo | 115 | [28 empty] | 1 | 1 |  |  |  |  | 1 |  | 1 | 1 |  |  |  | 0 | 0 | 0 | 0 | 0 | 0 | 0 | 0 | 0 | 0 | 0 | 0 | 0 | 55 | 55 | 0 | 1 | 3 | 2 | 3 | 2 | 1 | 0 | -3289.585 | -4376.339 | -9.6157 | Moss Landing-Los Banos 230kV | Moss Landing-Los Banos 230kV | Morro Bay-Templeton 230kV Line | 1 | 2 | 1 | 2 | 1 | 0 | -3289.585 | -4376.339 | -9.6157 | Moss Landing-Los Banos 230kV | Moss Landing-Los Banos 230kV | Morro Bay-Templeton 230kV Line |  | 3 | 3 | FALSE | 3
SCE Metro Study Area | Rio Hondo | 230 | 0 | 0 | 0 | 0 | 1 | 0 | 0 | 0 | 0 | 0 | 0 | 0 | 0 | 0 | 0 | 0 | 0 | 0 | 0 | 0 | 0 | 0 | 0 | 0 | 0 | 0 | 0 | 0 | 0 | 0 | 0 | 0 | 0 | 0 | 0 | 0 | 0 | 0 | 0 | 0 | 0 | 0 | 0 | 0 | 0 | 0 | 0 | 0 | 0 | 0 | 0 | 0 | 0 | 0 | 0 | 0 | 0 | 0 | 0 | 0 | 0 | 0 | 0 | 0 | 1694 | 1694 | 6472 | SCE Metro Area | SCE Metro Area | SCE Metro Area | 0 | 0 | 0 | 0 | 0 | 0 | 1694 | 1694 | 6472 | SCE Metro Area | SCE Metro Area | SCE Metro Area |  | 1 | 1 | FALSE | 1
PG&E North of Greater Bay Study Area | Rio Oso | 230 | [22 empty] | 1 | 1 | 1 | [16 empty] | 0 | 0 | 0 | 0 | 0 | 0 | 0 | 0 | 0 | 0 | 0 | 0 | 120 | 150 | 110 | 0 | 1 | 2 | 1 | 2 | 1 | 1 | 0 | -1774.29 | -1616.902 | -5.76 | Cortina -Vaca-Dixon 230kV Line | Cortina -Vaca-Dixon 230kV Line | Woodland-Davis 115 kV Lines | 2 | 1 | 2 | 1 | 1 | 0 | -1774.29 | -1616.902 | -5.76 | Cortina -Vaca-Dixon 230kV Line | Cortina -Vaca-Dixon 230kV Line | Woodland-Davis 115 kV Lines |  | 3 | 3 | FALSE | 3
PG&E North of Greater Bay Study Area | Ripon | 115 | [22 empty] | 1 |  |  | 1 | 1 | [14 empty] | 0 | 0 | 0 | 0 | 0 | 0 | 0 | 0 | 0 | 0 | 0 | 0 | 0 | 0 | 0 | 0 | 0 | 1 | 0 | 1 | 0 | 0 | 0 | -1774.29 | -1616.902 | 239 | Cortina -Vaca-Dixon 230kV Line | Cortina -Vaca-Dixon 230kV Line | Melones-Tulloch 115 kV Line | 1 | 0 | 1 | 0 | 0 | 0 | -1774.29 | -1616.902 | 239 | Cortina -Vaca-Dixon 230kV Line | Cortina -Vaca-Dixon 230kV Line | Melones-Tulloch 115 kV Line |  | 3 | 3 | FALSE | 3
PG&E North of Greater Bay Study Area | Riverbank | 115 | [22 empty] | 1 |  |  | 1 |  | 1 | [13 empty] | 0 | 0 | 0 | 0 | 0 | 0 | 0 | 0 | 0 | 0 | 0 | 0 | 0 | 0 | 0 | 0 | 0 | 2 | 0 | 2 | 0 | 0 | 0 | -1774.29 | -1616.902 | 247 | Cortina -Vaca-Dixon 230kV Line | Cortina -Vaca-Dixon 230kV Line | Vierra-Tracy-Kasson 115 kV Line | 1 | 0 | 1 | 0 | 0 | 0 | -1774.29 | -1616.902 | 247 | Cortina -Vaca-Dixon 230kV Line | Cortina -Vaca-Dixon 230kV Line | Vierra-Tracy-Kasson 115 kV Line |  | 3 | 3 | FALSE | 3
SCE North of Lugo (NOL) Study Area | Roadway | 115 | [5 empty] | 1 | 1 | 1 | [33 empty] | 0 | 0 | 0 | 0 | 0 | 0 | 0 | 0 | 0 | 0 | 0 | 0 | 0 | 220.92 | 159.94 | 0 | 1 | 3 | 0 | 3 | 0 | 0 | 0 | -515.96 | -728.23 | 893.0392 | Lugo 500/230 kV Transformer Constraint | Lugo 500/230 kV Transformer Constraint | Victor-Lugo Constraint | 1 | 0 | 2 | 0 | 0 | 0 | -80 | -243.71 | 893.0392 | Kramer- Victor/Roadway -Victor Constraint | Kramer- Victor/Roadway -Victor Constraint | Victor-Lugo Constraint |  | 3 | 3 | FALSE | 3
PG&E East Kern Study Area | Rosedale | 115 | [28 empty] | 1 | 1 |  |  |  |  | 1 | [6 empty] | 0 | 0 | 0 | 0 | 0 | 0 | 0 | 0 | 0 | 0 | 0 | 0 | 0 | 0 | 0 | 0 | 0 | 3 | 0 | 3 | 0 | 1 | 0 | -2383.09 | -3238.646 | -9.6157 | Morro Bay-Templeton 230kV Line | Morro Bay-Templeton 230kV Line | Morro Bay-Templeton 230kV Line | 1 | 0 | 1 | 0 | 1 | 0 | -1644.4 | -2499.956 | -9.6157 | Morro Bay-Templeton 230kV Line | Morro Bay-Templeton 230kV Line | Morro Bay-Templeton 230kV Line |  | 3 | 3 | FALSE | 3
PG&E North of Greater Bay Study Area | Round Mountain | 230 | [22 empty] | 1 |  |  |  |  | 1 | [13 empty] | 0 | 0 | 0 | 0 | 22 | 115 | 209.5 | 0 | 0 | 0 | 0 | 0 | 0 | 0 | 0 | 0 | 1 | 2 | 0 | 2 | 0 | 0 | 0 | -1774.29 | -1616.902 | 287.497 | Cortina -Vaca-Dixon 230kV Line | Cortina -Vaca-Dixon 230kV Line | Cortina -Vaca-Dixon 230kV Line | 1 | 0 | 1 | 0 | 0 | 0 | -1774.29 | -1616.902 | 287.497 | Cortina -Vaca-Dixon 230kV Line | Cortina -Vaca-Dixon 230kV Line | Cortina -Vaca-Dixon 230kV Line |  | 3 | 3 | FALSE | 3
PG&E North of Greater Bay Study Area | Round Mountain | 500 | [22 empty] | 1 | [18 empty] | 0 | 0 | 0 | 0 | 0 | 0 | 0 | 0 | 0 | 0 | 0 | 0 | 0 | 0 | 0 | 0 | 0 | 1 | 0 | 1 | 0 | 0 | 0 | -1774.29 | -1616.902 | 287.497 | Cortina -Vaca-Dixon 230kV Line | Cortina -Vaca-Dixon 230kV Line | Cortina -Vaca-Dixon 230kV Line | 1 | 0 | 1 | 0 | 0 | 0 | -1774.29 | -1616.902 | 287.497 | Cortina -Vaca-Dixon 230kV Line | Cortina -Vaca-Dixon 230kV Line | Cortina -Vaca-Dixon 230kV Line |  | 3 | 3 | FALSE | 3
PG&E Fresno Study Area | S0478 | 115 | [35 empty] | 1 | 1 | 1 | 1 |  |  | 0 | 0 | 0 | 0 | 0 | 0 | 0 | 0 | 0 | 0 | 0 | 0 | 0 | 0 | 0 | 0 | 0 | 0 | 4 | 0 | 4 | 0 | 1 | -3289.585 | -4376.339 | -255.7979 | Moss Landing-Los Banos 230kV | Moss Landing-Los Banos 230kV | Las Aguillas-Panoche #1 and #2 230kV | 0 | 4 | 0 | 4 | 0 | 0 | -3289.585 | -4376.339 | 109.8321 | Moss Landing-Los Banos 230kV | Moss Landing-Los Banos 230kV | Warnerville-Wilson 230kV |  | 2 | 2 | FALSE | 2
SCE Eastern Study Area | San Bernardino | 230 | [10 empty] | 1 | [30 empty] | 0 | 0 | 0 | 0 | 0 | 0 | 0 | 0 | 0 | 0 | 0 | 0 | 0 | 0 | 0 | 0 | 0 | 1 | 0 | 1 | 0 | 0 | 0 | -2626.9761 | -2758.8626 | 8656.2526 | Serrano – Alberhill – Valley 500 kV Constraint | Serrano – Alberhill – Valley 500 kV Constraint | Serrano – Alberhill – Valley 500 kV Constraint | 0 | 0 | 0 | 0 | 0 | 0 | 1021.0239 | 889.1374 | 8656.2526 | Serrano – Alberhill – Valley 500 kV Constraint | Serrano – Alberhill – Valley 500 kV Constraint | Serrano – Alberhill – Valley 500 kV Constraint |  | 3 | 1 | YES | 1*
PG&E East Kern Study Area | San Luis Obispo | 115 | [28 empty] | 1 | 1 |  |  |  | 1 | 1 |  | 1 | 1 |  |  |  | 0 | 0 | 0 | 0 | 0 | 0 | 0 | 0 | 0 | 0 | 0 | 0 | 0 | 0 | 0 | 0 | 0 | 3 | 2 | 3 | 2 | 1 | 0 | -3289.585 | -4376.339 | -9.6157 | Moss Landing-Los Banos 230kV | Moss Landing-Los Banos 230kV | Morro Bay-Templeton 230kV Line | 1 | 2 | 1 | 2 | 1 | 0 | -3289.585 | -4376.339 | -9.6157 | Moss Landing-Los Banos 230kV | Moss Landing-Los Banos 230kV | Morro Bay-Templeton 230kV Line |  | 3 | 3 | FALSE | 3
SDG&E Study Area | San Luis Rey | 230 | [16 empty] | 1 |  | 1 | [22 empty] | 0 | 0 | 0 | 0 | 0 | 0 | 0 | 0 | 0 | 0 | 0 | 0 | 0 | 0 | 65 | 0 | 1 | 2 | 0 | 2 | 0 | 0 | 0 | -1344.95 | -1256.45 | 4394.13 | Encina-San Luis Rey Constraint | Encina-San Luis Rey Constraint | Encina-San Luis Rey Constraint | 0 | 0 | 0 | 0 | 0 | 0 | 2373.05 | 2461.55 | 4394.13 | Encina-San Luis Rey Constraint | Encina-San Luis Rey Constraint | Encina-San Luis Rey Constraint |  | 3 | 1 | YES | 1*
SDG&E Study Area | San Onofre | 230 | [20 empty] | 1 | [20 empty] | 0 | 0 | 0 | 0 | 0 | 0 | 0 | 0 | 0 | 0 | 0 | 0 | 0 | 0 | 0 | 0 | 0 | 0 | 0 | 0 | 0 | 0 | 0 | 170 | 170 | 730 | Orange County Area | Orange County Area | Orange County Area | 0 | 0 | 0 | 0 | 0 | 0 | 170 | 170 | 730 | Orange County Area | Orange County Area | Orange County Area |  | 1 | 1 | FALSE | 1
East of Pisgah Study Area | Sandy | 138 | [11 empty] | 1 | 1 | [28 empty] | 0 | 0 | 0 | 0 | 0 | 0 | 0 | 0 | 0 | 0 | 0 | 0 | 0 | 0 | 0 | 0 | 0 | 1 | 1 | 1 | 1 | 0 | 1 | -1676.114 | -1945.576 | -244.44 | GLW-VEA Area Constraint | GLW-VEA Area Constraint | GLW-VEA Area Constraint | 0 | 1 | 0 | 1 | 0 | 1 | -1676.114 | -1945.576 | -244.44 | GLW-VEA Area Constraint | GLW-VEA Area Constraint | GLW-VEA Area Constraint |  | 3 | 2 | YES | 2*
PG&E Fresno Study Area | Sanger | 115 | [40 empty] | 1 | 0 | 0 | 0 | 0 | 0 | 0 | 0 | 0 | 0 | 0 | 0 | 0 | 0 | 0 | 0 | 0 | 0 | 0 | 1 | 0 | 1 | 0 | 1 | -1257.1 | -1617.796 | -776.5979 | Moss Landing-Las Aguilas 230kV | Moss Landing-Las Aguilas 230kV | Moss Landing-Las Aguilas 230kV | 0 | 1 | 0 | 1 | 0 | 0 | -1257.1 | -1617.796 | 531.4021 | Moss Landing-Las Aguilas 230kV | Moss Landing-Las Aguilas 230kV | Moss Landing-Las Aguilas 230kV |  | 2 | 2 | FALSE | 2
SCE Northern Area | Santa Clara | 230 |  |  |  | 1 | [37 empty] | 0 | 0 | 0 | 0 | 0 | 0 | 0 | 0 | 0 | 0 | 0 | 0 | 75 | 325 | 221 | 0 | 1 | 0 | 0 | 0 | 0 | 0 | 0 | 156.32 | 3.845 | 3046.8162 | Laguna Bell – Mesa Constraint | Laguna Bell – Mesa Constraint | Laguna Bell – Mesa Constraint | 0 | 0 | 0 | 0 | 0 | 0 | 156.32 | 3.845 | 3046.8162 | Laguna Bell – Mesa Constraint | Laguna Bell – Mesa Constraint | Laguna Bell – Mesa Constraint |  | 1 | 1 | FALSE | 1
SCE Metro Study Area | Santiago | 230 |  |  |  |  | 1 | [36 empty] | 0 | 0 | 0 | 0 | 0 | 0 | 0 | 0 | 0 | 0 | 0 | 0 | 0 | 0 | 0 | 0 | 0 | 0 | 0 | 0 | 0 | 0 | 0 | 1694 | 1694 | 6472 | SCE Metro Area | SCE Metro Area | SCE Metro Area | 0 | 0 | 0 | 0 | 0 | 0 | 1694 | 1694 | 6472 | SCE Metro Area | SCE Metro Area | SCE Metro Area |  | 1 | 1 | FALSE | 1
SCE Northern Area | Saugus | 230 |  |  |  | 1 | [37 empty] | 0 | 0 | 0 | 0 | 0 | 0 | 0 | 0 | 0 | 0 | 0 | 0 | 0 | 0 | 0 | 0 | 0 | 0 | 0 | 0 | 0 | 0 | 0 | 156.32 | 3.845 | 3046.8162 | Laguna Bell – Mesa Constraint | Laguna Bell – Mesa Constraint | Laguna Bell – Mesa Constraint | 0 | 0 | 0 | 0 | 0 | 0 | 156.32 | 3.845 | 3046.8162 | Laguna Bell – Mesa Constraint | Laguna Bell – Mesa Constraint | Laguna Bell – Mesa Constraint |  | 1 | 1 | FALSE | 1
PG&E Fresno Study Area | Schindler | 115 | [35 empty] | 1 | 1 | 1 |  |  | 1 | 0 | 0 | 0 | 0 | 0 | 0 | 0 | 0 | 0 | 0 | 0 | 0 | 50 | 100 | 75 | 0 | 1 | 0 | 4 | 0 | 4 | 0 | 2 | -3289.585 | -4376.339 | -776.5979 | Moss Landing-Los Banos 230kV | Moss Landing-Los Banos 230kV | Moss Landing-Las Aguilas 230kV | 0 | 4 | 0 | 4 | 0 | 0 | -3289.585 | -4376.339 | 531.4021 | Moss Landing-Los Banos 230kV | Moss Landing-Los Banos 230kV | Moss Landing-Las Aguilas 230kV |  | 2 | 2 | FALSE | 2
PG&E North of Greater Bay Study Area | Schulte Switching Station | 115 | [22 empty] | 1 | [18 empty] | 0 | 0 | 0 | 0 | 0 | 0 | 0 | 0 | 0 | 0 | 0 | 0 | 0 | 0 | 0 | 0 | 0 | 1 | 0 | 1 | 0 | 0 | 0 | -1774.29 | -1616.902 | 287.497 | Cortina -Vaca-Dixon 230kV Line | Cortina -Vaca-Dixon 230kV Line | Cortina -Vaca-Dixon 230kV Line | 1 | 0 | 1 | 0 | 0 | 0 | -1774.29 | -1616.902 | 287.497 | Cortina -Vaca-Dixon 230kV Line | Cortina -Vaca-Dixon 230kV Line | Cortina -Vaca-Dixon 230kV Line |  | 3 | 3 | FALSE | 3
PG&E Fresno Study Area | Semitropic | 115 | [36 empty] | 1 |  |  |  |  | 0 | 0 | 0 | 0 | 3 | 0 | 0 | 0 | 0 | 0 | 0 | 9 | 0 | 100 | 75 | 0 | 1 | 0 | 1 | 0 | 1 | 0 | 0 | -3175.295 | -4072.245 | 707.5443 | Los Bano-Gates #1 500kV line | Los Bano-Gates #1 500kV line | Los Bano-Gates #1 500kV line | 0 | 1 | 0 | 1 | 0 | 0 | -3175.295 | -4072.245 | 707.5443 | Los Bano-Gates #1 500kV line | Los Bano-Gates #1 500kV line | Los Bano-Gates #1 500kV line |  | 2 | 2 | FALSE | 2
SCE Metro Study Area | Serrano | 500 |  |  |  |  | 1 | [36 empty] | 0 | 0 | 0 | 0 | 0 | 0 | 0 | 0 | 0 | 0 | 0 | 0 | 0 | 0 | 0 | 0 | 0 | 0 | 0 | 0 | 0 | 0 | 0 | 1694 | 1694 | 6472 | SCE Metro Area | SCE Metro Area | SCE Metro Area | 0 | 0 | 0 | 0 | 0 | 0 | 1694 | 1694 | 6472 | SCE Metro Area | SCE Metro Area | SCE Metro Area |  | 1 | 1 | FALSE | 1
SCE Metro Study Area | Serrano | 230 |  |  |  |  | 1 | [36 empty] | 0 | 0 | 0 | 0 | 0 | 0 | 0 | 0 | 0 | 0 | 0 | 0 | 0 | 0 | 0 | 0 | 0 | 0 | 0 | 0 | 0 | 0 | 0 | 1694 | 1694 | 6472 | SCE Metro Area | SCE Metro Area | SCE Metro Area | 0 | 0 | 0 | 0 | 0 | 0 | 1694 | 1694 | 6472 | SCE Metro Area | SCE Metro Area | SCE Metro Area |  | 1 | 1 | FALSE | 1
PG&E East Kern Study Area | Shafter | 115 | [28 empty] | 1 | 1 |  |  |  |  | 1 | [6 empty] | 0 | 0 | 0 | 0 | 0 | 0 | 0 | 0 | 0 | 0 | 0 | 3 | 0 | 110 | 80 | 0 | 1 | 3 | 0 | 3 | 0 | 1 | 0 | -2383.09 | -3238.646 | -9.6157 | Morro Bay-Templeton 230kV Line | Morro Bay-Templeton 230kV Line | Morro Bay-Templeton 230kV Line | 1 | 0 | 1 | 0 | 1 | 0 | -1644.4 | -2499.956 | -9.6157 | Morro Bay-Templeton 230kV Line | Morro Bay-Templeton 230kV Line | Morro Bay-Templeton 230kV Line |  | 3 | 3 | FALSE | 3
PG&E North of Greater Bay Study Area | Shilo III | 230 | 0 | 0 | 0 | 0 | 0 | 0 | 0 | 0 | 0 | 0 | 0 | 0 | 0 | 0 | 0 | 0 | 0 | 0 | 0 | 0 | 0 | 0 | 1 | 0 | 0 | 0 | 0 | 1 | 0 | 0 | 0 | 0 | 0 | 0 | 0 | 0 | 0 | 0 | 0 | 0 | 0 | 0 | 0 | 0 | 0 | 0 | 0 | 0 | 0 | 0 | 0 | 0 | 0 | 0 | 0 | 0 | 0 | 0 | 2 | 0 | 2 | 0 | 0 | 0 | -1774.29 | -1616.902 | 287.497 | Cortina -Vaca-Dixon 230kV Line | Cortina -Vaca-Dixon 230kV Line | Cortina -Vaca-Dixon 230kV Line | 1 | 0 | 1 | 0 | 0 | 0 | -1774.29 | -1616.902 | 287.497 | Cortina -Vaca-Dixon 230kV Line | Cortina -Vaca-Dixon 230kV Line | Cortina -Vaca-Dixon 230kV Line |  | 3 | 3 | FALSE | 3
SDG&E Study Area | Silvergate | 230 | [16 empty] | 1 | 1 | 1 | [22 empty] | 0 | 0 | 0 | 0 | 0 | 0 | 0 | 0 | 0 | 0 | 0 | 0 | 0 | 0 | 200 | 0 | 1 | 3 | 0 | 3 | 0 | 0 | 0 | -1344.95 | -1256.45 | 1504.13 | Encina-San Luis Rey Constraint | Encina-San Luis Rey Constraint | San Diego Internal Constraint | 0 | 0 | 0 | 0 | 0 | 0 | 835.05 | 923.55 | 1778.13 | San Diego Internal Constraint | San Diego Internal Constraint | San Diego Internal Constraint |  | 3 | 1 | YES | 1*
PG&E East Kern Study Area | Sisquoc | 115 | [28 empty] | 1 | 1 |  |  |  | 1 | 1 |  | 1 | 1 |  |  |  | 0 | 0 | 0 | 0 | 0 | 0 | 0 | 0 | 0 | 0 | 0 | 0 | 0 | 0 | 0 | 0 | 0 | 3 | 2 | 3 | 2 | 1 | 0 | -3289.585 | -4376.339 | -9.6157 | Moss Landing-Los Banos 230kV | Moss Landing-Los Banos 230kV | Morro Bay-Templeton 230kV Line | 1 | 2 | 1 | 2 | 1 | 0 | -3289.585 | -4376.339 | -9.6157 | Moss Landing-Los Banos 230kV | Moss Landing-Los Banos 230kV | Morro Bay-Templeton 230kV Line |  | 3 | 3 | FALSE | 3
East of Pisgah Study Area | Sloan Canyon (fka Bob) | 230 | [11 empty] | 1 | 1 | [28 empty] | 0 | 0 | 0 | 0 | 0 | 303 | 0 | 0 | 0 | 0 | 0 | 0 | 0 | 0 | 0 | 0 | 1 | 1 | 1 | 1 | 1 | 0 | 1 | -1676.114 | -1945.576 | -244.44 | GLW-VEA Area Constraint | GLW-VEA Area Constraint | GLW-VEA Area Constraint | 0 | 1 | 0 | 1 | 0 | 1 | -1676.114 | -1945.576 | -244.44 | GLW-VEA Area Constraint | GLW-VEA Area Constraint | GLW-VEA Area Constraint |  | 3 | 2 | YES | 2*
PG&E East Kern Study Area | Smyrna | 115 | [28 empty] | 1 | 1 |  |  |  |  | 1 |  | 1 | 1 |  |  |  | 0 | 0 | 0 | 0 | 0 | 0 | 0 | 0 | 0 | 0 | 0 | 0 | 0 | 0 | 0 | 0 | 0 | 3 | 2 | 3 | 2 | 1 | 0 | -3289.585 | -4376.339 | -9.6157 | Moss Landing-Los Banos 230kV | Moss Landing-Los Banos 230kV | Morro Bay-Templeton 230kV Line | 1 | 2 | 1 | 2 | 1 | 0 | -3289.585 | -4376.339 | -9.6157 | Moss Landing-Los Banos 230kV | Moss Landing-Los Banos 230kV | Morro Bay-Templeton 230kV Line |  | 3 | 3 | FALSE | 3
PG&E East Kern Study Area | Solar SS | 230 | [36 empty] | 1 | 1 |  |  |  | 0 | 0 | 0 | 0 | 0 | 0 | 0 | 0 | 0 | 0 | 0 | 0 | 60 | 65 | 55 | 0 | 1 | 0 | 2 | 0 | 2 | 0 | 0 | -3289.585 | -4376.339 | 670.0479 | Moss Landing-Los Banos 230kV | Moss Landing-Los Banos 230kV | Moss Landing-Los Banos 230kV | 0 | 2 | 0 | 2 | 0 | 0 | -3289.585 | -4376.339 | 670.0479 | Moss Landing-Los Banos 230kV | Moss Landing-Los Banos 230kV | Moss Landing-Los Banos 230kV |  | 2 | 2 | FALSE | 2
PG&E East Kern Study Area | Solar SW | 230 | [28 empty] | 1 |  |  |  |  | 1 | [7 empty] | 0 | 0 | 0 | 0 | 0 | 0 | 0 | 0 | 0 | 0 | 0 | 0 | 0 | 0 | 0 | 0 | 0 | 1 | 0 | 1 | 0 | 0 | 0 | -1793.46 | -2509.852 | 1363.1343 | Midway – Gates 230kV Line | Midway – Gates 230kV Line | Midway – Gates 230kV Line | 0 | 0 | 0 | 0 | 0 | 0 | 1343.18 | 626.788 | 1363.1343 | Midway – Gates 230kV Line | Midway – Gates 230kV Line | Midway – Gates 230kV Line |  | 3 | 1 | YES | 1*
SCE Northern Area | Springville | 230 | 1 |  | 1 | 1 | [37 empty] | 0 | 0 | 0 | 0 | 4 | 0 | 0 | 0 | 0 | 0 | 0 | 0 | 50 | 140 | 50 | 0 | 1 | 1 | 0 | 1 | 0 | 0 | 0 | -831.3723 | -1706.2892 | 589.5361 | Antelope – Vincent Constraint | Antelope – Vincent Constraint | South of Magunden Constraint | 0 | 0 | 0 | 0 | 0 | 0 | 129.6 | 1.2 | 589.5361 | South of Magunden Constraint | South of Magunden Constraint | South of Magunden Constraint |  | 3 | 1 | YES | 1*
PG&E North of Greater Bay Study Area | Stagg | 230 | [22 empty] | 1 | [18 empty] | 0 | 0 | 0 | 0 | 0 | 0 | 0 | 0 | 0 | 0 | 0 | 0 | 0 | 0 | 0 | 0 | 0 | 1 | 0 | 1 | 0 | 0 | 0 | -1774.29 | -1616.902 | 287.497 | Cortina -Vaca-Dixon 230kV Line | Cortina -Vaca-Dixon 230kV Line | Cortina -Vaca-Dixon 230kV Line | 1 | 0 | 1 | 0 | 0 | 0 | -1774.29 | -1616.902 | 287.497 | Cortina -Vaca-Dixon 230kV Line | Cortina -Vaca-Dixon 230kV Line | Cortina -Vaca-Dixon 230kV Line |  | 3 | 3 | FALSE | 3
PG&E East Kern Study Area | Stockdale | 230 | [28 empty] | 1 | [12 empty] | 0 | 0 | 0 | 0 | 0 | 0 | 0 | 0 | 0 | 0 | 0 | 4 | 0 | 0 | 0 | 0 | 1 | 1 | 0 | 1 | 0 | 0 | 0 | -1793.46 | -2509.852 | 1363.1343 | Midway – Gates 230kV Line | Midway – Gates 230kV Line | Midway – Gates 230kV Line | 0 | 0 | 0 | 0 | 0 | 0 | 1343.18 | 626.788 | 1363.1343 | Midway – Gates 230kV Line | Midway – Gates 230kV Line | Midway – Gates 230kV Line |  | 3 | 1 | YES | 1*
PG&E Fresno Study Area | Stockdale A | 230 | [29 empty] | 1 |  |  |  |  | 1 | [6 empty] | 0 | 0 | 0 | 0 | 0 | 0 | 0 | 0 | 0 | 0 | 0 | 0 | 0 | 0 | 0 | 0 | 0 | 2 | 0 | 2 | 0 | 1 | 0 | -2383.09 | -3238.646 | -9.6157 | Morro Bay-Templeton 230kV Line | Morro Bay-Templeton 230kV Line | Morro Bay-Templeton 230kV Line | 1 | 0 | 1 | 0 | 1 | 0 | -1644.4 | -2499.956 | -9.6157 | Morro Bay-Templeton 230kV Line | Morro Bay-Templeton 230kV Line | Morro Bay-Templeton 230kV Line |  | 3 | 3 | FALSE | 3
SDG&E Study Area | Suncrest | 500 | [16 empty] | 1 |  | 1 | [22 empty] | 0 | 0 | 0 | 0 | 0 | 0 | 0 | 0 | 0 | 0 | 0 | 0 | 0 | 0 | 0 | 0 | 0 | 2 | 0 | 2 | 0 | 0 | 0 | -1344.95 | -1256.45 | 4394.13 | Encina-San Luis Rey Constraint | Encina-San Luis Rey Constraint | Encina-San Luis Rey Constraint | 0 | 0 | 0 | 0 | 0 | 0 | 2373.05 | 2461.55 | 4394.13 | Encina-San Luis Rey Constraint | Encina-San Luis Rey Constraint | Encina-San Luis Rey Constraint |  | 3 | 1 | YES | 1*
SDG&E Study Area | Suncrest | 230 | [16 empty] | 1 |  | 1 | [22 empty] | 0 | 0 | 0 | 0 | 0 | 0 | 0 | 0 | 0 | 0 | 0 | 0 | 0 | 0 | 0 | 0 | 0 | 2 | 0 | 2 | 0 | 0 | 0 | -1344.95 | -1256.45 | 4394.13 | Encina-San Luis Rey Constraint | Encina-San Luis Rey Constraint | Encina-San Luis Rey Constraint | 0 | 0 | 0 | 0 | 0 | 0 | 2373.05 | 2461.55 | 4394.13 | Encina-San Luis Rey Constraint | Encina-San Luis Rey Constraint | Encina-San Luis Rey Constraint |  | 3 | 1 | YES | 1*
SDG&E Study Area | Sycamore | 230 | [16 empty] | 1 | 1 | 1 | [22 empty] | 0 | 0 | 0 | 0 | 0 | 0 | 0 | 0 | 0 | 0 | 0 | 0 | 0 | 0 | 0 | 500 | 1 | 3 | 0 | 3 | 0 | 0 | 0 | -1344.95 | -1256.45 | 1504.13 | Encina-San Luis Rey Constraint | Encina-San Luis Rey Constraint | San Diego Internal Constraint | 0 | 0 | 0 | 0 | 0 | 0 | 835.05 | 923.55 | 1778.13 | San Diego Internal Constraint | San Diego Internal Constraint | San Diego Internal Constraint |  | 3 | 1 | YES | 1*
SDG&E Study Area | Sycamore | 138 | [16 empty] | 1 | 1 | 1 | [22 empty] | 0 | 0 | 0 | 0 | 0 | 0 | 0 | 0 | 0 | 0 | 0 | 0 | 0 | 0 | 300 | 0 | 1 | 3 | 0 | 3 | 0 | 0 | 0 | -1344.95 | -1256.45 | 1504.13 | Encina-San Luis Rey Constraint | Encina-San Luis Rey Constraint | San Diego Internal Constraint | 0 | 0 | 0 | 0 | 0 | 0 | 835.05 | 923.55 | 1778.13 | San Diego Internal Constraint | San Diego Internal Constraint | San Diego Internal Constraint |  | 3 | 1 | YES | 1*
SCE Northern Area | Sylmar | 230 |  |  |  | 1 | [37 empty] | 0 | 0 | 0 | 0 | 0 | 0 | 0 | 0 | 0 | 0 | 0 | 0 | 0 | 0 | 0 | 0 | 0 | 0 | 0 | 0 | 0 | 0 | 0 | 156.32 | 3.845 | 3046.8162 | Laguna Bell – Mesa Constraint | Laguna Bell – Mesa Constraint | Laguna Bell – Mesa Constraint | 0 | 0 | 0 | 0 | 0 | 0 | 156.32 | 3.845 | 3046.8162 | Laguna Bell – Mesa Constraint | Laguna Bell – Mesa Constraint | Laguna Bell – Mesa Constraint |  | 1 | 1 | FALSE | 1
PG&E North of Greater Bay Study Area | Table Mountain | 115 | [22 empty] | 1 | [18 empty] | 0 | 0 | 0 | 0 | 0 | 0 | 0 | 0 | 0 | 0 | 0 | 0 | 0 | 0 | 0 | 0 | 0 | 1 | 0 | 1 | 0 | 0 | 0 | -1774.29 | -1616.902 | 287.497 | Cortina -Vaca-Dixon 230kV Line | Cortina -Vaca-Dixon 230kV Line | Cortina -Vaca-Dixon 230kV Line | 1 | 0 | 1 | 0 | 0 | 0 | -1774.29 | -1616.902 | 287.497 | Cortina -Vaca-Dixon 230kV Line | Cortina -Vaca-Dixon 230kV Line | Cortina -Vaca-Dixon 230kV Line |  | 3 | 3 | FALSE | 3
PG&E East Kern Study Area | Taft | 115 | [28 empty] | 1 | 1 |  |  |  |  | 1 |  | 1 | 1 |  |  |  | 0 | 0 | 0 | 0 | 0 | 0 | 0 | 0 | 0 | 0 | 0 | 0 | 0 | 0 | 0 | 0 | 0 | 3 | 2 | 3 | 2 | 1 | 0 | -3289.585 | -4376.339 | -9.6157 | Moss Landing-Los Banos 230kV | Moss Landing-Los Banos 230kV | Morro Bay-Templeton 230kV Line | 1 | 2 | 1 | 2 | 1 | 0 | -3289.585 | -4376.339 | -9.6157 | Moss Landing-Los Banos 230kV | Moss Landing-Los Banos 230kV | Morro Bay-Templeton 230kV Line |  | 3 | 3 | FALSE | 3
SDG&E Study Area | Talega | 230 | [20 empty] | 1 | [20 empty] | 0 | 0 | 0 | 0 | 0 | 0 | 0 | 0 | 0 | 0 | 0 | 0 | 0 | 0 | 80 | 0 | 1 | 0 | 0 | 0 | 0 | 0 | 0 | 170 | 170 | 730 | Orange County Area | Orange County Area | Orange County Area | 0 | 0 | 0 | 0 | 0 | 0 | 170 | 170 | 730 | Orange County Area | Orange County Area | Orange County Area |  | 1 | 1 | FALSE | 1
PG&E East Kern Study Area | Temblor | 115 | [28 empty] | 1 |  |  |  |  | 1 |  |  | 1 |  |  |  |  | 0 | 0 | 0 | 0 | 0 | 0 | 0 | 0 | 0 | 0 | 0 | 6 | 0 | 0 | 0 | 0 | 1 | 1 | 1 | 1 | 1 | 0 | 0 | -3175.295 | -4072.245 | 707.5443 | Los Bano-Gates #1 500kV line | Los Bano-Gates #1 500kV line | Los Bano-Gates #1 500kV line | 0 | 1 | 0 | 1 | 0 | 0 | -3175.295 | -4072.245 | 707.5443 | Los Bano-Gates #1 500kV line | Los Bano-Gates #1 500kV line | Los Bano-Gates #1 500kV line |  | 3 | 2 | YES | 2*
PG&E East Kern Study Area | Templeton | 115 | [37 empty] | 1 |  |  |  | 0 | 0 | 0 | 0 | 0 | 0 | 0 | 0 | 0 | 0 | 0 | 0 | 0 | 0 | 0 | 0 | 0 | 0 | 1 | 0 | 1 | 0 | 0 | -3289.585 | -4376.339 | 670.0479 | Moss Landing-Los Banos 230kV | Moss Landing-Los Banos 230kV | Moss Landing-Los Banos 230kV | 0 | 1 | 0 | 1 | 0 | 0 | -3289.585 | -4376.339 | 670.0479 | Moss Landing-Los Banos 230kV | Moss Landing-Los Banos 230kV | Moss Landing-Los Banos 230kV |  | 2 | 2 | FALSE | 2
PG&E East Kern Study Area | Templeton | 230 | [28 empty] | 1 | 1 | 1 |  |  | 1 | 1 |  | 1 | 1 |  |  |  | 0 | 0 | 0 | 0 | 0 | 188 | 0 | 0 | 0 | 0 | 0 | 0 | 0 | 0 | 0 | 0 | 1 | 4 | 2 | 4 | 2 | 1 | 0 | -3289.585 | -4376.339 | -9.6157 | Moss Landing-Los Banos 230kV | Moss Landing-Los Banos 230kV | Morro Bay-Templeton 230kV Line | 2 | 2 | 2 | 2 | 1 | 0 | -3289.585 | -4376.339 | -9.6157 | Moss Landing-Los Banos 230kV | Moss Landing-Los Banos 230kV | Morro Bay-Templeton 230kV Line |  | 3 | 3 | FALSE | 3
PG&E North of Greater Bay Study Area | Tesla | 115 | [22 empty] | 1 | [18 empty] | 0 | 0 | 0 | 0 | 0 | 0 | 0 | 0 | 0 | 0 | 0 | 0 | 0 | 0 | 0 | 0 | 0 | 1 | 0 | 1 | 0 | 0 | 0 | -1774.29 | -1616.902 | 287.497 | Cortina -Vaca-Dixon 230kV Line | Cortina -Vaca-Dixon 230kV Line | Cortina -Vaca-Dixon 230kV Line | 1 | 0 | 1 | 0 | 0 | 0 | -1774.29 | -1616.902 | 287.497 | Cortina -Vaca-Dixon 230kV Line | Cortina -Vaca-Dixon 230kV Line | Cortina -Vaca-Dixon 230kV Line |  | 3 | 3 | FALSE | 3
PG&E North of Greater Bay Study Area | Tesla | 230 | [22 empty] | 1 | [18 empty] | 0 | 0 | 0 | 0 | 0 | 100 | 100 | 0 | 0 | 0 | 0 | 0 | 0 | 0 | 0 | 0 | 1 | 1 | 0 | 1 | 0 | 0 | 0 | -1774.29 | -1616.902 | 287.497 | Cortina -Vaca-Dixon 230kV Line | Cortina -Vaca-Dixon 230kV Line | Cortina -Vaca-Dixon 230kV Line | 1 | 0 | 1 | 0 | 0 | 0 | -1774.29 | -1616.902 | 287.497 | Cortina -Vaca-Dixon 230kV Line | Cortina -Vaca-Dixon 230kV Line | Cortina -Vaca-Dixon 230kV Line |  | 3 | 3 | FALSE | 3
PG&E North of Greater Bay Study Area | Tesla | 500 | [22 empty] | 1 | [18 empty] | 0 | 0 | 0 | 0 | 0 | 0 | 0 | 0 | 0 | 0 | 0 | 0 | 50 | 350 | 250 | 0 | 1 | 1 | 0 | 1 | 0 | 0 | 0 | -1774.29 | -1616.902 | 287.497 | Cortina -Vaca-Dixon 230kV Line | Cortina -Vaca-Dixon 230kV Line | Cortina -Vaca-Dixon 230kV Line | 1 | 0 | 1 | 0 | 0 | 0 | -1774.29 | -1616.902 | 287.497 | Cortina -Vaca-Dixon 230kV Line | Cortina -Vaca-Dixon 230kV Line | Cortina -Vaca-Dixon 230kV Line |  | 3 | 3 | FALSE | 3
PG&E East Kern Study Area | Tevis | 115 | [28 empty] | 1 | 1 |  |  |  |  | 1 | [6 empty] | 0 | 0 | 0 | 0 | 0 | 0 | 0 | 0 | 0 | 0 | 0 | 0 | 0 | 0 | 0 | 0 | 0 | 3 | 0 | 3 | 0 | 1 | 0 | -2383.09 | -3238.646 | -9.6157 | Morro Bay-Templeton 230kV Line | Morro Bay-Templeton 230kV Line | Morro Bay-Templeton 230kV Line | 1 | 0 | 1 | 0 | 1 | 0 | -1644.4 | -2499.956 | -9.6157 | Morro Bay-Templeton 230kV Line | Morro Bay-Templeton 230kV Line | Morro Bay-Templeton 230kV Line |  | 3 | 3 | FALSE | 3
PG&E North of Greater Bay Study Area | Thermalito | 230 | [22 empty] | 1 | [18 empty] | 0 | 0 | 0 | 0 | 0 | 40 | 40 | 0 | 0 | 0 | 0 | 0 | 0 | 0 | 0 | 0 | 1 | 1 | 0 | 1 | 0 | 0 | 0 | -1774.29 | -1616.902 | 287.497 | Cortina -Vaca-Dixon 230kV Line | Cortina -Vaca-Dixon 230kV Line | Cortina -Vaca-Dixon 230kV Line | 1 | 0 | 1 | 0 | 0 | 0 | -1774.29 | -1616.902 | 287.497 | Cortina -Vaca-Dixon 230kV Line | Cortina -Vaca-Dixon 230kV Line | Cortina -Vaca-Dixon 230kV Line |  | 3 | 3 | FALSE | 3
SDG&E Study Area | Trabuco | 138 | 0 | 0 | 0 | 0 | 0 | 0 | 0 | 0 | 0 | 0 | 0 | 0 | 0 | 0 | 0 | 0 | 0 | 0 | 0 | 0 | 1 | 0 | 0 | 0 | 0 | 0 | 0 | 0 | 0 | 0 | 0 | 0 | 0 | 0 | 0 | 0 | 0 | 0 | 0 | 0 | 0 | 0 | 0 | 0 | 0 | 0 | 0 | 0 | 0 | 0 | 0 | 0 | 0 | 0 | 0 | 0 | 0 | 0 | 0 | 0 | 0 | 0 | 0 | 0 | 170 | 170 | 730 | Orange County Area | Orange County Area | Orange County Area | 0 | 0 | 0 | 0 | 0 | 0 | 170 | 170 | 730 | Orange County Area | Orange County Area | Orange County Area |  | 1 | 1 | FALSE | 1
PG&E Fresno Study Area | Tranquility | 230 | [29 empty] | 1 | 1 | 1 | 1 |  | 1 | 1 | 1 | 1 | 1 |  | 1 | 0 | 0 | 0 | 0 | 0 | 0 | 0 | 0 | 0 | 0 | 0 | 0 | 416 | 833 | 575 | 0 | 1 | 5 | 5 | 5 | 5 | 1 | 2 | -3289.585 | -4376.339 | -776.5979 | Moss Landing-Los Banos 230kV | Moss Landing-Los Banos 230kV | Moss Landing-Las Aguilas 230kV | 4 | 5 | 4 | 5 | 1 | 0 | -3289.585 | -4376.339 | -9.6157 | Moss Landing-Los Banos 230kV | Moss Landing-Los Banos 230kV | Morro Bay-Templeton 230kV Line |  | 3 | 3 | FALSE | 3
East of Pisgah Study Area | Trout Canyon (fka Crazy Eyes) | 230 | [11 empty] | 1 | 1 | [28 empty] | 0 | 0 | 0 | 0 | 0 | 0 | 0 | 0 | 0 | 0 | 0 | 0 | 525 | 1558 | 955 | 0 | 1 | 1 | 1 | 1 | 1 | 0 | 1 | -1676.114 | -1945.576 | -244.44 | GLW-VEA Area Constraint | GLW-VEA Area Constraint | GLW-VEA Area Constraint | 0 | 1 | 0 | 1 | 0 | 1 | -1676.114 | -1945.576 | -244.44 | GLW-VEA Area Constraint | GLW-VEA Area Constraint | GLW-VEA Area Constraint |  | 3 | 2 | YES | 2*
PG&E North of Greater Bay Study Area | Tulucay | 230 | [22 empty] | 1 |  |  |  |  | 1 | [13 empty] | 0 | 0 | 0 | 0 | 0 | 0 | 0 | 0 | 0 | 0 | 0 | 0 | 0 | 0 | 0 | 0 | 0 | 2 | 0 | 2 | 0 | 0 | 0 | -1774.29 | -1616.902 | 287.497 | Cortina -Vaca-Dixon 230kV Line | Cortina -Vaca-Dixon 230kV Line | Cortina -Vaca-Dixon 230kV Line | 1 | 0 | 1 | 0 | 0 | 0 | -1774.29 | -1616.902 | 287.497 | Cortina -Vaca-Dixon 230kV Line | Cortina -Vaca-Dixon 230kV Line | Cortina -Vaca-Dixon 230kV Line |  | 3 | 3 | FALSE | 3
PG&E East Kern Study Area | Tupman | 115 | [28 empty] | 1 | 1 |  |  |  |  | 1 |  | 1 | 1 |  |  |  | 0 | 0 | 0 | 0 | 0 | 0 | 0 | 0 | 0 | 0 | 0 | 0 | 0 | 0 | 0 | 0 | 0 | 3 | 2 | 3 | 2 | 1 | 0 | -3289.585 | -4376.339 | -9.6157 | Moss Landing-Los Banos 230kV | Moss Landing-Los Banos 230kV | Morro Bay-Templeton 230kV Line | 1 | 2 | 1 | 2 | 1 | 0 | -3289.585 | -4376.339 | -9.6157 | Moss Landing-Los Banos 230kV | Moss Landing-Los Banos 230kV | Morro Bay-Templeton 230kV Line |  | 3 | 3 | FALSE | 3
PG&E North of Greater Bay Study Area | UltraPower Chinese Station | 115 | [22 empty] | 1 |  |  | 1 | 1 | [14 empty] | 0 | 0 | 0 | 0 | 0 | 0 | 0 | 0 | 0 | 0 | 0 | 0 | 0 | 0 | 0 | 0 | 0 | 1 | 0 | 1 | 0 | 0 | 0 | -1774.29 | -1616.902 | 239 | Cortina -Vaca-Dixon 230kV Line | Cortina -Vaca-Dixon 230kV Line | Melones-Tulloch 115 kV Line | 1 | 0 | 1 | 0 | 0 | 0 | -1774.29 | -1616.902 | 239 | Cortina -Vaca-Dixon 230kV Line | Cortina -Vaca-Dixon 230kV Line | Melones-Tulloch 115 kV Line |  | 3 | 3 | FALSE | 3
PG&E North of Greater Bay Study Area | Vaca Dixon | 500 | [22 empty] | 1 |  |  |  |  | 1 | 1 | [12 empty] | 0 | 0 | 0 | 0 | 0 | 0 | 0 | 0 | 0 | 0 | 0 | 0 | 0 | 0 | 0 | 0 | 0 | 3 | 0 | 3 | 0 | 0 | 0 | -1793.46 | -2509.852 | 287.497 | Midway – Gates 230kV Line | Midway – Gates 230kV Line | Cortina -Vaca-Dixon 230kV Line | 1 | 0 | 1 | 0 | 0 | 0 | -1774.29 | -1616.902 | 287.497 | Cortina -Vaca-Dixon 230kV Line | Cortina -Vaca-Dixon 230kV Line | Cortina -Vaca-Dixon 230kV Line |  | 3 | 3 | FALSE | 3
PG&E North of Greater Bay Study Area | Vaca Dixon | 115 | [22 empty] | 1 |  |  |  |  | 1 | [13 empty] | 0 | 0 | 0 | 0 | 0 | 0 | 0 | 0 | 0 | 0 | 0 | 0 | 14 | 10 | 12 | 0 | 1 | 2 | 0 | 2 | 0 | 0 | 0 | -1774.29 | -1616.902 | 287.497 | Cortina -Vaca-Dixon 230kV Line | Cortina -Vaca-Dixon 230kV Line | Cortina -Vaca-Dixon 230kV Line | 1 | 0 | 1 | 0 | 0 | 0 | -1774.29 | -1616.902 | 287.497 | Cortina -Vaca-Dixon 230kV Line | Cortina -Vaca-Dixon 230kV Line | Cortina -Vaca-Dixon 230kV Line |  | 3 | 3 | FALSE | 3
SCE Eastern Study Area | Valley | 500 | [10 empty] | 1 | [30 empty] | 0 | 0 | 0 | 0 | 0 | 0 | 0 | 0 | 0 | 0 | 0 | 0 | 0 | 0 | 0 | 0 | 0 | 1 | 0 | 1 | 0 | 0 | 0 | -2626.9761 | -2758.8626 | 8656.2526 | Serrano – Alberhill – Valley 500 kV Constraint | Serrano – Alberhill – Valley 500 kV Constraint | Serrano – Alberhill – Valley 500 kV Constraint | 0 | 0 | 0 | 0 | 0 | 0 | 1021.0239 | 889.1374 | 8656.2526 | Serrano – Alberhill – Valley 500 kV Constraint | Serrano – Alberhill – Valley 500 kV Constraint | Serrano – Alberhill – Valley 500 kV Constraint |  | 3 | 1 | YES | 1*
East of Pisgah Study Area | Valley (VEA) | 138 | [11 empty] | 1 | 1 | [28 empty] | 0 | 0 | 0 | 0 | 0 | 0 | 0 | 0 | 0 | 0 | 0 | 0 | 0 | 50 | 40 | 0 | 1 | 1 | 1 | 1 | 1 | 0 | 1 | -1676.114 | -1945.576 | -244.44 | GLW-VEA Area Constraint | GLW-VEA Area Constraint | GLW-VEA Area Constraint | 0 | 1 | 0 | 1 | 0 | 1 | -1676.114 | -1945.576 | -244.44 | GLW-VEA Area Constraint | GLW-VEA Area Constraint | GLW-VEA Area Constraint |  | 3 | 2 | YES | 2*
SCE Northern Area | Vestal | 230 | 1 |  | 1 | 1 | [37 empty] | 0 | 0 | 0 | 0 | 0 | 0 | 0 | 0 | 0 | 0 | 0 | 0 | 350 | 451.13 | 358 | 0 | 1 | 1 | 0 | 1 | 0 | 0 | 0 | -831.3723 | -1706.2892 | 589.5361 | Antelope – Vincent Constraint | Antelope – Vincent Constraint | South of Magunden Constraint | 0 | 0 | 0 | 0 | 0 | 0 | 129.6 | 1.2 | 589.5361 | South of Magunden Constraint | South of Magunden Constraint | South of Magunden Constraint |  | 3 | 1 | YES | 1*
SCE North of Lugo (NOL) Study Area | Victor | 230 | [6 empty] | 1 | 1 | [33 empty] | 0 | 0 | 0 | 0 | 2.7 | 0 | 0 | 0 | 0 | 0 | 0 | 7 | 110 | 290.3943 | 220 | 0 | 1 | 2 | 0 | 2 | 0 | 0 | 0 | -515.96 | -728.23 | 893.0392 | Lugo 500/230 kV Transformer Constraint | Lugo 500/230 kV Transformer Constraint | Victor-Lugo Constraint | 0 | 0 | 1 | 0 | 0 | 0 | 15.64 | -183.38 | 893.0392 | Victor-Lugo Constraint | Victor-Lugo Constraint | Victor-Lugo Constraint |  | 3 | 3 | FALSE | 3
SCE North of Lugo (NOL) Study Area | Victor | 115 | [6 empty] | 1 | 1 | [33 empty] | 0 | 0 | 0 | 0 | 0 | 0 | 0 | 0 | 0 | 0 | 0 | 0 | 0 | 0 | 0 | 0 | 0 | 2 | 0 | 2 | 0 | 0 | 0 | -515.96 | -728.23 | 893.0392 | Lugo 500/230 kV Transformer Constraint | Lugo 500/230 kV Transformer Constraint | Victor-Lugo Constraint | 0 | 0 | 1 | 0 | 0 | 0 | 15.64 | -183.38 | 893.0392 | Victor-Lugo Constraint | Victor-Lugo Constraint | Victor-Lugo Constraint |  | 3 | 3 | FALSE | 3
SCE Metro Study Area | Viejo | 230 |  |  |  |  | 1 | [36 empty] | 0 | 0 | 0 | 0 | 0 | 0 | 0 | 0 | 0 | 0 | 0 | 0 | 0 | 0 | 0 | 0 | 0 | 0 | 0 | 0 | 0 | 0 | 0 | 1694 | 1694 | 6472 | SCE Metro Area | SCE Metro Area | SCE Metro Area | 0 | 0 | 0 | 0 | 0 | 0 | 1694 | 1694 | 6472 | SCE Metro Area | SCE Metro Area | SCE Metro Area |  | 1 | 1 | FALSE | 1
PG&E North of Greater Bay Study Area | Vierra | 115 | [22 empty] | 1 |  |  | 1 | 1 | [14 empty] | 0 | 0 | 0 | 0 | 0 | 0 | 0 | 0 | 0 | 0 | 0 | 0 | 0 | 0 | 0 | 0 | 0 | 1 | 0 | 1 | 0 | 0 | 0 | -1774.29 | -1616.902 | 239 | Cortina -Vaca-Dixon 230kV Line | Cortina -Vaca-Dixon 230kV Line | Melones-Tulloch 115 kV Line | 1 | 0 | 1 | 0 | 0 | 0 | -1774.29 | -1616.902 | 239 | Cortina -Vaca-Dixon 230kV Line | Cortina -Vaca-Dixon 230kV Line | Melones-Tulloch 115 kV Line |  | 3 | 3 | FALSE | 3
SCE Metro Study Area | Villa Park | 230 |  |  |  |  | 1 | [36 empty] | 0 | 0 | 0 | 0 | 0 | 0 | 0 | 0 | 0 | 0 | 0 | 0 | 0 | 0 | 0 | 0 | 0 | 0 | 0 | 0 | 0 | 0 | 0 | 1694 | 1694 | 6472 | SCE Metro Area | SCE Metro Area | SCE Metro Area | 0 | 0 | 0 | 0 | 0 | 0 | 1694 | 1694 | 6472 | SCE Metro Area | SCE Metro Area | SCE Metro Area |  | 1 | 1 | FALSE | 1
SCE Northern Area | Vincent | 230 |  |  |  | 1 | [37 empty] | 0 | 0 | 0 | 0 | 0 | 0 | 0 | 0 | 0 | 0 | 0 | 0 | 0 | 1303 | 1223.59 | 0 | 1 | 0 | 0 | 0 | 0 | 0 | 0 | 156.32 | 3.845 | 3046.8162 | Laguna Bell – Mesa Constraint | Laguna Bell – Mesa Constraint | Laguna Bell – Mesa Constraint | 0 | 0 | 0 | 0 | 0 | 0 | 156.32 | 3.845 | 3046.8162 | Laguna Bell – Mesa Constraint | Laguna Bell – Mesa Constraint | Laguna Bell – Mesa Constraint |  | 1 | 1 | FALSE | 1
SCE Eastern Study Area | Vista | 230 | [10 empty] | 1 | [30 empty] | 0 | 0 | 0 | 0 | 3 | 0 | 0 | 0 | 0 | 0 | 0 | 0 | 0 | 0 | 0 | 0 | 1 | 1 | 0 | 1 | 0 | 0 | 0 | -2626.9761 | -2758.8626 | 8656.2526 | Serrano – Alberhill – Valley 500 kV Constraint | Serrano – Alberhill – Valley 500 kV Constraint | Serrano – Alberhill – Valley 500 kV Constraint | 0 | 0 | 0 | 0 | 0 | 0 | 1021.0239 | 889.1374 | 8656.2526 | Serrano – Alberhill – Valley 500 kV Constraint | Serrano – Alberhill – Valley 500 kV Constraint | Serrano – Alberhill – Valley 500 kV Constraint |  | 3 | 1 | YES | 1*
East of Pisgah Study Area | Vista (VEA) | 138 | 0 | 0 | 0 | 0 | 0 | 0 | 0 | 0 | 0 | 0 | 0 | 1 | 1 | 0 | 0 | 0 | 0 | 0 | 0 | 0 | 0 | 0 | 0 | 0 | 0 | 0 | 0 | 0 | 0 | 0 | 0 | 0 | 0 | 0 | 0 | 0 | 0 | 0 | 0 | 0 | 0 | 0 | 0 | 0 | 0 | 0 | 0 | 0 | 0 | 0 | 0 | 0 | 0 | 100 | 100 | 65 | 0 | 1 | 1 | 1 | 1 | 1 | 0 | 1 | -1676.114 | -1945.576 | -244.44 | GLW-VEA Area Constraint | GLW-VEA Area Constraint | GLW-VEA Area Constraint | 0 | 1 | 0 | 1 | 0 | 1 | -1676.114 | -1945.576 | -244.44 | GLW-VEA Area Constraint | GLW-VEA Area Constraint | GLW-VEA Area Constraint |  | 3 | 2 | YES | 2*
PG&E Fresno Study Area | Wahtoke | 115 | [40 empty] | 1 | 0 | 0 | 0 | 0 | 0 | 0 | 0 | 0 | 0 | 0 | 0 | 0 | 0 | 0 | 0 | 0 | 0 | 0 | 1 | 0 | 1 | 0 | 1 | -1257.1 | -1617.796 | -776.5979 | Moss Landing-Las Aguilas 230kV | Moss Landing-Las Aguilas 230kV | Moss Landing-Las Aguilas 230kV | 0 | 1 | 0 | 1 | 0 | 0 | -1257.1 | -1617.796 | 531.4021 | Moss Landing-Las Aguilas 230kV | Moss Landing-Las Aguilas 230kV | Moss Landing-Las Aguilas 230kV |  | 2 | 2 | FALSE | 2
SCE Metro Study Area | Walnut | 230 |  |  |  |  | 1 | [36 empty] | 0 | 0 | 0 | 0 | 0 | 0 | 0 | 0 | 0 | 0 | 0 | 0 | 0 | 0 | 300 | 0 | 1 | 0 | 0 | 0 | 0 | 0 | 0 | 1694 | 1694 | 6472 | SCE Metro Area | SCE Metro Area | SCE Metro Area | 0 | 0 | 0 | 0 | 0 | 0 | 1694 | 1694 | 6472 | SCE Metro Area | SCE Metro Area | SCE Metro Area |  | 1 | 1 | FALSE | 1
PG&E Fresno Study Area | Westley | 230 | [29 empty] | 1 | 1 |  | 1 |  |  |  |  | 1 |  |  |  | 0 | 0 | 0 | 0 | 4 | 0 | 0 | 0 | 0 | 0 | 0 | 0 | 91 | 119.32 | 99.5 | 0 | 1 | 3 | 1 | 3 | 1 | 0 | 0 | -3289.585 | -4376.339 | 217.9972 | Moss Landing-Los Banos 230kV | Moss Landing-Los Banos 230kV | Tesla-Westley 230kV Line | 2 | 1 | 2 | 1 | 0 | 0 | -3289.585 | -4376.339 | 217.9972 | Moss Landing-Los Banos 230kV | Moss Landing-Los Banos 230kV | Tesla-Westley 230kV Line |  | 3 | 3 | FALSE | 3
PG&E Fresno Study Area | West Fresno | 115 | [40 empty] | 1 | 0 | 0 | 0 | 0 | 0 | 0 | 0 | 0 | 0 | 0 | 0 | 0 | 0 | 0 | 0 | 0 | 0 | 0 | 1 | 0 | 1 | 0 | 1 | -1257.1 | -1617.796 | -776.5979 | Moss Landing-Las Aguilas 230kV | Moss Landing-Las Aguilas 230kV | Moss Landing-Las Aguilas 230kV | 0 | 1 | 0 | 1 | 0 | 0 | -1257.1 | -1617.796 | 531.4021 | Moss Landing-Las Aguilas 230kV | Moss Landing-Las Aguilas 230kV | Moss Landing-Las Aguilas 230kV |  | 2 | 2 | FALSE | 2
PG&E East Kern Study Area | Westpark | 115 | [28 empty] | 1 | 1 |  |  |  |  | 1 | [6 empty] | 0 | 0 | 0 | 0 | 0 | 0 | 0 | 0 | 0 | 0 | 0 | 0 | 0 | 0 | 0 | 0 | 0 | 3 | 0 | 3 | 0 | 1 | 0 | -2383.09 | -3238.646 | -9.6157 | Morro Bay-Templeton 230kV Line | Morro Bay-Templeton 230kV Line | Morro Bay-Templeton 230kV Line | 1 | 0 | 1 | 0 | 1 | 0 | -1644.4 | -2499.956 | -9.6157 | Morro Bay-Templeton 230kV Line | Morro Bay-Templeton 230kV Line | Morro Bay-Templeton 230kV Line |  | 3 | 3 | FALSE | 3
PG&E East Kern Study Area | Wheeler Ridge | 115 | [37 empty] | 1 |  |  |  | 0 | 0 | 0 | 0 | 0 | 0 | 0 | 0 | 0 | 0 | 0 | 0 | 170 | 155.321 | 117 | 0 | 1 | 0 | 1 | 0 | 1 | 0 | 0 | -3289.585 | -4376.339 | 670.0479 | Moss Landing-Los Banos 230kV | Moss Landing-Los Banos 230kV | Moss Landing-Los Banos 230kV | 0 | 1 | 0 | 1 | 0 | 0 | -3289.585 | -4376.339 | 670.0479 | Moss Landing-Los Banos 230kV | Moss Landing-Los Banos 230kV | Moss Landing-Los Banos 230kV |  | 2 | 2 | FALSE | 2
PG&E East Kern Study Area | Wheeler Ridge | 230 | [28 empty] | 1 | 1 |  |  |  |  | 1 |  | 1 | 1 |  |  |  | 0 | 0 | 0 | 0 | 0 | 0 | 0 | 0 | 0 | 0 | 0 | 0 | 210 | 240 | 170 | 0 | 1 | 3 | 2 | 3 | 2 | 1 | 0 | -3289.585 | -4376.339 | -9.6157 | Moss Landing-Los Banos 230kV | Moss Landing-Los Banos 230kV | Morro Bay-Templeton 230kV Line | 1 | 2 | 1 | 2 | 1 | 0 | -3289.585 | -4376.339 | -9.6157 | Moss Landing-Los Banos 230kV | Moss Landing-Los Banos 230kV | Morro Bay-Templeton 230kV Line |  | 3 | 3 | FALSE | 3
SCE Northern Area | Whirlwind | 500 |  |  | 1 | [38 empty] | 0 | 0 | 0 | 0 | 0 | 0 | 0 | 0 | 0 | 0 | 0 | 0 | 0 | 0 | 0 | 0 | 0 | 1 | 0 | 1 | 0 | 0 | 0 | -831.3723 | -1706.2892 | 3284.119 | Antelope – Vincent Constraint | Antelope – Vincent Constraint | Antelope – Vincent Constraint | 0 | 0 | 0 | 0 | 0 | 0 | 1868.6277 | 993.7108 | 3284.119 | Antelope – Vincent Constraint | Antelope – Vincent Constraint | Antelope – Vincent Constraint |  | 3 | 1 | YES | 1*
SCE Northern Area | Whirlwind | 230 |  |  | 1 | [38 empty] | 0 | 0 | 0 | 0 | 0 | 92.9 | 0 | 0 | 0 | 0 | 0 | 0 | 650 | 1878.995 | 1516.62 | 500 | 1 | 1 | 0 | 1 | 0 | 0 | 0 | -831.3723 | -1706.2892 | 3284.119 | Antelope – Vincent Constraint | Antelope – Vincent Constraint | Antelope – Vincent Constraint | 0 | 0 | 0 | 0 | 0 | 0 | 1868.6277 | 993.7108 | 3284.119 | Antelope – Vincent Constraint | Antelope – Vincent Constraint | Antelope – Vincent Constraint |  | 3 | 1 | YES | 1*
SCE Northern Area | Windhub | 500 |  |  | 1 | [38 empty] | 0 | 0 | 0 | 0 | 0 | 0 | 0 | 0 | 0 | 0 | 0 | 0 | 650 | 500 | 350 | 0 | 1 | 1 | 0 | 1 | 0 | 0 | 0 | -831.3723 | -1706.2892 | 3284.119 | Antelope – Vincent Constraint | Antelope – Vincent Constraint | Antelope – Vincent Constraint | 0 | 0 | 0 | 0 | 0 | 0 | 1868.6277 | 993.7108 | 3284.119 | Antelope – Vincent Constraint | Antelope – Vincent Constraint | Antelope – Vincent Constraint |  | 3 | 1 | YES | 1*
SCE Northern Area | Windhub | 230 |  | 1 | 1 | [38 empty] | 0 | 0 | 0 | 0 | 0 | 188 | 0 | 0 | 0 | 0 | 0 | 0 | 681 | 1153 | 1015.205 | 0 | 1 | 1 | 0 | 1 | 0 | 0 | 0 | -831.3723 | -1706.2892 | 1205.305 | Antelope – Vincent Constraint | Antelope – Vincent Constraint | Windhub 500/230 kV Transformer Constraint | 0 | 0 | 0 | 0 | 0 | 0 | 492.893 | 339.904 | 1205.305 | Windhub 500/230 kV Transformer Constraint | Windhub 500/230 kV Transformer Constraint | Windhub 500/230 kV Transformer Constraint |  | 3 | 1 | YES | 1*
PG&E North of Greater Bay Study Area | Woodland | 115 | [22 empty] | 1 | 1 | 1 | [16 empty] | 0 | 0 | 0 | 0 | 0 | 0 | 0 | 0 | 0 | 0 | 0 | 0 | 0 | 12 | 12 | 0 | 1 | 2 | 1 | 2 | 1 | 1 | 0 | -1774.29 | -1616.902 | -5.76 | Cortina -Vaca-Dixon 230kV Line | Cortina -Vaca-Dixon 230kV Line | Woodland-Davis 115 kV Lines | 2 | 1 | 2 | 1 | 1 | 0 | -1774.29 | -1616.902 | -5.76 | Cortina -Vaca-Dixon 230kV Line | Cortina -Vaca-Dixon 230kV Line | Woodland-Davis 115 kV Lines |  | 3 | 3 | FALSE | 3
PG&E North of Greater Bay Study Area | Wyandotte | 115 | [22 empty] | 1 | 1 | [17 empty] | 0 | 0 | 0 | 0 | 3.6 | 0 | 0 | 0 | 0 | 0 | 0 | 0 | 0 | 0 | 0 | 0 | 1 | 1 | 1 | 1 | 1 | 0 | 0 | -1774.29 | -1616.902 | 54.24 | Cortina -Vaca-Dixon 230kV Line | Cortina -Vaca-Dixon 230kV Line | Rio Oso-SPI-Lincoln 115 kV Line | 1 | 1 | 1 | 1 | 0 | 0 | -1774.29 | -1616.902 | 54.24 | Cortina -Vaca-Dixon 230kV Line | Cortina -Vaca-Dixon 230kV Line | Rio Oso-SPI-Lincoln 115 kV Line |  | 3 | 3 | FALSE | 3
[86 empty] | =IF(SUM(BK7,BM7,BO7)>0,3,IF(OR(AND(BL7>0,BQ7<-1000),AND(BN7>0,BR7<-1000),AND(BP7>0,BS7<-1000))=TRUE,3,IF(SUM(BL7,BN7,BP7)>0,2,1))) | =IF(SUM(BW7,BY7,CA7)>0,3,IF(OR(AND(BX7>0,CC7<-1000),AND(BZ7>0,CD7<-1000),AND(CB7>0,CE7<-1000))=TRUE,3,IF(SUM(BX7,BZ7,CB7)>0,2,1)))

## 2_Tx_Calculator
Transmission Calculator
Tab utilizes CAISO White Paper transmission information to calculate transmission capability usage and exceedance of mapped resources across all identified transmission constraints. |  |  | SCE Northern Area -- South of Magunden Constraint | Tehachapi – Windhub 500/230 kV Transformer Constraint | Tehachapi – Antelope – Vincent Constraint | Mesa – Laguna Bell Constraint | SCE Metro Area “Default” Constraint | South of Kramer – Kramer to Victor Area Constraint | South of Kramer –Victor to Lugo Constraint | Lugo 500/230 kV transformer constraint | Colorado River 500/230 kV Transformer Constraint | Devers-Red Bluff Constraint | Serrano-Alberhill-Valley Constraint | Eldorado 500/230 kV Transformer #5 onstraint | GLW-VEA Constraint | Mohave/Edorado 500 kV “Default” Constraint | East of Miguel Area Constraint | Imperial Valley Transformer Constraint | Encina-San Luis Rey Area Constraint | Internal San Diego Constraint | San Luis Rey-San Onofre Constraint | Silvergate-Bay Boulevard Constraint | SDG&E Orange County Area “Default” Constraint | Humboldt–Trinity 115 kV Line Constraint | Cortina-Vaca-Dixion 230kV Line Constraint | Rio Oso-SPI-Lincoln 115 kV Constraint | Woodland-Davis 115 kV Line Constraint | Vierra-Tracy-Kasson 115 kV On-Peak Constraint | Melones-Tulloch 115kV On-Peak Constraint | Contra Costa-Delta Switchyard 230kV line (Bay Area) Constraint | Midway-Gates 230 kV Line Constraint | Gates 500/230 kV Transformer Bank #13 Constraint | Los Banos 500/230kV Transformer Bank (Manning Substation) Constraint | Wilson-Storey-Borden 230 kV Constraint | Tesla-Westley 230 kV Constraint | Gates-Panoche #1 and #2 230 kV Constraint | Morro Bay-Templeton 230kV Line Constraint | Las Aguillas-Panoche 230 kV Line Constraint (OPDS) | Los Banos - Gates 500 kV Line Constraint (OPDS) | Moss Landing Los Banos 230 kV Line Constraint (OPDS) | Warnerville-Wilson 230 kV Line Constraint (OPDS) | Kern-Lamont-Stockdale 115 kV Line Constraint (OPDS) | Moss Landing - Aguillas 230 kV Constraint (OPDS) | Moss Landing 500 kV constraint | Morro Bay Offshore Wind constraint | Humboldt Offshore Wind constraint |  | Notes
|  | White Paper Name | South of Magunden Constraint | Windhub 500/230 kV Transformer Constraint | Antelope – Vincent Constraint | Laguna Bell – Mesa Constraint | SCE Metro Area | Kramer- Victor/Roadway -Victor Constraint | Victor-Lugo Constraint | Lugo 500/230 kV Transformer Constraint | Colorado River 500/230 kV Transformer Constraint | Devers – Red Bluff 500 kV Constraint | Serrano – Alberhill – Valley 500 kV Constraint | Eldorado 500/230 kV Transformer #5 Constraint | GLW-VEA Area Constraint | Mohave/Eldorado 500 kV | East of Miguel Constraint | Imperial Valley transformer Constraint | Encina-San Luis Rey Constraint | San Diego Internal Constraint | San Luis Rey-San Onofre Constraint | Silvergate-Bay Boulevard Constraint | Orange County Area | Humboldt-Trinity 115 kV Line | Cortina -Vaca-Dixon 230kV Line | Rio Oso-SPI-Lincoln 115 kV Line | Woodland-Davis 115 kV Lines | Vierra-Tracy-Kasson 115 kV Line | Melones-Tulloch 115 kV Line | Contra Costa-Delta Switchyard 230kV Line | Midway – Gates 230kV Line | Gates 500/230kV Bank #13 Constraint | Los Banos 500/230kV TB | Wilson-Storey-Borden #1 & #2 230 kV Lines | Tesla-Westley 230kV Line | Gates-Panoche #1 and #2 230kV Lines | Morro Bay-Templeton 230kV Line | Las Aguillas-Panoche #1 and #2 230kV | Los Bano-Gates #1 500kV line | Moss Landing-Los Banos 230kV | Warnerville-Wilson 230kV | Kern–Lamont-Stockdale 115kV Line | Moss Landing-Las Aguilas 230kV | Moss Landing 500kV | Morro Bay Offshore Wind | Humboldt Offshore Wind Line (Proposed)
|  | PTO area | SCE | SCE | SCE | SCE | SCE | SCE | SCE | SCE | SCE | SCE | SCE | SCE | SCE | SCE | SDGE | SDGE | SDGE | SDGE | SDGE | SDGE | SDGE | PGE | PGE | PGE | PGE | PGE | PGE | PGE | PGE | PGE | PGE | PGE | PGE | PGE | PGE | PGE | PGE | PGE | PGE | PGE | PGE | PGE | PGE | PGE
|  | Resource Area | Solar | Solar | Solar | Solar | Solar | Solar | Solar | Solar | Solar | Solar | Solar | Solar | Solar | Solar | Solar | Solar | Solar | Solar | Solar | Wind | Solar | Wind | Wind | WInd | WInd | WInd | WInd | Wind | Solar | Solar | Solar | Solar | Solar | Solar | Solar | Solar | Solar | Solar | Solar | Solar | Solar | Solar | Solar | Wind
|  | FCDS Limit Type | Actual | Actual | Actual | Default | Default | Actual | Actual | Actual | Actual | Actual | Actual | Actual | Default | Default | Actual | Actual | Actual | Actual | Actual | Actual | Default | Actual | Actual | Default | Actual | Actual | Actual | Actual | Actual | Actual | Actual | Actual | Actual | Actual | Actual | Default | Default | Default | Default | Default | Default | Default | Default | Default
|  | EODS Limit Type | Default | Actual | Default | Default | Default | Actual | Default | Default | Default | Actual | Default | Default | Default | Default | Actual | Default | Default | Actual | Default | Default | Default | Default | Default | Default | Default | Default | Default | Default | Default | Actual | Default | Default | Default | Default | Default | Actual | Actual | Actual | Actual | Actual | Actual | Default | Default | Default
Summary Info |  | Mapped OOS or OSW | No | No | No | No | No | No | No | No | No | Yes | Yes | No | No | Yes | No | No | No | No | No | No | No | No | No | No | No | No | No | No | No | No | No | No | No | Yes | No | No | No | No | No | No | No | No | No | Yes
Transmission Capacity |  | FCDS | 670 | 1685 | 4040 | 3178 | 4083 | 826 | 1156 | 1576 | 1490 | 5400 | 5700 | 3360 | 1300 | 1560 | 731 | 1959 | 1000 | 968 | 1500 | 1202 | 450 | 20.52 | 454 | 96 | 63.5 | 149.21 | 126.3 | 1523 | 1431 | 3151 | 1573 | 113 | 1098 | 10830 | 1707.56 | 334 | 1265 | 1611 | 272 | 100 | 316 | 1500 | 0 | 0
|  | EODS | 1024 | 1685 | 5171 | 2708 | 4083 | 1237.02 | 1311 | 1619 | 1739 | 5820 | 11800 | 3360 | 1379 | 1560 | 950 | 1959 | 3035 | 290 | 3281 | 2163 | 450 | 63 | 795 | 124 | 64 | 247 | 239 | 1523 | 2568 | 3279 | 2534 | 816 | 1098 | 10830 | 1903 | 516 | 2595 | 3102 | 737 | 124.8 | 0 | 1500 | 0 | 0
Remaing Transmission Headroom |  | HSN | 129.6 | 492.893 | 1868.6277 | 156.32 | 1694 | -80 | 15.64 | 464.04 | 547.6 | 2054.5074 | 1021.0239 | 255.936 | -1676.114 | -745.7554 | 0.05 | 1775.25 | 2373.05 | 835.05 | 3424.05 | 521.05 | 170 | -32.065 | -1774.29 | -41.6 | -34.8538 | 140.21 | 117.3 | 1197.0042 | 1343.18 | 3340.65 | -930.91 | -772.6 | -246.89 | 4720.54 | -1644.4 | -1149.1 | -3175.295 | -3289.585 | -1181.6 | -198 | -1257.1 | 1100 | 0 | 120 | * | Yellow Highlighted Cells are negative values indicating transmisison limit has been exceeded
|  | SSN | 1.2 | 339.904 | 993.7108 | 3.845 | 1694 | -243.71 | -183.38 | 251.77 | 419.2 | 1970.5864 | 889.1374 | 108.624 | -1945.576 | 101.7086 | 14.15 | 1728.75 | 2461.55 | 923.55 | 3512.55 | 609.55 | 170 | -7.467 | -1616.902 | -96.32 | -89.5738 | 140.21 | 117.3 | 1381.1282 | 626.788 | 2413.478 | -1594.514 | -1030.696 | -548.87 | 5609.588 | -2499.956 | -1509.796 | -4072.245 | -4376.339 | -1457.936 | -257.28 | -1617.796 | 1100 | 0 | 881.344 | * | Blue highlited cells indacte where the transmission capability has been expanded by triggering upgrade from White Paper
|  | EODS | 589.5361 | 1205.305 | 3284.119 | 3046.8162 | 6472 | 1387.3628 | 893.0392 | 1029.5392 | 1484 | 4498.0826 | 8656.2526 | 1684.56 | -244.44 | -384.1966 | 1.04 | 1694.23 | 4394.13 | 1778.13 | 4640.13 | 1779.96 | 730 | -97.858 | 287.497 | 54.24 | -5.76 | 247 | 239 | 2018.857 | 1363.1343 | 2311.1315 | 750.4472 | 280.29 | 217.9972 | 6557.0843 | -9.6157 | 683.2021 | 707.5443 | 670.0479 | 109.8321 | 14.8 | 531.4021 | 1900 | 0 | 120
White Paper Transmission Upgrade Info |  | FCDS AMOUNT | 840 | 2395 | 2700 | N/A | N/A | 430 | 430 | 980 | 1000 | 3100 | 3648 | 400 | N/A | N/A | 1412 | 400 | 3718 | 2067 | 4269 | 2119 | N/A | 57.3983 | 2838.4655 | N/A | 35.6462 | 125.33 | 45.6888 | 1476.0142 | 3136.64 | 4453 | N/A | 96 | 114 | 378 | 738.69 | N/A | N/A | N/A | N/A | N/A | N/A | N/A | 3100 | 1607
|  | Cost (millions): | 1197 | 1126 | 15 | - | - | 108 | 226 | 70 | 74 | 1022 | 1480 | 70 | - | - | 3680 | 214 | 102 | 89 | 237 | 31 | - | 158 | 3531 | - | 11 | 15 | 18 | 505 | 142 | 39.6 | N/A | 232.1 | 89.9 | 259 | 1248 | N/A | N/A | N/A | N/A | N/A | N/A | N/A | 110 | 2300
|  | EODS AMOUNT | N/A | 1385 | N/A | N/A | N/A | 480 | N/A | N/A | 1000 | 1876 | N/A | N/A | N/A | N/A | 943 | N/A | N/A | 274 | N/A | N/A | N/A | N/A | N/A | N/A | N/A | N/A | N/A | N/A | N/A | 964 | N/A | N/A | N/A | N/A | N/A | 939 | 2076 | 1822 | 364 | 30 | 1308 | N/A | 3100 | 1607
|  | Cost (millions): | N/A | 1126 | N/A | N/A | N/A | 108 | N/A | N/A | 74 | 1022 | N/A | N/A | N/A | N/A | 3680 | N/A | N/A | 89 | N/A | N/A | N/A | N/A | N/A | N/A | N/A | N/A | N/A | N/A | 142 | 39.6 | N/A | N/A | N/A | 259 | 1248 | 316.6 | 640 | 67.8 | 36.1 | 83.7 | 47.7 | N/A | 110 | 2300
|  | ARE SAME | NO | YES | NO | NO | NO | YES | NO | NO | YES | YES | NO | NO | YES | NO | YES | NO | NO | YES | NO | NO | NO | NO | NO | NO | NO | NO | NO | NO | YES | YES | NO | NO | NO | YES | YES | NO | NO | NO | NO | NO | NO | NO | YES | YES
|  | Trigger WhitePaper Upgrade |  |  | YES |  |  | YES | YES | YES |  | YES | YES | YES |  |  |  |  | YES | YES | YES | [5 empty] | YES |  |  | YES | YES | YES |  | YES | YES |  | YES | YES |  |  |  |  | YES |  |  | YES | * | Exceedences do not always result in staff triggering upgrade
Calculation Work
FCDS | Mapped MWs
|  | Wind | 0 | 188 | 280.9 | 0 | 0 | 0 | 0 | 100 | 0 | 124 | 239.5 | 792 | 442 | 136 | 600 | 0 | 600 | 600 | 600 | 600 | 0 | 49 | 626 | 0 | 0 | 0 | 0 | 434 | 188 | 374 | 374 | 0 | 186 | 188 | 434 | 0 | 347 | 533 | 0 | 0 | 0 | 0 | 0 | 0
|  | Solar | 400 | 681 | 3031 | 475 | 0 | 510 | 620 | 770 | 400 | 2717 | 2992 | 1320 | 1320 | 0 | 325 | 125 | 125 | 125 | 125 | 125 | 0 | 0 | 344 | 120 | 120 | 0 | 0 | 74 | 1778 | 2445 | 1867 | 566 | 867 | 1738 | 2354 | 791 | 2349 | 2970 | 606 | 130 | 791 | 0 | 0 | 0
|  | Offshore Wind | 0 | 0 | 0 | 0 | 0 | 0 | 0 | 0 | 0 | 0 | 0 | 0 | 0 | 0 | 0 | 0 | 0 | 0 | 0 | 0 | 0 | 0 | 0 | 0 | 0 | 0 | 0 | 0 | 0 | 0 | 0 | 0 | 0 | 3100 | 0 | 0 | 0 | 0 | 0 | 0 | 0 | 0 | 0 | 1487
|  | OOS Wind | 0 | 0 | 0 | 0 | 0 | 0 | 0 | 0 | 0 | 2328 | 2328 | 0 | 0 | 2500 | 0 | 0 | 0 | 0 | 0 | 0 | 0 | 0 | 0 | 0 | 0 | 0 | 0 | 0 | 0 | 0 | 0 | 0 | 0 | 0 | 0 | 0 | 0 | 0 | 0 | 0 | 0 | 0 | 0 | 0
|  | Geothermal | 0 | 0 | 0 | 0 | 0 | 48 | 48 | 48 | 0 | 0 | 900 | 440 | 440 | 327 | 0 | 0 | 0 | 0 | 0 | 0 | 0 | 0 | 79 | 0 | 0 | 0 | 0 | 79 | 0 | 0 | 0 | 0 | 0 | 0 | 0 | 0 | 0 | 0 | 0 | 0 | 0 | 0 | 0 | 0
|  | Biomass | 10 | 0 | 10 | 13.74 | 0 | 0 | 2.7 | 2.7 | 0 | 0 | 3 | 0 | 0 | 0 | 0 | 0 | 0 | 0 | 0 | 0 | 0 | 0 | 85.6 | 3.6 | 0 | 9 | 9 | 35 | 2 | 11 | 9 | 0 | 9 | 0 | 7 | 0 | 11 | 9 | 0 | 0 | 0 | 0 | 0 | 0
|  | Li_Battery | 488 | 1015.205 | 3883.625 | 2957.59 | 2389 | 1233.94 | 1453.94 | 1903.94 | 900 | 3828.6626 | 4713.6626 | 2483 | 2150 | 228.0034 | 519 | 180 | 1639 | 1494 | 1639 | 475 | 280 | 20 | 1613 | 122 | 122 | 0 | 0 | 1392 | 2619.64 | 3459.14 | 2059.5 | 925 | 1239.5 | 2410.64 | 3259.64 | 1404 | 3663.64 | 3940.14 | 1393 | 285 | 1494 | 400 | 0 | 0
|  | PSH | 0 | 0 | 500 | 0 | 0 | 0 | 0 | 0 | 0 | 700 | 700 | 0 | 0 | 0 | 0 | 0 | 500 | 500 | 500 | 0 | 0 | 0 | 0 | 0 | 0 | 0 | 0 | 0 | 300 | 300 | 0 | 0 | 0 | 300 | 300 | 0 | 300 | 300 | 0 | 0 | 0 | 0 | 0 | 0
EODS | Mapped MWs
|  | Wind | 0 | 0 | 0 | 0 | 0 | 0 | 0 | 0 | 0 | 0 | 0 | 0 | 0 | 0 | 0 | 0 | 0 | 0 | 0 | 0 | 0 | 47.6 | 546.1 | 0 | 0 | 0 | 0 | 358.1 | 0 | 0 | 0 | 0 | 0 | 0 | 0 | 0 | 0 | 0 | 0 | 0 | 0 | 0 | 0 | 0
|  | Solar | 798.005 | 1153 | 4952 | 2926.005 | 0 | 1520.6457 | 1811.04 | 2411.04 | 1100 | 5221 | 5959 | 3628 | 3328 | 568 | 1199 | 438 | 528 | 528 | 528 | 528 | 0 | 0 | 1512 | 162 | 162 | 0 | 0 | 510 | 3338.1844 | 4550.5044 | 2789.32 | 1283 | 1712.32 | 3073.1844 | 4331.1844 | 1963.1746 | 4864.1844 | 5178.8254 | 1951.1746 | 370 | 2083.1746 | 0 | 0 | 0
|  | Offshore Wind | 0 | 0 | 0 | 0 | 0 | 0 | 0 | 0 | 0 | 0 | 0 | 0 | 0 | 0 | 0 | 0 | 0 | 0 | 0 | 0 | 0 | 120 | 120 | 0 | 0 | 0 | 0 | 0 | 0 | 0 | 0 | 0 | 0 | 0 | 0 | 0 | 0 | 0 | 0 | 0 | 0 | 0 | 0 | 0
|  | OOS Wind | 0 | 0 | 0 | 0 | 0 | 0 | 0 | 0 | 0 | 0 | 0 | 0 | 0 | 0 | 0 | 0 | 0 | 0 | 0 | 0 | 0 | 0 | 0 | 0 | 0 | 0 | 0 | 0 | 0 | 0 | 0 | 0 | 0 | 0 | 0 | 0 | 0 | 0 | 0 | 0 | 0 | 0 | 0 | 0
Geothermal
Biomass
Li_Battery
PSH
| HSN Output | HSN
|  | Wind | 0 | 104.716 | 156.4613 | 0 | 0 | 0 | 0 | 55.7 | 0 | 69.068 | 133.4015 | 441.144 | 246.194 | 75.752 | 202.2 | 0 | 202.2 | 202.2 | 202.2 | 202.2 | 0 | 32.585 | 416.29 | 0 | 0 | 0 | 0 | 288.61 | 125.02 | 248.71 | 248.71 | 0 | 123.69 | 125.02 | 288.61 | 0 | 230.755 | 354.445 | 0 | 0 | 0 | 0 | 0 | 0
|  | Solar | 42.4 | 72.186 | 321.286 | 50.35 | 0 | 54.06 | 65.72 | 81.62 | 42.4 | 288.002 | 317.152 | 139.92 | 139.92 | 0 | 9.75 | 3.75 | 3.75 | 3.75 | 3.75 | 3.75 | 0 | 0 | 34.4 | 12 | 12 | 0 | 0 | 7.4 | 177.8 | 244.5 | 186.7 | 56.6 | 86.7 | 173.8 | 235.4 | 79.1 | 234.9 | 297 | 60.6 | 13 | 79.1 | 0 | 0 | 0
|  | Offshore Wind | [28 empty] | 0 | 0 | 0 | 0 | 0 | 3100 | 0 | 0 | 0 | 0 | 0 | 0 | 0 | 0 | 0 | 1487
|  | OOS Wind | [9 empty] | 1559.76 | 1559.76 |  |  | 1675 | 0
|  | Geothermal | 0 | 0 | 0 | 0 | 0 | 48 | 48 | 48 | 0 | 0 | 900 | 440 | 440 | 327 | 0 | 0 | 0 | 0 | 0 | 0 | 0 | 0 | 79 | 0 | 0 | 0 | 0 | 79 | 0 | 0 | 0 | 0 | 0 | 0 | 0 | 0 | 0 | 0 | 0 | 0 | 0 | 0 | 0 | 0
|  | Biomass | 10 | 0 | 10 | 13.74 | 0 | 0 | 2.7 | 2.7 | 0 | 0 | 3 | 0 | 0 | 0 | 0 | 0 | 0 | 0 | 0 | 0 | 0 | 0 | 85.6 | 3.6 | 0 | 9 | 9 | 35 | 2 | 11 | 9 | 0 | 9 | 0 | 7 | 0 | 11 | 9 | 0 | 0 | 0 | 0 | 0 | 0
|  | Li_Battery | 488 | 1015.205 | 3883.625 | 2957.59 | 2389 | 1233.94 | 1453.94 | 1903.94 | 900 | 3828.6626 | 4713.6626 | 2483 | 2150 | 228.0034 | 519 | 180 | 1639 | 1494 | 1639 | 475 | 280 | 20 | 1613 | 122 | 122 | 0 | 0 | 1392 | 2619.64 | 3459.14 | 2059.5 | 925 | 1239.5 | 2410.64 | 3259.64 | 1404 | 3663.64 | 3940.14 | 1393 | 285 | 1494 | 400 | 0 | 0
|  | PSH | 0 | 0 | 500 | 0 | 0 | 0 | 0 | 0 | 0 | 700 | 700 | 0 | 0 | 0 | 0 | 0 | 500 | 500 | 500 | 0 | 0 | 0 | 0 | 0 | 0 | 0 | 0 | 0 | 300 | 300 | 0 | 0 | 0 | 300 | 300 | 0 | 300 | 300 | 0 | 0 | 0 | 0 | 0 | 0
|  | Total | 540.4 | 1192.107 | 4871.3723 | 3021.68 | 2389 | 1336 | 1570.36 | 2091.96 | 942.4 | 6445.4926 | 8326.9761 | 3504.064 | 2976.114 | 2305.7554 | 730.95 | 183.75 | 2344.95 | 2199.95 | 2344.95 | 680.95 | 280 | 52.585 | 2228.29 | 137.6 | 134 | 9 | 9 | 1802.01 | 3224.46 | 4263.35 | 2503.91 | 981.6 | 1458.89 | 6109.46 | 4090.65 | 1483.1 | 4440.295 | 4900.585 | 1453.6 | 298 | 1573.1 | 400 | 0 | 1487
| SSN Output | SSN
|  | Wind | 0 | 39.104 | 58.4272 | 0 | 0 | 0 | 0 | 20.8 | 0 | 25.792 | 49.816 | 164.736 | 91.936 | 28.288 | 67.2 | 0 | 67.2 | 67.2 | 67.2 | 67.2 | 0 | 7.987 | 102.038 | 0 | 0 | 0 | 0 | 70.742 | 30.644 | 60.962 | 60.962 | 0 | 30.318 | 30.644 | 70.742 | 0 | 56.561 | 86.879 | 0 | 0 | 0 | 0 | 0 | 0
|  | Solar | 170.8 | 290.787 | 1294.237 | 202.825 | 0 | 217.77 | 264.74 | 328.79 | 170.8 | 1160.159 | 1277.584 | 563.64 | 563.64 | 0 | 130.65 | 50.25 | 50.25 | 50.25 | 50.25 | 50.25 | 0 | 0 | 191.264 | 66.72 | 66.72 | 0 | 0 | 41.144 | 988.568 | 1359.42 | 1038.052 | 314.696 | 482.052 | 966.328 | 1308.824 | 439.796 | 1306.044 | 1651.32 | 336.936 | 72.28 | 439.796 | 0 | 0 | 0
|  | Offshore Wind | 0 | 0 | 0 | 0 | 0 | 0 | 0 | 0 | 0 | 0 | 0 | 0 | 0 | 0 | 0 | 0 | 0 | 0 | 0 | 0 | 0 | 0 | 0 | 0 | 0 | 0 | 0 | 0 | 0 | 0 | 0 | 0 | 0 | 1512.8 | 0 | 0 | 0 | 0 | 0 | 0 | 0 | 0 | 0 | 725.656
|  | OOS Wind | 0 | 0 | 0 | 0 | 0 | 0 | 0 | 0 | 0 | 814.8 | 814.8 | 0 | 0 | 875 | 0 | 0 | 0 | 0 | 0 | 0 | 0 | 0 | 0 | 0 | 0 | 0 | 0 | 0 | 0 | 0 | 0 | 0 | 0 | 0 | 0 | 0 | 0 | 0 | 0 | 0 | 0 | 0 | 0 | 0
|  | Geothermal | 0 | 0 | 0 | 0 | 0 | 48 | 48 | 48 | 0 | 0 | 900 | 440 | 440 | 327 | 0 | 0 | 0 | 0 | 0 | 0 | 0 | 0 | 79 | 0 | 0 | 0 | 0 | 79 | 0 | 0 | 0 | 0 | 0 | 0 | 0 | 0 | 0 | 0 | 0 | 0 | 0 | 0 | 0 | 0
|  | Biomass | 10 | 0 | 10 | 13.74 | 0 | 0 | 2.7 | 2.7 | 0 | 0 | 3 | 0 | 0 | 0 | 0 | 0 | 0 | 0 | 0 | 0 | 0 | 0 | 85.6 | 3.6 | 0 | 9 | 9 | 35 | 2 | 11 | 9 | 0 | 9 | 0 | 7 | 0 | 11 | 9 | 0 | 0 | 0 | 0 | 0 | 0
|  | Li_Battery | 488 | 1015.205 | 3883.625 | 2957.59 | 2389 | 1233.94 | 1453.94 | 1903.94 | 900 | 3828.6626 | 4713.6626 | 2483 | 2150 | 228.0034 | 519 | 180 | 1639 | 1494 | 1639 | 475 | 280 | 20 | 1613 | 122 | 122 | 0 | 0 | 1392 | 2619.64 | 3459.14 | 2059.5 | 925 | 1239.5 | 2410.64 | 3259.64 | 1404 | 3663.64 | 3940.14 | 1393 | 285 | 1494 | 400 | 0 | 0
|  | PSH | 0 | 0 | 500 | 0 | 0 | 0 | 0 | 0 | 0 | 700 | 700 | 0 | 0 | 0 | 0 | 0 | 500 | 500 | 500 | 0 | 0 | 0 | 0 | 0 | 0 | 0 | 0 | 0 | 300 | 300 | 0 | 0 | 0 | 300 | 300 | 0 | 300 | 300 | 0 | 0 | 0 | 0 | 0 | 0
|  | Total | 668.8 | 1345.096 | 5746.2892 | 3174.155 | 2389 | 1499.71 | 1769.38 | 2304.23 | 1070.8 | 6529.4136 | 8458.8626 | 3651.376 | 3245.576 | 1458.2914 | 716.85 | 230.25 | 2256.45 | 2111.45 | 2256.45 | 592.45 | 280 | 27.987 | 2070.902 | 192.32 | 188.72 | 9 | 9 | 1617.886 | 3940.852 | 5190.522 | 3167.514 | 1239.696 | 1760.87 | 5220.412 | 4946.206 | 1843.796 | 5337.245 | 5987.339 | 1729.936 | 357.28 | 1933.796 | 400 | 0 | 725.656
| FCDS Capacity |  | 670 | 1685 | 4040 | 3178 | 4083 | 826 | 1156 | 1576 | 1490 | 5400 | 5700 | 3360 | 1300 | 1560 | 731 | 1959 | 1000 | 968 | 1500 | 1202 | 450 | 20.52 | 454 | 96 | 63.5 | 149.21 | 126.3 | 1523 | 1431 | 3151 | 1573 | 113 | 1098 | 10830 | 1707.56 | 334 | 1265 | 1611 | 272 | 100 | 316 | 1500 | 0 | 0
| Remaining Capacity SSN |  | 1.2 | 339.904 | -1706.2892 | 3.845 | 1694 | -673.71 | -613.38 | -728.23 | 419.2 | -1129.4136 | -2758.8626 | -291.376 | -1945.576 | 101.7086 | 14.15 | 1728.75 | -1256.45 | -1143.45 | -756.45 | 609.55 | 170 | -7.467 | -1616.902 | -96.32 | -125.22 | 140.21 | 117.3 | -94.886 | -2509.852 | -2039.522 | -1594.514 | -1126.696 | -662.87 | 5609.588 | -3238.646 | -1509.796 | -4072.245 | -4376.339 | -1457.936 | -257.28 | -1617.796 | 1100 | 0 | -725.656
| Remaining Capacity HSN |  | 129.6 | 492.893 | -831.3723 | 156.32 | 1694 | -510 | -414.36 | -515.96 | 547.6 | -1045.4926 | -2626.9761 | -144.064 | -1676.114 | -745.7554 | 0.05 | 1775.25 | -1344.95 | -1231.95 | -844.95 | 521.05 | 170 | -32.065 | -1774.29 | -41.6 | -70.5 | 140.21 | 117.3 | -279.01 | -1793.46 | -1112.35 | -930.91 | -868.6 | -360.89 | 4720.54 | -2383.09 | -1149.1 | -3175.295 | -3289.585 | -1181.6 | -198 | -1257.1 | 1100 | 0 | -1487
| FCDS Upgrade Capacity |  | 840 | 2395 | 2700 | N/A | N/A | 430 | 430 | 980 | 1000 | 3100 | 3648 | 400 | N/A | N/A | 1412 | 400 | 3718 | 2067 | 4269 | 2119 | N/A | 57.3983 | 2838.4655 | N/A | 35.6462 | 125.33 | 45.6888 | 1476.0142 | 3136.64 | 4453 | N/A | 96 | 114 | 378 | 738.69 | N/A | N/A | N/A | N/A | N/A | N/A | N/A | 3100 | 1607
| Remaining Capacity SSN w/ Upgrade |  | Not Needed | Not Needed | 993.7108 | Not Needed | Not Needed | -243.71 | -183.38 | 251.77 | Not Needed | 1970.5864 | 889.1374 | 108.624 | #VALUE! | Not Needed | Not Needed | Not Needed | 2461.55 | 923.55 | 3512.55 | Not Needed | Not Needed | 49.9313 | 1221.5635 | #VALUE! | -89.5738 | Not Needed | Not Needed | 1381.1282 | 626.788 | 2413.478 | #VALUE! | -1030.696 | -548.87 | Not Needed | -2499.956 | #VALUE! | #VALUE! | #VALUE! | #VALUE! | #VALUE! | #VALUE! | Not Needed | Not Needed | 881.344
| Remaining Capacity HSN w/ Upgrade |  | Not Needed | Not Needed | 1868.6277 | Not Needed | Not Needed | -80 | 15.64 | 464.04 | Not Needed | 2054.5074 | 1021.0239 | 255.936 | #VALUE! | #VALUE! | Not Needed | Not Needed | 2373.05 | 835.05 | 3424.05 | Not Needed | Not Needed | 25.3333 | 1064.1755 | #VALUE! | -34.8538 | Not Needed | Not Needed | 1197.0042 | 1343.18 | 3340.65 | #VALUE! | -772.6 | -246.89 | Not Needed | -1644.4 | #VALUE! | #VALUE! | #VALUE! | #VALUE! | #VALUE! | #VALUE! | Not Needed | Not Needed | 120
| EODS Output | EODS
|  | Wind | 0 | 82.72 | 123.596 | 0 | 0 | 0 | 0 | 44 | 0 | 54.56 | 105.38 | 348.48 | 194.48 | 59.84 | 264 | 0 | 264 | 264 | 264 | 414 | 0 | 60.858 | 738.423 | 0 | 0 | 0 | 0 | 499.023 | 82.72 | 164.56 | 164.56 | 0 | 81.84 | 82.72 | 190.96 | 0 | 152.68 | 234.52 | 0 | 0 | 0 | 0 | 0 | 0
|  | Solar | 922.4639 | 1412.18 | 6146.91 | 2618.7739 | 0 | 1563.5972 | 1871.9008 | 2449.4008 | 1155 | 6112.26 | 6892.27 | 3809.96 | 3578.96 | 437.36 | 1203.96 | 444.77 | 515.87 | 515.87 | 515.87 | 444.04 | 0 | 0 | 1262.08 | 191.76 | 191.76 | 0 | 0 | 397.12 | 4041.7857 | 5526.4485 | 3678.4928 | 1460.71 | 2037.6628 | 3800.8357 | 5281.2957 | 2175.7979 | 5698.4157 | 6437.5721 | 2020.1679 | 395 | 2270.5979 | 0 | 0 | 0
|  | Offshore Wind |  |  |  | 0 | 0 | 0 | 0 | 0 | 0 | 0 | 0 | 0 | 0 | 0 | 0 | 0 | 0 | 0 | 0 | 0 | 0 | 120 | 120 | 0 | 0 | 0 | 0 | 0 | 0 | 0 | 0 | 0 | 0 | 3100 | 0 | 0 | 0 | 0 | 0 | 0 | 0 | 0 | 0 | 1487
|  | OOS Wind |  |  |  |  | 0 | 0 | 0 | 0 | 0 | 1559.76 | 1559.76 | 0 | 0 | 1675 | 0 | 0 | 0 | 0 | 0 | 0 | 0 | 0 | 0 | 0 | 0 | 0 | 0 | 0 | 0 | 0 | 0 | 0 | 0 | 0 | 0 | 0 | 0 | 0 | 0 | 0 | 0 | 0 | 0 | 0
|  | Geothermal | 0 | 0 | 0 | 0 | 0 | 0 | 0 | 0 | 0 | 0 | 0 | 0 | 0 | 0 | 0 | 0 | 0 | 0 | 0 | 0 | 0 | 0 | 0 | 0 | 0 | 0 | 0 | 0 | 0 | 0 | 0 | 0 | 0 | 0 | 0 | 0 | 0 | 0 | 0 | 0 | 0 | 0 | 0 | 0
|  | Biomass | 0 | 0 | 0 | 0 | 0 | 0 | 0 | 0 | 0 | 0 | 0 | 0 | 0 | 0 | 0 | 0 | 0 | 0 | 0 | 0 | 0 | 0 | 0 | 0 | 0 | 0 | 0 | 0 | 0 | 0 | 0 | 0 | 0 | 0 | 0 | 0 | 0 | 0 | 0 | 0 | 0 | 0 | 0 | 0
|  | Li_Battery | -488 | -1015.205 | -3883.625 | -2957.59 | -2389 | -1233.94 | -1453.94 | -1903.94 | -900 | -3828.6626 | -4713.6626 | -2483 | -2150 | -228.0034 | -519 | -180 | -1639 | -1494 | -1639 | -475 | -280 | -20 | -1613 | -122 | -122 | 0 | 0 | -1392 | -2619.64 | -3459.14 | -2059.5 | -925 | -1239.5 | -2410.64 | -3259.64 | -1404 | -3663.64 | -3940.14 | -1393 | -285 | -1494 | -400 | 0 | 0
|  | PSH | 0 | 0 | -500 | 0 | 0 | 0 | 0 | 0 | 0 | -700 | -700 | 0 | 0 | 0 | 0 | 0 | -500 | -500 | -500 | 0 | 0 | 0 | 0 | 0 | 0 | 0 | 0 | 0 | -300 | -300 | 0 | 0 | 0 | -300 | -300 | 0 | -300 | -300 | 0 | 0 | 0 | 0 | 0 | 0
|  | Total | 434.4639 | 479.695 | 1886.881 | -338.8162 | -2389 | 329.6572 | 417.9608 | 589.4608 | 255 | 3197.9174 | 3143.7474 | 1675.44 | 1623.44 | 1944.1966 | 948.96 | 264.77 | -1359.13 | -1214.13 | -1359.13 | 383.04 | -280 | 160.858 | 507.503 | 69.76 | 69.76 | 0 | 0 | -495.857 | 1204.8657 | 1931.8685 | 1783.5528 | 535.71 | 880.0028 | 4272.9157 | 1912.6157 | 771.7979 | 1887.4557 | 2431.9521 | 627.1679 | 110 | 776.5979 | -400 | 0 | 1487
| EODS Capacity |  | 1024 | 1685 | 5171 | 2708 | 4083 | 1237.02 | 1311 | 1619 | 1739 | 5820 | 11800 | 3360 | 1379 | 1560 | 950 | 1959 | 3035 | 290 | 3281 | 2163 | 450 | 63 | 795 | 124 | 64 | 247 | 239 | 1523 | 2568 | 3279 | 2534 | 816 | 1098 | 10830 | 1903 | 516 | 2595 | 3102 | 737 | 124.8 | 0 | 1500 | 0 | 0
| Remaining Capacity EODS |  | 589.5361 | 1205.305 | 3284.119 | 3046.8162 | 6472 | 907.3628 | 893.0392 | 1029.5392 | 1484 | 2622.0826 | 8656.2526 | 1684.56 | -244.44 | -384.1966 | 1.04 | 1694.23 | 4394.13 | 1504.13 | 4640.13 | 1779.96 | 730 | -97.858 | 287.497 | 54.24 | -5.76 | 247 | 239 | 2018.857 | 1363.1343 | 1347.1315 | 750.4472 | 280.29 | 217.9972 | 6557.0843 | -9.6157 | -255.7979 | 707.5443 | 670.0479 | 109.8321 | 14.8 | -776.5979 | 1900 | 0 | -1487
| EODS Upgrade Capacity |  | N/A | 1385 | N/A | N/A | N/A | 480 | N/A | N/A | 1000 | 1876 | N/A | N/A | N/A | N/A | 943 | N/A | N/A | 274 | N/A | N/A | N/A | N/A | N/A | N/A | N/A | N/A | N/A | N/A | N/A | 964 | N/A | N/A | N/A | N/A | N/A | 939 | 2076 | 1822 | 364 | 30 | 1308 | N/A | 3100 | 1607
| Remaining Capacity EODS w/ Upgrade |  | Not Needed | Not Needed | Not Needed | Not Needed | Not Needed | Not Needed | Not Needed | Not Needed | Not Needed | Not Needed | Not Needed | Not Needed | #VALUE! | #VALUE! | Not Needed | Not Needed | Not Needed | Not Needed | Not Needed | Not Needed | Not Needed | #VALUE! | Not Needed | Not Needed | #VALUE! | Not Needed | Not Needed | Not Needed | Not Needed | Not Needed | Not Needed | Not Needed | Not Needed | Not Needed | #VALUE! | 683.2021 | Not Needed | Not Needed | Not Needed | Not Needed | 531.4021 | Not Needed | Not Needed | 120

## Res_by_SubTx
Working tab to match mapped resources to proper constraints.
Utilized to produce Tx_Calculator tab results. |  |  | Mapped Resources | [12 empty] | Substation Constraints determined from updated CAISO 2021 Transmission Capability Estimates White Paper and 21-22 TPP Information, March 2022 | [43 empty] | RESOLVE Resouce Names per substation
|  |  | Geothermal | Biomass | Wind | Wind | OOS Wind | OOS Wind | Offshore Wind | Offshore Wind | Distributed Solar | Solar | Solar | Li_Battery | PSH | SCE Northern Area -- South of Magunden Constraint | Tehachapi – Windhub 500/230 kV Transformer Constraint | Tehachapi – Antelope – Vincent Constraint | Mesa – Laguna Bell Constraint | SCE Metro Area “Default” Constraint | South of Kramer – Kramer to Victor Area Constraint | South of Kramer –Victor to Lugo Constraint | Lugo 500/230 kV transformer constraint | Colorado River 500/230 kV Transformer Constraint | Devers-Red Bluff Constraint | Serrano-Alberhill-Valley Constraint | Eldorado 500/230 kV Transformer #5 onstraint | GLW-VEA Constraint | Mohave/Edorado 500 kV “Default” Constraint | East of Miguel Area Constraint | Imperial Valley Transformer Constraint | Encina-San Luis Rey Area Constraint | Internal San Diego Constraint | San Luis Rey-San Onofre Constraint | Silvergate-Bay Boulevard Constraint | SDG&E Orange County Area “Default” Constraint | Humboldt–Trinity 115 kV Line Constraint | Cortina-Vaca-Dixion 230kV Line Constraint | Rio Oso-SPI-Lincoln 115 kV Constraint | Woodland-Davis 115 kV Line Constraint | Vierra-Tracy-Kasson 115 kV On-Peak Constraint | Melones-Tulloch 115kV On-Peak Constraint | Contra Costa-Delta Switchyard 230kV line (Bay Area) Constraint | Midway-Gates 230 kV Line Constraint | Gates 500/230 kV Transformer Bank #13 Constraint | Los Banos 500/230kV Transformer Bank (Manning Substation) Constraint | Wilson-Storey-Borden 230 kV Constraint | Tesla-Westley 230 kV Constraint | Gates-Panoche #1 and #2 230 kV Constraint | Morro Bay-Templeton 230kV Line Constraint | Las Aguillas-Panoche 230 kV Line Constraint (OPDS) | Los Banos - Gates 500 kV Line Constraint (OPDS) | Moss Landing Los Banos 230 kV Line Constraint (OPDS) | Warnerville-Wilson 230 kV Line Constraint (OPDS) | Kern-Lamont-Stockdale 115 kV Line Constraint (OPDS) | Moss Landing - Aguillas 230 kV Constraint (OPDS) | Moss Landing 500 kV constraint | Morro Bay Offshore Wind constraint | Humboldt Offshore Wind constraint
Area | Substation | Voltage | FCDS | FCDS | FCDS | EODS | FCDS | EODS | FCDS | EODS | FCDS | FCDS | EODS | FCDS | FCDS | South of Magunden Constraint | Windhub 500/230 kV Transformer Constraint | Antelope – Vincent Constraint | Laguna Bell – Mesa Constraint | SCE Metro Area | Kramer- Victor/Roadway -Victor Constraint | Victor-Lugo Constraint | Lugo 500/230 kV Transformer Constraint | Colorado River 500/230 kV Transformer Constraint | Devers – Red Bluff 500 kV Constraint | Serrano – Alberhill – Valley 500 kV Constraint | Eldorado 500/230 kV Transformer #5 Constraint | GLW-VEA Area Constraint | Mohave/Eldorado 500 kV | East of Miguel Constraint | Imperial Valley transformer Constraint | Encina-San Luis Rey Constraint | San Diego Internal Constraint | San Luis Rey-San Onofre Constraint | Silvergate-Bay Boulevard Constraint | Orange County Area | Humboldt-Trinity 115 kV Line | Cortina -Vaca-Dixon 230kV Line | Rio Oso-SPI-Lincoln 115 kV Line | Woodland-Davis 115 kV Lines | Vierra-Tracy-Kasson 115 kV Line | Melones-Tulloch 115 kV Line | Contra Costa-Delta Switchyard 230kV Line | Midway – Gates 230kV Line | Gates 500/230kV Bank #13 Constraint | Los Banos 500/230kV TB | Wilson-Storey-Borden #1 & #2 230 kV Lines | Tesla-Westley 230kV Line | Gates-Panoche #1 and #2 230kV Lines | Morro Bay-Templeton 230kV Line | Las Aguillas-Panoche #1 and #2 230kV | Los Bano-Gates #1 500kV line | Moss Landing-Los Banos 230kV | Warnerville-Wilson 230kV | Kern–Lamont-Stockdale 115kV Line | Moss Landing-Las Aguilas 230kV | Moss Landing 500kV | Morro Bay Offshore Wind | Humboldt Offshore Wind Line (Proposed) | Li_Battery | Solar | Geothermal | Wind | OOS Wind | OSW Wind | PSH
PG&E East Kern Study Area | 7th Standard | 115 | 0 | 0 | 0 | 0 | 0 | 0 | 0 | 0 | 0 | 0 | 0 | 0 | 0 | [28 empty] | 1 | 1 |  |  |  |  | 1 |  | 1 | 1 |  |  |  | 0 | 0 | 0 | Southern_PGAE_Li_Battery | Southern_PGAE_Solar | 0 | 0 | 0 | 0 | 0
SCE Metro Study Area | Alamitos | 230 | 0 | 0 | 0 | 0 | 0 | 0 | 0 | 0 | 0 | 0 | 0 | 0 | 0 |  |  |  |  | 1 | [36 empty] | 0 | 0 | 0 | Greater_LA_Li_Battery | Greater_LA_Solar | 0 | 0 | 0 | 0 | 0
PG&E Fresno Study Area | Alpaugh | 115 | 0 | 3 | 0 | 0 | 0 | 0 | 0 | 0 | 0 | 20 | 200 | 145 | 0 | [36 empty] | 1 | 1 |  |  |  | 0 | 0 | 0 | Southern_PGAE_Li_Battery | Southern_PGAE_Solar | 0 | 0 | 0 | 0 | 0
SCE Northern Area | Antelope | 500 | 0 | 0 | 0 | 0 | 0 | 0 | 0 | 0 | 0 | 0 | 0 | 0 | 0 |  |  | 1 | [38 empty] | 0 | 0 | 0 | Tehachapi_Li_Battery | Tehachapi_Solar | 0 | 0 | 0 | 0 | 0
SCE Northern Area | Antelope | 230 | 0 | 0 | 0 | 0 | 0 | 0 | 0 | 0 | 3 | 650 | 622 | 513.8 | 0 |  |  | 1 | [38 empty] | 0 | 0 | 0 | Tehachapi_Li_Battery | Tehachapi_Solar | 0 | 0 | 0 | 0 | 0
PG&E East Kern Study Area | Arco | 230 | 0 | 0 | 0 | 0 | 0 | 0 | 0 | 0 | 0 | 130 | 521 | 380.64 | 0 | [28 empty] | 1 | 1 |  |  |  | 1 | 1 |  | 1 | 1 |  |  |  | 0 | 0 | 0 | Southern_PGAE_Li_Battery | Southern_PGAE_Solar | 0 | 0 | 0 | 0 | 0
SCE Metro Study Area | Arcogen | 230 | 0 | 0 | 0 | 0 | 0 | 0 | 0 | 0 | 0 | 0 | 0 | 0 | 0 |  |  |  |  | 1 | [36 empty] | 0 | 0 | 0 | Greater_LA_Li_Battery | Greater_LA_Solar | 0 | 0 | 0 | 0 | 0
PG&E East Kern Study Area | Avenal | 115 | 0 | 0 | 0 | 0 | 0 | 0 | 0 | 0 | 0 | 0 | 0 | 0 | 0 | [30 empty] | 1 | [10 empty] | 0 | 0 | 0 | Southern_PGAE_Li_Battery | Southern_PGAE_Solar | 0 | 0 | 0 | 0 | 0
SCE Northern Area | Bailey | 230 | 0 | 0 | 0 | 0 | 0 | 0 | 0 | 0 | 0 | 0 | 0 | 0 | 0 |  |  | 1 | 1 | [37 empty] | 0 | 0 | 0 | Tehachapi_Li_Battery | Tehachapi_Solar | 0 | 0 | 0 | 0 | 0
PG&E East Kern Study Area | Bakersfield | 230 | 0 | 0 | 0 | 0 | 0 | 0 | 0 | 0 | 0 | 0 | 0 | 0 | 0 | [28 empty] | 1 | 1 |  |  |  |  | 1 |  | 1 | 1 |  |  |  | 0 | 0 | 0 | Southern_PGAE_Li_Battery | Southern_PGAE_Solar | 0 | 0 | 0 | 0 | 0
SCE Metro Study Area | Barre | 230 | 0 | 0 | 0 | 0 | 0 | 0 | 0 | 0 | 0 | 0 | 0 | 55 | 0 |  |  |  |  | 1 | [36 empty] | 0 | 0 | 0 | Greater_LA_Li_Battery | Greater_LA_Solar | 0 | 0 | 0 | 0 | 0
SDG&E Study Area | Bay Boulevard | 230 | 0 | 0 | 0 | 0 | 0 | 0 | 0 | 0 | 0 | 0 | 0 | 0 | 0 | [16 empty] | 1 | 1 | 1 | 1 | [21 empty] | 0 | 0 | 0 | San_Diego_Li_Battery | San_Diego_Solar | 0 | 0 | 0 | 0 | 0
East of Pisgah Study Area | Beatty | 138 | 440 | 0 | 0 | 0 | 0 | 0 | 0 | 0 | 0 | 100 | 300 | 215 | 0 | 0 | 0 | 0 | 0 | 0 | 0 | 0 | 0 | 0 | 0 | 0 | 1 | 1 | 0 | 0 | 0 | 0 | 0 | 0 | 0 | 0 | 0 | 0 | 0 | 0 | 0 | 0 | 0 | 0 | 0 | 0 | 0 | 0 | 0 | 0 | 0 | 0 | 0 | 0 | 0 | 0 | 0 | 0 | 0 | Southern_NV_Eldorado_Li_Battery | Southern_NV_Eldorado_Solar | Southern_Nevada_Geothermal | 0 | 0 | 0 | 0
PG&E North of Greater Bay Study Area | Bellota | 230 | 0 | 0 | 0 | 0 | 0 | 0 | 0 | 0 | 0 | 100 | 250 | 175 | 0 | 0 | 0 | 0 | 0 | 0 | 0 | 0 | 0 | 0 | 0 | 0 | 0 | 0 | 0 | 0 | 0 | 0 | 0 | 0 | 0 | 0 | 0 | 1 | 0 | 0 | 0 | 0 | 0 | 0 | 0 | 0 | 0 | 0 | 0 | 0 | 0 | 0 | 0 | 0 | 0 | 0 | 0 | 0 | 0 | Northern_California_Li_Battery | Northern_California_Solar | 0 | 0 | 0 | 0 | 0
PG&E North of Greater Bay Study Area | Bellota | 115 | 0 | 4 | 0 | 0 | 0 | 0 | 0 | 0 | 0 | 0 | 240 | 244 | 0 | [22 empty] | 1 | [18 empty] | 0 | 0 | 0 | Northern_California_Li_Battery | Northern_California_Solar | 0 | 0 | 0 | 0 | 0
PG&E North of Greater Bay Study Area | Bellevue | 115 | 0 | 0 | 0 | 0 | 0 | 0 | 0 | 0 | 0 | 0 | 0 | 0 | 0 | [22 empty] | 1 |  |  |  |  | 1 | [13 empty] | 0 | 0 | 0 | Northern_California_Li_Battery | Northern_California_Solar | 0 | 0 | 0 | 0 | 0
SCE Northern Area | Big Creek Hydro Facilities | 230 | 0 | 6 | 0 | 0 | 0 | 0 | 0 | 0 | 0 | 0 | 0 | 0 | 0 | 1 |  | 1 | 1 | [37 empty] | 0 | 0 | 0 | Tehachapi_Li_Battery | Tehachapi_Solar | 0 | 0 | 0 | 0 | 0
PG&E North of Greater Bay Study Area | Birds Landing | 230 | 0 | 0 | 120 | 0 | 0 | 0 | 0 | 0 | 0 | 0 | 100 | 70 | 0 | [22 empty] | 1 |  |  |  |  | 1 | [13 empty] | 0 | 0 | 0 | Northern_California_Li_Battery | Northern_California_Solar | 0 | Solano_Wind | 0 | 0 | 0
SDG&E Study Area | BlytheSC 161 kV | 161 | 0 | 0 | 0 | 0 | 0 | 0 | 0 | 0 | 0 | 0 | 0 | 0 | 0 | [14 empty] | 1 | [26 empty] | 0 | 0 | 0 | Imperial_Li_Battery | Imperial_Solar | 0 | 0 | 0 | 0 | 0
PG&E Fresno Study Area | Borden | 230 | 0 | 0 | 0 | 0 | 0 | 0 | 0 | 0 | 0 | 0 | 200 | 150 | 0 | [29 empty] | 1 | 1 | 1 | 1 |  | 1 | [6 empty] | 0 | 0 | 0 | Southern_PGAE_Li_Battery | Southern_PGAE_Solar | 0 | 0 | 0 | 0 | 0
PG&E North of Greater Bay Study Area | Brentwood | 230 | 0 | 0 | 0 | 0 | 0 | 0 | 0 | 0 | 0 | 0 | 0 | 0 | 0 | [22 empty] | 1 |  |  |  |  | 1 | [13 empty] | 0 | 0 | 0 | Northern_California_Li_Battery | Northern_California_Solar | 0 | 0 | 0 | 0 | 0
PG&E North of Greater Bay Study Area | Bridgeville | 115 | 0 | 0 | 0 | 0 | 0 | 0 | 0 | 0 | 0 | 0 | 0 | 0 | 0 | [21 empty] | 1 | 1 | [18 empty] | 0 | 0 | 0 | Northern_California_Li_Battery | Northern_California_Solar | 0 | Humboldt_Wind | 0 | 0 | 0
PG&E Fresno Study Area | Cabrillo | 115 | 0 | 0 | 99 | 0 | 0 | 0 | 0 | 0 | 0 | 0 | 0 | 0 | 0 | [36 empty] | 1 | 1 |  |  |  | 0 | 0 | 0 | Southern_PGAE_Li_Battery | Southern_PGAE_Solar | 0 | Carrizo_Wind | 0 | 0 | 0
PG&E Fresno Study Area | Cal Ave | 115 | 0 | 0 | 0 | 0 | 0 | 0 | 0 | 0 | 0 | 0 | 0 | 0 | 0 | [40 empty] | 1 | 0 | 0 | 0 | Southern_PGAE_Li_Battery | Southern_PGAE_Solar | 0 | 0 | 0 | 0 | 0
SCE North of Lugo (NOL) Study Area | Calcite | 230 | 0 | 0 | 0 | 0 | 0 | 0 | 0 | 0 | 0 | 100 | 350 | 260 | 0 | [7 empty] | 1 | [33 empty] | 0 | 0 | 0 | Greater_Kramer_Li_Battery | Greater_Kramer_Solar | 0 | 0 | 0 | 0 | 0
PG&E East Kern Study Area | Caliente | 230 | 0 | 2 | 0 | 0 | 0 | 0 | 0 | 0 | 0 | 100 | 0 | 0 | 0 | [28 empty] | 1 | 1 |  |  |  |  | 1 |  | 1 | 1 |  |  |  | 0 | 0 | 0 | Southern_PGAE_Li_Battery | Southern_PGAE_Solar | 0 | Kern_Greater_Carrizo_Wind | 0 | 0 | 0
PG&E East Kern Study Area | California Water | 115 | 0 | 0 | 0 | 0 | 0 | 0 | 0 | 0 | 0 | 0 | 0 | 0 | 0 | [28 empty] | 1 | 1 |  |  |  |  | 1 | [6 empty] | 0 | 0 | 0 | Southern_PGAE_Li_Battery | Southern_PGAE_Solar | 0 | 0 | 0 | 0 | 0
PG&E Fresno Study Area | Cantua | 115 | 0 | 0 | 0 | 0 | 0 | 0 | 0 | 0 | 0 | 0 | 0 | 0 | 0 | [40 empty] | 1 | 0 | 0 | 0 | Southern_PGAE_Li_Battery | Southern_PGAE_Solar | 0 | 0 | 0 | 0 | 0
SDG&E Study Area | Capistrano | 230 | 0 | 0 | 0 | 0 | 0 | 0 | 0 | 0 | 0 | 0 | 0 | 0 | 0 | [20 empty] | 1 | [20 empty] | 0 | 0 | 0 | Greater_LA_Li_Battery | Greater_LA_Solar | 0 | 0 | 0 | 0 | 0
SDG&E Study Area | Capistrano | 138 | 0 | 0 | 0 | 0 | 0 | 0 | 0 | 0 | 0 | 0 | 0 | 200 | 0 | [20 empty] | 1 | [20 empty] | 0 | 0 | 0 | Greater_LA_Li_Battery | Greater_LA_Solar | 0 | 0 | 0 | 0 | 0
East of Pisgah Study Area | Carpenter Canyon (fka Gamebird) | 230 | 0 | 0 | 0 | 0 | 0 | 0 | 0 | 0 | 0 | 250 | 470 | 310 | 0 | [11 empty] | 1 | 1 | [28 empty] | 0 | 0 | 0 | Southern_NV_Eldorado_Li_Battery | Southern_NV_Eldorado_Solar | 0 | Southern_Nevada_Wind | 0 | 0 | 0
PG&E North of Greater Bay Study Area | Carquinez | 115 | 0 | 0 | 0 | 0 | 0 | 0 | 0 | 0 | 0 | 0 | 0 | 0 | 0 | [22 empty] | 1 |  |  |  |  | 1 | [13 empty] | 0 | 0 | 0 | Northern_California_Li_Battery | Northern_California_Solar | 0 | Solano_Wind | 0 | 0 | 0
PG&E North of Greater Bay Study Area | Cayetano | 230 | 0 | 0 | 0 | 0 | 0 | 0 | 0 | 0 | 0 | 10 | 100 | 80 | 0 | [22 empty] | 1 |  |  |  |  | 1 | [13 empty] | 0 | 0 | 0 | Northern_California_Li_Battery | Northern_California_Solar | 0 | 0 | 0 | 0 | 0
SCE Metro Study Area | Center | 230 | 0 | 0 | 0 | 0 | 0 | 0 | 0 | 0 | 0 | 0 | 0 | 0 | 0 |  |  |  |  | 1 | [36 empty] | 0 | 0 | 0 | Greater_LA_Li_Battery | Greater_LA_Solar | 0 | 0 | 0 | 0 | 0
PG&E Fresno Study Area | Cheney | 115 | 0 | 0 | 0 | 0 | 0 | 0 | 0 | 0 | 0 | 0 | 0 | 0 | 0 | [29 empty] | 1 | 1 |  | 1 |  | 1 | [6 empty] | 0 | 0 | 0 | Southern_PGAE_Li_Battery | Southern_PGAE_Solar | 0 | 0 | 0 | 0 | 0
SCE Metro Study Area | Chevmain | 230 | 0 | 0 | 0 | 0 | 0 | 0 | 0 | 0 | 0 | 0 | 0 | 0 | 0 |  |  |  |  | 1 | [36 empty] | 0 | 0 | 0 | Greater_LA_Li_Battery | Greater_LA_Solar | 0 | 0 | 0 | 0 | 0
SCE Metro Study Area | Chino | 230 | 0 | 0 | 0 | 0 | 0 | 0 | 0 | 0 | 0 | 0 | 0 | 0 | 0 |  |  |  |  | 1 | [36 empty] | 0 | 0 | 0 | Greater_LA_Li_Battery | Greater_LA_Solar | 0 | 0 | 0 | 0 | 0
PG&E East Kern Study Area | Cholame | 70 | 0 | 0 | 60 | 0 | 0 | 0 | 0 | 0 | 0 | 0 | 0 | 0 | 0 | 0 | 0 | 0 | 0 | 0 | 0 | 0 | 0 | 0 | 0 | 0 | 0 | 0 | 0 | 0 | 0 | 0 | 0 | 0 | 0 | 0 | 0 | 0 | 0 | 0 | 0 | 0 | 0 | 0 | 0 | 0 | 0 | 0 | 0 | 1 | 0 | 1 | 1 | 0 | 0 | 0 | 0 | 0 | 0 | Southern_PGAE_Li_Battery | Southern_PGAE_Solar | 0 | Kern_Greater_Carrizo_Wind | 0 | 0 | 0
PG&E North of Greater Bay Study Area | Clayton | 115 | 0 | 0 | 0 | 0 | 0 | 0 | 0 | 0 | 0 | 0 | 0 | 0 | 0 | [22 empty] | 1 |  |  |  |  | 1 | [13 empty] | 0 | 0 | 0 | Northern_California_Li_Battery | Northern_California_Solar | 0 | 0 | 0 | 0 | 0
PG&E North of Greater Bay Study Area | Cloverdale | 115 | 0 | 4 | 0 | 0 | 0 | 0 | 0 | 0 | 0 | 0 | 0 | 0 | 0 | [22 empty] | 1 |  |  |  |  | 1 | [13 empty] | 0 | 0 | 0 | Northern_California_Li_Battery | Northern_California_Solar | 0 | 0 | 0 | 0 | 0
PG&E Fresno Study Area | Coburn | 230 | 0 | 0 | 0 | 0 | 0 | 0 | 0 | 0 | 0 | 0 | 120 | 90 | 0 | [40 empty] | 1 | 0 | 0 | 0 | Southern_PGAE_Li_Battery | Southern_PGAE_Solar | 0 | 0 | 0 | 0 | 0
SCE Eastern Study Area | Colorado River | 500 | 0 | 0 | 0 | 0 | 0 | 0 | 0 | 0 | 0 | 355 | 763 | 638 | 0 | [9 empty] | 1 | 1 | [30 empty] | 0 | 0 | 0 | Riverside_Li_Battery | Riverside_Solar | 0 | Riverside_Palm_Springs_Wind | 0 | 0 | 0
SCE Eastern Study Area | Colorado River | 230 | 0 | 0 | 0 | 0 | 0 | 0 | 0 | 0 | 0 | 400 | 1100 | 900 | 0 | [8 empty] | 1 | 1 | 1 | [30 empty] | 0 | 0 | 0 | Riverside_Li_Battery | Riverside_Solar | Riverside_Palm_Springs_Geothermal | Riverside_Palm_Springs_Wind | 0 | 0 | 0
PG&E East Kern Study Area | Columbus | 115 | 0 | 0 | 0 | 0 | 0 | 0 | 0 | 0 | 0 | 0 | 0 | 0 | 0 | [28 empty] | 1 | 1 |  |  |  |  | 1 | [6 empty] | 0 | 0 | 0 | Southern_PGAE_Li_Battery | Southern_PGAE_Solar | 0 | 0 | 0 | 0 | 0
PG&E North of Greater Bay Study Area | Contra Costa | 230 | 0 | 0 | 0 | 0 | 0 | 0 | 0 | 0 | 0 | 0 | 0 | 0 | 0 | [22 empty] | 1 |  |  |  |  | 1 | [13 empty] | 0 | 0 | 0 | Northern_California_Li_Battery | Northern_California_Solar | 0 | Solano_Wind | 0 | 0 | 0
SCE North of Lugo (NOL) Study Area | Control | 115 | 48 | 0 | 0 | 0 | 0 | 0 | 0 | 0 | 0 | 0 | 0 | 0 | 0 | [5 empty] | 1 | 1 | 1 | [33 empty] | 0 | 0 | 0 | Greater_Kramer_Li_Battery | Greater_Kramer_Solar | Inyokern_North_Kramer_Geothermal | 0 | 0 | 0 | 0
SCE North of Lugo (NOL) Study Area | Coolwater | 230 | 0 | 0 | 0 | 0 | 0 | 0 | 0 | 0 | 0 | 0 | 0 | 0 | 0 | [5 empty] | 1 | 1 | 1 | [33 empty] | 0 | 0 | 0 | Greater_Kramer_Li_Battery | Greater_Kramer_Solar | 0 | North_Victor_Wind | 0 | 0 | 0
SCE North of Lugo (NOL) Study Area | Coolwater | 115 | 0 | 0 | 0 | 0 | 0 | 0 | 0 | 0 | 0 | 40 | 298.96 | 215 | 0 | [5 empty] | 1 | 1 | 1 | [33 empty] | 0 | 0 | 0 | Greater_Kramer_Li_Battery | Greater_Kramer_Solar | 0 | North_Victor_Wind | 0 | 0 | 0
PG&E East Kern Study Area | Corcoran | 115 | 0 | 0 | 0 | 0 | 0 | 0 | 0 | 0 | 0 | 0 | 0 | 0 | 0 | [28 empty] | 1 | 1 |  |  |  |  | 1 |  | 1 |  | 1 |  |  | 0 | 0 | 0 | Southern_PGAE_Li_Battery | Southern_PGAE_Solar | 0 | 0 | 0 | 0 | 0
PG&E North of Greater Bay Study Area | Cortina | 115 | 0 | 0 | 49 | 47.6 | 0 | 0 | 0 | 0 | 0 | 0 | 0 | 0 | 0 | [21 empty] | 1 | 1 |  |  |  |  | 1 | [13 empty] | 0 | 0 | 0 | Northern_California_Li_Battery | Northern_California_Solar | 0 | Solano_Wind | 0 | 0 | 0
PG&E North of Greater Bay Study Area | Cottonwood | 230 | 0 | 0 | 0 | 0 | 0 | 0 | 0 | 0 | 0 | 0 | 0 | 0 | 0 | [22 empty] | 1 | [18 empty] | 0 | 0 | 0 | Northern_California_Li_Battery | Northern_California_Solar | 0 | 0 | 0 | 0 | 0
PG&E Fresno Study Area | Cove Rd | 230 | 0 | 0 | 0 | 0 | 0 | 0 | 0 | 0 | 0 | 0 | 0 | 0 | 0 | [36 empty] | 1 |  |  |  |  | 0 | 0 | 0 | Southern_PGAE_Li_Battery | Southern_PGAE_Solar | 0 | 0 | 0 | 0 | 0
PG&E North of Greater Bay Study Area | Curtis | 115 | 0 | 9 | 0 | 0 | 0 | 0 | 0 | 0 | 0 | 0 | 0 | 0 | 0 | [22 empty] | 1 |  |  | 1 | 1 | [14 empty] | 0 | 0 | 0 | Northern_California_Li_Battery | Northern_California_Solar | 0 | 0 | 0 | 0 | 0
PG&E Fresno Study Area | Dairyland | 115 | 0 | 0 | 0 | 0 | 0 | 0 | 0 | 0 | 0 | 0 | 0 | 0 | 0 | [35 empty] | 1 | 1 | 1 | 1 |  | 1 | 0 | 0 | 0 | Southern_PGAE_Li_Battery | Southern_PGAE_Solar | 0 | 0 | 0 | 0 | 0
PG&E North of Greater Bay Study Area | Davis | 115 | 0 | 0 | 0 | 0 | 0 | 0 | 0 | 0 | 0 | 0 | 0 | 0 | 0 | [22 empty] | 1 | 1 | 1 | [16 empty] | 0 | 0 | 0 | Northern_California_Li_Battery | Northern_California_Solar | 0 | 0 | 0 | 0 | 0
SCE Metro Study Area | Del Amo | 230 | 0 | 0 | 0 | 0 | 0 | 0 | 0 | 0 | 0 | 0 | 0 | 0 | 0 |  |  |  |  | 1 | [36 empty] | 0 | 0 | 0 | Greater_LA_Li_Battery | Greater_LA_Solar | 0 | 0 | 0 | 0 | 0
SCE Eastern Study Area | Delaney | 500 | 0 | 0 | 0 | 0 | 0 | 0 | 0 | 0 | 0 | 600 | 1160 | 960.109 | 0 | [9 empty] | 1 | 1 |  |  |  | 0 | [26 empty] | 0 | 0 | 0 | Arizona_Li_Battery | Arizona_Solar | 0 | 0 | 0 | 0 | 0
PG&E North of Greater Bay Study Area | Delevan | 230 | 0 | 0 | 50 | 33 | 0 | 0 | 0 | 0 | 0 | 50 | 300 | 240 | 0 | [22 empty] | 1 |  |  |  |  | 1 | [13 empty] | 0 | 0 | 0 | Northern_California_Li_Battery | Northern_California_Solar | 0 | Northern_California_Wind | 0 | 0 | 0
PG&E North of Greater Bay Study Area | Delta Switching Yard | 230 | 0 | 0 | 0 | 0 | 0 | 0 | 0 | 0 | 0 | 0 | 0 | 0 | 0 | [22 empty] | 1 |  |  |  |  | 1 | [13 empty] | 0 | 0 | 0 | Northern_California_Li_Battery | Northern_California_Solar | 0 | Solano_Wind | 0 | 0 | 0
East of Pisgah Study Area | Desert View | 230 | 0 | 0 | 0 | 0 | 0 | 0 | 0 | 0 | 0 | 100 | 250 | 170 | 0 | [11 empty] | 1 | 1 | [28 empty] | 0 | 0 | 0 | Southern_NV_Eldorado_Li_Battery | Southern_NV_Eldorado_Solar | 0 | Southern_Nevada_Wind | 0 | 0 | 0
SCE Eastern Study Area | Devers | 500 | 0 | 0 | 0 | 0 | 0 | 0 | 0 | 0 | 0 | 0 | 0 | 0 | 0 | [10 empty] | 1 | [30 empty] | 0 | 0 | 0 | Riverside_Li_Battery | Riverside_Solar | 0 | Riverside_Palm_Springs_Wind | 0 | 0 | 0
SCE Eastern Study Area | Devers | 230 | 0 | 0 | 115.5 | 0 | 0 | 0 | 0 | 0 | 0 | 150 | 300 | 705 | 0 | [10 empty] | 1 | [30 empty] | 0 | 0 | 0 | Riverside_Li_Battery | Riverside_Solar | 0 | Riverside_Palm_Springs_Wind | 0 | 0 | 0
PG&E East Kern Study Area | Diablo | 230 | 0 | 0 | 0 | 0 | 0 | 0 | 0 | 0 | 0 | 0 | 0 | 0 | 0 | [28 empty] | 1 | 1 |  |  |  | 1 | 1 | [6 empty] | 0 | 0 | 0 | Southern_PGAE_Li_Battery | Southern_PGAE_Solar | 0 | 0 | 0 | Diablo_Canyon_Offshore_Wind | 0
PG&E S500 Study Area | Diablo | 500 | 0 | 0 | 0 | 0 | 0 | 0 | 3100 | 0 | 0 | 0 | 0 | 0 | 0 | [33 empty] | 1 | [7 empty] | 0 | 0 | 0 | Southern_PGAE_Li_Battery | Southern_PGAE_Solar | 0 | 0 | 0 | Diablo_Canyon_Offshore_Wind | 0
PG&E North of Greater Bay Study Area | Donnells | 115 | 0 | 0 | 0 | 0 | 0 | 0 | 0 | 0 | 0 | 0 | 0 | 0 | 0 | [22 empty] | 1 |  |  | 1 | 1 | [14 empty] | 0 | 0 | 0 | Northern_California_Li_Battery | Northern_California_Solar | 0 | 0 | 0 | 0 | 0
SCE Northern Area | Eagle Rock | 230 | 0 | 0 | 0 | 0 | 0 | 0 | 0 | 0 | 0 | 0 | 0 | 0 | 0 |  |  |  | 1 | [37 empty] | 0 | 0 | 0 | Greater_LA_Li_Battery | Greater_LA_Solar | 0 | 0 | 0 | 0 | 0
PG&E North of Greater Bay Study Area | Eagle Rock | 115 | 0 | 0 | 0 | 0 | 0 | 0 | 0 | 0 | 0 | 0 | 0 | 0 | 0 | [21 empty] | 1 | 1 |  |  |  |  | 1 | [13 empty] | 0 | 0 | 0 | Northern_California_Li_Battery | Northern_California_Solar | Solano_Geothermal | Solano_Wind | 0 | 0 | 0
PG&E North of Greater Bay Study Area | East Marysville | 115 | 0 | 0 | 0 | 0 | 0 | 0 | 0 | 0 | 0 | 0 | 0 | 0 | 0 | [22 empty] | 1 | 1 | 1 | [16 empty] | 0 | 0 | 0 | Northern_California_Li_Battery | Northern_California_Solar | 0 | 0 | 0 | 0 | 0
SDG&E Study Area | ECO | 500 | 0 | 0 | 0 | 0 | 0 | 0 | 0 | 0 | 0 | 0 | 0 | 0 | 0 | [14 empty] | 1 |  | 1 | 1 | 1 | 1 | [21 empty] | 0 | 0 | 0 | Imperial_Li_Battery | Imperial_Solar | 0 | Baja_California_Wind | 0 | 0 | 0
SDG&E Study Area | ECO | 230 | 0 | 0 | 600 | 0 | 0 | 0 | 0 | 0 | 0 | 0 | 0 | 0 | 0 | [14 empty] | 1 |  | 1 | 1 | 1 | 1 | [21 empty] | 0 | 0 | 0 | Imperial_Li_Battery | Imperial_Solar | 0 | Baja_California_Wind | 0 | 0 | 0
SDG&E Study Area | ECO | 115 | 0 | 0 | 0 | 0 | 0 | 0 | 0 | 0 | 0 | 0 | 90 | 70 | 0 | [14 empty] | 1 |  | 1 | 1 | 1 | 1 | [21 empty] | 0 | 0 | 0 | Imperial_Li_Battery | Imperial_Solar | 0 | 0 | 0 | 0 | 0
SCE Eastern Study Area | El Casco | 230 | 0 | 0 | 0 | 0 | 0 | 0 | 0 | 0 | 0 | 0 | 0 | 0 | 0 | [10 empty] | 1 | [30 empty] | 0 | 0 | 0 | Riverside_Li_Battery | Riverside_Solar | 0 | 0 | 0 | 0 | 0
SCE Metro Study Area | El Nido | 230 | 0 | 0 | 0 | 0 | 0 | 0 | 0 | 0 | 0 | 0 | 0 | 13 | 0 |  |  |  |  | 1 | [36 empty] | 0 | 0 | 0 | Greater_LA_Li_Battery | Greater_LA_Solar | 0 | 0 | 0 | 0 | 0
SCE Metro Study Area | El Segundo | 230 | 0 | 0 | 0 | 0 | 0 | 0 | 0 | 0 | 0 | 0 | 0 | 0 | 0 |  |  |  |  | 1 | [36 empty] | 0 | 0 | 0 | Greater_LA_Li_Battery | Greater_LA_Solar | 0 | 0 | 0 | 0 | 0
East of Pisgah Study Area | Eldorado | 500 | 327 | 0 | 136 | 0 | 2500 | 0 | 0 | 0 | 0 | 0 | 0 | 0 | 0 | [13 empty] | 1 | [27 empty] | 0 | 0 | 0 | Southern_NV_Eldorado_Li_Battery | Southern_NV_Eldorado_Solar | Southern_Nevada_Geothermal | SW_Ext_Tx_Wind | Wyoming_Wind | 0 | 0
East of Pisgah Study Area | Eldorado | 230 | 0 | 0 | 0 | 0 | 0 | 0 | 0 | 0 | 0 | 0 | 300 | 333 | 0 | [11 empty] | 1 | [29 empty] | 0 | 0 | 0 | Southern_NV_Eldorado_Li_Battery | Southern_NV_Eldorado_Solar | Southern_Nevada_Geothermal | Southern_Nevada_Wind | 0 | 0 | 0
PG&E Fresno Study Area | Elk Hills | 230 | 0 | 0 | 0 | 0 | 0 | 0 | 0 | 0 | 0 | 0 | 0 | 0 | 0 | [36 empty] | 1 | 1 |  |  |  | 0 | 0 | 0 | Southern_PGAE_Li_Battery | Southern_PGAE_Solar | 0 | 0 | 0 | 0 | 0
SCE Metro Study Area | Ellis | 230 | 0 | 0 | 0 | 0 | 0 | 0 | 0 | 0 | 0 | 0 | 0 | 0 | 0 |  |  |  |  | 1 | [36 empty] | 0 | 0 | 0 | Greater_LA_Li_Battery | Greater_LA_Solar | 0 | 0 | 0 | 0 | 0
SDG&E Study Area | Encina | 230 | 0 | 0 | 0 | 0 | 0 | 0 | 0 | 0 | 0 | 0 | 0 | 0 | 0 | [16 empty] | 1 |  | 1 | [22 empty] | 0 | 0 | 0 | San_Diego_Li_Battery | San_Diego_Solar | 0 | 0 | 0 | 0 | 0
SDG&E Study Area | Encina | 115 | 0 | 0 | 0 | 0 | 0 | 0 | 0 | 0 | 0 | 0 | 0 | 60 | 0 | [16 empty] | 1 |  | 1 | [22 empty] | 0 | 0 | 0 | San_Diego_Li_Battery | San_Diego_Solar | 0 | 0 | 0 | 0 | 0
SDG&E Study Area | Escondido | 230 | 0 | 0 | 0 | 0 | 0 | 0 | 0 | 0 | 0 | 0 | 0 | 469 | 0 | [16 empty] | 1 | 1 | 1 | [22 empty] | 0 | 0 | 0 | San_Diego_Li_Battery | San_Diego_Solar | 0 | 0 | 0 | 0 | 0
SCE Metro Study Area | Etiwanda | 230 | 0 | 0 | 0 | 0 | 0 | 0 | 0 | 0 | 0 | 0 | 0 | 601 | 0 |  |  |  |  | 1 | [36 empty] | 0 | 0 | 0 | Greater_LA_Li_Battery | Greater_LA_Solar | 0 | 0 | 0 | 0 | 0
PG&E North of Greater Bay Study Area | Fulton | 230 | 0 | 0 | 0 | 0 | 0 | 0 | 0 | 0 | 0 | 0 | 0 | 0 | 0 | [22 empty] | 1 |  |  |  |  | 1 | [13 empty] | 0 | 0 | 0 | Northern_California_Li_Battery | Northern_California_Solar | 0 | 0 | 0 | 0 | 0
East of Pisgah Study Area | Gamebird | 115 | 0 | 0 | 0 | 0 | 0 | 0 | 0 | 0 | 0 | 0 | 0 | 0 | 0 | [11 empty] | 1 | 1 | [28 empty] | 0 | 0 | 0 | Southern_NV_Eldorado_Li_Battery | Southern_NV_Eldorado_Solar | 0 | 0 | 0 | 0 | 0
PG&E S500 Study Area | Gates | 500 | 0 | 0 | 0 | 0 | 0 | 0 | 0 | 0 | 0 | 0 | 0 | 0 | 0 | [33 empty] | 1 | 1 | [6 empty] | 0 | 0 | 0 | Southern_PGAE_Li_Battery | Southern_PGAE_Solar | 0 | 0 | 0 | 0 | 0
PG&E East Kern Study Area | Gates | 230 | 0 | 0 | 0 | 0 | 0 | 0 | 0 | 0 | 0 | 850 | 827 | 620 | 0 | [28 empty] | 1 | 1 | 1 |  |  | 1 | 1 |  | 1 | 1 |  |  |  | 0 | 0 | 0 | Southern_PGAE_Li_Battery | Southern_PGAE_Solar | 0 | 0 | 0 | 0 | 0
PG&E North of Greater Bay Study Area | Geysers | 230 | 79 | 0 | 0 | 0 | 0 | 0 | 0 | 0 | 0 | 0 | 0 | 0 | 0 | [22 empty] | 1 |  |  |  |  | 1 | [13 empty] | 0 | 0 | 0 | Northern_California_Li_Battery | Northern_California_Solar | Solano_Geothermal | Solano_Wind | 0 | 0 | 0
PG&E North of Greater Bay Study Area | Glenn | 230 | 0 | 0 | 100 | 68 | 0 | 0 | 0 | 0 | 0 | 0 | 0 | 0 | 0 | [22 empty] | 1 |  |  |  |  | 1 | [13 empty] | 0 | 0 | 0 | Northern_California_Li_Battery | Northern_California_Solar | 0 | Northern_California_Wind | 0 | 0 | 0
PG&E North of Greater Bay Study Area | Gold Hill | 115 | 0 | 0 | 0 | 0 | 0 | 0 | 0 | 0 | 0 | 0 | 0 | 0 | 0 | 0 | 0 | 0 | 0 | 0 | 0 | 0 | 0 | 0 | 0 | 0 | 0 | 0 | 0 | 0 | 0 | 0 | 0 | 0 | 0 | 0 | 0 | 1 | 0 | 0 | 0 | 0 | 0 | 0 | 0 | 0 | 0 | 0 | 0 | 0 | 0 | 0 | 0 | 0 | 0 | 0 | 0 | 0 | 0 | Northern_California_Li_Battery | Northern_California_Solar | 0 | 0 | 0 | 0 | 0
SCE Northern Area | Goleta | 230 | 0 | 3.74 | 0 | 0 | 0 | 0 | 0 | 0 | 0 | 0 | 0 | 125 | 0 |  |  |  | 1 | [37 empty] | 0 | 0 | 0 | Greater_LA_Li_Battery | Greater_LA_Solar | 0 | 0 | 0 | 0 | 0
SCE Northern Area | Goodrich | 230 | 0 | 0 | 0 | 0 | 0 | 0 | 0 | 0 | 0 | 0 | 0 | 0 | 0 |  |  |  | 1 | [37 empty] | 0 | 0 | 0 | Greater_LA_Li_Battery | Greater_LA_Solar | 0 | 0 | 0 | 0 | 0
PG&E East Kern Study Area | Goose Lake | 115 | 0 | 0 | 0 | 0 | 0 | 0 | 0 | 0 | 0 | 0 | 0 | 0 | 0 | [28 empty] | 1 | 1 |  |  |  |  | 1 |  | 1 | 1 |  |  |  | 0 | 0 | 0 | Southern_PGAE_Li_Battery | Southern_PGAE_Solar | 0 | 0 | 0 | 0 | 0
SCE Northern Area | Gould | 230 | 0 | 0 | 0 | 0 | 0 | 0 | 0 | 0 | 0 | 0 | 0 | 0 | 0 |  |  |  | 1 | [37 empty] | 0 | 0 | 0 | Greater_LA_Li_Battery | Greater_LA_Solar | 0 | 0 | 0 | 0 | 0
PG&E North of Greater Bay Study Area | Grand Island | 115 | 0 | 0 | 0 | 0 | 0 | 0 | 0 | 0 | 0 | 0 | 0 | 0 | 0 | [22 empty] | 1 | 1 | [17 empty] | 0 | 0 | 0 | Northern_California_Li_Battery | Northern_California_Solar | 0 | Solano_Wind | 0 | 0 | 0
PG&E North of Greater Bay Study Area | Green Ridge Midway | 115 | 0 | 0 | 0 | 0 | 0 | 0 | 0 | 0 | 0 | 0 | 0 | 0 | 0 | [22 empty] | 1 | [18 empty] | 0 | 0 | 0 | Northern_California_Li_Battery | Northern_California_Solar | 0 | 0 | 0 | 0 | 0
PG&E East Kern Study Area | Gregg | 230 | 0 | 3 | 0 | 0 | 0 | 0 | 0 | 0 | 0 | 0 | 150 | 110 | 0 | [36 empty] | 1 |  |  |  |  | 0 | 0 | 0 | Southern_PGAE_Li_Battery | Southern_PGAE_Solar | 0 | 0 | 0 | 0 | 0
PG&E Fresno Study Area | Grimway | 115 | 0 | 0 | 0 | 0 | 0 | 0 | 0 | 0 | 0 | 0 | 0 | 0 | 0 | [29 empty] | 1 | [11 empty] | 0 | 0 | 0 | Southern_PGAE_Li_Battery | Southern_PGAE_Solar | 0 | 0 | 0 | 0 | 0
PG&E East Kern Study Area | GWF Hanford Sw Sta | 115 | 0 | 0 | 0 | 0 | 0 | 0 | 0 | 0 | 0 | 0 | 0 | 0 | 0 | [28 empty] | 1 | 1 | 1 | 1 |  |  | 1 |  |  | 1 | 1 |  |  | 0 | 0 | 0 | Southern_PGAE_Li_Battery | Southern_PGAE_Solar | 0 | 0 | 0 | 0 | 0
SCE Metro Study Area | Harborgen | 230 | 0 | 0 | 0 | 0 | 0 | 0 | 0 | 0 | 0 | 0 | 0 | 0 | 0 |  |  |  |  | 1 | [36 empty] | 0 | 0 | 0 | Greater_LA_Li_Battery | Greater_LA_Solar | 0 | 0 | 0 | 0 | 0
SDG&E Study Area | Hassayampa | 500 | 0 | 0 | 0 | 0 | 0 | 0 | 0 | 0 | 0 | 200 | 671 | 269 | 0 | [9 empty] | 1 | 1 |  |  |  | 1 | [26 empty] | 0 | 0 | 0 | Arizona_Li_Battery | Arizona_Solar | 0 | 0 | 0 | 0 | 0
PG&E Fresno Study Area | Helm | 230 | 0 | 0 | 0 | 0 | 0 | 0 | 0 | 0 | 0 | 165 | 560.1746 | 409 | 0 | [35 empty] | 1 |  |  | 1 |  | 1 | 0 | 0 | 0 | Southern_PGAE_Li_Battery | Southern_PGAE_Solar | 0 | 0 | 0 | 0 | 0
PG&E Fresno Study Area | Henrietta | 115 | 0 | 0 | 0 | 0 | 0 | 0 | 0 | 0 | 0 | 25 | 88 | 64 | 0 | [36 empty] | 1 | 1 | 1 |  |  | 0 | 0 | 0 | Southern_PGAE_Li_Battery | Southern_PGAE_Solar | 0 | 0 | 0 | 0 | 0
PG&E North of Greater Bay Study Area | Higgins | 115 | 0 | 25 | 0 | 0 | 0 | 0 | 0 | 0 | 0 | 0 | 0 | 0 | 0 | [22 empty] | 1 | [18 empty] | 0 | 0 | 0 | Northern_California_Li_Battery | Northern_California_Solar | 0 | 0 | 0 | 0 | 0
SCE Northern Area | Highwind | 230 | 0 | 0 | 0 | 0 | 0 | 0 | 0 | 0 | 0 | 0 | 0 | 0 | 0 |  | 1 | 1 | [38 empty] | 0 | 0 | 0 | Tehachapi_Li_Battery | Tehachapi_Solar | 0 | Tehachapi_Wind | 0 | 0 | 0
SCE Metro Study Area | Hinson | 230 | 0 | 0 | 0 | 0 | 0 | 0 | 0 | 0 | 0 | 0 | 0 | 390 | 0 |  |  |  |  | 1 | [36 empty] | 0 | 0 | 0 | Greater_LA_Li_Battery | Greater_LA_Solar | 0 | 0 | 0 | 0 | 0
PG&E North of Greater Bay Study Area | Honcut | 115 | 0 | 0 | 0 | 0 | 0 | 0 | 0 | 0 | 0 | 0 | 0 | 0 | 0 | [22 empty] | 1 | 1 | [17 empty] | 0 | 0 | 0 | Northern_California_Li_Battery | Northern_California_Solar | 0 | 0 | 0 | 0 | 0
SDG&E Study Area | Hoodoo Wash | 500 | 0 | 0 | 0 | 0 | 0 | 0 | 0 | 0 | 0 | 0 | 0 | 0 | 0 | [9 empty] | 1 | 1 |  |  |  | 1 |  | 1 |  | 1 | [22 empty] | 0 | 0 | 0 | Arizona_Li_Battery | Arizona_Solar | 0 | 0 | 0 | 0 | 0
PG&E North of Greater Bay Study Area | Humboldt | 115 | 0 | 0 | 0 | 0 | 0 | 0 | 0 | 120 | 0 | 0 | 0 | 15 | 0 | [21 empty] | 1 | 1 | [18 empty] | 0 | 0 | 0 | Northern_California_Li_Battery | Northern_California_Solar | 0 | Humboldt_Wind | 0 | Humboldt_Bay_Offshore_Wind | 0
PG&E North of Greater Bay Study Area | Humboldt (Proposed) | 500 | 0 | 0 | 0 | 0 | 0 | 0 | 1487 | 0 | 0 | 0 | 0 | 0 | 0 | 0 | 0 | 0 | 0 | 0 | 0 | 0 | 0 | 0 | 0 | 0 | 0 | 0 | 0 | 0 | 0 | 0 | 0 | 0 | 0 | 0 | 0 | 0 | 0 | 0 | 0 | 0 | 0 | 0 | 0 | 0 | 0 | 0 | 0 | 0 | 0 | 0 | 0 | 0 | 0 | 0 | 0 | 0 | 1 | Northern_California_Li_Battery | Northern_California_Solar | 0 | 0 | 0 | Humboldt_Bay_Offshore_Wind | 0
SCE Metro Study Area | Huntington Beach | 230 | 0 | 0 | 0 | 0 | 0 | 0 | 0 | 0 | 0 | 0 | 0 | 0 | 0 |  |  |  |  | 1 | [36 empty] | 0 | 0 | 0 | Greater_LA_Li_Battery | Greater_LA_Solar | 0 | 0 | 0 | 0 | 0
SDG&E Study Area | IID System | 230 | 900 | 0 | 0 | 0 | 0 | 0 | 0 | 0 | 0 | 0 | 0 | 0 | 0 | [10 empty] | 1 |  |  |  | 0 | 0 | 0 | 0 | 0 | 0 | [21 empty] | 0 | 0 | 0 | Imperial_Li_Battery | Imperial_Solar | Greater_Imperial_Geothermal | 0 | 0 | 0 | 0
SDG&E Study Area | IID System | 161 | 0 | 0 | 0 | 0 | 0 | 0 | 0 | 0 | 0 | 0 | 0 | 0 | 0 | [10 empty] | 1 |  |  |  | 1 | 1 | 1 | 0 | 1 | 1 | [21 empty] | 0 | 0 | 0 | Imperial_Li_Battery | Imperial_Solar | Greater_Imperial_Geothermal | 0 | 0 | 0 | 0
SDG&E Study Area | Imperial Valley | 500 | 0 | 0 | 0 | 0 | 0 | 0 | 0 | 0 | 0 | 0 | 0 | 0 | 0 | [10 empty] | 1 |  |  |  | 1 |  | 1 | 1 | 1 | 1 | [21 empty] | 0 | 0 | 0 | Imperial_Li_Battery | Imperial_Solar | 0 | 0 | 0 | 0 | 0
SDG&E Study Area | Imperial Valley | 230 | 0 | 0 | 0 | 0 | 0 | 0 | 0 | 0 | 0 | 125 | 438 | 180 | 0 | [10 empty] | 1 |  |  |  | 1 | 1 | 1 | 1 | 1 | 1 | [21 empty] | 0 | 0 | 0 | Imperial_Li_Battery | Imperial_Solar | 0 | 0 | 0 | 0 | 0
East of Pisgah Study Area | Innovation | 230 | 0 | 0 | 139 | 0 | 0 | 0 | 0 | 0 | 0 | 145 | 200 | 125 | 0 | [11 empty] | 1 | 1 | [28 empty] | 0 | 0 | 0 | Southern_NV_Eldorado_Li_Battery | Southern_NV_Eldorado_Solar | 0 | Southern_Nevada_Wind | 0 | 0 | 0
East of Pisgah Study Area | Innovation | 115 | 0 | 0 | 0 | 0 | 0 | 0 | 0 | 0 | 0 | 0 | 0 | 0 | 0 | [11 empty] | 1 | 1 | [28 empty] | 0 | 0 | 0 | Southern_NV_Eldorado_Li_Battery | Southern_NV_Eldorado_Solar | 0 | Southern_Nevada_Wind | 0 | 0 | 0
East of Pisgah Study Area | Innovation | 138 | 0 | 0 | 0 | 0 | 0 | 0 | 0 | 0 | 0 | 0 | 0 | 0 | 0 | [11 empty] | 1 | 1 | [28 empty] | 0 | 0 | 0 | Southern_NV_Eldorado_Li_Battery | Southern_NV_Eldorado_Solar | 0 | Southern_Nevada_Wind | 0 | 0 | 0
SCE North of Lugo (NOL) Study Area | Inyo | 115 | 0 | 0 | 0 | 0 | 0 | 0 | 0 | 0 | 0 | 0 | 0 | 0 | 0 | [5 empty] | 1 | 1 | 1 | [33 empty] | 0 | 0 | 0 | Greater_Kramer_Li_Battery | Greater_Kramer_Solar | 0 | 0 | 0 | 0 | 0
SCE North of Lugo (NOL) Study Area | Inyokern | 115 | 0 | 0 | 0 | 0 | 0 | 0 | 0 | 0 | 0 | 0 | 0 | 0 | 0 | [5 empty] | 1 | 1 | 1 | [33 empty] | 0 | 0 | 0 | Greater_Kramer_Li_Battery | Greater_Kramer_Solar | 0 | 0 | 0 | 0 | 0
East of Pisgah Study Area | Ivanpah | 230 | 0 | 0 | 0 | 0 | 0 | 0 | 0 | 0 | 0 | 0 | 0 | 0 | 0 | [11 empty] | 1 | [29 empty] | 0 | 0 | 0 | Southern_NV_Eldorado_Li_Battery | Southern_NV_Eldorado_Solar | 0 | 0 | 0 | 0 | 0
East of Pisgah Study Area | Ivanpah | 115 | 0 | 0 | 0 | 0 | 0 | 0 | 0 | 0 | 0 | 0 | 0 | 0 | 0 | [11 empty] | 1 | [29 empty] | 0 | 0 | 0 | Southern_NV_Eldorado_Li_Battery | Southern_NV_Eldorado_Solar | 0 | 0 | 0 | 0 | 0
PG&E North of Greater Bay Study Area | Jessup | 115 | 0 | 5 | 0 | 0 | 0 | 0 | 0 | 0 | 0 | 0 | 0 | 0 | 0 | [22 empty] | 1 | [18 empty] | 0 | 0 | 0 | Northern_California_Li_Battery | Northern_California_Solar | 0 | Northern_California_Wind | 0 | 0 | 0
SCE Metro Study Area | Johanna | 230 | 0 | 0 | 0 | 0 | 0 | 0 | 0 | 0 | 0 | 0 | 0 | 140 | 0 |  |  |  |  | 1 | [36 empty] | 0 | 0 | 0 | Greater_LA_Li_Battery | Greater_LA_Solar | 0 | 0 | 0 | 0 | 0
PG&E Fresno Study Area | Kearney | 230 | 0 | 0 | 0 | 0 | 0 | 0 | 0 | 0 | 0 | 0 | 0 | 0 | 0 | [35 empty] | 1 | 1 | 1 | 1 |  | 1 | 0 | 0 | 0 | Southern_PGAE_Li_Battery | Southern_PGAE_Solar | 0 | 0 | 0 | 0 | 0
SDG&E Study Area | Kearny | 115 | 0 | 0 | 0 | 0 | 0 | 0 | 0 | 0 | 0 | 0 | 0 | 20 | 0 | 0 | 0 | 0 | 0 | 0 | 0 | 0 | 0 | 0 | 0 | 0 | 0 | 0 | 0 | 0 | 0 | 1 | 0 | 1 | 0 | 0 | 0 | 0 | 0 | 0 | 0 | 0 | 0 | 0 | 0 | 0 | 0 | 0 | 0 | 0 | 0 | 0 | 0 | 0 | 0 | 0 | 0 | 0 | 0 | San_Diego_Li_Battery | San_Diego_Solar | 0 | 0 | 0 | 0 | 0
PG&E North of Greater Bay Study Area | Kelso | 230 | 0 | 0 | 52 | 48 | 0 | 0 | 0 | 0 | 0 | 0 | 0 | 0 | 0 | [22 empty] | 1 | [18 empty] | 0 | 0 | 0 | Northern_California_Li_Battery | Northern_California_Solar | 0 | Solano_Wind | 0 | 0 | 0
PG&E East Kern Study Area | Kern | 115 | 0 | 0 | 0 | 0 | 0 | 0 | 0 | 0 | 0 | 0 | 200 | 150 | 0 | [39 empty] | 1 |  | 0 | 0 | 0 | Southern_PGAE_Li_Battery | Southern_PGAE_Solar | 0 | 0 | 0 | 0 | 0
PG&E East Kern Study Area | Kern Oil | 115 | 0 | 0 | 0 | 0 | 0 | 0 | 0 | 0 | 10 | 0 | 0 | 0 | 0 | [28 empty] | 1 | 1 |  |  |  |  | 1 | [6 empty] | 0 | 0 | 0 | Southern_PGAE_Li_Battery | Southern_PGAE_Solar | 0 | 0 | 0 | 0 | 0
PG&E East Kern Study Area | Kern Power | 115 | 0 | 0 | 0 | 0 | 0 | 0 | 0 | 0 | 0 | 0 | 0 | 0 | 0 | [28 empty] | 1 | 1 |  |  |  |  | 1 | [6 empty] | 0 | 0 | 0 | Southern_PGAE_Li_Battery | Southern_PGAE_Solar | 0 | 0 | 0 | 0 | 0
PG&E Fresno Study Area | Kingsburg | 115 | 0 | 0 | 0 | 0 | 0 | 0 | 0 | 0 | 0 | 0 | 0 | 0 | 0 | [35 empty] | 1 | 1 | 1 | 1 |  |  | 0 | 0 | 0 | Southern_PGAE_Li_Battery | Southern_PGAE_Solar | 0 | 0 | 0 | 0 | 0
SCE North of Lugo (NOL) Study Area | Kramer | 230 | 0 | 0 | 0 | 0 | 0 | 0 | 0 | 0 | 0 | 380 | 1000.7657 | 784 | 0 | [5 empty] | 1 | 1 | 1 | [33 empty] | 0 | 0 | 0 | Greater_Kramer_Li_Battery | Greater_Kramer_Solar | 0 | 0 | 0 | 0 | 0
SCE North of Lugo (NOL) Study Area | Kramer | 115 | 0 | 0 | 0 | 0 | 0 | 0 | 0 | 0 | 0 | 90 | 0 | 75 | 0 | [5 empty] | 1 | 1 | 1 | [33 empty] | 0 | 0 | 0 | Greater_Kramer_Li_Battery | Greater_Kramer_Solar | 0 | 0 | 0 | 0 | 0
SCE Metro Study Area | La Cienega | 230 | 0 | 0 | 0 | 0 | 0 | 0 | 0 | 0 | 0 | 0 | 0 | 0 | 0 |  |  |  |  | 1 | [36 empty] | 0 | 0 | 0 | Greater_LA_Li_Battery | Greater_LA_Solar | 0 | 0 | 0 | 0 | 0
SCE Metro Study Area | La Fresa | 230 | 0 | 0 | 0 | 0 | 0 | 0 | 0 | 0 | 0 | 0 | 0 | 0 | 0 |  |  |  |  | 1 | [36 empty] | 0 | 0 | 0 | Greater_LA_Li_Battery | Greater_LA_Solar | 0 | 0 | 0 | 0 | 0
SCE Metro Study Area | Laguna Bell | 230 | 0 | 0 | 0 | 0 | 0 | 0 | 0 | 0 | 0 | 0 | 0 | 500 | 0 |  |  |  |  | 1 | [36 empty] | 0 | 0 | 0 | Greater_LA_Li_Battery | Greater_LA_Solar | 0 | 0 | 0 | 0 | 0
PG&E North of Greater Bay Study Area | Lakeville | 230 | 0 | 0 | 0 | 0 | 0 | 0 | 0 | 0 | 0 | 0 | 0 | 0 | 0 | [22 empty] | 1 |  |  |  |  | 1 | [13 empty] | 0 | 0 | 0 | Northern_California_Li_Battery | Northern_California_Solar | 0 | Solano_Wind | 0 | 0 | 0
PG&E East Kern Study Area | Lamont | 115 | 0 | 0 | 0 | 0 | 0 | 0 | 0 | 0 | 4 | 130 | 170 | 135 | 0 | [28 empty] | 1 | 1 |  |  |  |  | 1 |  | 1 | 1 |  | 1 |  | 0 | 0 | 0 | Southern_PGAE_Li_Battery | Southern_PGAE_Solar | 0 | 0 | 0 | 0 | 0
East of Pisgah Study Area | Lathrop | 138 | 0 | 0 | 0 | 0 | 0 | 0 | 0 | 0 | 0 | 100 | 400 | 270 | 0 | 0 | 0 | 0 | 0 | 0 | 0 | 0 | 0 | 0 | 0 | 0 | 1 | 1 | 0 | 0 | 0 | 0 | 0 | 0 | 0 | 0 | 0 | 0 | 0 | 0 | 0 | 0 | 0 | 0 | 0 | 0 | 0 | 0 | 0 | 0 | 0 | 0 | 0 | 0 | 0 | 0 | 0 | 0 | 0 | Southern_NV_Eldorado_Li_Battery | Southern_NV_Eldorado_Solar | 0 | 0 | 0 | 0 | 0
PG&E Fresno Study Area | Le Grand | 115 | 0 | 0 | 0 | 0 | 0 | 0 | 0 | 0 | 0 | 0 | 100 | 75 | 0 | [35 empty] | 1 | 1 | 1 | 1 |  | 1 | 0 | 0 | 0 | Southern_PGAE_Li_Battery | Southern_PGAE_Solar | 0 | 0 | 0 | 0 | 0
SCE Eastern Study Area | Lee Lake (Proposed) | 500 | 0 | 0 | 0 | 0 | 0 | 0 | 0 | 0 | 0 | 0 | 0 | 0 | 0 | 0 | 0 | 0 | 0 | 1 | 0 | 0 | 0 | 0 | 0 | 0 | 0 | 0 | 0 | 0 | 0 | 0 | 0 | 0 | 0 | 0 | 0 | 0 | 0 | 0 | 0 | 0 | 0 | 0 | 0 | 0 | 0 | 0 | 0 | 0 | 0 | 0 | 0 | 0 | 0 | 0 | 0 | 0 | 0 | 0 | 0 | 0 | 0 | 0 | 0 | Riverside_West_Pumped_Storage
PG&E Fresno Study Area | Leprino Jct | 115 | 0 | 0 | 0 | 0 | 0 | 0 | 0 | 0 | 0 | 0 | 0 | 0 | 0 | [36 empty] | 1 | 1 | 1 |  |  | 0 | 0 | 0 | Southern_PGAE_Li_Battery | Southern_PGAE_Solar | 0 | 0 | 0 | 0 | 0
PG&E East Kern Study Area | Lerdo | 115 | 0 | 0 | 0 | 0 | 0 | 0 | 0 | 0 | 5 | 0 | 0 | 0 | 0 | [28 empty] | 1 | 1 |  |  |  |  | 1 | [6 empty] | 0 | 0 | 0 | Southern_PGAE_Li_Battery | Southern_PGAE_Solar | 0 | 0 | 0 | 0 | 0
SCE Metro Study Area | Lewis | 230 | 0 | 0 | 0 | 0 | 0 | 0 | 0 | 0 | 0 | 0 | 0 | 0 | 0 |  |  |  |  | 1 | [36 empty] | 0 | 0 | 0 | Greater_LA_Li_Battery | Greater_LA_Solar | 0 | 0 | 0 | 0 | 0
SCE Metro Study Area | Lighthipe | 230 | 0 | 0 | 0 | 0 | 0 | 0 | 0 | 0 | 0 | 0 | 0 | 90 | 0 |  |  |  |  | 1 | [36 empty] | 0 | 0 | 0 | Greater_LA_Li_Battery | Greater_LA_Solar | 0 | 0 | 0 | 0 | 0
PG&E North of Greater Bay Study Area | Lockeford | 115 | 0 | 0 | 0 | 0 | 0 | 0 | 0 | 0 | 0 | 0 | 0 | 0 | 0 | [22 empty] | 1 | [18 empty] | 0 | 0 | 0 | Northern_California_Li_Battery | Northern_California_Solar | 0 | 0 | 0 | 0 | 0
PG&E North of Greater Bay Study Area | Lone Tree | 230 | 0 | 0 | 0 | 0 | 0 | 0 | 0 | 0 | 0 | 0 | 0 | 0 | 0 | [22 empty] | 1 |  |  |  |  | 1 | [13 empty] | 0 | 0 | 0 | Northern_California_Li_Battery | Northern_California_Solar | 0 | Solano_Wind | 0 | 0 | 0
SCE Metro Study Area | Long Beach | 230 | 0 | 0 | 0 | 0 | 0 | 0 | 0 | 0 | 0 | 0 | 0 | 0 | 0 |  |  |  |  | 1 | [36 empty] | 0 | 0 | 0 | Greater_LA_Li_Battery | Greater_LA_Solar | 0 | 0 | 0 | 0 | 0
PG&E Fresno Study Area | Los Banos | 230 | 0 | 0 | 186 | 0 | 0 | 0 | 0 | 0 | 0 | 200 | 190 | 145 | 0 | [29 empty] | 1 | 1 |  | 1 |  | 1 |  |  | 1 |  |  |  | 0 | 0 | 0 | Southern_PGAE_Li_Battery | Southern_PGAE_Solar | 0 | Central_Valley_North_Los_Banos_Wind | 0 | 0 | 0
PG&E S500 Study Area | Los Banos | 500 | 0 | 0 | 0 | 0 | 0 | 0 | 0 | 0 | 0 | 400 | 450 | 350 | 0 | [33 empty] | 1 | [7 empty] | 0 | 0 | 0 | Southern_PGAE_Li_Battery | Southern_PGAE_Solar | 0 | 0 | 0 | 0 | 0
PG&E North of Greater Bay Study Area | Los Esteros | 115 | 0 | 5 | 0 | 0 | 0 | 0 | 0 | 0 | 10 | 0 | 0 | 200 | 0 | [27 empty] | 1 | [13 empty] | 0 | 0 | 0 | Northern_California_Li_Battery | Northern_California_Solar | 0 | 0 | 0 | 0 | 0
SCE North of Lugo (NOL) Study Area | Lugo | 500 | 0 | 0 | 0 | 0 | 0 | 0 | 0 | 0 | 0 | 0 | 0 | 320 | 0 |  |  |  |  | 0 | [36 empty] | 0 | 0 | 0 | Greater_Kramer_Li_Battery | Greater_Kramer_Solar | 0 | 0 | 0 | 0 | 0
SCE North of Lugo (NOL) Study Area | Lugo | 230 | 0 | 0 | 0 | 0 | 0 | 0 | 0 | 0 | 0 | 0 | 0 | 0 | 0 | [7 empty] | 1 | [33 empty] | 0 | 0 | 0 | Greater_Kramer_Li_Battery | Greater_Kramer_Solar | 0 | 0 | 0 | 0 | 0
SCE Northern Area | Magunden | 230 | 0 | 0 | 0 | 0 | 0 | 0 | 0 | 0 | 0 | 0 | 0 | 0 | 0 | 1 |  | 1 | 1 | [24 empty] | 1 | 1 |  |  |  |  | 1 | [6 empty] | 0 | 0 | 0 | Tehachapi_Li_Battery | Tehachapi_Solar | 0 | 0 | 0 | 0 | 0
SCE Northern Area | Magunden | 115 | 0 | 0 | 0 | 0 | 0 | 0 | 0 | 0 | 0 | 0 | 0 | 0 | 0 |  |  |  | 0 | [32 empty] | 1 | 1 |  |  |  | 0 | 0 | 0 | Tehachapi_Li_Battery | Tehachapi_Solar | 0 | 0 | 0 | 0 | 0
PG&E Fresno Study Area | Malaga | 115 | 0 | 0 | 0 | 0 | 0 | 0 | 0 | 0 | 0 | 0 | 0 | 0 | 0 | [40 empty] | 1 | 0 | 0 | 0 | Southern_PGAE_Li_Battery | Southern_PGAE_Solar | 0 | 0 | 0 | 0 | 0
SCE Northern Area | Mandalay | 230 | 0 | 0 | 0 | 0 | 0 | 0 | 0 | 0 | 0 | 0 | 0 | 400 | 0 |  |  |  | 1 | [37 empty] | 0 | 0 | 0 | Greater_LA_Li_Battery | Greater_LA_Solar | 0 | 0 | 0 | 0 | 0
PG&E North of Greater Bay Study Area | Martin (San Francisco H) | 115 | 0 | 0 | 0 | 0 | 0 | 0 | 0 | 0 | 19 | 0 | 0 | 190 | 0 | [27 empty] | 1 | [13 empty] | 0 | 0 | 0 | Northern_California_Li_Battery | Northern_California_Solar | 0 | 0 | 0 | 0 | 0
PG&E North of Greater Bay Study Area | Martinez | 115 | 0 | 0 | 0 | 0 | 0 | 0 | 0 | 0 | 0 | 0 | 0 | 0 | 0 | [22 empty] | 1 |  |  |  |  | 1 | [13 empty] | 0 | 0 | 0 | Northern_California_Li_Battery | Northern_California_Solar | 0 | Solano_Wind | 0 | 0 | 0
PG&E Fresno Study Area | McCall | 230 | 0 | 0 | 0 | 0 | 0 | 0 | 0 | 0 | 0 | 0 | 100 | 100 | 0 | [29 empty] | 1 | [7 empty] | 1 |  |  |  | 0 | 0 | 0 | Southern_PGAE_Li_Battery | Southern_PGAE_Solar | 0 | 0 | 0 | 0 | 0
PG&E Fresno Study Area | McCall | 115 | 0 | 0 | 0 | 0 | 0 | 0 | 0 | 0 | 0 | 0 | 0 | 0 | 0 | [29 empty] | 1 | [10 empty] | 1 | 0 | 0 | 0 | Southern_PGAE_Li_Battery | Southern_PGAE_Solar | 0 | 0 | 0 | 0 | 0
PG&E Fresno Study Area | Mc Mullin | 230 | 0 | 0 | 0 | 0 | 0 | 0 | 0 | 0 | 0 | 0 | 0 | 0 | 0 | [28 empty] | 1 | 1 | 1 | 1 |  |  | 1 | 1 | 1 | 1 | 1 |  | 1 | 0 | 0 | 0 | Southern_PGAE_Li_Battery | Southern_PGAE_Solar | 0 | 0 | 0 | 0 | 0
East of Pisgah Study Area | Mead | 230 | 0 | 0 | 350 | 0 | 0 | 0 | 0 | 0 | 0 | 0 | 0 | 0 | 0 | 0 | 0 | 0 | 0 | 0 | 0 | 0 | 0 | 0 | 0 | 0 | 1 | 0 | 0 | 0 | 0 | 0 | 0 | 0 | 0 | 0 | 0 | 0 | 0 | 0 | 0 | 0 | 0 | 0 | 0 | 0 | 0 | 0 | 0 | 0 | 0 | 0 | 0 | 0 | 0 | 0 | 0 | 0 | 0 | Southern_NV_Eldorado_Li_Battery | Southern_NV_Eldorado_Solar | 0 | SW_Ext_Tx_Wind | 0 | 0 | 0
PG&E North of Greater Bay Study Area | Mendocino | 115 | 0 | 0 | 0 | 0 | 0 | 0 | 0 | 0 | 0 | 0 | 0 | 5 | 0 | [21 empty] | 1 | 1 |  |  |  |  | 1 | [13 empty] | 0 | 0 | 0 | Northern_California_Li_Battery | Northern_California_Solar | 0 | 0 | 0 | 0 | 0
PG&E Fresno Study Area | Mendota | 115 | 0 | 0 | 0 | 0 | 0 | 0 | 0 | 0 | 0 | 160 | 0 | 0 | 0 | [29 empty] | 1 | 1 |  | 1 |  | 1 | 1 |  | 1 |  |  | 1 | 0 | 0 | 0 | Southern_PGAE_Li_Battery | Southern_PGAE_Solar | 0 | 0 | 0 | 0 | 0
PG&E Fresno Study Area | Merced | 115 | 0 | 5 | 0 | 0 | 0 | 0 | 0 | 0 | 10 | 0 | 0 | 0 | 0 | [29 empty] | 1 | 1 |  | 1 |  | 1 | [6 empty] | 0 | 0 | 0 | Southern_PGAE_Li_Battery | Southern_PGAE_Solar | 0 | 0 | 0 | 0 | 0
PG&E East Kern Study Area | Mesa | 115 | 0 | 0 | 0 | 0 | 0 | 0 | 0 | 0 | 0 | 0 | 0 | 50 | 0 | [28 empty] | 1 | 1 |  |  |  | 1 | 1 | [6 empty] | 0 | 0 | 0 | Southern_PGAE_Li_Battery | Southern_PGAE_Solar | 0 | 0 | 0 | 0 | 0
PG&E East Kern Study Area | Mesa | 230 | 0 | 0 | 0 | 0 | 0 | 0 | 0 | 0 | 0 | 0 | 0 | 0 | 0 | [28 empty] | 1 | 1 |  |  |  | 1 | 1 | [6 empty] | 0 | 0 | 0 | Southern_PGAE_Li_Battery | Southern_PGAE_Solar | 0 | 0 | 0 | 0 | 0
SCE Northern Area | Mesa (SCE) | 230 | 0 | 0 | 0 | 0 | 0 | 0 | 0 | 0 | 0 | 0 | 0 | 0 | 0 |  |  |  | 1 | [37 empty] | 0 | 0 | 0 | Greater_LA_Li_Battery | Greater_LA_Solar | 0 | 0 | 0 | 0 | 0
PG&E North of Greater Bay Study Area | Metcalf | 230 | 0 | 4 | 0 | 0 | 0 | 0 | 0 | 0 | 35 | 0 | 0 | 195 | 0 | [27 empty] | 1 | [13 empty] | 0 | 0 | 0 | Northern_California_Li_Battery | Northern_California_Solar | 0 | 0 | 0 | 0 | 0
PG&E East Kern Study Area | Midway | 230 | 0 | 0 | 0 | 0 | 0 | 0 | 0 | 0 | 0 | 8 | 425.1844 | 310 | 0 | [28 empty] | 1 | 1 |  |  |  | 1 | 1 |  | 1 | 1 |  |  |  | 0 | 0 | 0 | Southern_PGAE_Li_Battery | Southern_PGAE_Solar | 0 | 0 | 0 | 0 | 0
PG&E East Kern Study Area | Midway | 500 | 0 | 0 | 0 | 0 | 0 | 0 | 0 | 0 | 0 | 200 | 600 | 500 | 0 | [28 empty] | 1 |  |  |  |  | 1 |  |  | 1 | 1 |  |  |  | 0 | 0 | 0 | Southern_PGAE_Li_Battery | Southern_PGAE_Solar | 0 | 0 | 0 | 0 | 0
PG&E East Kern Study Area | Midway | 115 | 0 | 0 | 0 | 0 | 0 | 0 | 0 | 0 | 0 | 0 | 100 | 89 | 0 | [28 empty] | 1 | 1 |  |  |  |  | 1 |  | 1 | 1 |  |  |  | 0 | 0 | 0 | Southern_PGAE_Li_Battery | Southern_PGAE_Solar | 0 | 0 | 0 | 0 | 0
SDG&E Study Area | Miguel | 500 | 0 | 0 | 0 | 0 | 0 | 0 | 0 | 0 | 0 | 0 | 0 | 0 | 0 | [16 empty] | 1 | 1 | 1 | 1 | [21 empty] | 0 | 0 | 0 | San_Diego_Li_Battery | San_Diego_Solar | 0 | 0 | 0 | 0 | 0
SDG&E Study Area | Miguel | 230 | 0 | 0 | 0 | 0 | 0 | 0 | 0 | 0 | 0 | 0 | 0 | 0 | 0 | [16 empty] | 1 | 1 | 1 | 1 | [21 empty] | 0 | 0 | 0 | San_Diego_Li_Battery | San_Diego_Solar | 0 | 0 | 0 | 0 | 0
SCE Metro Study Area | Mira Loma | 500 | 0 | 0 | 0 | 0 | 0 | 0 | 0 | 0 | 0 | 0 | 0 | 0 | 0 |  |  |  |  | 1 | [36 empty] | 0 | 0 | 0 | Greater_LA_Li_Battery | Greater_LA_Solar | 0 | 0 | 0 | 0 | 0
SCE Metro Study Area | Mira Loma | 230 | 0 | 0 | 0 | 0 | 0 | 0 | 0 | 0 | 0 | 0 | 0 | 300 | 0 |  |  |  |  | 1 | [36 empty] | 0 | 0 | 0 | Greater_LA_Li_Battery | Greater_LA_Solar | 0 | 0 | 0 | 0 | 0
SDG&E Study Area | Mission | 230 | 0 | 0 | 0 | 0 | 0 | 0 | 0 | 0 | 0 | 0 | 0 | 0 | 0 | [16 empty] | 1 | 1 | 1 | [22 empty] | 0 | 0 | 0 | San_Diego_Li_Battery | San_Diego_Solar | 0 | 0 | 0 | 0 | 0
SDG&E Study Area | Mission | 138 | 0 | 0 | 0 | 0 | 0 | 0 | 0 | 0 | 0 | 0 | 0 | 50 | 0 | [16 empty] | 1 | 1 | 1 | [22 empty] | 0 | 0 | 0 | San_Diego_Li_Battery | San_Diego_Solar | 0 | 0 | 0 | 0 | 0
East of Pisgah Study Area | Mohave | 500 | 0 | 0 | 0 | 0 | 0 | 0 | 0 | 0 | 0 | 0 | 568 | 228.0034 | 0 | [13 empty] | 1 | [27 empty] | 0 | 0 | 0 | Southern_NV_Eldorado_Li_Battery | Southern_NV_Eldorado_Solar | 0 | 0 | 0 | 0 | 0
SCE Northern Area | Moorpark | 230 | 0 | 0 | 0 | 0 | 0 | 0 | 0 | 0 | 0 | 0 | 500 | 500 | 0 |  |  |  | 1 | [37 empty] | 0 | 0 | 0 | Greater_LA_Li_Battery | Greater_LA_Solar | 0 | Tehachapi_Wind | 0 | 0 | 0
PG&E East Kern Study Area | Morro Bay | 230 | 0 | 0 | 0 | 0 | 0 | 0 | 0 | 0 | 0 | 0 | 0 | 0 | 300 | [28 empty] | 1 | 1 |  |  |  | 1 | 1 |  | 1 | 1 |  |  |  | 0 | 0 | 0 | Southern_PGAE_Li_Battery | Southern_PGAE_Solar | 0 | 0 | 0 | Morro_Bay_Offshore_Wind | 0
PG&E East Kern Study Area | Morro Bay (Proposed) | 500 | 0 | 0 | 0 | 0 | 0 | 0 | 0 | 0 | 0 | 0 | 0 | 0 | 0 | 0 | 0 | 0 | 0 | 0 | 0 | 0 | 0 | 0 | 0 | 0 | 0 | 0 | 0 | 0 | 0 | 0 | 0 | 0 | 0 | 0 | 0 | 0 | 0 | 0 | 0 | 0 | 0 | 0 | 0 | 0 | 0 | 0 | 1 | 0 | 0 | 0 | 0 | 0 | 0 | 0 | 0 | 1 | 0 | Southern_PGAE_Li_Battery | Southern_PGAE_Solar | 0 | 0 | 0 | Morro_Bay_Offshore_Wind | 0
PG&E Fresno Study Area | Moss Landing | 500 | 0 | 0 | 0 | 0 | 0 | 0 | 0 | 0 | 0 | 0 | 0 | 400 | 0 | 0 | 0 | 0 | 0 | 0 | 0 | 0 | 0 | 0 | 0 | 0 | 0 | 0 | 0 | 0 | 0 | 0 | 0 | 0 | 0 | 0 | 0 | 0 | 0 | 0 | 0 | 0 | 0 | 0 | 0 | 0 | 0 | 0 | 0 | 0 | 0 | 0 | 0 | 0 | 0 | 0 | 1 | 0 | 0 | Southern_PGAE_Li_Battery | Southern_PGAE_Solar | 0 | 0 | 0 | 0 | 0
PG&E Fresno Study Area | Moss Landing | 230 | 0 | 0 | 0 | 0 | 0 | 0 | 0 | 0 | 0 | 0 | 0 | 0 | 0 | [30 empty] | 1 | [9 empty] | 1 | 0 | 0 | 0 | Southern_PGAE_Li_Battery | Southern_PGAE_Solar | 0 | 0 | 0 | 0 | 0
PG&E East Kern Study Area | Mustang | 230 | 0 | 0 | 0 | 0 | 0 | 0 | 0 | 0 | 0 | 150 | 250 | 200 | 0 | [28 empty] | 1 | 1 | 1 | 1 |  | 1 | 1 |  | 1 | 1 |  |  |  | 0 | 0 | 0 | Southern_PGAE_Li_Battery | Southern_PGAE_Solar | 0 | 0 | 0 | 0 | 0
PG&E Fresno Study Area | Newhall | 115 | 0 | 0 | 0 | 0 | 0 | 0 | 0 | 0 | 0 | 0 | 0 | 0 | 0 | [40 empty] | 1 | 0 | 0 | 0 | Southern_PGAE_Li_Battery | Southern_PGAE_Solar | 0 | 0 | 0 | 0 | 0
PG&E East Kern Study Area | Norco | 115 | 0 | 0 | 0 | 0 | 0 | 0 | 0 | 0 | 0 | 0 | 0 | 0 | 0 | [28 empty] | 1 | 1 |  |  |  |  | 1 | [6 empty] | 0 | 0 | 0 | Southern_PGAE_Li_Battery | Southern_PGAE_Solar | 0 | 0 | 0 | 0 | 0
SDG&E Study Area | North Gila | 500 | 0 | 0 | 0 | 0 | 0 | 0 | 0 | 0 | 0 | 0 | 0 | 0 | 0 | 0 | 0 | 0 | 0 | 0 | 0 | 0 | 0 | 0 | 1 | 1 | 0 | 0 | 0 | 1 | 0 | 1 | 0 | 1 | 0 | 0 | 0 | 0 | 0 | 0 | 0 | 0 | 0 | 0 | 0 | 0 | 0 | 0 | 0 | 0 | 0 | 0 | 0 | 0 | 0 | 0 | 0 | 0 | 0 | Arizona_Li_Battery | Arizona_Solar | 0 | 0 | 0 | 0 | 0
SDG&E Study Area | Ocotillo | 500 | 0 | 0 | 0 | 0 | 0 | 0 | 0 | 0 | 0 | 0 | 0 | 0 | 0 | [14 empty] | 1 |  | 1 |  | 1 | 1 | [21 empty] | 0 | 0 | 0 | Imperial_Li_Battery | Imperial_Solar | 0 | Baja_California_Wind | 0 | 0 | 0
SDG&E Study Area | Old Town | 230 | 0 | 0 | 0 | 0 | 0 | 0 | 0 | 0 | 0 | 0 | 0 | 0 | 0 | [16 empty] | 1 |  | 1 | [22 empty] | 0 | 0 | 0 | San_Diego_Li_Battery | San_Diego_Solar | 0 | 0 | 0 | 0 | 0
SCE Metro Study Area | Olinda | 230 | 0 | 0 | 0 | 0 | 0 | 0 | 0 | 0 | 0 | 0 | 0 | 0 | 0 |  |  |  |  | 1 | [36 empty] | 0 | 0 | 0 | Greater_LA_Li_Battery | Greater_LA_Solar | 0 | 0 | 0 | 0 | 0
PG&E East Kern Study Area | Olive | 115 | 0 | 0 | 0 | 0 | 0 | 0 | 0 | 0 | 0 | 0 | 40 | 30 | 0 | [28 empty] | 1 | 1 |  |  |  |  | 1 |  | 1 | 1 |  |  |  | 0 | 0 | 0 | Southern_PGAE_Li_Battery | Southern_PGAE_Solar | 0 | 0 | 0 | 0 | 0
PG&E North of Greater Bay Study Area | Olivehurst | 115 | 0 | 0 | 0 | 0 | 0 | 0 | 0 | 0 | 0 | 0 | 0 | 0 | 0 | [22 empty] | 1 | 1 | 1 | [16 empty] | 0 | 0 | 0 | Northern_California_Li_Battery | Northern_California_Solar | 0 | Northern_California_Wind | 0 | 0 | 0
PG&E Fresno Study Area | Oro Loma | 115 | 0 | 0 | 0 | 0 | 0 | 0 | 0 | 0 | 0 | 0 | 0 | 0 | 0 | [40 empty] | 1 | 0 | 0 | 0 | Southern_PGAE_Li_Battery | Southern_PGAE_Solar | 0 | 0 | 0 | 0 | 0
SDG&E Study Area | Otay Mesa | 230 | 0 | 0 | 0 | 0 | 0 | 0 | 0 | 0 | 0 | 0 | 0 | 225 | 0 | [16 empty] | 1 | 1 | 1 | 1 | [21 empty] | 0 | 0 | 0 | San_Diego_Li_Battery | San_Diego_Solar | 0 | 0 | 0 | 0 | 0
SCE Metro Study Area | Padua | 230 | 0 | 0 | 0 | 0 | 0 | 0 | 0 | 0 | 0 | 0 | 0 | 0 | 0 |  |  |  |  | 1 | [36 empty] | 0 | 0 | 0 | Greater_LA_Li_Battery | Greater_LA_Solar | 0 | 0 | 0 | 0 | 0
East of Pisgah Study Area | Pahrump | 230 | 0 | 0 | 0 | 0 | 0 | 0 | 0 | 0 | 0 | 0 | 0 | 0 | 0 | [11 empty] | 1 | 1 | [28 empty] | 0 | 0 | 0 | Southern_NV_Eldorado_Li_Battery | Southern_NV_Eldorado_Solar | 0 | Southern_Nevada_Wind | 0 | 0 | 0
East of Pisgah Study Area | Pahrump | 138 | 0 | 0 | 0 | 0 | 0 | 0 | 0 | 0 | 0 | 0 | 0 | 0 | 0 | [11 empty] | 1 | 1 | [28 empty] | 0 | 0 | 0 | Southern_NV_Eldorado_Li_Battery | Southern_NV_Eldorado_Solar | 0 | Southern_Nevada_Wind | 0 | 0 | 0
PG&E North of Greater Bay Study Area | Palermo | 230 | 0 | 5 | 0 | 0 | 0 | 0 | 0 | 0 | 0 | 0 | 0 | 0 | 0 | 0 | 0 | 0 | 0 | 0 | 0 | 0 | 0 | 0 | 0 | 0 | 0 | 0 | 0 | 0 | 0 | 0 | 0 | 0 | 0 | 0 | 0 | 1 | 0 | 0 | 0 | 0 | 0 | 0 | 0 | 0 | 0 | 0 | 0 | 0 | 0 | 0 | 0 | 0 | 0 | 0 | 0 | 0 | 0 | Northern_California_Li_Battery | Northern_California_Solar | 0 | 0 | 0 | 0 | 0
SCE Eastern Study Area | Palo Verde | 500 | 0 | 0 | 124 | 0 | 2328 | 0 | 0 | 0 | 0 | 0 | 0 | 0 | 0 | [9 empty] | 1 | 1 |  |  |  | 0 | [26 empty] | 0 | 0 | 0 | Arizona_Li_Battery | Arizona_Solar | 0 | SW_Ext_Tx_Wind | New_Mexico_Wind | 0 | 0
SDG&E Study Area | Palomar | 230 | 0 | 0 | 0 | 0 | 0 | 0 | 0 | 0 | 0 | 0 | 0 | 0 | 0 | [16 empty] | 1 | 1 | 1 | [22 empty] | 0 | 0 | 0 | San_Diego_Li_Battery | San_Diego_Solar | 0 | 0 | 0 | 0 | 0
PG&E Fresno Study Area | Panoche | 115 | 0 | 0 | 0 | 0 | 0 | 0 | 0 | 0 | 0 | 0 | 0 | 0 | 0 | [30 empty] | 1 |  |  |  | 1 | 1 | 1 | 1 |  |  | 1 | 0 | 0 | 0 | Southern_PGAE_Li_Battery | Southern_PGAE_Solar | 0 | 0 | 0 | 0 | 0
PG&E Fresno Study Area | Panoche | 230 | 0 | 0 | 0 | 0 | 0 | 0 | 0 | 0 | 0 | 0 | 370 | 270 | 0 | [29 empty] | 1 | 1 |  | 1 |  | 1 | 1 |  |  | 1 |  | 1 | 0 | 0 | 0 | Southern_PGAE_Li_Battery | Southern_PGAE_Solar | 0 | 0 | 0 | 0 | 0
SCE Northern Area | Pardee | 230 | 0 | 0 | 0 | 0 | 0 | 0 | 0 | 0 | 0 | 0 | 0 | 0 | 0 |  |  |  | 1 | [37 empty] | 0 | 0 | 0 | Greater_LA_Li_Battery | Greater_LA_Solar | 0 | 0 | 0 | 0 | 0
SCE Northern Area | Pastoria | 230 | 0 | 0 | 0 | 0 | 0 | 0 | 0 | 0 | 0 | 0 | 106.875 | 80 | 0 | 1 |  | 1 | 1 | [37 empty] | 0 | 0 | 0 | Tehachapi_Li_Battery | Tehachapi_Solar | 0 | 0 | 0 | 0 | 0
PG&E North of Greater Bay Study Area | Peabody | 230 | 0 | 0 | 0 | 0 | 0 | 0 | 0 | 0 | 0 | 0 | 0 | 0 | 0 | [22 empty] | 1 |  |  |  |  | 1 | [13 empty] | 0 | 0 | 0 | Northern_California_Li_Battery | Northern_California_Solar | 0 | Solano_Wind | 0 | 0 | 0
PG&E North of Greater Bay Study Area | Pease | 115 | 0 | 0 | 0 | 0 | 0 | 0 | 0 | 0 | 0 | 0 | 0 | 0 | 0 | [22 empty] | 1 | 1 | 1 | [16 empty] | 0 | 0 | 0 | Northern_California_Li_Battery | Northern_California_Solar | 0 | Northern_California_Wind | 0 | 0 | 0
SDG&E Study Area | Penasquitos | 230 | 0 | 0 | 0 | 0 | 0 | 0 | 0 | 0 | 0 | 0 | 0 | 0 | 0 | [16 empty] | 1 |  | 1 | [22 empty] | 0 | 0 | 0 | San_Diego_Li_Battery | San_Diego_Solar | 0 | 0 | 0 | 0 | 0
SDG&E Study Area | Penasquitos | 138 | 0 | 0 | 0 | 0 | 0 | 0 | 0 | 0 | 0 | 0 | 0 | 0 | 0 | [16 empty] | 1 |  | 1 | [22 empty] | 0 | 0 | 0 | San_Diego_Li_Battery | San_Diego_Solar | 0 | 0 | 0 | 0 | 0
PG&E North of Greater Bay Study Area | Peoria | 115 | 0 | 0 | 0 | 0 | 0 | 0 | 0 | 0 | 0 | 0 | 0 | 0 | 0 | [22 empty] | 1 | [18 empty] | 0 | 0 | 0 | Northern_California_Li_Battery | Northern_California_Solar | 0 | 0 | 0 | 0 | 0
SCE North of Lugo (NOL) Study Area | Pisgah | 230 | 0 | 0 | 100 | 0 | 0 | 0 | 0 | 0 | 0 | 50 | 250 | 190 | 0 | [7 empty] | 1 | [33 empty] | 0 | 0 | 0 | Greater_Kramer_Li_Battery | Greater_Kramer_Solar | 0 | North_Victor_Wind | 0 | 0 | 0
PG&E North of Greater Bay Study Area | Pit 1 | 230 | 0 | 5 | 0 | 0 | 0 | 0 | 0 | 0 | 0 | 0 | 0 | 0 | 0 | [22 empty] | 1 | [18 empty] | 0 | 0 | 0 | Northern_California_Li_Battery | Northern_California_Solar | Northern_California_Geothermal | Northern_California_Wind | 0 | 0 | 0
PG&E North of Greater Bay Study Area | Pittsburg | 230 | 0 | 0 | 0 | 0 | 0 | 0 | 0 | 0 | 0 | 0 | 0 | 400 | 0 | [22 empty] | 1 |  |  |  |  | 1 | [13 empty] | 0 | 0 | 0 | Northern_California_Li_Battery | Northern_California_Solar | 0 | Solano_Wind | 0 | 0 | 0
PG&E North of Greater Bay Study Area | Pittsburg PP | 230 | 0 | 0 | 0 | 0 | 0 | 0 | 0 | 0 | 0 | 0 | 0 | 0 | 0 | [22 empty] | 1 | [18 empty] | 0 | 0 | 0 | Northern_California_Li_Battery | Northern_California_Solar | 0 | 0 | 0 | 0 | 0
PG&E North of Greater Bay Study Area | Placerville | 115 | 0 | 3 | 0 | 0 | 0 | 0 | 0 | 0 | 0 | 0 | 0 | 0 | 0 | [22 empty] | 1 | [18 empty] | 0 | 0 | 0 | Northern_California_Li_Battery | Northern_California_Solar | 0 | 0 | 0 | 0 | 0
PG&E North of Greater Bay Study Area | Pleasant Grove | 115 | 0 | 0 | 0 | 0 | 0 | 0 | 0 | 0 | 0 | 0 | 0 | 0 | 0 | [22 empty] | 1 |  | 1 | [16 empty] | 0 | 0 | 0 | Northern_California_Li_Battery | Northern_California_Solar | 0 | Northern_California_Wind | 0 | 0 | 0
PG&E East Kern Study Area | Poso Mountain | 115 | 0 | 0 | 0 | 0 | 0 | 0 | 0 | 0 | 0 | 0 | 0 | 0 | 0 | [28 empty] | 1 | 1 |  |  |  |  | 1 | [6 empty] | 0 | 0 | 0 | Southern_PGAE_Li_Battery | Southern_PGAE_Solar | 0 | 0 | 0 | 0 | 0
East of Pisgah Study Area | Primm | 230 | 0 | 0 | 0 | 0 | 0 | 0 | 0 | 0 | 0 | 0 | 0 | 0 | 0 | [11 empty] | 1 | [29 empty] | 0 | 0 | 0 | Southern_NV_Eldorado_Li_Battery | Southern_NV_Eldorado_Solar | 0 | Southern_Nevada_Wind | 0 | 0 | 0
PG&E Fresno Study Area | Pumpjack | 115 | 0 | 0 | 0 | 0 | 0 | 0 | 0 | 0 | 0 | 0 | 0 | 0 | 0 | [36 empty] | 1 | 1 |  |  |  | 0 | 0 | 0 | Southern_PGAE_Li_Battery | Southern_PGAE_Solar | 0 | 0 | 0 | 0 | 0
PG&E North of Greater Bay Study Area | Putah Creek | 115 | 0 | 0 | 0 | 0 | 0 | 0 | 0 | 0 | 0 | 0 | 0 | 0 | 0 | [22 empty] | 1 |  |  |  |  | 1 | [13 empty] | 0 | 0 | 0 | Northern_California_Li_Battery | Northern_California_Solar | 0 | Solano_Wind | 0 | 0 | 0
PG&E North of Greater Bay Study Area | Quinto | 230 | 0 | 0 | 0 | 0 | 0 | 0 | 0 | 0 | 0 | 0 | 0 | 0 | 0 | [22 empty] | 1 | [6 empty] | 1 | 1 |  | 1 | [8 empty] | 0 | 0 | 0 | Southern_PGAE_Li_Battery | Southern_PGAE_Solar | 0 | 0 | 0 | 0 | 0
SCE Metro Study Area | Rancho Vista | 500 | 0 | 0 | 0 | 0 | 0 | 0 | 0 | 0 | 0 | 0 | 0 | 0 | 0 |  |  |  |  | 1 | [36 empty] | 0 | 0 | 0 | Greater_LA_Li_Battery | Greater_LA_Solar | 0 | 0 | 0 | 0 | 0
SCE Metro Study Area | Rancho Vista | 230 | 0 | 0 | 0 | 0 | 0 | 0 | 0 | 0 | 0 | 0 | 0 | 0 | 0 |  |  |  |  | 1 | [36 empty] | 0 | 0 | 0 | Greater_LA_Li_Battery | Greater_LA_Solar | 0 | 0 | 0 | 0 | 0
SCE North of Lugo (NOL) Study Area | Ransburg | 115 | 0 | 0 | 0 | 0 | 0 | 0 | 0 | 0 | 0 | 0 | 0 | 0 | 0 | [5 empty] | 1 | 1 | 1 | [33 empty] | 0 | 0 | 0 | Greater_Kramer_Li_Battery | Greater_Kramer_Solar | Inyokern_North_Kramer_Geothermal | 0 | 0 | 0 | 0
SCE Northern Area | Rector | 230 | 0 | 0 | 0 | 0 | 0 | 0 | 0 | 0 | 0 | 0 | 100 | 0 | 0 | 1 |  | 1 | 1 | [37 empty] | 0 | 0 | 0 | Tehachapi_Li_Battery | Tehachapi_Solar | 0 | 0 | 0 | 0 | 0
SCE Eastern Study Area | Redbluff | 500 | 0 | 0 | 0 | 0 | 0 | 0 | 0 | 0 | 0 | 250 | 400 | 231.4 | 700 | [9 empty] | 1 | 1 | [30 empty] | 0 | 0 | 0 | Riverside_Li_Battery | Riverside_Solar | 0 | Riverside_Palm_Springs_Wind | 0 | 0 | Riverside_East_Pumped_Storage
SCE Eastern Study Area | Redbluff | 230 | 0 | 0 | 0 | 0 | 0 | 0 | 0 | 0 | 0 | 912 | 1127 | 830.1536 | 0 | [9 empty] | 1 | 1 | [30 empty] | 0 | 0 | 0 | Riverside_Li_Battery | Riverside_Solar | 0 | Riverside_Palm_Springs_Wind | 0 | 0 | 0
SCE Metro Study Area | Redondo | 230 | 0 | 0 | 0 | 0 | 0 | 0 | 0 | 0 | 0 | 0 | 0 | 0 | 0 |  |  |  |  | 1 | [36 empty] | 0 | 0 | 0 | Greater_LA_Li_Battery | Greater_LA_Solar | 0 | 0 | 0 | 0 | 0
PG&E Fresno Study Area | Reedley | 115 | 0 | 0 | 0 | 0 | 0 | 0 | 0 | 0 | 0 | 0 | 0 | 0 | 0 | [40 empty] | 1 | 0 | 0 | 0 | Southern_PGAE_Li_Battery | Southern_PGAE_Solar | 0 | 0 | 0 | 0 | 0
PG&E Fresno Study Area | Regulus | 115 | 0 | 0 | 0 | 0 | 0 | 0 | 0 | 0 | 0 | 0 | 0 | 0 | 0 | [36 empty] | 1 | 1 |  | 1 |  | 0 | 0 | 0 | Southern_PGAE_Li_Battery | Southern_PGAE_Solar | 0 | 0 | 0 | 0 | 0
PG&E East Kern Study Area | Renfro | 115 | 0 | 0 | 0 | 0 | 0 | 0 | 0 | 0 | 0 | 0 | 0 | 0 | 0 | [28 empty] | 1 | 1 |  |  |  |  | 1 | [6 empty] | 0 | 0 | 0 | Southern_PGAE_Li_Battery | Southern_PGAE_Solar | 0 | 0 | 0 | 0 | 0
East of Pisgah Study Area | Rest of VEA 138 kV System | 138 | 0 | 0 | 0 | 0 | 0 | 0 | 0 | 0 | 0 | 0 | 0 | 0 | 0 | [11 empty] | 1 | 1 | [28 empty] | 0 | 0 | 0 | Southern_NV_Eldorado_Li_Battery | Southern_NV_Eldorado_Solar | Southern_Nevada_Geothermal | Southern_Nevada_Wind | 0 | 0 | 0
PG&E North of Greater Bay Study Area | Richmond | 115 | 0 | 0 | 0 | 0 | 0 | 0 | 0 | 0 | 0 | 0 | 0 | 0 | 0 | [22 empty] | 1 |  |  |  |  | 1 | [13 empty] | 0 | 0 | 0 | Northern_California_Li_Battery | Northern_California_Solar | 0 | 0 | 0 | 0 | 0
PG&E East Kern Study Area | Rio Bravo | 115 | 0 | 0 | 0 | 0 | 0 | 0 | 0 | 0 | 0 | 0 | 55 | 55 | 0 | [28 empty] | 1 | 1 |  |  |  |  | 1 |  | 1 | 1 |  |  |  | 0 | 0 | 0 | Southern_PGAE_Li_Battery | Southern_PGAE_Solar | 0 | 0 | 0 | 0 | 0
SCE Metro Study Area | Rio Hondo | 230 | 0 | 0 | 0 | 0 | 0 | 0 | 0 | 0 | 0 | 0 | 0 | 0 | 0 | 0 | 0 | 0 | 0 | 1 | 0 | 0 | 0 | 0 | 0 | 0 | 0 | 0 | 0 | 0 | 0 | 0 | 0 | 0 | 0 | 0 | 0 | 0 | 0 | 0 | 0 | 0 | 0 | 0 | 0 | 0 | 0 | 0 | 0 | 0 | 0 | 0 | 0 | 0 | 0 | 0 | 0 | 0 | 0 | Greater_LA_Li_Battery | Greater_LA_Solar | 0 | 0 | 0 | 0 | 0
PG&E North of Greater Bay Study Area | Rio Oso | 230 | 0 | 0 | 0 | 0 | 0 | 0 | 0 | 0 | 0 | 120 | 150 | 110 | 0 | [22 empty] | 1 | 1 | 1 | [16 empty] | 0 | 0 | 0 | Northern_California_Li_Battery | Northern_California_Solar | 0 | Northern_California_Wind | 0 | 0 | 0
PG&E North of Greater Bay Study Area | Ripon | 115 | 0 | 0 | 0 | 0 | 0 | 0 | 0 | 0 | 0 | 0 | 0 | 0 | 0 | [22 empty] | 1 |  |  | 1 | 1 | [14 empty] | 0 | 0 | 0 | Northern_California_Li_Battery | Northern_California_Solar | 0 | 0 | 0 | 0 | 0
PG&E North of Greater Bay Study Area | Riverbank | 115 | 0 | 0 | 0 | 0 | 0 | 0 | 0 | 0 | 0 | 0 | 0 | 0 | 0 | [22 empty] | 1 |  |  | 1 |  | 1 | [13 empty] | 0 | 0 | 0 | Northern_California_Li_Battery | Northern_California_Solar | 0 | 0 | 0 | 0 | 0
SCE North of Lugo (NOL) Study Area | Roadway | 115 | 0 | 0 | 0 | 0 | 0 | 0 | 0 | 0 | 0 | 0 | 220.92 | 159.94 | 0 | [5 empty] | 1 | 1 | 1 | [33 empty] | 0 | 0 | 0 | Greater_Kramer_Li_Battery | Greater_Kramer_Solar | 0 | North_Victor_Wind | 0 | 0 | 0
PG&E East Kern Study Area | Rosedale | 115 | 0 | 0 | 0 | 0 | 0 | 0 | 0 | 0 | 0 | 0 | 0 | 0 | 0 | [28 empty] | 1 | 1 |  |  |  |  | 1 | [6 empty] | 0 | 0 | 0 | Southern_PGAE_Li_Battery | Southern_PGAE_Solar | 0 | 0 | 0 | 0 | 0
PG&E North of Greater Bay Study Area | Round Mountain | 230 | 0 | 22 | 115 | 209.5 | 0 | 0 | 0 | 0 | 0 | 0 | 0 | 0 | 0 | [22 empty] | 1 |  |  |  |  | 1 | [13 empty] | 0 | 0 | 0 | Northern_California_Li_Battery | Northern_California_Solar | Northern_California_Geothermal | Northern_California_Wind | NW_Ext_Tx_Wind | 0 | 0
PG&E North of Greater Bay Study Area | Round Mountain | 500 | 0 | 0 | 0 | 0 | 0 | 0 | 0 | 0 | 0 | 0 | 0 | 0 | 0 | [22 empty] | 1 | [18 empty] | 0 | 0 | 0 | Northern_California_Li_Battery | Northern_California_Solar | Northern_California_Geothermal | Northern_California_Wind | NW_Ext_Tx_Wind | 0 | 0
PG&E Fresno Study Area | S0478 | 115 | 0 | 0 | 0 | 0 | 0 | 0 | 0 | 0 | 0 | 0 | 0 | 0 | 0 | [35 empty] | 1 | 1 | 1 | 1 |  |  | 0 | 0 | 0 | Southern_PGAE_Li_Battery | Southern_PGAE_Solar | 0 | 0 | 0 | 0 | 0
SCE Eastern Study Area | San Bernardino | 230 | 0 | 0 | 0 | 0 | 0 | 0 | 0 | 0 | 0 | 0 | 0 | 0 | 0 | [10 empty] | 1 | [30 empty] | 0 | 0 | 0 | Riverside_Li_Battery | Riverside_Solar | 0 | 0 | 0 | 0 | 0
PG&E East Kern Study Area | San Luis Obispo | 115 | 0 | 0 | 0 | 0 | 0 | 0 | 0 | 0 | 0 | 0 | 0 | 0 | 0 | [28 empty] | 1 | 1 |  |  |  | 1 | 1 |  | 1 | 1 |  |  |  | 0 | 0 | 0 | Southern_PGAE_Li_Battery | Southern_PGAE_Solar | 0 | 0 | 0 | 0 | 0
SDG&E Study Area | San Luis Rey | 230 | 0 | 0 | 0 | 0 | 0 | 0 | 0 | 0 | 0 | 0 | 0 | 65 | 0 | [16 empty] | 1 |  | 1 | [22 empty] | 0 | 0 | 0 | San_Diego_Li_Battery | San_Diego_Solar | 0 | 0 | 0 | 0 | 0
SDG&E Study Area | San Onofre | 230 | 0 | 0 | 0 | 0 | 0 | 0 | 0 | 0 | 0 | 0 | 0 | 0 | 0 | [20 empty] | 1 | [20 empty] | 0 | 0 | 0 | Greater_LA_Li_Battery | Greater_LA_Solar | 0 | 0 | 0 | 0 | 0
East of Pisgah Study Area | Sandy | 138 | 0 | 0 | 0 | 0 | 0 | 0 | 0 | 0 | 0 | 0 | 0 | 0 | 0 | [11 empty] | 1 | 1 | [28 empty] | 0 | 0 | 0 | Southern_NV_Eldorado_Li_Battery | Southern_NV_Eldorado_Solar | 0 | Southern_Nevada_Wind | 0 | 0 | 0
PG&E Fresno Study Area | Sanger | 115 | 0 | 0 | 0 | 0 | 0 | 0 | 0 | 0 | 0 | 0 | 0 | 0 | 0 | [40 empty] | 1 | 0 | 0 | 0 | Southern_PGAE_Li_Battery | Southern_PGAE_Solar | 0 | 0 | 0 | 0 | 0
SCE Northern Area | Santa Clara | 230 | 0 | 0 | 0 | 0 | 0 | 0 | 0 | 0 | 0 | 75 | 325 | 221 | 0 |  |  |  | 1 | [37 empty] | 0 | 0 | 0 | Greater_LA_Li_Battery | Greater_LA_Solar | 0 | 0 | 0 | 0 | 0
SCE Metro Study Area | Santiago | 230 | 0 | 0 | 0 | 0 | 0 | 0 | 0 | 0 | 0 | 0 | 0 | 0 | 0 |  |  |  |  | 1 | [36 empty] | 0 | 0 | 0 | Greater_LA_Li_Battery | Greater_LA_Solar | 0 | 0 | 0 | 0 | 0
SCE Northern Area | Saugus | 230 | 0 | 0 | 0 | 0 | 0 | 0 | 0 | 0 | 0 | 0 | 0 | 0 | 0 |  |  |  | 1 | [37 empty] | 0 | 0 | 0 | Greater_LA_Li_Battery | Greater_LA_Solar | 0 | 0 | 0 | 0 | 0
PG&E Fresno Study Area | Schindler | 115 | 0 | 0 | 0 | 0 | 0 | 0 | 0 | 0 | 0 | 50 | 100 | 75 | 0 | [35 empty] | 1 | 1 | 1 |  |  | 1 | 0 | 0 | 0 | Southern_PGAE_Li_Battery | Southern_PGAE_Solar | 0 | 0 | 0 | 0 | 0
PG&E North of Greater Bay Study Area | Schulte Switching Station | 115 | 0 | 0 | 0 | 0 | 0 | 0 | 0 | 0 | 0 | 0 | 0 | 0 | 0 | [22 empty] | 1 | [18 empty] | 0 | 0 | 0 | Northern_California_Li_Battery | Northern_California_Solar | 0 | 0 | 0 | 0 | 0
PG&E Fresno Study Area | Semitropic | 115 | 0 | 3 | 0 | 0 | 0 | 0 | 0 | 0 | 9 | 0 | 100 | 75 | 0 | [36 empty] | 1 |  |  |  |  | 0 | 0 | 0 | Southern_PGAE_Li_Battery | Southern_PGAE_Solar | 0 | 0 | 0 | 0 | 0
SCE Metro Study Area | Serrano | 500 | 0 | 0 | 0 | 0 | 0 | 0 | 0 | 0 | 0 | 0 | 0 | 0 | 0 |  |  |  |  | 1 | [36 empty] | 0 | 0 | 0 | Greater_LA_Li_Battery | Greater_LA_Solar | 0 | 0 | 0 | 0 | 0
SCE Metro Study Area | Serrano | 230 | 0 | 0 | 0 | 0 | 0 | 0 | 0 | 0 | 0 | 0 | 0 | 0 | 0 |  |  |  |  | 1 | [36 empty] | 0 | 0 | 0 | Greater_LA_Li_Battery | Greater_LA_Solar | 0 | 0 | 0 | 0 | 0
PG&E East Kern Study Area | Shafter | 115 | 0 | 0 | 0 | 0 | 0 | 0 | 0 | 0 | 3 | 0 | 110 | 80 | 0 | [28 empty] | 1 | 1 |  |  |  |  | 1 | [6 empty] | 0 | 0 | 0 | Southern_PGAE_Li_Battery | Southern_PGAE_Solar | 0 | 0 | 0 | 0 | 0
PG&E North of Greater Bay Study Area | Shilo III | 230 | 0 | 0 | 0 | 0 | 0 | 0 | 0 | 0 | 0 | 0 | 0 | 0 | 0 | 0 | 0 | 0 | 0 | 0 | 0 | 0 | 0 | 0 | 0 | 0 | 0 | 0 | 0 | 0 | 0 | 0 | 0 | 0 | 0 | 0 | 0 | 1 | 0 | 0 | 0 | 0 | 1 | 0 | 0 | 0 | 0 | 0 | 0 | 0 | 0 | 0 | 0 | 0 | 0 | 0 | 0 | 0 | 0 | Northern_California_Li_Battery | Northern_California_Solar | 0 | Solano_Wind | 0 | 0 | 0
SDG&E Study Area | Silvergate | 230 | 0 | 0 | 0 | 0 | 0 | 0 | 0 | 0 | 0 | 0 | 0 | 200 | 0 | [16 empty] | 1 | 1 | 1 | [22 empty] | 0 | 0 | 0 | San_Diego_Li_Battery | San_Diego_Solar | 0 | 0 | 0 | 0 | 0
PG&E East Kern Study Area | Sisquoc | 115 | 0 | 0 | 0 | 0 | 0 | 0 | 0 | 0 | 0 | 0 | 0 | 0 | 0 | [28 empty] | 1 | 1 |  |  |  | 1 | 1 |  | 1 | 1 |  |  |  | 0 | 0 | 0 | Southern_PGAE_Li_Battery | Southern_PGAE_Solar | 0 | 0 | 0 | 0 | 0
East of Pisgah Study Area | Sloan Canyon (fka Bob) | 230 | 0 | 0 | 303 | 0 | 0 | 0 | 0 | 0 | 0 | 0 | 0 | 0 | 0 | [11 empty] | 1 | 1 | [28 empty] | 0 | 0 | 0 | Southern_NV_Eldorado_Li_Battery | Southern_NV_Eldorado_Solar | 0 | Southern_Nevada_Wind | 0 | 0 | 0
PG&E East Kern Study Area | Smyrna | 115 | 0 | 0 | 0 | 0 | 0 | 0 | 0 | 0 | 0 | 0 | 0 | 0 | 0 | [28 empty] | 1 | 1 |  |  |  |  | 1 |  | 1 | 1 |  |  |  | 0 | 0 | 0 | Southern_PGAE_Li_Battery | Southern_PGAE_Solar | 0 | 0 | 0 | 0 | 0
PG&E East Kern Study Area | Solar SS | 230 | 0 | 0 | 0 | 0 | 0 | 0 | 0 | 0 | 0 | 60 | 65 | 55 | 0 | [36 empty] | 1 | 1 |  |  |  | 0 | 0 | 0 | Southern_PGAE_Li_Battery | Southern_PGAE_Solar | 0 | 0 | 0 | 0 | 0
PG&E East Kern Study Area | Solar SW | 230 | 0 | 0 | 0 | 0 | 0 | 0 | 0 | 0 | 0 | 0 | 0 | 0 | 0 | [28 empty] | 1 |  |  |  |  | 1 | [7 empty] | 0 | 0 | 0 | Southern_PGAE_Li_Battery | Southern_PGAE_Solar | 0 | 0 | 0 | 0 | 0
SCE Northern Area | Springville | 230 | 0 | 4 | 0 | 0 | 0 | 0 | 0 | 0 | 0 | 50 | 140 | 50 | 0 | 1 |  | 1 | 1 | [37 empty] | 0 | 0 | 0 | Tehachapi_Li_Battery | Tehachapi_Solar | 0 | 0 | 0 | 0 | 0
PG&E North of Greater Bay Study Area | Stagg | 230 | 0 | 0 | 0 | 0 | 0 | 0 | 0 | 0 | 0 | 0 | 0 | 0 | 0 | [22 empty] | 1 | [18 empty] | 0 | 0 | 0 | Northern_California_Li_Battery | Northern_California_Solar | 0 | 0 | 0 | 0 | 0
PG&E East Kern Study Area | Stockdale | 230 | 0 | 0 | 0 | 0 | 0 | 0 | 0 | 0 | 4 | 0 | 0 | 0 | 0 | [28 empty] | 1 | [12 empty] | 0 | 0 | 0 | Southern_PGAE_Li_Battery | Southern_PGAE_Solar | 0 | 0 | 0 | 0 | 0
PG&E Fresno Study Area | Stockdale A | 230 | 0 | 0 | 0 | 0 | 0 | 0 | 0 | 0 | 0 | 0 | 0 | 0 | 0 | [29 empty] | 1 |  |  |  |  | 1 | [6 empty] | 0 | 0 | 0 | Southern_PGAE_Li_Battery | Southern_PGAE_Solar | 0 | 0 | 0 | 0 | 0
SDG&E Study Area | Suncrest | 500 | 0 | 0 | 0 | 0 | 0 | 0 | 0 | 0 | 0 | 0 | 0 | 0 | 0 | [16 empty] | 1 |  | 1 | [22 empty] | 0 | 0 | 0 | San_Diego_Li_Battery | San_Diego_Solar | 0 | Baja_California_Wind | 0 | 0 | 0
SDG&E Study Area | Suncrest | 230 | 0 | 0 | 0 | 0 | 0 | 0 | 0 | 0 | 0 | 0 | 0 | 0 | 0 | [16 empty] | 1 |  | 1 | [22 empty] | 0 | 0 | 0 | San_Diego_Li_Battery | San_Diego_Solar | 0 | Baja_California_Wind | 0 | 0 | 0
SDG&E Study Area | Sycamore | 230 | 0 | 0 | 0 | 0 | 0 | 0 | 0 | 0 | 0 | 0 | 0 | 0 | 500 | [16 empty] | 1 | 1 | 1 | [22 empty] | 0 | 0 | 0 | San_Diego_Li_Battery | San_Diego_Solar | 0 | 0 | 0 | 0 | San_Diego_Pumped_Storage
SDG&E Study Area | Sycamore | 138 | 0 | 0 | 0 | 0 | 0 | 0 | 0 | 0 | 0 | 0 | 0 | 300 | 0 | [16 empty] | 1 | 1 | 1 | [22 empty] | 0 | 0 | 0 | San_Diego_Li_Battery | San_Diego_Solar | 0 | 0 | 0 | 0 | 0
SCE Northern Area | Sylmar | 230 | 0 | 0 | 0 | 0 | 0 | 0 | 0 | 0 | 0 | 0 | 0 | 0 | 0 |  |  |  | 1 | [37 empty] | 0 | 0 | 0 | Greater_LA_Li_Battery | Greater_LA_Solar | 0 | 0 | 0 | 0 | 0
PG&E North of Greater Bay Study Area | Table Mountain | 115 | 0 | 0 | 0 | 0 | 0 | 0 | 0 | 0 | 0 | 0 | 0 | 0 | 0 | [22 empty] | 1 | [18 empty] | 0 | 0 | 0 | Northern_California_Li_Battery | Northern_California_Solar | 0 | Northern_California_Wind | 0 | 0 | 0
PG&E East Kern Study Area | Taft | 115 | 0 | 0 | 0 | 0 | 0 | 0 | 0 | 0 | 0 | 0 | 0 | 0 | 0 | [28 empty] | 1 | 1 |  |  |  |  | 1 |  | 1 | 1 |  |  |  | 0 | 0 | 0 | Southern_PGAE_Li_Battery | Southern_PGAE_Solar | 0 | 0 | 0 | 0 | 0
SDG&E Study Area | Talega | 230 | 0 | 0 | 0 | 0 | 0 | 0 | 0 | 0 | 0 | 0 | 0 | 80 | 0 | [20 empty] | 1 | [20 empty] | 0 | 0 | 0 | Greater_LA_Li_Battery | Greater_LA_Solar | 0 | 0 | 0 | 0 | 0
PG&E East Kern Study Area | Temblor | 115 | 0 | 0 | 0 | 0 | 0 | 0 | 0 | 0 | 6 | 0 | 0 | 0 | 0 | [28 empty] | 1 |  |  |  |  | 1 |  |  | 1 |  |  |  |  | 0 | 0 | 0 | Southern_PGAE_Li_Battery | Southern_PGAE_Solar | 0 | 0 | 0 | 0 | 0
PG&E East Kern Study Area | Templeton | 115 | 0 | 0 | 0 | 0 | 0 | 0 | 0 | 0 | 0 | 0 | 0 | 0 | 0 | [37 empty] | 1 |  |  |  | 0 | 0 | 0 | Southern_PGAE_Li_Battery | Southern_PGAE_Solar | 0 | Carrizo_Wind | 0 | 0 | 0
PG&E East Kern Study Area | Templeton | 230 | 0 | 0 | 188 | 0 | 0 | 0 | 0 | 0 | 0 | 0 | 0 | 0 | 0 | [28 empty] | 1 | 1 | 1 |  |  | 1 | 1 |  | 1 | 1 |  |  |  | 0 | 0 | 0 | Southern_PGAE_Li_Battery | Southern_PGAE_Solar | 0 | Carrizo_Wind | 0 | 0 | 0
PG&E North of Greater Bay Study Area | Tesla | 115 | 0 | 0 | 0 | 0 | 0 | 0 | 0 | 0 | 0 | 0 | 0 | 0 | 0 | [22 empty] | 1 | [18 empty] | 0 | 0 | 0 | Northern_California_Li_Battery | Northern_California_Solar | 0 | Solano_Wind | 0 | 0 | 0
PG&E North of Greater Bay Study Area | Tesla | 230 | 0 | 0 | 100 | 100 | 0 | 0 | 0 | 0 | 0 | 0 | 0 | 0 | 0 | [22 empty] | 1 | [18 empty] | 0 | 0 | 0 | Northern_California_Li_Battery | Northern_California_Solar | 0 | Solano_Wind | 0 | 0 | 0
PG&E North of Greater Bay Study Area | Tesla | 500 | 0 | 0 | 0 | 0 | 0 | 0 | 0 | 0 | 0 | 50 | 350 | 250 | 0 | [22 empty] | 1 | [18 empty] | 0 | 0 | 0 | Northern_California_Li_Battery | Northern_California_Solar | 0 | Solano_Wind | 0 | 0 | 0
PG&E East Kern Study Area | Tevis | 115 | 0 | 0 | 0 | 0 | 0 | 0 | 0 | 0 | 0 | 0 | 0 | 0 | 0 | [28 empty] | 1 | 1 |  |  |  |  | 1 | [6 empty] | 0 | 0 | 0 | Southern_PGAE_Li_Battery | Southern_PGAE_Solar | 0 | 0 | 0 | 0 | 0
PG&E North of Greater Bay Study Area | Thermalito | 230 | 0 | 0 | 40 | 40 | 0 | 0 | 0 | 0 | 0 | 0 | 0 | 0 | 0 | [22 empty] | 1 | [18 empty] | 0 | 0 | 0 | Northern_California_Li_Battery | Northern_California_Solar | 0 | Northern_California_Wind | 0 | 0 | 0
SDG&E Study Area | Trabuco | 138 | 0 | 0 | 0 | 0 | 0 | 0 | 0 | 0 | 0 | 0 | 0 | 0 | 0 | 0 | 0 | 0 | 0 | 0 | 0 | 0 | 0 | 0 | 0 | 0 | 0 | 0 | 0 | 0 | 0 | 0 | 0 | 0 | 0 | 1 | 0 | 0 | 0 | 0 | 0 | 0 | 0 | 0 | 0 | 0 | 0 | 0 | 0 | 0 | 0 | 0 | 0 | 0 | 0 | 0 | 0 | 0 | 0 | San_Diego_Li_Battery | San_Diego_Solar | 0 | 0 | 0 | 0 | 0
PG&E Fresno Study Area | Tranquility | 230 | 0 | 0 | 0 | 0 | 0 | 0 | 0 | 0 | 0 | 416 | 833 | 575 | 0 | [29 empty] | 1 | 1 | 1 | 1 |  | 1 | 1 | 1 | 1 | 1 |  | 1 | 0 | 0 | 0 | Southern_PGAE_Li_Battery | Southern_PGAE_Solar | 0 | 0 | 0 | 0 | 0
East of Pisgah Study Area | Trout Canyon (fka Crazy Eyes) | 230 | 0 | 0 | 0 | 0 | 0 | 0 | 0 | 0 | 0 | 525 | 1558 | 955 | 0 | [11 empty] | 1 | 1 | [28 empty] | 0 | 0 | 0 | Southern_NV_Eldorado_Li_Battery | Southern_NV_Eldorado_Solar | 0 | Southern_Nevada_Wind | 0 | 0 | 0
PG&E North of Greater Bay Study Area | Tulucay | 230 | 0 | 0 | 0 | 0 | 0 | 0 | 0 | 0 | 0 | 0 | 0 | 0 | 0 | [22 empty] | 1 |  |  |  |  | 1 | [13 empty] | 0 | 0 | 0 | Northern_California_Li_Battery | Northern_California_Solar | 0 | Solano_Wind | 0 | 0 | 0
PG&E East Kern Study Area | Tupman | 115 | 0 | 0 | 0 | 0 | 0 | 0 | 0 | 0 | 0 | 0 | 0 | 0 | 0 | [28 empty] | 1 | 1 |  |  |  |  | 1 |  | 1 | 1 |  |  |  | 0 | 0 | 0 | Southern_PGAE_Li_Battery | Southern_PGAE_Solar | 0 | 0 | 0 | 0 | 0
PG&E North of Greater Bay Study Area | UltraPower Chinese Station | 115 | 0 | 0 | 0 | 0 | 0 | 0 | 0 | 0 | 0 | 0 | 0 | 0 | 0 | [22 empty] | 1 |  |  | 1 | 1 | [14 empty] | 0 | 0 | 0 | Northern_California_Li_Battery | Northern_California_Solar | 0 | 0 | 0 | 0 | 0
PG&E North of Greater Bay Study Area | Vaca Dixon | 500 | 0 | 0 | 0 | 0 | 0 | 0 | 0 | 0 | 0 | 0 | 0 | 0 | 0 | [22 empty] | 1 |  |  |  |  | 1 | 1 | [12 empty] | 0 | 0 | 0 | Northern_California_Li_Battery | Northern_California_Solar | 0 | Solano_Wind | 0 | 0 | 0
PG&E North of Greater Bay Study Area | Vaca Dixon | 115 | 0 | 0 | 0 | 0 | 0 | 0 | 0 | 0 | 0 | 14 | 10 | 12 | 0 | [22 empty] | 1 |  |  |  |  | 1 | [13 empty] | 0 | 0 | 0 | Northern_California_Li_Battery | Northern_California_Solar | 0 | Solano_Wind | 0 | 0 | 0
SCE Eastern Study Area | Valley | 500 | 0 | 0 | 0 | 0 | 0 | 0 | 0 | 0 | 0 | 0 | 0 | 0 | 0 | [10 empty] | 1 | [30 empty] | 0 | 0 | 0 | Riverside_Li_Battery | Riverside_Solar | 0 | 0 | 0 | 0 | Riverside_West_Pumped_Storage
East of Pisgah Study Area | Valley (VEA) | 138 | 0 | 0 | 0 | 0 | 0 | 0 | 0 | 0 | 0 | 0 | 50 | 40 | 0 | [11 empty] | 1 | 1 | [28 empty] | 0 | 0 | 0 | Southern_NV_Eldorado_Li_Battery | Southern_NV_Eldorado_Solar | 0 | Southern_Nevada_Wind | 0 | 0 | 0
SCE Northern Area | Vestal | 230 | 0 | 0 | 0 | 0 | 0 | 0 | 0 | 0 | 0 | 350 | 451.13 | 358 | 0 | 1 |  | 1 | 1 | [37 empty] | 0 | 0 | 0 | Tehachapi_Li_Battery | Tehachapi_Solar | 0 | 0 | 0 | 0 | 0
SCE North of Lugo (NOL) Study Area | Victor | 230 | 0 | 2.7 | 0 | 0 | 0 | 0 | 0 | 0 | 7 | 110 | 290.3943 | 220 | 0 | [6 empty] | 1 | 1 | [33 empty] | 0 | 0 | 0 | Greater_Kramer_Li_Battery | Greater_Kramer_Solar | 0 | 0 | 0 | 0 | 0
SCE North of Lugo (NOL) Study Area | Victor | 115 | 0 | 0 | 0 | 0 | 0 | 0 | 0 | 0 | 0 | 0 | 0 | 0 | 0 | [6 empty] | 1 | 1 | [33 empty] | 0 | 0 | 0 | Greater_Kramer_Li_Battery | Greater_Kramer_Solar | 0 | 0 | 0 | 0 | 0
SCE Metro Study Area | Viejo | 230 | 0 | 0 | 0 | 0 | 0 | 0 | 0 | 0 | 0 | 0 | 0 | 0 | 0 |  |  |  |  | 1 | [36 empty] | 0 | 0 | 0 | Greater_LA_Li_Battery | Greater_LA_Solar | 0 | 0 | 0 | 0 | 0
PG&E North of Greater Bay Study Area | Vierra | 115 | 0 | 0 | 0 | 0 | 0 | 0 | 0 | 0 | 0 | 0 | 0 | 0 | 0 | [22 empty] | 1 |  |  | 1 | 1 | [14 empty] | 0 | 0 | 0 | Northern_California_Li_Battery | Northern_California_Solar | 0 | Solano_Wind | 0 | 0 | 0
SCE Metro Study Area | Villa Park | 230 | 0 | 0 | 0 | 0 | 0 | 0 | 0 | 0 | 0 | 0 | 0 | 0 | 0 |  |  |  |  | 1 | [36 empty] | 0 | 0 | 0 | Greater_LA_Li_Battery | Greater_LA_Solar | 0 | 0 | 0 | 0 | 0
SCE Northern Area | Vincent | 230 | 0 | 0 | 0 | 0 | 0 | 0 | 0 | 0 | 0 | 0 | 1303 | 1223.59 | 0 |  |  |  | 1 | [37 empty] | 0 | 0 | 0 | Greater_LA_Li_Battery | Greater_LA_Solar | 0 | 0 | 0 | 0 | 0
SCE Eastern Study Area | Vista | 230 | 0 | 3 | 0 | 0 | 0 | 0 | 0 | 0 | 0 | 0 | 0 | 0 | 0 | [10 empty] | 1 | [30 empty] | 0 | 0 | 0 | Riverside_Li_Battery | Riverside_Solar | 0 | 0 | 0 | 0 | 0
East of Pisgah Study Area | Vista (VEA) | 138 | 0 | 0 | 0 | 0 | 0 | 0 | 0 | 0 | 0 | 100 | 100 | 65 | 0 | 0 | 0 | 0 | 0 | 0 | 0 | 0 | 0 | 0 | 0 | 0 | 1 | 1 | 0 | 0 | 0 | 0 | 0 | 0 | 0 | 0 | 0 | 0 | 0 | 0 | 0 | 0 | 0 | 0 | 0 | 0 | 0 | 0 | 0 | 0 | 0 | 0 | 0 | 0 | 0 | 0 | 0 | 0 | 0 | Southern_NV_Eldorado_Li_Battery | Southern_NV_Eldorado_Solar | 0 | 0 | 0 | 0 | 0
PG&E Fresno Study Area | Wahtoke | 115 | 0 | 0 | 0 | 0 | 0 | 0 | 0 | 0 | 0 | 0 | 0 | 0 | 0 | [40 empty] | 1 | 0 | 0 | 0 | Southern_PGAE_Li_Battery | Southern_PGAE_Solar | 0 | 0 | 0 | 0 | 0
SCE Metro Study Area | Walnut | 230 | 0 | 0 | 0 | 0 | 0 | 0 | 0 | 0 | 0 | 0 | 0 | 300 | 0 |  |  |  |  | 1 | [36 empty] | 0 | 0 | 0 | Greater_LA_Li_Battery | Greater_LA_Solar | 0 | 0 | 0 | 0 | 0
PG&E Fresno Study Area | Westley | 230 | 0 | 4 | 0 | 0 | 0 | 0 | 0 | 0 | 0 | 91 | 119.32 | 99.5 | 0 | [29 empty] | 1 | 1 |  | 1 |  |  |  |  | 1 |  |  |  | 0 | 0 | 0 | Southern_PGAE_Li_Battery | Southern_PGAE_Solar | 0 | 0 | 0 | 0 | 0
PG&E Fresno Study Area | West Fresno | 115 | 0 | 0 | 0 | 0 | 0 | 0 | 0 | 0 | 0 | 0 | 0 | 0 | 0 | [40 empty] | 1 | 0 | 0 | 0 | Southern_PGAE_Li_Battery | Southern_PGAE_Solar | 0 | 0 | 0 | 0 | 0
PG&E East Kern Study Area | Westpark | 115 | 0 | 0 | 0 | 0 | 0 | 0 | 0 | 0 | 0 | 0 | 0 | 0 | 0 | [28 empty] | 1 | 1 |  |  |  |  | 1 | [6 empty] | 0 | 0 | 0 | Southern_PGAE_Li_Battery | Southern_PGAE_Solar | 0 | 0 | 0 | 0 | 0
PG&E East Kern Study Area | Wheeler Ridge | 115 | 0 | 0 | 0 | 0 | 0 | 0 | 0 | 0 | 0 | 170 | 155.321 | 117 | 0 | [37 empty] | 1 |  |  |  | 0 | 0 | 0 | Southern_PGAE_Li_Battery | Southern_PGAE_Solar | 0 | 0 | 0 | 0 | 0
PG&E East Kern Study Area | Wheeler Ridge | 230 | 0 | 0 | 0 | 0 | 0 | 0 | 0 | 0 | 0 | 210 | 240 | 170 | 0 | [28 empty] | 1 | 1 |  |  |  |  | 1 |  | 1 | 1 |  |  |  | 0 | 0 | 0 | Southern_PGAE_Li_Battery | Southern_PGAE_Solar | 0 | 0 | 0 | 0 | 0
SCE Northern Area | Whirlwind | 500 | 0 | 0 | 0 | 0 | 0 | 0 | 0 | 0 | 0 | 0 | 0 | 0 | 0 |  |  | 1 | [38 empty] | 0 | 0 | 0 | Tehachapi_Li_Battery | Tehachapi_Solar | 0 | Tehachapi_Wind | 0 | 0 | Tehachapi_Pumped_Storage
SCE Northern Area | Whirlwind | 230 | 0 | 0 | 92.9 | 0 | 0 | 0 | 0 | 0 | 0 | 650 | 1878.995 | 1516.62 | 500 |  |  | 1 | [38 empty] | 0 | 0 | 0 | Tehachapi_Li_Battery | Tehachapi_Solar | 0 | Tehachapi_Wind | 0 | 0 | Tehachapi_Pumped_Storage
SCE Northern Area | Windhub | 500 | 0 | 0 | 0 | 0 | 0 | 0 | 0 | 0 | 0 | 650 | 500 | 350 | 0 |  |  | 1 | [38 empty] | 0 | 0 | 0 | Tehachapi_Li_Battery | Tehachapi_Solar | 0 | Tehachapi_Wind | 0 | 0 | Tehachapi_Pumped_Storage
SCE Northern Area | Windhub | 230 | 0 | 0 | 188 | 0 | 0 | 0 | 0 | 0 | 0 | 681 | 1153 | 1015.205 | 0 |  | 1 | 1 | [38 empty] | 0 | 0 | 0 | Tehachapi_Li_Battery | Tehachapi_Solar | 0 | Tehachapi_Wind | 0 | 0 | Tehachapi_Pumped_Storage
PG&E North of Greater Bay Study Area | Woodland | 115 | 0 | 0 | 0 | 0 | 0 | 0 | 0 | 0 | 0 | 0 | 12 | 12 | 0 | [22 empty] | 1 | 1 | 1 | [16 empty] | 0 | 0 | 0 | Northern_California_Li_Battery | Northern_California_Solar | 0 | Northern_California_Wind | 0 | 0 | 0
PG&E North of Greater Bay Study Area | Wyandotte | 115 | 0 | 3.6 | 0 | 0 | 0 | 0 | 0 | 0 | 0 | 0 | 0 | 0 | 0 | [22 empty] | 1 | 1 | [17 empty] | 0 | 0 | 0 | Northern_California_Li_Battery | Northern_California_Solar | 0 | Northern_California_Wind | 0 | 0 | 0

## 2_CAISO_Tx_Constraints
|  |  | Transmission capability estimates for use in the CPUC's IRP process | [10 empty] | *Blue filled cells denote added by CPUC staff
Transmission Constraint | Affected Zones | Condition under which Constraint is Binding | Estimated FCDS Capability Based on On-peak Study Resource Output (MW)** |  | ADNU & Cost Estimate ($million) |  | Estimated EODS Capability Based on Off-peak Study Resource Output (MW)** |  | AOPNU & Cost Estimate ($million) |  | Wind/Solar Area Designation | Type of FCDS Limit (Actual or Default) | Type of OPDS Limit (Actual or Default) | CPUC Added Flags
|  |  | Existing System*** | Incremetal due to ADNU | ADNU (Time to Construct) | Cost (Escalated to COD) | Existing System*** | Incremetal due to AOPNU | AOPNU (Time to Construct) | Cost (Escalated to COD) |  |  |  | PTO | Upgrades are Same
SCE Northern Study Area Constraints
South of Magunden Constraint | Non-CREZ – Big Creek | On-peak | 670 | 840 | Magunden 500kV upgrade (105 months) | 1197 | 1024 | N/A | N/A | N/A | Solar | Actual | Default | SCE | NO
Antelope – Vincent Constraint | Tehachapi, Non-CREZ – Big Creek | On-peak | 4040 | 2700 | Antelope - Vincent 500kV line rating increase (18 months) | 15 | 5171 | N/A | N/A | N/A | Solar | Actual | Default | SCE | NO
Windhub 500/230 kV Transformer Constraint | Tehachapi | On-peak, Off-peak | 1685 | 2395 | New 500/230kV substation connecting to Windhub 230kV and Vincent 500 kV (108 months) | 1126 | 1685 | 1385 | New 500/230kV substation connecting to Windhub 230kV and Vincent 500 kV (108 months) | 1126 | Solar | Actual | Actual | SCE | YES
SCE Metro Study Area Constraints
Laguna Bell – Mesa Constraint | Non-CREZ – Ventura | On-peak | 3178 | N/A | N/A | - | 2708 | N/A | N/A | N/A | Solar | Default | Default | SCE | NO
SCE Metro Area | Non-CREZ – SCE Metro | None | 4083 | N/A | N/A | - | 4083 | N/A | N/A | N/A | Solar | Default | Default | SCE | NO
SCE North of Lugo (NOL) Study Area Constraints
Lugo 500/230 kV Transformer Constraint | Inyokern_North_Kramer, Victor, Pisgah | On-peak | 1576 | 980 | New Lugo 500/230kV No. 3 transformer (42 months) | 70 | 1619 | N/A | N/A | N/A | Solar | Actual | Default | SCE | NO
Victor-Lugo Constraint | Inyokern_North_Kramer Victor | On-peak | 1156 | 430 | Reconductor Lugo - Victor 230kV lines (27 Months) | 226 | 1311 | N/A | N/A | N/A | Solar | Actual | Default | SCE | NO
Kramer- Victor/Roadway -Victor Constraint | Inyokern_North_Kramer | On-peak, Off-peak | 826 | 430 | Loop in Kramer - Victor 115kV line into Roadway and reconductor Kramer to Lugo 230kV lines (81 months) | 108 | 1237.02 | 480 | Loop in Kramer - Victor 115kV line into Roadway and reconductor Kramer to Lugo 230kV lines (81 months) | 108 | Solar | Actual | Actual | SCE | YES
SCE Eastern Study Area Constraints
Serrano – Alberhill – Valley 500 kV Constraint | Riverside_Palm_Springs, Arizona, Imperial | On-peak | 5700 | 3648 | Devers - Mira Loma - Mesa 500kV line (105 months) | 1480 | 11800 | N/A | N/A | N/A | Solar | Actual | Default | SCE | NO
Devers – Red Bluff 500 kV Constraint | Riverside_Palm_Springs, Arizona | On-peak, Off-peak | 5400 | 3100 | New Devers - Red Bluff 500kV No. 3 line (105 months) | 1022 | 5820 | 1876 | New Devers - Red Bluff 500kV No. 3 line (105 months) | 1022 | Solar | Actual | Actual | SCE | YES
Colorado River 500/230 kV Transformer Constraint | Riverside_Palm_Springs: Colorado River Substation 230 kV | On-peak | 1490 | 1000 | New Colorado River 500/230kV No. 3 transformer (42 months) | 74 | 1739 | 1000 | New Colorado River 500/230kV No. 3 transformer (42 months) | 74 | Solar | Actual | Default | SCE | YES
SCE/GLW East of Pisgah (EOP) Study Area Constraints
Eldorado 500/230 kV Transformer #5 Constraint | Southern_Nevada, 'Eldorado/Mountain Pass (230kV) | On-peak | 3360 | 400 | New Eldorado 500/230 transformer (42 months) | 70 | 3360 | N/A | N/A | N/A | Solar | Actual | Default | SCE | NO
GLW-VEA Area Constraint | Southern_Nevada | On-peak, Off-peak | 1300 | N/A | N/A | - | 1379 | N/A | N/A | N/A | Solar | Default | Default | SCE | NO
Mohave/Eldorado 500 kV | Southern_Nevada | On-peak | 1560 | N/A | N/A | - | 1560 | N/A | N/A | N/A | Solar | Default | Default | SCE | NO
SDG&E Study Area Constraints
East of Miguel Constraint | Arizona, Imperial, Baja, Riverside | On-peak, Off-peak | 731 | 1412 | New Imperial Valley - Serrano 500 kV line (120 months) | 3680 | 950 | 943 | New Imperial Valley - Serrano 500 kV line (120 months) | 3680 | Solar | Actual | Actual | SDGE | YES
Encina-San Luis Rey Constraint | Arizona, Imperial, Baja, Non-CREZ within San Diego | On-peak | 1000 | 3718 | New Encina - San Luis Rey 230 kV line (120 months) | 102 | 3035 | N/A | N/A | N/A | Solar | Actual | Default | SDGE | NO
Imperial Valley transformer Constraint | Imperial | On-peak | 1959 | 400 | Install a new Imperial Valley 500/230 kV Bank at new substation (105 months) | 214 | 1959 | N/A | N/A | N/A | Solar | Actual | Default | SDGE | NO
San Luis Rey-San Onofre Constraint | Arizona, Imperial, Non-CREZ within San Diego | On-peak | 1500 | 4269 | New San Luis Rey-San Onofre 230 kV line (120 months) | 237 | 3281 | N/A | N/A | N/A | Solar | Actual | Default | SDGE | NO
San Diego Internal Constraint | Imperial, Non-CREZ within San Diego | On-peak, Off-peak | 968 | 2067 | Internal San Diego Area reconductoring (18 months) | 89 | 290 | 274 | Internal San Diego Area reconductoring (18 months) | 89 | Solar | Actual | Actual | SDGE | YES
Silvergate-Bay Boulevard Constraint | Imperial, Baja, Non-CREZ within San Diego | On-peak | 1202 | 2119 | Silvergate - Bay Blvd 230kV 3-ohm Series Reactor (72 months) | 31 | 2163 | N/A | N/A | N/A | Wind | Actual | Default | SDGE | NO
San Diego Oceanside Constraint | Non-CREZ within San Diego | On-peak | 280 | 301 | Oceanside ADNU (60 months) | 133 | 280 | N/A | N/A | N/A | Solar | Actual | Default | SDGE | NO
Orange County Area | Non-CREZ within San Diego | None | 450 | N/A | N/A | - | 450 | N/A | N/A | N/A | Solar | Default | Default | SDGE | NO
PG&E North of Greater Bay Study Area Constraints
Rio Oso-SPI-Lincoln 115 kV Line | Rio Oso area within Sacramento River | On-peak | 96 | N/A | N/A | - | 124 | N/A | N/A | N/A | WInd | Default | Default | PGE | NO
Woodland-Davis 115 kV Lines | Davis Area within Sacramento River | On-peak | 63.5 | 35.6462 | Q653-Davis (60 months) | 11 | 64 | N/A | N/A | N/A | WInd | Actual | Default | PGE | NO
Cortina -Vaca-Dixon 230kV Line | Sacramento River& Round Mountain | On-peak | 454 | 2838.4655 | Delevan 500kV (144 months) | 3531 | 795 | N/A | N/A | N/A | Wind | Actual | Default | PGE | NO
Humboldt-Trinity 115 kV Line | Humboldt | On-peak | 20.52 | 57.3983 | Humboldt (98 months) | 158 | 63 | N/A | N/A | N/A | Wind | Actual | Default | PGE | NO
Humboldt Offshore Wind Line (Proposed) | Humboldt | None | 0 | 1607 | New Offshore Transmission Line (120 months) | 2300 | 0 | 1607 | New Offshore Transmission Line (120 months) | 2300 | Wind | Default | Default | PGE | YES
PG&E Greater Bay Study Area Constraints
Vierra-Tracy-Kasson 115 kV Line | Kasson Area within Sacramento River | On-peak | 149.21 | 125.33 | Vierra-Tracy-Kasson 230 kV (62 months) | 15 | 247 | N/A | N/A | N/A | WInd | Actual | Default | PGE | NO
Melones-Tulloch 115 kV Line | Melones area within Sacramento River | On-peak | 126.3 | 45.6888 | Melones-Tulloch 230 kV (64 months) | 18 | 239 | N/A | N/A | N/A | WInd | Actual | Default | PGE | NO
Contra Costa-Delta Switchyard 230kV Line | Solano & Round Mountain | On-peak | 1523 | 1476.0142 | Bay Area (CC) (86 months) | 505 | 1523 | N/A | N/A | N/A | Wind | Actual | Default | PGE | NO
PG&E South 500 kV Study Area Constraints
Gates-Panoche #1 and #2 230kV Lines | Westlands and Carizzo | On-peak, Off-peak | 10830 | 378 | Gates-Panoche #1 and #2 230kV lines (50 months) | 259 | 10830 | N/A | Gates-Panoche #1 and #2 230kV lines (50 months) | 259 | Solar | Actual | Default | PGE | YES
PG&E East Kern Study Area Constraints
Midway – Gates 230kV Line | Kern and Greater Carrizo | On-peak, Off-peak | 1431 | 3136.64 | Gates - Arco - Midway 230 kV-Redraw boundary (98 months) | 142 | 2568 | N/A | Gates - Arco - Midway 230 kV-Redraw boundary (98 months) | 142 | Solar | Actual | Default | PGE | YES
Kern–Lamont-Stockdale 115kV Line | Carrizo | Off-Peak | 100 | N/A | N/A | N/A | 124.8 | 30 | Lamont-Stockdale 115kV ( 74 months) | 83.7 | Solar | Default | Actual | PGE | NO
PG&E West Kern Study Area Constraints
Morro Bay-Templeton 230kV Line | Westlands Kern and Carizzo | On-peak, Off-peak | 1707.56 | 738.69 | Morro Bay 230 kV (98 months) | 1248 | 1903 | N/A | Morro Bay 230 kV (98 months) | 1248 | Solar | Actual | Default | PGE | YES
Morro Bay Offshore Wind | Westlands Kern and Carizzo | None | 0 | 3100 | New 500 kV Morro Bay substation (96 months) | 110 | 0 | 3100 | New 500 kV Morro Bay substation (96 months) | 110 | Solar | Default | Default | PGE | YES
PG&E Fresno Study Area Constraints
Gates 500/230kV Bank #13 Constraint | Westlands, Carrizo and Kern | On-peak, Off-peak | 3151 | 4453 | Gates TB # 13 ADNU (48 months) | 39.6 | 3279 | 964 | Gates TB # 13 ADNU (48 months) | 39.6 | Solar | Actual | Actual | PGE | YES
Wilson-Storey-Borden #1 & #2 230 kV Lines | Within Westlands | On-peak | 113 | 96 | Wilson-Storey-Borden #1 and #2 230kV lines (50months) | 232.1 | 816 | N/A | N/A | N/A | Solar | Actual | Default | PGE | NO
Los Banos 500/230kV TB | Westlands | On-peak | 1573 | N/A | N/A | N/A | 2534 | N/A | N/A | N/A | Solar | Actual | Default | PGE | NO
Tesla-Westley 230kV Line | Los Banos and Central Valley | On-peak | 1098 | 114 | Reconductor Tesla-Westley 230 kV Line (50months) | 89.9 | 1098 | N/A | N/A | N/A | Solar | Actual | Default | PGE | NO
Moss Landing 500kV | Unconstrained zone | On-peak | 1500 | N/A | None | N/A | 1500 | N/A | N/A | N/A | Solar | Default | Default | PGE | NO
Warnerville-Wilson 230kV | Westlands | Off-Peak | 272 | N/A | N/A | N/A | 737 | 364 | Warnerville-Wilson 230kV (86 months) | 36.1 | Solar | Default | Actual | PGE | NO
Moss Landing-Las Aguilas 230kV | Los Banos and Central Valley | Off-Peak | 316 | N/A | N/A | N/A | 0 | 1308 | Moss Landing-Las Aguilas 230kV (98 months) | 47.7 | Solar | Default | Actual | PGE | NO
Las Aguillas-Panoche #1 and #2 230kV | Los Banos and Central Valley | Off-Peak | 334 | N/A | N/A | N/A | 516 | 939 | Las Aguillas sw sta-Panoche #1 and #2 230kV (78 months) | 316.6 | Solar | Default | Actual | PGE | NO
Moss Landing-Los Banos 230kV | Los Banos and Central Valley | Off-Peak | 1611 | N/A | N/A | N/A | 3102 | 1822 | Moss Landing-Los Banos 230kV (98 months) | 67.8 | Solar | Default | Actual | PGE | NO
Los Bano-Gates #1 500kV line | Westlands/Los Banos | Off-Peak | 1265 | N/A | N/A | N/A | 2595 | 2076 | Los Banos-Gates #1 500kV line (98 months) | 640 | Solar | Default | Actual | PGE | NO
***The transmission capability estimates are over and above the baseline contracted future resource amounts the CPUC transmitted as part of its resource prortfolios for use in the CAISO 2020-2021 TPP. The CPUC will need to adjust the estimates to account for additional resources that have been added to the baseline resource list since then. Retirements of Diablo Canyon and OTC generating units are accounted for in the estimates assuming the replacement resources are at the same or similar locations.
Tab Information Taken From the CAISO 2021 Transmission Capability Estimates White Paper updated Oct. 28, 2021.
And updated with infromation and approved transmisison projects from the Final 2021-2022 TPP Report
Yellow indicated updates based from the TPP report.

## 2_CAISO_Output_Factors
FCDS Output Factors used in FCDS capability estimates
FCDS output table | [6 empty] | FCDS Output Factors
Resource Type | HSN | HSN | HSN | SSN | SSN | SSN | Resource type | HSN |  |  | SSN
| SDGE | SCE | PGE | SDGE | SCE | PGE |  | SDG&E | SCE | PG&E | SDG&E | SCE | PG&E
Solar | 0.03 | 0.106 | 0.1 | 0.402 | 0.427 | 0.556 | Solar | 3.00% | 10.60% | 10.00% | 40.20% | 42.70% | 55.60%
Wind | 0.337 | 0.557 | 0.665 | 0.112 | 0.208 | 0.163 | Wind | 33.70% | 55.70% | 66.50% | 11.20% | 20.80% | 16.30%
Biomass | 1 | 1 | 1 | 1 | 1 | 1 | Non-Intermittent resources | 100%
Geothermal | 1 | 1 | 1 | 1 | 1 | 1 | Energy storage | 100% if duration is ≥ 4-hour or ISC*(duration/4) if duration is < 4-hour
Li_Battery | 1 | 1 | 1 | 1 | 1 | 1 | Hybrid | The lesser of 100% of combined ISC or (100% of 4-hour storage capacity plus study amount of paired resource)/ISC
PSH | 1 | 1 | 1 | 1 | 1 | 1
Resource output factors used in EODS capability estimates
[7 empty] | Resource type | Wind Area |  |  | Solar Area
EODS output table | [7 empty] | SDG&E | SCE | PG&E | SDG&E | SCE | PG&E
Resource type | Wind | Wind | Wind | Solar | Solar | Solar | Solar | 68% |  |  | 79% | 77% | 79%
| SDGE | SCE | PGE | SDGE | SCE | PGE | Wind | 69% | 64% | 63% | 44%
Solar | 0.68 | 0.68 | 0.68 | 0.79 | 0.77 | 0.79 | Hydro | 30%
Wind | 0.69 | 0.64 | 0.63 | 0.44 | 0.44 | 0.44 | Thermal | 0%5
Biomass | 0 | 0 | 0 | 0 | 0 | 0 | Energy storage | 100% in charging mode if duration is ≥ 4-hour or 4-hour equivalent if duration is less than 4-hour6
Geothermal | 0 | 0 | 0 | 0 | 0 | 0 | 5 Thermal resources are initially dispatched at 15% in off-peak deliverability assessments but can be reduced to 0% to mitigate constraints
Li_Battery | -1 | -1 | -1 | -1 | -1 | -1 | 6 Energy storage is initially initially swiched off in off-peak deliverability assessments but can be dispatched incharging mode at 100% of its capacity if duration is ≥ 4-hour or 4-hour equivalent capacity if duration is less than 4-hour to mitigate constraints.
PSH | -1 | -1 | -1 | -1 | -1 | -1 | Ouput Factor Tables taken the CAISO 2021 Transmission Capability Estimates White Paper updated Oct. 28, 2021.
OSW and OOS output adjustments
| LSE Zone |  | HSN | SSN | EODS Wind | EODS Solar
Diablo_Canyon_Offshore_Wind | PGE |  | 1 | 0.367 | 1 | 1
Humboldt_Bay_Offshore_Wind | PGE |  | 1 | 0.534 | 1 | 1
Morro_Bay_Offshore_Wind | PGE |  | 1 | 0.488 | 1 | 1
New_Mexico_Wind | SCE |  | 0.67 | 0.35 | 0.67 | 0.67
NW_Ext_Tx_Wind | PGE |  | 0.67 | 0.35 | 0.67 | 0.67
SW_Ext_Tx_Wind | SCE |  | 0.67 | 0.35 | 0.67 | 0.67
Wyoming_Wind | SCE |  | 0.67 | 0.35 | 0.67 | 0.67

## CI_compare
Criteria 4: Commercial Interest (CI) |  | Criteria Flags |  | All Flag 3 if No CI | IA/Cluster 2 | All Queue |  |  | IA/Cluster 2 | All Queue | [97 empty] | Less Geothermal Total CI | Less Wind Total CI | Less Solar Total CI | Less Li_Battery Total CI | Less PSH Total CI
CI comparison to mapped results utilizing CI from CAISO and other queues. OOS resources outside of CAISO are manually analyzed and not included in these calculations. Flags are triggered if the mapped resources exceed CI or also if the amount of CI is significantly higher than the mapped amount as identified in table (right) |  | Level 3 (Less CI) |  | 0 | 200 | 100 | Level 2.5 (More CI) |  | 600 | 1500 | MW more CI | [96 empty] | Less Geothermal IA CI | Less Wind IA CI | Less Solar IA CI | Less Li_Battery IA CI | Less PSH IA CI
|  | Level 2 (Less CI) |  |  | 100 | 50 | Level 1.5 (More CI) |  | 300 | 750 | MW more CI | [96 empty] | More Geothermal IA CI | More Wind IA CI | More Solar IA CI | More Li_Battery IA CI | More PSH IA CI
|  |  | Mapped Resources | [13 empty] | Baseline Reconciliation Resources | [12 empty] | Executed IA | [25 empty] | at least Cluster 2 | [25 empty] | all Projects | [25 empty] | More Geothermal CI | More Wind CI | More Solar CI | More Li_Battery CI | More PSH CI
|  |  | Geothermal | Biomass | Wind | Wind | OOS Wind | OOS Wind | Offshore Wind | Offshore Wind | Distributed Solar | Solar | Solar | Li_Battery | PSH |  | Geothermal | Biomass | Wind | Wind | OOS Wind | OOS Wind | Offshore Wind | Offshore Wind | Distributed Solar | Solar | Solar | Li_Battery | PSH | Geothermal | Biomass | Wind (FCDS) | Wind (EODS) | Offshore Wind (FCDS) | Offshore Wind (EODS) | Solar (FCDS) | Solar (EODS) | Battery | LDES | Geothermal | Biomass | Wind (FCDS) | Wind (EODS) | Wind Total |  |  | Offshore Wind (FCDS) | Offshore Wind (EODS) |  | Solar (FCDS) | Solar (EODS) | Solar Total | Battery | LDES |  | Geothermal | Biomass | Wind (FCDS) | Wind (EODS) | Offshore Wind (FCDS) | Offshore Wind (EODS) | Solar (FCDS) | Solar (EODS) | Battery | LDES | Geothermal | Biomass | Wind (FCDS) | Wind (EODS) | Wind Total |  |  | Offshore Wind (FCDS) | Offshore Wind (EODS) |  | Solar (FCDS) | Solar (EODS) | Solar Total | Battery | LDES |  | Geothermal | Biomass | Wind (FCDS) | Wind (EODS) | Offshore Wind (FCDS) | Offshore Wind (EODS) | Solar (FCDS) | Solar (EODS) | Battery | LDES | Geothermal | Biomass | Wind (FCDS) | Wind (EODS) | Wind Total |  |  | Offshore Wind (FCDS) | Offshore Wind (EODS) |  | Solar (FCDS) | Solar (EODS) | Solar Total | Battery | LDES |  | Geothermal | Wind | Solar | Li_Battery | PSH | Highest Flag | Geothermal | Wind | Solar | Li_Battery | PSH | Highest Flag
Area | Substation | Voltage | FCDS | FCDS | FCDS | EODS | FCDS | EODS | FCDS | EODS | FCDS | FCDS | EODS | FCDS | FCDS | Has Res | FCDS | FCDS | FCDS | EODS | FCDS | EODS | FCDS | EODS | FCDS | FCDS | EODS | FCDS | FCDS | [25 empty] | Has Flag | [25 empty] | Has Flag | [25 empty] | Has Flag | Total | Total | Total | Total | Total |  | Total | Total | Total | Total | Total
PG&E East Kern Study Area | 7th Standard | 115 | 0 | 0 | 0 | 0 | 0 | 0 | 0 | 0 | 0 | 0 | 0 | 0 | 0 | 0 | 0 | 0 | 0 | [6 empty] | 0 | 0 | 0 |  | 0 | 0 | 0 | 0 | 0 | 0 | 0 | 0 | 0 | 0 | 1 | 1 | 1 | 1 | 1 | 1 | 1 | 1 | 1 | 1 | 1 | 1 | 1 | 1 | 1 | 0 | 0 | 0 | 0 | 0 | 0 | 0 | 0 | 0 | 0 | 0 | 1 | 1 | 1 | 1 | 1 | 1 | 1 | 1 | 1 | 1 | 1 | 1 | 1 | 1 | 1 | 0 | 0 | 0 | 0 | 0 | 0 | 0 | 0 | 0 | 92.07 | 0 | 1 | 1 | 1 | 1 | 1 | 1 | 1 | 1 | 1 | 1 | 1 | 1 | 1 | 1 | 1 | 0 | 1 | 1 | 1 | 1 | 1 |  | 1 | 1 | 1 | 1 | 1
SCE Metro Study Area | Alamitos | 230 | 0 | 0 | 0 | 0 | 0 | 0 | 0 | 0 | 0 | 0 | 0 | 0 | 0 | 0 | 0 | 0 | 0 | [6 empty] | 0 | 0 | 0 |  | 0 | 0 | 0 | 0 | 0 | 0 | 0 | 0 | 0 | 0 | 1 | 1 | 1 | 1 | 1 | 1 | 1 | 1 | 1 | 1 | 1 | 1 | 1 | 1 | 1 | 0 | 0 | 0 | 0 | 0 | 0 | 0 | 0 | 0 | 0 | 0 | 1 | 1 | 1 | 1 | 1 | 1 | 1 | 1 | 1 | 1 | 1 | 1 | 1 | 1 | 1 | 0 | 0 | 0 | 0 | 0 | 0 | 0 | 0 | 0 | 241.5 | 0 | 1 | 1 | 1 | 1 | 1 | 1 | 1 | 1 | 1 | 1 | 1 | 1 | 1 | 1 | 1 | 0 | 1 | 1 | 1 | 1 | 1 |  | 1 | 1 | 1 | 1 | 1
PG&E Fresno Study Area | Alpaugh | 115 | 0 | 3 | 0 | 0 | 0 | 0 | 0 | 0 | 0 | 20 | 200 | 145 | 0 | 1 | 0 | 0 | 0 | [6 empty] | 3 | 0 | 0 |  | 0 | 0 | 0 | 0 | 0 | 0 | 0 | 0 | 10 | 0 | 1 | 3 | 1 | 1 | 1 | 1 | 1 | 1 | 1 | 1 | 1 | 3 | 3 | 2 | 1 | 1 | 0 | 0 | 0 | 0 | 0 | 0 | 0 | 0 | 10 | 0 | 1 | 3 | 1 | 1 | 1 | 1 | 1 | 1 | 1 | 1 | 1 | 3 | 3 | 2 | 1 | 1 | 0 | 0 | 0 | 0 | 0 | 0 | 0 | 618.6983 | 628.6983 | 0 | 1 | 3 | 1 | 1 | 1 | 1 | 1 | 1 | 1 | 1 | 1 | 1 | 1 | 1 | 1 | 1 | 1 | 1 | 2 | 2 | 1 |  | 1 | 1 | 2 | 2 | 1
SCE Northern Area | Antelope | 500 | 0 | 0 | 0 | 0 | 0 | 0 | 0 | 0 | 0 | 0 | 0 | 0 | 0 | 0 | 0 | 0 | 0 | [6 empty] | 0 | 0 | 0 |  | 0 | 0 | 0 | 0 | 0 | 0 | 0 | 0 | 0 | 0 | 1 | 1 | 1 | 1 | 1 | 1 | 1 | 1 | 1 | 1 | 1 | 1 | 1 | 1 | 1 | 0 | 0 | 0 | 0 | 0 | 0 | 0 | 0 | 0 | 0 | 0 | 1 | 1 | 1 | 1 | 1 | 1 | 1 | 1 | 1 | 1 | 1 | 1 | 1 | 1 | 1 | 0 | 0 | 0 | 0 | 0 | 0 | 0 | 0 | 0 | 0 | 0 | 1 | 1 | 1 | 1 | 1 | 1 | 1 | 1 | 1 | 1 | 1 | 1 | 1 | 1 | 1 | 0 | 1 | 1 | 1 | 1 | 1 |  | 1 | 1 | 1 | 1 | 1
SCE Northern Area | Antelope | 230 | 0 | 0 | 0 | 0 | 0 | 0 | 0 | 0 | 3 | 650 | 622 | 513.8 | 0 | 1 | 0 | 0 | 0 | [6 empty] | 76 | 108 | 235 |  | 0 | 0 | 3 | 0 | 0 | 0 | 645.15 | 163.4 | 363.4 | 0 | 1 | 1 | 1 | 1 | 1 | 1 | 1 | 1 | 1 | 3 | 1 | 3 | 3 | 2 | 1 | 1 | 0 | 0 | 3 | 0 | 0 | 0 | 645.15 | 163.4 | 363.4 | 0 | 1 | 1 | 1 | 1 | 1 | 1 | 1 | 1 | 1 | 3 | 1 | 3 | 3 | 2 | 1 | 1 | 0 | 0 | 3 | 0 | 0 | 0 | 780.478 | 457.2352 | 1829.7054 | 0 | 1 | 1 | 1 | 1 | 1 | 1 | 1 | 1 | 1 | 3 | 1 | 3 | 1 | 1.5 | 1 | 1 | 1 | 1 | 2 | 2 | 1 |  | 1 | 1 | 2 | 2 | 1
PG&E East Kern Study Area | Arco | 230 | 0 | 0 | 0 | 0 | 0 | 0 | 0 | 0 | 0 | 130 | 521 | 380.64 | 0 | 1 | 0 | 0 | 0 | [6 empty] | 129.69 | 0 | 63 |  | 0 | 0 | 0 | 0 | 0 | 0 | 44.5 | 83.4 | 80.4 | 0 | 1 | 1 | 1 | 1 | 1 | 1 | 1 | 1 | 1 | 1 | 1 | 3 | 3 | 3 | 1 | 1 | 0 | 0 | 0 | 0 | 0 | 0 | 44.5 | 438.774 | 436.27 | 0 | 1 | 1 | 1 | 1 | 1 | 1 | 1 | 1 | 1 | 1 | 1 | 1 | 2 | 1 | 1 | 1 | 0 | 0 | 0 | 0 | 0 | 0 | 44.5 | 1374.8229 | 1402.1318 | 0 | 1 | 1 | 1 | 1 | 1 | 1 | 1 | 1 | 1 | 1 | 1 | 1.5 | 1.5 | 1.5 | 1 | 1 | 1 | 1 | 2 | 2 | 1 |  | 1 | 1 | 2 | 1 | 1
SCE Metro Study Area | Arcogen | 230 | 0 | 0 | 0 | 0 | 0 | 0 | 0 | 0 | 0 | 0 | 0 | 0 | 0 | 0 | 0 | 0 | 0 | [6 empty] | 0 | 0 | 0 |  | 0 | 0 | 0 | 0 | 0 | 0 | 0 | 0 | 0 | 0 | 1 | 1 | 1 | 1 | 1 | 1 | 1 | 1 | 1 | 1 | 1 | 1 | 1 | 1 | 1 | 0 | 0 | 0 | 0 | 0 | 0 | 0 | 0 | 0 | 0 | 0 | 1 | 1 | 1 | 1 | 1 | 1 | 1 | 1 | 1 | 1 | 1 | 1 | 1 | 1 | 1 | 0 | 0 | 0 | 0 | 0 | 0 | 0 | 0 | 0 | 0 | 0 | 1 | 1 | 1 | 1 | 1 | 1 | 1 | 1 | 1 | 1 | 1 | 1 | 1 | 1 | 1 | 0 | 1 | 1 | 1 | 1 | 1 |  | 1 | 1 | 1 | 1 | 1
PG&E East Kern Study Area | Avenal | 115 | 0 | 0 | 0 | 0 | 0 | 0 | 0 | 0 | 0 | 0 | 0 | 0 | 0 | 0 | 0 | 0 | 0 | [6 empty] | 0 | 0 | 0 |  | 0 | 0 | 0 | 0 | 0 | 0 | 0 | 0 | 0 | 0 | 1 | 1 | 1 | 1 | 1 | 1 | 1 | 1 | 1 | 1 | 1 | 1 | 1 | 1 | 1 | 0 | 0 | 0 | 0 | 0 | 0 | 0 | 0 | 0 | 0 | 0 | 1 | 1 | 1 | 1 | 1 | 1 | 1 | 1 | 1 | 1 | 1 | 1 | 1 | 1 | 1 | 0 | 0 | 0 | 0 | 0 | 0 | 0 | 0 | 0 | 0 | 0 | 1 | 1 | 1 | 1 | 1 | 1 | 1 | 1 | 1 | 1 | 1 | 1 | 1 | 1 | 1 | 0 | 1 | 1 | 1 | 1 | 1 |  | 1 | 1 | 1 | 1 | 1
SCE Northern Area | Bailey | 230 | 0 | 0 | 0 | 0 | 0 | 0 | 0 | 0 | 0 | 0 | 0 | 0 | 0 | 0 | 0 | 0 | 0 | [6 empty] | 0 | 0 | 0 |  | 0 | 0 | 0.15 | 0 | 0 | 0 | 0 | 0 | 0 | 0 | 1 | 1 | 1 | 1 | 1 | 1 | 1 | 1 | 1 | 1 | 1 | 1 | 1 | 1 | 1 | 0 | 0 | 0 | 0.15 | 0 | 0 | 0 | 0 | 0 | 0 | 0 | 1 | 1 | 1 | 1 | 1 | 1 | 1 | 1 | 1 | 1 | 1 | 1 | 1 | 1 | 1 | 0 | 0 | 0 | 0.15 | 0 | 0 | 0 | 0 | 0 | 151.2 | 0 | 1 | 1 | 1 | 1 | 1 | 1 | 1 | 1 | 1 | 1 | 1 | 1 | 1 | 1 | 1 | 0 | 1 | 1 | 1 | 1 | 1 |  | 1 | 1 | 1 | 1 | 1
PG&E East Kern Study Area | Bakersfield | 230 | 0 | 0 | 0 | 0 | 0 | 0 | 0 | 0 | 0 | 0 | 0 | 0 | 0 | 0 | 0 | 0 | 0 | [6 empty] | 0 | 0 | 0 |  | 0 | 0 | 0 | 0 | 0 | 0 | 0 | 0 | 0 | 0 | 1 | 1 | 1 | 1 | 1 | 1 | 1 | 1 | 1 | 1 | 1 | 1 | 1 | 1 | 1 | 0 | 0 | 0 | 0 | 0 | 0 | 0 | 0 | 0 | 0 | 0 | 1 | 1 | 1 | 1 | 1 | 1 | 1 | 1 | 1 | 1 | 1 | 1 | 1 | 1 | 1 | 0 | 0 | 0 | 0 | 0 | 0 | 0 | 0 | 0 | 0 | 0 | 1 | 1 | 1 | 1 | 1 | 1 | 1 | 1 | 1 | 1 | 1 | 1 | 1 | 1 | 1 | 0 | 1 | 1 | 1 | 1 | 1 |  | 1 | 1 | 1 | 1 | 1
SCE Metro Study Area | Barre | 230 | 0 | 0 | 0 | 0 | 0 | 0 | 0 | 0 | 0 | 0 | 0 | 55 | 0 | 1 | 0 | 0 | 0 | [6 empty] | 10 | 0 | 11.3 |  | 0 | 0 | 0 | 0 | 0 | 0 | 0 | 10 | 10 | 0 | 1 | 1 | 1 | 1 | 1 | 1 | 1 | 1 | 1 | 1 | 1 | 1 | 1 | 1 | 1 | 0 | 0 | 0 | 0 | 0 | 0 | 0 | 0 | 10 | 10 | 0 | 1 | 1 | 1 | 1 | 1 | 1 | 1 | 1 | 1 | 1 | 1 | 1 | 1 | 1 | 1 | 0 | 0 | 0 | 0 | 0 | 0 | 0 | 0 | 20 | 40 | 0 | 1 | 1 | 1 | 1 | 1 | 1 | 1 | 1 | 1 | 1 | 1 | 1 | 1 | 1 | 1 | 0 | 1 | 1 | 1 | 1 | 1 |  | 1 | 1 | 1 | 1 | 1
SDG&E Study Area | Bay Boulevard | 230 | 0 | 0 | 0 | 0 | 0 | 0 | 0 | 0 | 0 | 0 | 0 | 0 | 0 | 0 | 0 | 0 | 0 | [6 empty] | 0 | 0 | 0 |  | 0 | 0 | 0 | 0 | 0 | 0 | 0 | 0 | 0 | 0 | 1 | 1 | 1 | 1 | 1 | 1 | 1 | 1 | 1 | 1 | 1 | 1 | 1 | 1 | 1 | 0 | 0 | 0 | 0 | 0 | 0 | 0 | 0 | 0 | 0 | 0 | 1 | 1 | 1 | 1 | 1 | 1 | 1 | 1 | 1 | 1 | 1 | 1 | 1 | 1 | 1 | 0 | 0 | 0 | 0 | 0 | 0 | 0 | 0 | 0 | 0 | 0 | 1 | 1 | 1 | 1 | 1 | 1 | 1 | 1 | 1 | 1 | 1 | 1 | 1 | 1 | 1 | 0 | 1 | 1 | 1 | 1 | 1 |  | 1 | 1 | 1 | 1 | 1
East of Pisgah Study Area | Beatty | 138 | 440 | 0 | 0 | 0 | 0 | 0 | 0 | 0 | 0 | 100 | 300 | 215 | 0 | 1 | [13 empty] | 0 | 0 | 0 | 0 | 0 | 0 | 0 | 0 | 0 | 0 | 3 | 1 | 1 | 1 | 1 | 1 | 1 | 1 | 1 | 1 | 3 | 3 | 3 | 3 | 1 | 1 | 0 | 0 | 0 | 0 | 0 | 0 | 0 | 0 | 0 | 0 | 3 | 1 | 1 | 1 | 1 | 1 | 1 | 1 | 1 | 1 | 3 | 3 | 3 | 3 | 1 | 1 | 530 | 0 | 0 | 0 | 0 | 0 | 0 | 508.56 | 515.08 | 0 | 1 | 1 | 1 | 1 | 1 | 1 | 1 | 1 | 1 | 1 | 3 | 1 | 1 | 1 | 1 | 1 | 2 | 1 | 2 | 2 | 1 |  | 2 | 1 | 2 | 2 | 1
PG&E North of Greater Bay Study Area | Bellota | 230 | 0 | 0 | 0 | 0 | 0 | 0 | 0 | 0 | 0 | 100 | 250 | 175 | 0 | 1 | [13 empty] | 0 | 0 | 0 | 0 | 0 | 0 | 0 | 0 | 0 | 0 | 1 | 1 | 1 | 1 | 1 | 1 | 1 | 1 | 1 | 1 | 3 | 3 | 3 | 3 | 1 | 1 | 0 | 0 | 0 | 0 | 0 | 0 | 0 | 0 | 0 | 0 | 1 | 1 | 1 | 1 | 1 | 1 | 1 | 1 | 1 | 1 | 3 | 3 | 3 | 3 | 1 | 1 | 0 | 0 | 0 | 0 | 0 | 0 | 0 | 1173.646 | 1274.534 | 0 | 1 | 1 | 1 | 1 | 1 | 1 | 1 | 1 | 1 | 1 | 3 | 1.5 | 1.5 | 1.5 | 1 | 1 | 1 | 1 | 2 | 2 | 1 |  | 1 | 1 | 2 | 2 | 1
PG&E North of Greater Bay Study Area | Bellota | 115 | 0 | 4 | 0 | 0 | 0 | 0 | 0 | 0 | 0 | 0 | 240 | 244 | 0 | 1 | 0 | 0 | 0 | [6 empty] | 0 | 0 | 157 |  | 0 | 0 | 0 | 0 | 0 | 0 | 0 | 0 | 175.2 | 0 | 1 | 3 | 1 | 1 | 1 | 1 | 1 | 1 | 1 | 1 | 1 | 3 | 3 | 1 | 1 | 1 | 0 | 0 | 0 | 0 | 0 | 0 | 0 | 0 | 175.2 | 0 | 1 | 3 | 1 | 1 | 1 | 1 | 1 | 1 | 1 | 1 | 1 | 3 | 3 | 1 | 1 | 1 | 0 | 0 | 0 | 0 | 0 | 0 | 0 | 257.35 | 1282.235 | 0 | 1 | 3 | 1 | 1 | 1 | 1 | 1 | 1 | 1 | 1 | 1 | 1 | 1 | 1.5 | 1 | 1 | 1 | 1 | 2 | 1 | 1 |  | 1 | 1 | 2 | 1 | 1
PG&E North of Greater Bay Study Area | Bellevue | 115 | 0 | 0 | 0 | 0 | 0 | 0 | 0 | 0 | 0 | 0 | 0 | 0 | 0 | 0 | 0 | 0 | 0 | [6 empty] | 0 | 0 | 0 |  | 0 | 0 | 0 | 0 | 0 | 0 | 0 | 0 | 0 | 0 | 1 | 1 | 1 | 1 | 1 | 1 | 1 | 1 | 1 | 1 | 1 | 1 | 1 | 1 | 1 | 0 | 0 | 0 | 0 | 0 | 0 | 0 | 0 | 0 | 0 | 0 | 1 | 1 | 1 | 1 | 1 | 1 | 1 | 1 | 1 | 1 | 1 | 1 | 1 | 1 | 1 | 0 | 0 | 0 | 0 | 0 | 0 | 0 | 20.6985 | 6.0855 | 189.3015 | 0 | 1 | 1 | 1 | 1 | 1 | 1 | 1 | 1 | 1 | 1 | 1 | 1 | 1 | 1 | 1 | 0 | 1 | 1 | 1 | 1 | 1 |  | 1 | 1 | 1 | 1 | 1
SCE Northern Area | Big Creek Hydro Facilities | 230 | 0 | 6 | 0 | 0 | 0 | 0 | 0 | 0 | 0 | 0 | 0 | 0 | 0 | 1 | 0 | 0 | 0 | [6 empty] | 0 | 0 | 0 |  | 0 | 0 | 0 | 0 | 0 | 0 | 0 | 0 | 0 | 0 | 1 | 3 | 1 | 1 | 1 | 1 | 1 | 1 | 1 | 1 | 1 | 1 | 1 | 1 | 1 | 1 | 0 | 0 | 0 | 0 | 0 | 0 | 0 | 0 | 0 | 0 | 1 | 3 | 1 | 1 | 1 | 1 | 1 | 1 | 1 | 1 | 1 | 1 | 1 | 1 | 1 | 1 | 0 | 0 | 0 | 0 | 0 | 0 | 0 | 0 | 0 | 0 | 1 | 3 | 1 | 1 | 1 | 1 | 1 | 1 | 1 | 1 | 1 | 1 | 1 | 1 | 1 | 1 | 1 | 1 | 1 | 1 | 1 |  | 1 | 1 | 1 | 1 | 1
PG&E North of Greater Bay Study Area | Birds Landing | 230 | 0 | 0 | 120 | 0 | 0 | 0 | 0 | 0 | 0 | 0 | 100 | 70 | 0 | 1 | 0 | 0 | 0 | [6 empty] | 0 | 0 | 0 |  | 0 | 0 | 90.8 | 1.554 | 0 | 0 | 0 | 0 | 0 | 0 | 1 | 1 | 1 | 1 | 1 | 1 | 1 | 1 | 1 | 1 | 1 | 3 | 3 | 3 | 1 | 1 | 0 | 0 | 90.8 | 208.754 | 0 | 0 | 0 | 205.02 | 203.94 | 0 | 1 | 1 | 1 | 1 | 1 | 1 | 1 | 1 | 1 | 1 | 1 | 1 | 1 | 1 | 1 | 0 | 0 | 0 | 90.8 | 208.754 | 0 | 0 | 0 | 205.02 | 1141.9087 | 0 | 1 | 1 | 1 | 1 | 1 | 1 | 1 | 1 | 1 | 1 | 1 | 1 | 1 | 1.5 | 1 | 1 | 1 | 1 | 2 | 2 | 1 |  | 1 | 1 | 1 | 1 | 1
SDG&E Study Area | BlytheSC 161 kV | 161 | 0 | 0 | 0 | 0 | 0 | 0 | 0 | 0 | 0 | 0 | 0 | 0 | 0 | 0 | 0 | 0 | 0 | [6 empty] | 0 | 0 | 0 |  | 0 | 0 | 0 | 0 | 0 | 0 | 0 | 0 | 0 | 0 | 1 | 1 | 1 | 1 | 1 | 1 | 1 | 1 | 1 | 1 | 1 | 1 | 1 | 1 | 1 | 0 | 0 | 0 | 0 | 0 | 0 | 0 | 0 | 0 | 0 | 0 | 1 | 1 | 1 | 1 | 1 | 1 | 1 | 1 | 1 | 1 | 1 | 1 | 1 | 1 | 1 | 0 | 0 | 0 | 0 | 308 | 0 | 0 | 0 | 718.192 | 718.336 | 0 | 1 | 1 | 1 | 1 | 1 | 1 | 1 | 1 | 1 | 1 | 1 | 1 | 1 | 1 | 1 | 0 | 1 | 1 | 1 | 1 | 1 |  | 1 | 1 | 1 | 1 | 1
PG&E Fresno Study Area | Borden | 230 | 0 | 0 | 0 | 0 | 0 | 0 | 0 | 0 | 0 | 0 | 200 | 150 | 0 | 1 | 0 | 0 | 0 | [6 empty] | 0 | 0 | 0 |  | 0 | 0 | 0 | 0 | 0 | 0 | 0 | 0 | 0 | 0 | 1 | 1 | 1 | 1 | 1 | 1 | 1 | 1 | 1 | 1 | 1 | 3 | 3 | 3 | 1 | 1 | 0 | 0 | 0 | 0 | 0 | 0 | 0 | 0 | 0 | 0 | 1 | 1 | 1 | 1 | 1 | 1 | 1 | 1 | 1 | 1 | 1 | 3 | 3 | 3 | 1 | 1 | 0 | 0 | 0 | 0 | 0 | 0 | 0 | 203.2 | 406.899 | 0 | 1 | 1 | 1 | 1 | 1 | 1 | 1 | 1 | 1 | 1 | 1 | 1 | 1 | 1 | 1 | 0 | 1 | 1 | 2 | 2 | 1 |  | 1 | 1 | 2 | 2 | 1
PG&E North of Greater Bay Study Area | Brentwood | 230 | 0 | 0 | 0 | 0 | 0 | 0 | 0 | 0 | 0 | 0 | 0 | 0 | 0 | 0 | 0 | 0 | 0 | [6 empty] | 0 | 0 | 0 |  | 0 | 0 | 0 | 0 | 0 | 0 | 0 | 0 | 0 | 0 | 1 | 1 | 1 | 1 | 1 | 1 | 1 | 1 | 1 | 1 | 1 | 1 | 1 | 1 | 1 | 0 | 0 | 0 | 0 | 0 | 0 | 0 | 0 | 0 | 0 | 0 | 1 | 1 | 1 | 1 | 1 | 1 | 1 | 1 | 1 | 1 | 1 | 1 | 1 | 1 | 1 | 0 | 0 | 0 | 0 | 0 | 0 | 0 | 0 | 0 | 0 | 0 | 1 | 1 | 1 | 1 | 1 | 1 | 1 | 1 | 1 | 1 | 1 | 1 | 1 | 1 | 1 | 0 | 1 | 1 | 1 | 1 | 1 |  | 1 | 1 | 1 | 1 | 1
PG&E North of Greater Bay Study Area | Bridgeville | 115 | 0 | 0 | 0 | 0 | 0 | 0 | 0 | 0 | 0 | 0 | 0 | 0 | 0 | 0 | 0 | 0 | 0 | [6 empty] | 0 | 0 | 0 |  | 0 | 0 | 0 | 0 | 0 | 0 | 0 | 0 | 0 | 0 | 1 | 1 | 1 | 1 | 1 | 1 | 1 | 1 | 1 | 1 | 1 | 1 | 1 | 1 | 1 | 0 | 0 | 0 | 0 | 0 | 0 | 0 | 0 | 0 | 0 | 0 | 1 | 1 | 1 | 1 | 1 | 1 | 1 | 1 | 1 | 1 | 1 | 1 | 1 | 1 | 1 | 0 | 0 | 0 | 0 | 0 | 0 | 0 | 0 | 0 | 0 | 0 | 1 | 1 | 1 | 1 | 1 | 1 | 1 | 1 | 1 | 1 | 1 | 1 | 1 | 1 | 1 | 0 | 1 | 1 | 1 | 1 | 1 |  | 1 | 1 | 1 | 1 | 1
PG&E Fresno Study Area | Cabrillo | 115 | 0 | 0 | 99 | 0 | 0 | 0 | 0 | 0 | 0 | 0 | 0 | 0 | 0 | 1 | 0 | 0 | 99 | [6 empty] | 0 | 0 | 0 |  | 0 | 0 | 99 | 0 | 0 | 0 | 0 | 0 | 0 | 0 | 1 | 1 | 1 | 1 | 1 | 1 | 1 | 1 | 1 | 1 | 1 | 1 | 1 | 1 | 1 | 0 | 0 | 0 | 99 | 0 | 0 | 0 | 0 | 0 | 0 | 0 | 1 | 1 | 1 | 1 | 1 | 1 | 1 | 1 | 1 | 1 | 1 | 1 | 1 | 1 | 1 | 0 | 0 | 0 | 99 | 0 | 60 | 0 | 0 | 0 | 0 | 0 | 1 | 1 | 1 | 1 | 1 | 1 | 1 | 1 | 1 | 1 | 1 | 1 | 1 | 1 | 1 | 0 | 1 | 1 | 1 | 1 | 1 |  | 1 | 1 | 1 | 1 | 1
PG&E Fresno Study Area | Cal Ave | 115 | 0 | 0 | 0 | 0 | 0 | 0 | 0 | 0 | 0 | 0 | 0 | 0 | 0 | 0 | 0 | 0 | 0 | [6 empty] | 0 | 0 | 0 |  | 0 | 0 | 0 | 0 | 0 | 0 | 0 | 0 | 0 | 0 | 1 | 1 | 1 | 1 | 1 | 1 | 1 | 1 | 1 | 1 | 1 | 1 | 1 | 1 | 1 | 0 | 0 | 0 | 0 | 0 | 0 | 0 | 0 | 0 | 0 | 0 | 1 | 1 | 1 | 1 | 1 | 1 | 1 | 1 | 1 | 1 | 1 | 1 | 1 | 1 | 1 | 0 | 0 | 0 | 0 | 0 | 0 | 0 | 0 | 0 | 0 | 0 | 1 | 1 | 1 | 1 | 1 | 1 | 1 | 1 | 1 | 1 | 1 | 1 | 1 | 1 | 1 | 0 | 1 | 1 | 1 | 1 | 1 |  | 1 | 1 | 1 | 1 | 1
SCE North of Lugo (NOL) Study Area | Calcite | 230 | 0 | 0 | 0 | 0 | 0 | 0 | 0 | 0 | 0 | 100 | 350 | 260 | 0 | 1 | 0 | 0 | 0 | [6 empty] | 0 | 0 | 0 |  | 0 | 0 | 0 | 0 | 0 | 0 | 150 | 250 | 250 | 0 | 1 | 1 | 1 | 1 | 1 | 1 | 1 | 1 | 1 | 1 | 1 | 1 | 1 | 1 | 1 | 0 | 0 | 0 | 0 | 0 | 0 | 0 | 150 | 250 | 250 | 0 | 1 | 1 | 1 | 1 | 1 | 1 | 1 | 1 | 1 | 1 | 1 | 1 | 1 | 1 | 1 | 0 | 0 | 0 | 0 | 0 | 0 | 0 | 150 | 306 | 306 | 0 | 1 | 1 | 1 | 1 | 1 | 1 | 1 | 1 | 1 | 1 | 1 | 1 | 1 | 1 | 1 | 0 | 1 | 1 | 1 | 1 | 1 |  | 1 | 1 | 1 | 1 | 1
PG&E East Kern Study Area | Caliente | 230 | 0 | 2 | 0 | 0 | 0 | 0 | 0 | 0 | 0 | 100 | 0 | 0 | 0 | 1 | 0 | 0 | 0 | [6 empty] | 0 | 0 | 0 |  | 0 | 0 | 0 | 0 | 0 | 0 | 0 | 0 | 0 | 0 | 1 | 3 | 1 | 1 | 1 | 1 | 1 | 1 | 1 | 1 | 3 | 1 | 3 | 1 | 1 | 1 | 0 | 0 | 210 | 0 | 0 | 0 | 100.64 | 0 | 53.68 | 0 | 1 | 3 | 1 | 1 | 1 | 1 | 1 | 1 | 1 | 1 | 1 | 1 | 1 | 1 | 1 | 1 | 0 | 0 | 210 | 0 | 0 | 0 | 100.64 | 0 | 459.822 | 0 | 1 | 3 | 1 | 1 | 1 | 1 | 1 | 1 | 1 | 1 | 1 | 1 | 1 | 1 | 1 | 1 | 1 | 1 | 2 | 1 | 1 |  | 1 | 1 | 1 | 1 | 1
PG&E East Kern Study Area | California Water | 115 | 0 | 0 | 0 | 0 | 0 | 0 | 0 | 0 | 0 | 0 | 0 | 0 | 0 | 0 | 0 | 0 | 0 | [6 empty] | 0 | 0 | 0 |  | 0 | 0 | 0 | 0 | 0 | 0 | 0 | 0 | 0 | 0 | 1 | 1 | 1 | 1 | 1 | 1 | 1 | 1 | 1 | 1 | 1 | 1 | 1 | 1 | 1 | 0 | 0 | 0 | 0 | 0 | 0 | 0 | 0 | 0 | 0 | 0 | 1 | 1 | 1 | 1 | 1 | 1 | 1 | 1 | 1 | 1 | 1 | 1 | 1 | 1 | 1 | 0 | 0 | 0 | 0 | 0 | 0 | 0 | 0 | 0 | 0 | 0 | 1 | 1 | 1 | 1 | 1 | 1 | 1 | 1 | 1 | 1 | 1 | 1 | 1 | 1 | 1 | 0 | 1 | 1 | 1 | 1 | 1 |  | 1 | 1 | 1 | 1 | 1
PG&E Fresno Study Area | Cantua | 115 | 0 | 0 | 0 | 0 | 0 | 0 | 0 | 0 | 0 | 0 | 0 | 0 | 0 | 0 | 0 | 0 | 0 | [6 empty] | 0 | 0 | 0 |  | 0 | 0 | 0 | 0 | 0 | 0 | 0 | 0 | 0 | 0 | 1 | 1 | 1 | 1 | 1 | 1 | 1 | 1 | 1 | 1 | 1 | 1 | 1 | 1 | 1 | 0 | 0 | 0 | 0 | 0 | 0 | 0 | 0 | 0 | 0 | 0 | 1 | 1 | 1 | 1 | 1 | 1 | 1 | 1 | 1 | 1 | 1 | 1 | 1 | 1 | 1 | 0 | 0 | 0 | 0 | 0 | 0 | 0 | 0 | 0 | 0 | 0 | 1 | 1 | 1 | 1 | 1 | 1 | 1 | 1 | 1 | 1 | 1 | 1 | 1 | 1 | 1 | 0 | 1 | 1 | 1 | 1 | 1 |  | 1 | 1 | 1 | 1 | 1
SDG&E Study Area | Capistrano | 230 | 0 | 0 | 0 | 0 | 0 | 0 | 0 | 0 | 0 | 0 | 0 | 0 | 0 | 0 | 0 | 0 | 0 | [6 empty] | 0 | 0 | 0 |  | 0 | 0 | 0 | 0 | 0 | 0 | 0 | 0 | 0 | 0 | 1 | 1 | 1 | 1 | 1 | 1 | 1 | 1 | 1 | 1 | 1 | 1 | 1 | 1 | 1 | 0 | 0 | 0 | 0 | 0 | 0 | 0 | 0 | 0 | 0 | 0 | 1 | 1 | 1 | 1 | 1 | 1 | 1 | 1 | 1 | 1 | 1 | 1 | 1 | 1 | 1 | 0 | 0 | 0 | 0 | 0 | 0 | 0 | 0 | 0 | 0 | 0 | 1 | 1 | 1 | 1 | 1 | 1 | 1 | 1 | 1 | 1 | 1 | 1 | 1 | 1 | 1 | 0 | 1 | 1 | 1 | 1 | 1 |  | 1 | 1 | 1 | 1 | 1
SDG&E Study Area | Capistrano | 138 | 0 | 0 | 0 | 0 | 0 | 0 | 0 | 0 | 0 | 0 | 0 | 200 | 0 | 1 | 0 | 0 | 0 | [6 empty] | 0 | 0 | 0 |  | 0 | 0 | 0 | 0 | 0 | 0 | 0 | 0 | 0 | 0 | 1 | 1 | 1 | 1 | 1 | 1 | 1 | 1 | 1 | 1 | 1 | 1 | 1 | 3 | 1 | 1 | 0 | 0 | 0 | 0 | 0 | 0 | 0 | 0 | 256.875 | 0 | 1 | 1 | 1 | 1 | 1 | 1 | 1 | 1 | 1 | 1 | 1 | 1 | 1 | 1 | 1 | 0 | 0 | 0 | 0 | 0 | 0 | 0 | 0 | 0 | 256.875 | 0 | 1 | 1 | 1 | 1 | 1 | 1 | 1 | 1 | 1 | 1 | 1 | 1 | 1 | 1 | 1 | 0 | 1 | 1 | 1 | 2 | 1 |  | 1 | 1 | 1 | 1 | 1
East of Pisgah Study Area | Carpenter Canyon (fka Gamebird) | 230 | 0 | 0 | 0 | 0 | 0 | 0 | 0 | 0 | 0 | 250 | 470 | 310 | 0 | 1 | 0 | 0 | 0 | [6 empty] | 0 | 0 | 0 |  | 0 | 0 | 0 | 0 | 0 | 0 | 0 | 0 | 0 | 0 | 1 | 1 | 1 | 1 | 1 | 1 | 1 | 1 | 1 | 1 | 3 | 3 | 3 | 3 | 1 | 1 | 0 | 0 | 0 | 0 | 0 | 0 | 0 | 210.23 | 210.23 | 0 | 1 | 1 | 1 | 1 | 1 | 1 | 1 | 1 | 1 | 1 | 3 | 3 | 3 | 1 | 1 | 1 | 0 | 0 | 0 | 0 | 0 | 0 | 0 | 726.9938 | 726.9938 | 0 | 1 | 1 | 1 | 1 | 1 | 1 | 1 | 1 | 1 | 1 | 3 | 1 | 1 | 1 | 1 | 1 | 1 | 1 | 2 | 2 | 1 |  | 1 | 1 | 2 | 1 | 1
PG&E North of Greater Bay Study Area | Carquinez | 115 | 0 | 0 | 0 | 0 | 0 | 0 | 0 | 0 | 0 | 0 | 0 | 0 | 0 | 0 | 0 | 0 | 0 | [6 empty] | 0 | 0 | 0 |  | 0 | 0 | 0 | 0 | 0 | 0 | 0 | 0 | 0 | 0 | 1 | 1 | 1 | 1 | 1 | 1 | 1 | 1 | 1 | 1 | 1 | 1 | 1 | 1 | 1 | 0 | 0 | 0 | 0 | 0 | 0 | 0 | 0 | 0 | 0 | 0 | 1 | 1 | 1 | 1 | 1 | 1 | 1 | 1 | 1 | 1 | 1 | 1 | 1 | 1 | 1 | 0 | 0 | 0 | 0 | 0 | 0 | 0 | 0 | 0 | 0 | 0 | 1 | 1 | 1 | 1 | 1 | 1 | 1 | 1 | 1 | 1 | 1 | 1 | 1 | 1 | 1 | 0 | 1 | 1 | 1 | 1 | 1 |  | 1 | 1 | 1 | 1 | 1
PG&E North of Greater Bay Study Area | Cayetano | 230 | 0 | 0 | 0 | 0 | 0 | 0 | 0 | 0 | 0 | 10 | 100 | 80 | 0 | 1 | 0 | 0 | 0 | [6 empty] | 75 | 0 | 75 |  | 0 | 0 | 0 | 0 | 0 | 0 | 0 | 101.4 | 101.3 | 0 | 1 | 1 | 1 | 1 | 1 | 1 | 1 | 1 | 1 | 1 | 1 | 1 | 1 | 1 | 1 | 0 | 0 | 0 | 0 | 0 | 0 | 0 | 0 | 101.4 | 101.3 | 0 | 1 | 1 | 1 | 1 | 1 | 1 | 1 | 1 | 1 | 1 | 1 | 1 | 1 | 1 | 1 | 0 | 0 | 0 | 0 | 0 | 0 | 0 | 0 | 101.4 | 605.3 | 0 | 1 | 1 | 1 | 1 | 1 | 1 | 1 | 1 | 1 | 1 | 1 | 1 | 1 | 1 | 1 | 0 | 1 | 1 | 1 | 1 | 1 |  | 1 | 1 | 1 | 1 | 1
SCE Metro Study Area | Center | 230 | 0 | 0 | 0 | 0 | 0 | 0 | 0 | 0 | 0 | 0 | 0 | 0 | 0 | 0 | 0 | 0 | 0 | [6 empty] | 0 | 0 | 0 |  | 0 | 0 | 0 | 0 | 0 | 0 | 0 | 0 | 0 | 0 | 1 | 1 | 1 | 1 | 1 | 1 | 1 | 1 | 1 | 1 | 1 | 1 | 1 | 1 | 1 | 0 | 0 | 0 | 0 | 0 | 0 | 0 | 0 | 0 | 0 | 0 | 1 | 1 | 1 | 1 | 1 | 1 | 1 | 1 | 1 | 1 | 1 | 1 | 1 | 1 | 1 | 0 | 0 | 0 | 0 | 0 | 0 | 0 | 0 | 0 | 525.7509 | 0 | 1 | 1 | 1 | 1 | 1 | 1 | 1 | 1 | 1 | 1 | 1 | 1 | 1 | 1 | 1 | 0 | 1 | 1 | 1 | 1 | 1 |  | 1 | 1 | 1 | 1 | 1
PG&E Fresno Study Area | Cheney | 115 | 0 | 0 | 0 | 0 | 0 | 0 | 0 | 0 | 0 | 0 | 0 | 0 | 0 | 0 | 0 | 0 | 0 | [6 empty] | 0 | 0 | 0 |  | 0 | 0 | 0 | 0 | 0 | 0 | 0 | 0 | 0 | 0 | 1 | 1 | 1 | 1 | 1 | 1 | 1 | 1 | 1 | 1 | 1 | 1 | 1 | 1 | 1 | 0 | 0 | 0 | 0 | 0 | 0 | 0 | 0 | 0 | 0 | 0 | 1 | 1 | 1 | 1 | 1 | 1 | 1 | 1 | 1 | 1 | 1 | 1 | 1 | 1 | 1 | 0 | 0 | 0 | 0 | 0 | 0 | 0 | 0 | 0 | 0 | 0 | 1 | 1 | 1 | 1 | 1 | 1 | 1 | 1 | 1 | 1 | 1 | 1 | 1 | 1 | 1 | 0 | 1 | 1 | 1 | 1 | 1 |  | 1 | 1 | 1 | 1 | 1
SCE Metro Study Area | Chevmain | 230 | 0 | 0 | 0 | 0 | 0 | 0 | 0 | 0 | 0 | 0 | 0 | 0 | 0 | 0 | 0 | 0 | 0 | [6 empty] | 0 | 0 | 0 |  | 0 | 0 | 0 | 0 | 0 | 0 | 0 | 0 | 0 | 0 | 1 | 1 | 1 | 1 | 1 | 1 | 1 | 1 | 1 | 1 | 1 | 1 | 1 | 1 | 1 | 0 | 0 | 0 | 0 | 0 | 0 | 0 | 0 | 0 | 0 | 0 | 1 | 1 | 1 | 1 | 1 | 1 | 1 | 1 | 1 | 1 | 1 | 1 | 1 | 1 | 1 | 0 | 0 | 0 | 0 | 0 | 0 | 0 | 0 | 0 | 0 | 0 | 1 | 1 | 1 | 1 | 1 | 1 | 1 | 1 | 1 | 1 | 1 | 1 | 1 | 1 | 1 | 0 | 1 | 1 | 1 | 1 | 1 |  | 1 | 1 | 1 | 1 | 1
SCE Metro Study Area | Chino | 230 | 0 | 0 | 0 | 0 | 0 | 0 | 0 | 0 | 0 | 0 | 0 | 0 | 0 | 0 | 0 | 0 | 0 | [6 empty] | 0 | 0 | 0 |  | 0 | 0 | 0 | 0 | 0 | 0 | 0 | 0 | 0 | 0 | 1 | 1 | 1 | 1 | 1 | 1 | 1 | 1 | 1 | 1 | 1 | 1 | 1 | 1 | 1 | 0 | 0 | 0 | 0 | 0 | 0 | 0 | 0 | 0 | 0 | 0 | 1 | 1 | 1 | 1 | 1 | 1 | 1 | 1 | 1 | 1 | 1 | 1 | 1 | 1 | 1 | 0 | 0 | 0 | 0 | 0 | 0 | 0 | 0 | 0 | 1227.6 | 0 | 1 | 1 | 1 | 1 | 1 | 1 | 1 | 1 | 1 | 1 | 1 | 1 | 1 | 1.5 | 1 | 1 | 1 | 1 | 1 | 1 | 1 |  | 1 | 1 | 1 | 1 | 1
PG&E East Kern Study Area | Cholame | 70 | 0 | 0 | 60 | 0 | 0 | 0 | 0 | 0 | 0 | 0 | 0 | 0 | 0 | 1 | 0 | 0 | 0 | [6 empty] | 0 | 0 | 0 |  | 0 | 0 | 0 | 0 | 0 | 0 | 0 | 0 | 0 | 0 | 1 | 1 | 3 | 1 | 3 | 1 | 1 | 1 | 1 | 1 | 1 | 1 | 1 | 1 | 1 | 1 | 0 | 0 | 0 | 0 | 0 | 0 | 0 | 0 | 0 | 0 | 1 | 1 | 3 | 1 | 3 | 1 | 1 | 1 | 1 | 1 | 1 | 1 | 1 | 1 | 1 | 1 | 0 | 0 | 0 | 0 | 0 | 0 | 0 | 0 | 0 | 0 | 1 | 1 | 3 | 1 | 3 | 1 | 1 | 1 | 1 | 1 | 1 | 1 | 1 | 1 | 1 | 1 | 1 | 3 | 1 | 1 | 1 |  | 1 | 3 | 1 | 1 | 1
PG&E North of Greater Bay Study Area | Clayton | 115 | 0 | 0 | 0 | 0 | 0 | 0 | 0 | 0 | 0 | 0 | 0 | 0 | 0 | 0 | 0 | 0 | 0 | [6 empty] | 0 | 0 | 0 |  | 0 | 0 | 0 | 0 | 0 | 0 | 0 | 0 | 0 | 0 | 1 | 1 | 1 | 1 | 1 | 1 | 1 | 1 | 1 | 1 | 1 | 1 | 1 | 1 | 1 | 0 | 0 | 0 | 0 | 0 | 0 | 0 | 0 | 0 | 0 | 0 | 1 | 1 | 1 | 1 | 1 | 1 | 1 | 1 | 1 | 1 | 1 | 1 | 1 | 1 | 1 | 0 | 0 | 0 | 0 | 0 | 0 | 0 | 0 | 0 | 0 | 0 | 1 | 1 | 1 | 1 | 1 | 1 | 1 | 1 | 1 | 1 | 1 | 1 | 1 | 1 | 1 | 0 | 1 | 1 | 1 | 1 | 1 |  | 1 | 1 | 1 | 1 | 1
PG&E North of Greater Bay Study Area | Cloverdale | 115 | 0 | 4 | 0 | 0 | 0 | 0 | 0 | 0 | 0 | 0 | 0 | 0 | 0 | 1 | 0 | 0 | 0 | [6 empty] | 0 | 0 | 0 |  | 0 | 0 | 0 | 0 | 0 | 0 | 0 | 0 | 0 | 0 | 1 | 3 | 1 | 1 | 1 | 1 | 1 | 1 | 1 | 1 | 1 | 1 | 1 | 1 | 1 | 1 | 0 | 0 | 0 | 0 | 0 | 0 | 0 | 0 | 0 | 0 | 1 | 3 | 1 | 1 | 1 | 1 | 1 | 1 | 1 | 1 | 1 | 1 | 1 | 1 | 1 | 1 | 0 | 0 | 0 | 0 | 0 | 0 | 0 | 0 | 0 | 0 | 1 | 3 | 1 | 1 | 1 | 1 | 1 | 1 | 1 | 1 | 1 | 1 | 1 | 1 | 1 | 1 | 1 | 1 | 1 | 1 | 1 |  | 1 | 1 | 1 | 1 | 1
PG&E Fresno Study Area | Coburn | 230 | 0 | 0 | 0 | 0 | 0 | 0 | 0 | 0 | 0 | 0 | 120 | 90 | 0 | 1 | 0 | 0 | 0 | [6 empty] | 0 | 0 | 0 |  | 0 | 0 | 0 | 0 | 0 | 0 | 0 | 0 | 0 | 0 | 1 | 1 | 1 | 1 | 1 | 1 | 1 | 1 | 1 | 1 | 1 | 3 | 3 | 3 | 1 | 1 | 0 | 0 | 0 | 0 | 0 | 0 | 0 | 0 | 0 | 0 | 1 | 1 | 1 | 1 | 1 | 1 | 1 | 1 | 1 | 1 | 1 | 3 | 3 | 3 | 1 | 1 | 0 | 0 | 0 | 0 | 0 | 0 | 0 | 153.1 | 277.1 | 0 | 1 | 1 | 1 | 1 | 1 | 1 | 1 | 1 | 1 | 1 | 1 | 1 | 1 | 1 | 1 | 0 | 1 | 1 | 2 | 2 | 1 |  | 1 | 1 | 2 | 2 | 1
SCE Eastern Study Area | Colorado River | 500 | 0 | 0 | 0 | 0 | 0 | 0 | 0 | 0 | 0 | 355 | 763 | 638 | 0 | 1 | 0 | 0 | 0 | [6 empty] | 62.5 | 518 | 523 |  | 0 | 0 | 0 | 0 | 0 | 0 | 94.8 | 390.2 | 390.2 | 0 | 1 | 1 | 1 | 1 | 1 | 1 | 1 | 1 | 1 | 1 | 3 | 3 | 3 | 2 | 1 | 1 | 0 | 0 | 0 | 0 | 0 | 0 | 94.8 | 390.2 | 390.2 | 0 | 1 | 1 | 1 | 1 | 1 | 1 | 1 | 1 | 1 | 1 | 3 | 3 | 3 | 2 | 1 | 1 | 0 | 0 | 0 | 0 | 0 | 0 | 94.8 | 1400.1 | 1401.08 | 0 | 1 | 1 | 1 | 1 | 1 | 1 | 1 | 1 | 1 | 1 | 3 | 1 | 1 | 1.5 | 1 | 1 | 1 | 1 | 2 | 2 | 1 |  | 1 | 1 | 2 | 2 | 1
SCE Eastern Study Area | Colorado River | 230 | 0 | 0 | 0 | 0 | 0 | 0 | 0 | 0 | 0 | 400 | 1100 | 900 | 0 | 1 | 0 | 0 | 0 | [6 empty] | 100 | 0 | 200 |  | 0 | 0 | 0 | 0 | 0 | 0 | 157.8 | 1141.13 | 1132.252 | 0 | 1 | 1 | 1 | 1 | 1 | 1 | 1 | 1 | 1 | 1 | 3 | 1 | 3 | 1 | 1 | 1 | 0 | 0 | 0 | 0 | 0 | 0 | 357.8 | 2106.1 | 2097.014 | 0 | 1 | 1 | 1 | 1 | 1 | 1 | 1 | 1 | 1 | 1 | 1 | 2.5 | 2.5 | 2.5 | 1 | 1 | 0 | 0 | 0 | 0 | 0 | 0 | 357.8 | 2466.724 | 2457.638 | 0 | 1 | 1 | 1 | 1 | 1 | 1 | 1 | 1 | 1 | 1 | 1 | 1.5 | 1.5 | 2.5 | 1 | 1 | 1 | 1 | 2 | 1 | 1 |  | 1 | 1 | 1.5 | 1 | 1
PG&E East Kern Study Area | Columbus | 115 | 0 | 0 | 0 | 0 | 0 | 0 | 0 | 0 | 0 | 0 | 0 | 0 | 0 | 0 | 0 | 0 | 0 | [6 empty] | 0 | 0 | 0 |  | 0 | 0 | 0 | 0 | 0 | 0 | 0 | 0 | 0 | 0 | 1 | 1 | 1 | 1 | 1 | 1 | 1 | 1 | 1 | 1 | 1 | 1 | 1 | 1 | 1 | 0 | 0 | 0 | 0 | 0 | 0 | 0 | 0 | 0 | 0 | 0 | 1 | 1 | 1 | 1 | 1 | 1 | 1 | 1 | 1 | 1 | 1 | 1 | 1 | 1 | 1 | 0 | 0 | 0 | 0 | 0 | 0 | 0 | 0 | 0 | 0 | 0 | 1 | 1 | 1 | 1 | 1 | 1 | 1 | 1 | 1 | 1 | 1 | 1 | 1 | 1 | 1 | 0 | 1 | 1 | 1 | 1 | 1 |  | 1 | 1 | 1 | 1 | 1
PG&E North of Greater Bay Study Area | Contra Costa | 230 | 0 | 0 | 0 | 0 | 0 | 0 | 0 | 0 | 0 | 0 | 0 | 0 | 0 | 0 | 0 | 0 | 0 | [6 empty] | 0 | 0 | 0 |  | 0 | 0 | 0 | 0 | 0 | 0 | 0 | 0 | 0 | 0 | 1 | 1 | 1 | 1 | 1 | 1 | 1 | 1 | 1 | 1 | 1 | 1 | 1 | 1 | 1 | 0 | 0 | 0 | 0 | 0 | 0 | 0 | 0 | 0 | 0 | 0 | 1 | 1 | 1 | 1 | 1 | 1 | 1 | 1 | 1 | 1 | 1 | 1 | 1 | 1 | 1 | 0 | 0 | 0 | 0 | 0 | 0 | 0 | 0 | 0 | 942.3648 | 0 | 1 | 1 | 1 | 1 | 1 | 1 | 1 | 1 | 1 | 1 | 1 | 1 | 1 | 1.5 | 1 | 1 | 1 | 1 | 1 | 1 | 1 |  | 1 | 1 | 1 | 1 | 1
SCE North of Lugo (NOL) Study Area | Control | 115 | 48 | 0 | 0 | 0 | 0 | 0 | 0 | 0 | 0 | 0 | 0 | 0 | 0 | 1 | 30 | 0 | 0 | [6 empty] | 0 | 0 | 0 |  | 40.7 | 0 | 0 | 0 | 0 | 0 | 0 | 0 | 0 | 0 | 1 | 1 | 1 | 1 | 1 | 1 | 1 | 1 | 1 | 1 | 1 | 1 | 1 | 1 | 1 | 0 | 40.7 | 0 | 0 | 0 | 0 | 0 | 0 | 0 | 0 | 0 | 1 | 1 | 1 | 1 | 1 | 1 | 1 | 1 | 1 | 1 | 1 | 1 | 1 | 1 | 1 | 0 | 245.2 | 0 | 0 | 0 | 0 | 0 | 0 | 0 | 0 | 0 | 1 | 1 | 1 | 1 | 1 | 1 | 1 | 1 | 1 | 1 | 1 | 1 | 1 | 1 | 1 | 0 | 1 | 1 | 1 | 1 | 1 |  | 1 | 1 | 1 | 1 | 1
SCE North of Lugo (NOL) Study Area | Coolwater | 230 | 0 | 0 | 0 | 0 | 0 | 0 | 0 | 0 | 0 | 0 | 0 | 0 | 0 | 0 | 0 | 0 | 0 | [6 empty] | 0 | 0 | 0 |  | 0 | 0 | 0 | 0 | 0 | 0 | 0 | 0 | 0 | 0 | 1 | 1 | 1 | 1 | 1 | 1 | 1 | 1 | 1 | 1 | 1 | 1 | 1 | 1 | 1 | 0 | 0 | 0 | 0 | 0 | 0 | 0 | 0 | 0 | 0 | 0 | 1 | 1 | 1 | 1 | 1 | 1 | 1 | 1 | 1 | 1 | 1 | 1 | 1 | 1 | 1 | 0 | 0 | 0 | 0 | 0 | 0 | 0 | 7.4 | 17.8 | 12.6 | 0 | 1 | 1 | 1 | 1 | 1 | 1 | 1 | 1 | 1 | 1 | 1 | 1 | 1 | 1 | 1 | 0 | 1 | 1 | 1 | 1 | 1 |  | 1 | 1 | 1 | 1 | 1
SCE North of Lugo (NOL) Study Area | Coolwater | 115 | 0 | 0 | 0 | 0 | 0 | 0 | 0 | 0 | 0 | 40 | 298.96 | 215 | 0 | 1 | 0 | 0 | 0 | [6 empty] | 0 | 0 | 0 |  | 0 | 0 | 0 | 0 | 0 | 0 | 44 | 104.96 | 100 | 0 | 1 | 1 | 1 | 1 | 1 | 1 | 1 | 1 | 1 | 1 | 1 | 2 | 2 | 2 | 1 | 1 | 0 | 0 | 0 | 212.18 | 0 | 0 | 44 | 311.55 | 304.16 | 0 | 1 | 1 | 1 | 1 | 1 | 1 | 1 | 1 | 1 | 1 | 1 | 1 | 1 | 1 | 1 | 0 | 0 | 0 | 0 | 212.18 | 0 | 0 | 44 | 373.45 | 366.06 | 0 | 1 | 1 | 1 | 1 | 1 | 1 | 1 | 1 | 1 | 1 | 1 | 1 | 1 | 1 | 1 | 0 | 1 | 1 | 2 | 2 | 1 |  | 1 | 1 | 1 | 1 | 1
PG&E East Kern Study Area | Corcoran | 115 | 0 | 0 | 0 | 0 | 0 | 0 | 0 | 0 | 0 | 0 | 0 | 0 | 0 | 0 | 0 | 0 | 0 | [6 empty] | 0 | 0 | 0 |  | 0 | 0 | 0 | 0 | 0 | 0 | 0 | 0 | 0 | 0 | 1 | 1 | 1 | 1 | 1 | 1 | 1 | 1 | 1 | 1 | 1 | 1 | 1 | 1 | 1 | 0 | 0 | 0 | 0 | 0 | 0 | 0 | 0 | 0 | 0 | 0 | 1 | 1 | 1 | 1 | 1 | 1 | 1 | 1 | 1 | 1 | 1 | 1 | 1 | 1 | 1 | 0 | 0 | 0 | 0 | 0 | 0 | 0 | 0 | 87.5 | 87.5 | 0 | 1 | 1 | 1 | 1 | 1 | 1 | 1 | 1 | 1 | 1 | 1 | 1 | 1 | 1 | 1 | 0 | 1 | 1 | 1 | 1 | 1 |  | 1 | 1 | 1 | 1 | 1
PG&E North of Greater Bay Study Area | Cortina | 115 | 0 | 0 | 49 | 47.6 | 0 | 0 | 0 | 0 | 0 | 0 | 0 | 0 | 0 | 1 | 0 | 3 | 0 | [6 empty] | 0 | 0 | 0 |  | 0 | 0 | 140.9 | 4 | 0 | 0 | 0 | 83.54 | 80 | 0 | 1 | 1 | 1 | 1 | 1 | 1 | 1 | 1 | 1 | 1 | 1 | 1 | 1 | 1 | 1 | 0 | 0 | 0 | 140.9 | 4 | 0 | 0 | 0 | 233.54 | 230 | 0 | 1 | 1 | 1 | 1 | 1 | 1 | 1 | 1 | 1 | 1 | 1 | 1 | 1 | 1 | 1 | 0 | 0 | 0 | 140.9 | 4 | 0 | 0 | 0 | 233.54 | 230 | 0 | 1 | 1 | 1 | 1 | 1 | 1 | 1 | 1 | 1 | 1 | 1 | 1 | 1 | 1 | 1 | 0 | 1 | 1 | 1 | 1 | 1 |  | 1 | 1 | 1 | 1 | 1
PG&E North of Greater Bay Study Area | Cottonwood | 230 | 0 | 0 | 0 | 0 | 0 | 0 | 0 | 0 | 0 | 0 | 0 | 0 | 0 | 0 | 0 | 0 | 0 | [6 empty] | 0 | 0 | 0 |  | 0 | 0 | 0 | 0 | 0 | 0 | 0 | 0 | 0 | 0 | 1 | 1 | 1 | 1 | 1 | 1 | 1 | 1 | 1 | 1 | 1 | 1 | 1 | 1 | 1 | 0 | 0 | 0 | 0 | 0 | 0 | 0 | 0 | 0 | 0 | 0 | 1 | 1 | 1 | 1 | 1 | 1 | 1 | 1 | 1 | 1 | 1 | 1 | 1 | 1 | 1 | 0 | 0 | 0 | 0 | 0 | 0 | 0 | 55.008 | 38.492 | 19.992 | 0 | 1 | 1 | 1 | 1 | 1 | 1 | 1 | 1 | 1 | 1 | 1 | 1 | 1 | 1 | 1 | 0 | 1 | 1 | 1 | 1 | 1 |  | 1 | 1 | 1 | 1 | 1
PG&E Fresno Study Area | Cove Rd | 230 | 0 | 0 | 0 | 0 | 0 | 0 | 0 | 0 | 0 | 0 | 0 | 0 | 0 | 0 | 0 | 0 | 0 | [6 empty] | 0 | 0 | 0 |  | 0 | 0 | 0 | 0 | 0 | 0 | 0 | 0 | 0 | 0 | 1 | 1 | 1 | 1 | 1 | 1 | 1 | 1 | 1 | 1 | 1 | 1 | 1 | 1 | 1 | 0 | 0 | 0 | 0 | 0 | 0 | 0 | 0 | 0 | 0 | 0 | 1 | 1 | 1 | 1 | 1 | 1 | 1 | 1 | 1 | 1 | 1 | 1 | 1 | 1 | 1 | 0 | 0 | 0 | 0 | 0 | 0 | 0 | 0 | 0 | 0 | 0 | 1 | 1 | 1 | 1 | 1 | 1 | 1 | 1 | 1 | 1 | 1 | 1 | 1 | 1 | 1 | 0 | 1 | 1 | 1 | 1 | 1 |  | 1 | 1 | 1 | 1 | 1
PG&E North of Greater Bay Study Area | Curtis | 115 | 0 | 9 | 0 | 0 | 0 | 0 | 0 | 0 | 0 | 0 | 0 | 0 | 0 | 1 | 0 | 0 | 0 | [6 empty] | 0 | 0 | 0 |  | 0 | 0 | 0 | 0 | 0 | 0 | 0 | 0 | 10 | 0 | 1 | 3 | 1 | 1 | 1 | 1 | 1 | 1 | 1 | 1 | 1 | 1 | 1 | 1 | 1 | 1 | 0 | 0 | 0 | 0 | 0 | 0 | 0 | 0 | 10 | 0 | 1 | 3 | 1 | 1 | 1 | 1 | 1 | 1 | 1 | 1 | 1 | 1 | 1 | 1 | 1 | 1 | 0 | 0 | 0 | 0 | 0 | 0 | 0 | 0 | 10 | 0 | 1 | 3 | 1 | 1 | 1 | 1 | 1 | 1 | 1 | 1 | 1 | 1 | 1 | 1 | 1 | 1 | 1 | 1 | 1 | 1 | 1 |  | 1 | 1 | 1 | 1 | 1
PG&E Fresno Study Area | Dairyland | 115 | 0 | 0 | 0 | 0 | 0 | 0 | 0 | 0 | 0 | 0 | 0 | 0 | 0 | 0 | 0 | 0 | 0 | [6 empty] | 0 | 0 | 0 |  | 0 | 0 | 0 | 0 | 0 | 0 | 0 | 0 | 0 | 0 | 1 | 1 | 1 | 1 | 1 | 1 | 1 | 1 | 1 | 1 | 1 | 1 | 1 | 1 | 1 | 0 | 0 | 0 | 0 | 0 | 0 | 0 | 0 | 0 | 0 | 0 | 1 | 1 | 1 | 1 | 1 | 1 | 1 | 1 | 1 | 1 | 1 | 1 | 1 | 1 | 1 | 0 | 0 | 0 | 0 | 0 | 0 | 0 | 0 | 0 | 0 | 0 | 1 | 1 | 1 | 1 | 1 | 1 | 1 | 1 | 1 | 1 | 1 | 1 | 1 | 1 | 1 | 0 | 1 | 1 | 1 | 1 | 1 |  | 1 | 1 | 1 | 1 | 1
PG&E North of Greater Bay Study Area | Davis | 115 | 0 | 0 | 0 | 0 | 0 | 0 | 0 | 0 | 0 | 0 | 0 | 0 | 0 | 0 | 0 | 0 | 0 | [6 empty] | 0 | 0 | 0 |  | 0 | 0 | 0 | 0 | 0 | 0 | 0 | 0 | 0 | 0 | 1 | 1 | 1 | 1 | 1 | 1 | 1 | 1 | 1 | 1 | 1 | 1 | 1 | 1 | 1 | 0 | 0 | 0 | 0 | 0 | 0 | 0 | 0 | 0 | 0 | 0 | 1 | 1 | 1 | 1 | 1 | 1 | 1 | 1 | 1 | 1 | 1 | 1 | 1 | 1 | 1 | 0 | 0 | 0 | 0 | 0 | 0 | 0 | 0 | 0 | 0 | 0 | 1 | 1 | 1 | 1 | 1 | 1 | 1 | 1 | 1 | 1 | 1 | 1 | 1 | 1 | 1 | 0 | 1 | 1 | 1 | 1 | 1 |  | 1 | 1 | 1 | 1 | 1
SCE Metro Study Area | Del Amo | 230 | 0 | 0 | 0 | 0 | 0 | 0 | 0 | 0 | 0 | 0 | 0 | 0 | 0 | 0 | 0 | 0 | 0 | [6 empty] | 0 | 0 | 0 |  | 0 | 0 | 0 | 0 | 0 | 0 | 0 | 0 | 0 | 0 | 1 | 1 | 1 | 1 | 1 | 1 | 1 | 1 | 1 | 1 | 1 | 1 | 1 | 1 | 1 | 0 | 0 | 0 | 0 | 0 | 0 | 0 | 0 | 0 | 0 | 0 | 1 | 1 | 1 | 1 | 1 | 1 | 1 | 1 | 1 | 1 | 1 | 1 | 1 | 1 | 1 | 0 | 0 | 0 | 0 | 0 | 0 | 0 | 0 | 0 | 0 | 0 | 1 | 1 | 1 | 1 | 1 | 1 | 1 | 1 | 1 | 1 | 1 | 1 | 1 | 1 | 1 | 0 | 1 | 1 | 1 | 1 | 1 |  | 1 | 1 | 1 | 1 | 1
SCE Eastern Study Area | Delaney | 500 | 0 | 0 | 0 | 0 | 0 | 0 | 0 | 0 | 0 | 600 | 1160 | 960.109 | 0 | 1 | 0 | 0 | 0 | [6 empty] | 150 | 0 | 0 |  | 0 | 0 | 0 | 0 | 0 | 0 | 1280 | 1920 | 1920 | 0 | 1 | 1 | 1 | 1 | 1 | 1 | 1 | 1 | 1 | 1 | 2.5 | 2.5 | 2.5 | 2.5 | 1 | 1 | 0 | 0 | 0 | 0 | 0 | 0 | 1522.72 | 2500.756 | 2486.206 | 0 | 1 | 1 | 1 | 1 | 1 | 1 | 1 | 1 | 1 | 1 | 2.5 | 2.5 | 2.5 | 2.5 | 1 | 1 | 0 | 0 | 0 | 0 | 0 | 0 | 1522.72 | 7247.0003 | 7274.8401 | 0 | 1 | 1 | 1 | 1 | 1 | 1 | 1 | 1 | 1 | 1 | 1.5 | 2.5 | 2.5 | 2.5 | 1 | 1 | 1 | 1 | 2.75 | 2.75 | 1 |  | 1 | 1 | 2.75 | 2.75 | 1
PG&E North of Greater Bay Study Area | Delevan | 230 | 0 | 0 | 50 | 33 | 0 | 0 | 0 | 0 | 0 | 50 | 300 | 240 | 0 | 1 | 0 | 0 | 0 | [6 empty] | 0 | 0 | 0 |  | 0 | 0 | 0 | 0 | 0 | 0 | 0 | 513.5 | 510 | 0 | 1 | 1 | 3 | 3 | 3 | 1 | 1 | 1 | 1 | 1 | 3 | 1 | 1 | 1 | 1 | 1 | 0 | 0 | 0 | 0 | 0 | 0 | 0 | 513.5 | 510 | 0 | 1 | 1 | 3 | 3 | 3 | 1 | 1 | 1 | 1 | 1 | 3 | 1 | 1 | 1 | 1 | 1 | 0 | 0 | 0 | 0 | 0 | 0 | 0 | 673.8789 | 669.418 | 0 | 1 | 1 | 3 | 3 | 3 | 1 | 1 | 1 | 1 | 1 | 3 | 1 | 1 | 1 | 1 | 1 | 1 | 3 | 1 | 1 | 1 |  | 1 | 3 | 1 | 1 | 1
PG&E North of Greater Bay Study Area | Delta Switching Yard | 230 | 0 | 0 | 0 | 0 | 0 | 0 | 0 | 0 | 0 | 0 | 0 | 0 | 0 | 0 | 0 | 0 | 0 | [6 empty] | 0 | 0 | 0 |  | 0 | 0 | 80.8 | 3.45 | 0 | 0 | 0 | 0 | 0 | 0 | 1 | 1 | 1 | 1 | 1 | 1 | 1 | 1 | 1 | 1 | 1 | 1 | 1 | 1 | 1 | 0 | 0 | 0 | 80.8 | 3.45 | 0 | 0 | 0 | 0 | 0 | 0 | 1 | 1 | 1 | 1 | 1 | 1 | 1 | 1 | 1 | 1 | 1 | 1 | 1 | 1 | 1 | 0 | 0 | 0 | 180.8 | 5.41 | 0 | 0 | 0 | 0 | 0 | 0 | 1 | 1 | 1 | 1 | 1 | 1 | 1 | 1 | 1 | 1 | 1 | 1 | 1 | 1 | 1 | 0 | 1 | 1 | 1 | 1 | 1 |  | 1 | 1 | 1 | 1 | 1
East of Pisgah Study Area | Desert View | 230 | 0 | 0 | 0 | 0 | 0 | 0 | 0 | 0 | 0 | 100 | 250 | 170 | 0 | 1 | 0 | 0 | 0 | [6 empty] | 0 | 0 | 0 |  | 0 | 0 | 0 | 0 | 0 | 0 | 0 | 0 | 0 | 0 | 1 | 1 | 1 | 1 | 1 | 1 | 1 | 1 | 1 | 1 | 3 | 3 | 3 | 3 | 1 | 1 | 0 | 0 | 0 | 0 | 0 | 0 | 0 | 0 | 0 | 0 | 1 | 1 | 1 | 1 | 1 | 1 | 1 | 1 | 1 | 1 | 3 | 3 | 3 | 3 | 1 | 1 | 0 | 0 | 0 | 0 | 0 | 0 | 0 | 350 | 350 | 0 | 1 | 1 | 1 | 1 | 1 | 1 | 1 | 1 | 1 | 1 | 3 | 1 | 1 | 1 | 1 | 1 | 1 | 1 | 2 | 2 | 1 |  | 1 | 1 | 2 | 2 | 1
SCE Eastern Study Area | Devers | 500 | 0 | 0 | 0 | 0 | 0 | 0 | 0 | 0 | 0 | 0 | 0 | 0 | 0 | 0 | 0 | 0 | 0 | [6 empty] | 0 | 0 | 0 |  | 0 | 0 | 0 | 0 | 0 | 0 | 0 | 0 | 0 | 0 | 1 | 1 | 1 | 1 | 1 | 1 | 1 | 1 | 1 | 1 | 1 | 1 | 1 | 1 | 1 | 0 | 0 | 0 | 0 | 0 | 0 | 0 | 0 | 0 | 0 | 0 | 1 | 1 | 1 | 1 | 1 | 1 | 1 | 1 | 1 | 1 | 1 | 1 | 1 | 1 | 1 | 0 | 0 | 0 | 0 | 0 | 0 | 0 | 37.8 | 0 | 0 | 0 | 1 | 1 | 1 | 1 | 1 | 1 | 1 | 1 | 1 | 1 | 1 | 1 | 1 | 1 | 1 | 0 | 1 | 1 | 1 | 1 | 1 |  | 1 | 1 | 1 | 1 | 1
SCE Eastern Study Area | Devers | 230 | 0 | 0 | 115.5 | 0 | 0 | 0 | 0 | 0 | 0 | 150 | 300 | 705 | 0 | 1 | 0 | 0 | 105.5 | [6 empty] | 0 | 0 | 403 |  | 0 | 0 | 90 | 0 | 0 | 0 | 0 | 0 | 505.85 | 0 | 1 | 1 | 1 | 1 | 1 | 1 | 1 | 1 | 1 | 1 | 3 | 3 | 3 | 2 | 1 | 1 | 0 | 0 | 90 | 207.2 | 0 | 0 | 79 | 516.72 | 1022.97 | 0 | 1 | 1 | 1 | 1 | 1 | 1 | 1 | 1 | 1 | 1 | 1 | 1 | 1 | 1.5 | 1 | 1 | 0 | 0 | 290.5 | 414.4 | 0 | 0 | 79 | 789.64 | 2480.55 | 0 | 1 | 1 | 1 | 1 | 1 | 1 | 1 | 1 | 1 | 1 | 2 | 1 | 1 | 2.5 | 1 | 1 | 1 | 1 | 2 | 2 | 1 |  | 1 | 1 | 1 | 1.5 | 1
PG&E East Kern Study Area | Diablo | 230 | 0 | 0 | 0 | 0 | 0 | 0 | 0 | 0 | 0 | 0 | 0 | 0 | 0 | 0 | 0 | 0 | 0 | [6 empty] | 0 | 0 | 0 |  | 0 | 0 | 0 | 0 | 0 | 0 | 0 | 0 | 0 | 0 | 1 | 1 | 1 | 1 | 1 | 1 | 1 | 1 | 1 | 1 | 1 | 1 | 1 | 1 | 1 | 0 | 0 | 0 | 0 | 0 | 0 | 0 | 0 | 0 | 0 | 0 | 1 | 1 | 1 | 1 | 1 | 1 | 1 | 1 | 1 | 1 | 1 | 1 | 1 | 1 | 1 | 0 | 0 | 0 | 0 | 0 | 0 | 0 | 0 | 0 | 0 | 0 | 1 | 1 | 1 | 1 | 1 | 1 | 1 | 1 | 1 | 1 | 1 | 1 | 1 | 1 | 1 | 0 | 1 | 1 | 1 | 1 | 1 |  | 1 | 1 | 1 | 1 | 1
PG&E S500 Study Area | Diablo | 500 | 0 | 0 | 0 | 0 | 0 | 0 | 3100 | 0 | 0 | 0 | 0 | 0 | 0 | 1 | 0 | 0 | 0 | [6 empty] | 0 | 0 | 0 |  | 0 | 0 | 0 | 0 | 0 | 0 | 0 | 0 | 0 | 0 | 1 | 1 | 1 | 1 | 1 | 1 | 1 | 3 | 1 | 1 | 1 | 1 | 1 | 1 | 1 | 1 | 0 | 0 | 0 | 0 | 0 | 0 | 0 | 0 | 0 | 0 | 1 | 1 | 1 | 1 | 1 | 1 | 1 | 3 | 1 | 1 | 1 | 1 | 1 | 1 | 1 | 1 | 0 | 0 | 0 | 0 | 6080.452 | 0 | 0 | 0 | 756.054 | 0 | 1 | 1 | 1 | 1 | 1 | 1 | 1 | 2.5 | 1 | 1 | 1 | 1 | 1 | 1.5 | 1 | 1 | 1 | 1 | 1 | 1 | 1 |  | 1 | 1 | 1 | 1 | 1
PG&E North of Greater Bay Study Area | Donnells | 115 | 0 | 0 | 0 | 0 | 0 | 0 | 0 | 0 | 0 | 0 | 0 | 0 | 0 | 0 | 0 | 0 | 0 | [6 empty] | 0 | 0 | 0 |  | 0 | 0 | 0 | 0 | 0 | 0 | 0 | 0 | 0 | 0 | 1 | 1 | 1 | 1 | 1 | 1 | 1 | 1 | 1 | 1 | 1 | 1 | 1 | 1 | 1 | 0 | 0 | 0 | 0 | 0 | 0 | 0 | 0 | 0 | 0 | 0 | 1 | 1 | 1 | 1 | 1 | 1 | 1 | 1 | 1 | 1 | 1 | 1 | 1 | 1 | 1 | 0 | 0 | 0 | 0 | 0 | 0 | 0 | 0 | 0 | 0 | 0 | 1 | 1 | 1 | 1 | 1 | 1 | 1 | 1 | 1 | 1 | 1 | 1 | 1 | 1 | 1 | 0 | 1 | 1 | 1 | 1 | 1 |  | 1 | 1 | 1 | 1 | 1
SCE Northern Area | Eagle Rock | 230 | 0 | 0 | 0 | 0 | 0 | 0 | 0 | 0 | 0 | 0 | 0 | 0 | 0 | 0 | 0 | 0 | 0 | [6 empty] | 0 | 0 | 0 |  | 0 | 0 | 0 | 0 | 0 | 0 | 0 | 0 | 0 | 0 | 1 | 1 | 1 | 1 | 1 | 1 | 1 | 1 | 1 | 1 | 1 | 1 | 1 | 1 | 1 | 0 | 0 | 0 | 0 | 0 | 0 | 0 | 0 | 0 | 0 | 0 | 1 | 1 | 1 | 1 | 1 | 1 | 1 | 1 | 1 | 1 | 1 | 1 | 1 | 1 | 1 | 0 | 0 | 0 | 0 | 0 | 0 | 0 | 0 | 0 | 0 | 0 | 1 | 1 | 1 | 1 | 1 | 1 | 1 | 1 | 1 | 1 | 1 | 1 | 1 | 1 | 1 | 0 | 1 | 1 | 1 | 1 | 1 |  | 1 | 1 | 1 | 1 | 1
PG&E North of Greater Bay Study Area | Eagle Rock | 115 | 0 | 0 | 0 | 0 | 0 | 0 | 0 | 0 | 0 | 0 | 0 | 0 | 0 | 0 | 0 | 0 | 0 | [6 empty] | 0 | 0 | 0 |  | 0 | 0 | 0 | 0 | 0 | 0 | 0 | 0 | 0 | 0 | 1 | 1 | 1 | 1 | 1 | 1 | 1 | 1 | 1 | 1 | 1 | 1 | 1 | 1 | 1 | 0 | 0 | 0 | 0 | 0 | 0 | 0 | 0 | 0 | 0 | 0 | 1 | 1 | 1 | 1 | 1 | 1 | 1 | 1 | 1 | 1 | 1 | 1 | 1 | 1 | 1 | 0 | 0 | 0 | 120 | 0 | 0 | 0 | 0 | 0 | 40.4 | 0 | 1 | 1 | 1 | 1 | 1 | 1 | 1 | 1 | 1 | 1 | 1 | 1 | 1 | 1 | 1 | 0 | 1 | 1 | 1 | 1 | 1 |  | 1 | 1 | 1 | 1 | 1
PG&E North of Greater Bay Study Area | East Marysville | 115 | 0 | 0 | 0 | 0 | 0 | 0 | 0 | 0 | 0 | 0 | 0 | 0 | 0 | 0 | 0 | 0 | 0 | [6 empty] | 0 | 0 | 0 |  | 0 | 0 | 0 | 0 | 0 | 0 | 0 | 0 | 0 | 0 | 1 | 1 | 1 | 1 | 1 | 1 | 1 | 1 | 1 | 1 | 1 | 1 | 1 | 1 | 1 | 0 | 0 | 0 | 0 | 0 | 0 | 0 | 0 | 0 | 0 | 0 | 1 | 1 | 1 | 1 | 1 | 1 | 1 | 1 | 1 | 1 | 1 | 1 | 1 | 1 | 1 | 0 | 0 | 0 | 0 | 0 | 0 | 0 | 0 | 0 | 0 | 0 | 1 | 1 | 1 | 1 | 1 | 1 | 1 | 1 | 1 | 1 | 1 | 1 | 1 | 1 | 1 | 0 | 1 | 1 | 1 | 1 | 1 |  | 1 | 1 | 1 | 1 | 1
SDG&E Study Area | ECO | 500 | 0 | 0 | 0 | 0 | 0 | 0 | 0 | 0 | 0 | 0 | 0 | 0 | 0 | 0 | 0 | 0 | 0 | [6 empty] | 0 | 0 | 0 |  | 0 | 0 | 0 | 0 | 0 | 0 | 0 | 0 | 0 | 0 | 1 | 1 | 1 | 1 | 1 | 1 | 1 | 1 | 1 | 1 | 1 | 1 | 1 | 1 | 1 | 0 | 0 | 0 | 972.82 | 28.18 | 0 | 0 | 0 | 0 | 0 | 0 | 1 | 1 | 2.5 | 1 | 2.5 | 1 | 1 | 1 | 1 | 1 | 1 | 1 | 1 | 1 | 1 | 1 | 0 | 0 | 1872.82 | 68.98 | 0 | 0 | 0 | 0 | 0 | 0 | 1 | 1 | 2.5 | 1 | 2.5 | 1 | 1 | 1 | 1 | 1 | 1 | 1 | 1 | 1 | 1 | 1 | 1 | 1 | 1 | 1 | 1 |  | 1 | 1 | 1 | 1 | 1
SDG&E Study Area | ECO | 230 | 0 | 0 | 600 | 0 | 0 | 0 | 0 | 0 | 0 | 0 | 0 | 0 | 0 | 1 | 0 | 0 | 0 | [6 empty] | 0 | 0 | 0 |  | 0 | 0 | 0 | 0 | 0 | 0 | 0 | 0 | 0 | 0 | 1 | 1 | 3 | 1 | 3 | 1 | 1 | 1 | 1 | 1 | 1 | 1 | 1 | 1 | 1 | 1 | 0 | 0 | 600 | 52.5 | 0 | 0 | 0 | 0 | 0 | 0 | 1 | 1 | 1 | 1 | 1 | 1 | 1 | 1 | 1 | 1 | 1 | 1 | 1 | 1 | 1 | 0 | 0 | 0 | 600 | 52.5 | 0 | 0 | 0 | 0 | 0 | 0 | 1 | 1 | 1 | 1 | 1 | 1 | 1 | 1 | 1 | 1 | 1 | 1 | 1 | 1 | 1 | 0 | 1 | 2 | 1 | 1 | 1 |  | 1 | 1 | 1 | 1 | 1
SDG&E Study Area | ECO | 115 | 0 | 0 | 0 | 0 | 0 | 0 | 0 | 0 | 0 | 0 | 90 | 70 | 0 | 1 | 0 | 0 | 0 | [6 empty] | 90 | 0 | 70 |  | 0 | 0 | 193.8 | 0 | 0 | 0 | 2.6 | 179.28 | 107.4 | 0 | 1 | 1 | 1 | 1 | 1 | 1 | 1 | 1 | 1 | 1 | 1 | 1 | 1 | 1 | 1 | 0 | 0 | 0 | 193.8 | 0 | 0 | 0 | 2.6 | 179.28 | 107.4 | 0 | 1 | 1 | 1 | 1 | 1 | 1 | 1 | 1 | 1 | 1 | 1 | 1 | 1 | 1 | 1 | 0 | 0 | 0 | 193.8 | 0 | 0 | 0 | 2.6 | 261.63 | 546.581 | 0 | 1 | 1 | 1 | 1 | 1 | 1 | 1 | 1 | 1 | 1 | 1 | 1 | 1 | 1 | 1 | 0 | 1 | 1 | 1 | 1 | 1 |  | 1 | 1 | 1 | 1 | 1
SCE Eastern Study Area | El Casco | 230 | 0 | 0 | 0 | 0 | 0 | 0 | 0 | 0 | 0 | 0 | 0 | 0 | 0 | 0 | 0 | 0 | 0 | [6 empty] | 0 | 0 | 0 |  | 0 | 0 | 0 | 0 | 0 | 0 | 0 | 0 | 0 | 0 | 1 | 1 | 1 | 1 | 1 | 1 | 1 | 1 | 1 | 1 | 1 | 1 | 1 | 1 | 1 | 0 | 0 | 0 | 0 | 0 | 0 | 0 | 0 | 0 | 0 | 0 | 1 | 1 | 1 | 1 | 1 | 1 | 1 | 1 | 1 | 1 | 1 | 1 | 1 | 1 | 1 | 0 | 0 | 0 | 0 | 0 | 0 | 0 | 0 | 0 | 526 | 0 | 1 | 1 | 1 | 1 | 1 | 1 | 1 | 1 | 1 | 1 | 1 | 1 | 1 | 1 | 1 | 0 | 1 | 1 | 1 | 1 | 1 |  | 1 | 1 | 1 | 1 | 1
SCE Metro Study Area | El Nido | 230 | 0 | 0 | 0 | 0 | 0 | 0 | 0 | 0 | 0 | 0 | 0 | 13 | 0 | 1 | 0 | 0 | 0 | [6 empty] | 0 | 0 | 0 |  | 0 | 0 | 0 | 0 | 0 | 0 | 0 | 0 | 13 | 0 | 1 | 1 | 1 | 1 | 1 | 1 | 1 | 1 | 1 | 1 | 1 | 1 | 1 | 1 | 1 | 0 | 0 | 0 | 0 | 0 | 0 | 0 | 0 | 0 | 13 | 0 | 1 | 1 | 1 | 1 | 1 | 1 | 1 | 1 | 1 | 1 | 1 | 1 | 1 | 1 | 1 | 0 | 0 | 0 | 0 | 0 | 0 | 0 | 0 | 0 | 570.0834 | 0 | 1 | 1 | 1 | 1 | 1 | 1 | 1 | 1 | 1 | 1 | 1 | 1 | 1 | 1 | 1 | 0 | 1 | 1 | 1 | 1 | 1 |  | 1 | 1 | 1 | 1 | 1
SCE Metro Study Area | El Segundo | 230 | 0 | 0 | 0 | 0 | 0 | 0 | 0 | 0 | 0 | 0 | 0 | 0 | 0 | 0 | 0 | 0 | 0 | [6 empty] | 0 | 0 | 0 |  | 0 | 0 | 0 | 0 | 0 | 0 | 0 | 0 | 0 | 0 | 1 | 1 | 1 | 1 | 1 | 1 | 1 | 1 | 1 | 1 | 1 | 1 | 1 | 1 | 1 | 0 | 0 | 0 | 0 | 0 | 0 | 0 | 0 | 0 | 0 | 0 | 1 | 1 | 1 | 1 | 1 | 1 | 1 | 1 | 1 | 1 | 1 | 1 | 1 | 1 | 1 | 0 | 0 | 0 | 0 | 0 | 0 | 0 | 0 | 0 | 0 | 0 | 1 | 1 | 1 | 1 | 1 | 1 | 1 | 1 | 1 | 1 | 1 | 1 | 1 | 1 | 1 | 0 | 1 | 1 | 1 | 1 | 1 |  | 1 | 1 | 1 | 1 | 1
East of Pisgah Study Area | Eldorado | 500 | 327 | 0 | 136 | 0 | 2500 | 0 | 0 | 0 | 0 | 0 | 0 | 0 | 0 | 1 | 0 | 0 | 255 | [6 empty] | 0 | 0 | 0 |  | 0 | 0 | 0 | 0 | 0 | 0 | 0 | 0 | 0 | 0 | 3 | 1 | 1 | 1 | 1 | 3 | 1 | 1 | 1 | 1 | 1 | 1 | 1 | 1 | 1 | 1 | 0 | 0 | 0 | 0 | 0 | 0 | 0 | 0 | 0 | 0 | 3 | 1 | 1 | 1 | 1 | 3 | 1 | 1 | 1 | 1 | 1 | 1 | 1 | 1 | 1 | 1 | 0 | 0 | 819.8215 | 1172.5585 | 0 | 0 | 0 | 0 | 1030.1785 | 0 | 3 | 1 | 1 | 1.5 | 2.5 | 3 | 1 | 1 | 1 | 1 | 1 | 1 | 1 | 1.5 | 1 | 1 | 3 | 1 | 1 | 1 | 1 |  | 3 | 1 | 1 | 1 | 1
East of Pisgah Study Area | Eldorado | 230 | 0 | 0 | 0 | 0 | 0 | 0 | 0 | 0 | 0 | 0 | 300 | 333 | 0 | 1 | 0 | 0 | 0 | [6 empty] | 0 | 0 | 60 |  | 0 | 0 | 0 | 0 | 0 | 0 | 21 | 279 | 279 | 0 | 1 | 1 | 1 | 1 | 1 | 1 | 1 | 1 | 1 | 1 | 1 | 1 | 1 | 1 | 1 | 0 | 0 | 0 | 0 | 0 | 0 | 0 | 21 | 279 | 535.29 | 0 | 1 | 1 | 1 | 1 | 1 | 1 | 1 | 1 | 1 | 1 | 1 | 1 | 1 | 1 | 1 | 0 | 0 | 0 | 0 | 0 | 0 | 0 | 21 | 279 | 791.58 | 0 | 1 | 1 | 1 | 1 | 1 | 1 | 1 | 1 | 1 | 1 | 1 | 1 | 1 | 1 | 1 | 0 | 1 | 1 | 1 | 1 | 1 |  | 1 | 1 | 1 | 1 | 1
PG&E Fresno Study Area | Elk Hills | 230 | 0 | 0 | 0 | 0 | 0 | 0 | 0 | 0 | 0 | 0 | 0 | 0 | 0 | 0 | 0 | 0 | 0 | [6 empty] | 0 | 0 | 0 |  | 0 | 0 | 0 | 0 | 0 | 0 | 0 | 0 | 0 | 0 | 1 | 1 | 1 | 1 | 1 | 1 | 1 | 1 | 1 | 1 | 1 | 1 | 1 | 1 | 1 | 0 | 0 | 0 | 0 | 0 | 0 | 0 | 0 | 0 | 0 | 0 | 1 | 1 | 1 | 1 | 1 | 1 | 1 | 1 | 1 | 1 | 1 | 1 | 1 | 1 | 1 | 0 | 0 | 0 | 0 | 0 | 0 | 0 | 0 | 0 | 0 | 0 | 1 | 1 | 1 | 1 | 1 | 1 | 1 | 1 | 1 | 1 | 1 | 1 | 1 | 1 | 1 | 0 | 1 | 1 | 1 | 1 | 1 |  | 1 | 1 | 1 | 1 | 1
SCE Metro Study Area | Ellis | 230 | 0 | 0 | 0 | 0 | 0 | 0 | 0 | 0 | 0 | 0 | 0 | 0 | 0 | 0 | 0 | 0 | 0 | [6 empty] | 0 | 0 | 0 |  | 0 | 0 | 0 | 0 | 0 | 0 | 0 | 0 | 0 | 0 | 1 | 1 | 1 | 1 | 1 | 1 | 1 | 1 | 1 | 1 | 1 | 1 | 1 | 1 | 1 | 0 | 0 | 0 | 0 | 0 | 0 | 0 | 0 | 0 | 0 | 0 | 1 | 1 | 1 | 1 | 1 | 1 | 1 | 1 | 1 | 1 | 1 | 1 | 1 | 1 | 1 | 0 | 0 | 0 | 0 | 0 | 0 | 0 | 0 | 0 | 0 | 0 | 1 | 1 | 1 | 1 | 1 | 1 | 1 | 1 | 1 | 1 | 1 | 1 | 1 | 1 | 1 | 0 | 1 | 1 | 1 | 1 | 1 |  | 1 | 1 | 1 | 1 | 1
SDG&E Study Area | Encina | 230 | 0 | 0 | 0 | 0 | 0 | 0 | 0 | 0 | 0 | 0 | 0 | 0 | 0 | 0 | 0 | 0 | 0 | [6 empty] | 0 | 0 | 0 |  | 0 | 0 | 0 | 0 | 0 | 0 | 0 | 0 | 0 | 0 | 1 | 1 | 1 | 1 | 1 | 1 | 1 | 1 | 1 | 1 | 1 | 1 | 1 | 1 | 1 | 0 | 0 | 0 | 0 | 0 | 0 | 0 | 0 | 0 | 0 | 0 | 1 | 1 | 1 | 1 | 1 | 1 | 1 | 1 | 1 | 1 | 1 | 1 | 1 | 1 | 1 | 0 | 0 | 0 | 0 | 0 | 0 | 0 | 0 | 0 | 0 | 0 | 1 | 1 | 1 | 1 | 1 | 1 | 1 | 1 | 1 | 1 | 1 | 1 | 1 | 1 | 1 | 0 | 1 | 1 | 1 | 1 | 1 |  | 1 | 1 | 1 | 1 | 1
SDG&E Study Area | Encina | 115 | 0 | 0 | 0 | 0 | 0 | 0 | 0 | 0 | 0 | 0 | 0 | 60 | 0 | 1 | 0 | 0 | 0 | [6 empty] | 0 | 0 | 0 |  | 0 | 0 | 0 | 0 | 0 | 0 | 0 | 0 | 0 | 0 | 1 | 1 | 1 | 1 | 1 | 1 | 1 | 1 | 1 | 1 | 1 | 1 | 1 | 3 | 1 | 1 | 0 | 0 | 0 | 0 | 0 | 0 | 0 | 0 | 160 | 0 | 1 | 1 | 1 | 1 | 1 | 1 | 1 | 1 | 1 | 1 | 1 | 1 | 1 | 1 | 1 | 0 | 0 | 0 | 0 | 0 | 0 | 0 | 0 | 0 | 464.3999 | 0 | 1 | 1 | 1 | 1 | 1 | 1 | 1 | 1 | 1 | 1 | 1 | 1 | 1 | 1 | 1 | 0 | 1 | 1 | 1 | 2 | 1 |  | 1 | 1 | 1 | 1 | 1
SDG&E Study Area | Escondido | 230 | 0 | 0 | 0 | 0 | 0 | 0 | 0 | 0 | 0 | 0 | 0 | 469 | 0 | 1 | 0 | 0 | 0 | [6 empty] | 0 | 0 | 104 |  | 0 | 0 | 0 | 0 | 0 | 0 | 0 | 0 | 0 | 0 | 1 | 1 | 1 | 1 | 1 | 1 | 1 | 1 | 1 | 1 | 1 | 1 | 1 | 3 | 1 | 1 | 0 | 0 | 0 | 0 | 0 | 0 | 0 | 0 | 477 | 0 | 1 | 1 | 1 | 1 | 1 | 1 | 1 | 1 | 1 | 1 | 1 | 1 | 1 | 1 | 1 | 0 | 0 | 0 | 0 | 0 | 0 | 0 | 0 | 0 | 631.12 | 0 | 1 | 1 | 1 | 1 | 1 | 1 | 1 | 1 | 1 | 1 | 1 | 1 | 1 | 1 | 1 | 0 | 1 | 1 | 1 | 2 | 1 |  | 1 | 1 | 1 | 1 | 1
SCE Metro Study Area | Etiwanda | 230 | 0 | 0 | 0 | 0 | 0 | 0 | 0 | 0 | 0 | 0 | 0 | 601 | 0 | 1 | 0 | 0 | 0 | [6 empty] | 0 | 0 | 0 |  | 0 | 0 | 0 | 0 | 0 | 0 | 0 | 0 | 100 | 0 | 1 | 1 | 1 | 1 | 1 | 1 | 1 | 1 | 1 | 1 | 1 | 1 | 1 | 3 | 1 | 1 | 0 | 0 | 0 | 0 | 0 | 0 | 0 | 0 | 200.98 | 0 | 1 | 1 | 1 | 1 | 1 | 1 | 1 | 1 | 1 | 1 | 1 | 1 | 1 | 3 | 1 | 1 | 0 | 0 | 0 | 0 | 0 | 0 | 0 | 0 | 2755.2114 | 0 | 1 | 1 | 1 | 1 | 1 | 1 | 1 | 1 | 1 | 1 | 1 | 1 | 1 | 2.5 | 1 | 1 | 1 | 1 | 1 | 2.5 | 1 |  | 1 | 1 | 1 | 2.5 | 1
PG&E North of Greater Bay Study Area | Fulton | 230 | 0 | 0 | 0 | 0 | 0 | 0 | 0 | 0 | 0 | 0 | 0 | 0 | 0 | 0 | 0 | 0 | 0 | [6 empty] | 0 | 0 | 0 |  | 0 | 0 | 0 | 0 | 0 | 0 | 0 | 0 | 0 | 0 | 1 | 1 | 1 | 1 | 1 | 1 | 1 | 1 | 1 | 1 | 1 | 1 | 1 | 1 | 1 | 0 | 0 | 0 | 0 | 0 | 0 | 0 | 0 | 0 | 26.25 | 0 | 1 | 1 | 1 | 1 | 1 | 1 | 1 | 1 | 1 | 1 | 1 | 1 | 1 | 1 | 1 | 0 | 56.9 | 0 | 0 | 0 | 0 | 0 | 0 | 0 | 578.55 | 0 | 1 | 1 | 1 | 1 | 1 | 1 | 1 | 1 | 1 | 1 | 1 | 1 | 1 | 1 | 1 | 0 | 1 | 1 | 1 | 1 | 1 |  | 1 | 1 | 1 | 1 | 1
East of Pisgah Study Area | Gamebird | 115 | 0 | 0 | 0 | 0 | 0 | 0 | 0 | 0 | 0 | 0 | 0 | 0 | 0 | 0 | 0 | 0 | 0 | [6 empty] | 0 | 0 | 0 |  | 0 | 0 | 0 | 0 | 0 | 0 | 0 | 0 | 0 | 0 | 1 | 1 | 1 | 1 | 1 | 1 | 1 | 1 | 1 | 1 | 1 | 1 | 1 | 1 | 1 | 0 | 0 | 0 | 0 | 0 | 0 | 0 | 0 | 0 | 0 | 0 | 1 | 1 | 1 | 1 | 1 | 1 | 1 | 1 | 1 | 1 | 1 | 1 | 1 | 1 | 1 | 0 | 0 | 0 | 0 | 0 | 0 | 0 | 0 | 0 | 0 | 0 | 1 | 1 | 1 | 1 | 1 | 1 | 1 | 1 | 1 | 1 | 1 | 1 | 1 | 1 | 1 | 0 | 1 | 1 | 1 | 1 | 1 |  | 1 | 1 | 1 | 1 | 1
PG&E S500 Study Area | Gates | 500 | 0 | 0 | 0 | 0 | 0 | 0 | 0 | 0 | 0 | 0 | 0 | 0 | 0 | 0 | 0 | 0 | 0 | [6 empty] | 0 | 0 | 0 |  | 0 | 0 | 0 | 0 | 0 | 0 | 0 | 0 | 309.3 | 0 | 1 | 1 | 1 | 1 | 1 | 1 | 1 | 1 | 1 | 1 | 1 | 1 | 1 | 1.5 | 1 | 1 | 0 | 0 | 0 | 0 | 0 | 0 | 0 | 0 | 309.3 | 0 | 1 | 1 | 1 | 1 | 1 | 1 | 1 | 1 | 1 | 1 | 1 | 1 | 1 | 1.5 | 1 | 1 | 0 | 0 | 0 | 0 | 0 | 0 | 0 | 0 | 817.3 | 0 | 1 | 1 | 1 | 1 | 1 | 1 | 1 | 1 | 1 | 1 | 1 | 1 | 1 | 1.5 | 1 | 1 | 1 | 1 | 1 | 1.75 | 1 |  | 1 | 1 | 1 | 1.75 | 1
PG&E East Kern Study Area | Gates | 230 | 0 | 0 | 0 | 0 | 0 | 0 | 0 | 0 | 0 | 850 | 827 | 620 | 0 | 1 | 0 | 0 | 0 | [6 empty] | 176.592 | 0 | 91.245 |  | 0 | 0 | 0 | 0 | 0 | 0 | 929.1 | 132.94 | 137 | 0 | 1 | 1 | 1 | 1 | 1 | 1 | 1 | 1 | 1 | 1 | 1 | 3 | 3 | 3 | 1 | 1 | 0 | 0 | 0 | 0 | 0 | 0 | 1024.1 | 920.18 | 917 | 0 | 1 | 1 | 1 | 1 | 1 | 1 | 1 | 1 | 1 | 1 | 1 | 1 | 1 | 1 | 1 | 0 | 0 | 0 | 0 | 0 | 0 | 0 | 1533.88 | 2722.008 | 2777.4628 | 0 | 1 | 1 | 1 | 1 | 1 | 1 | 1 | 1 | 1 | 1 | 1 | 2.5 | 2.5 | 2.5 | 1 | 1 | 1 | 1 | 2 | 2 | 1 |  | 1 | 1 | 1 | 1 | 1
PG&E North of Greater Bay Study Area | Geysers | 230 | 79 | 0 | 0 | 0 | 0 | 0 | 0 | 0 | 0 | 0 | 0 | 0 | 0 | 1 | 0 | 0 | 0 | [6 empty] | 0 | 0 | 0 |  | 0 | 0 | 0 | 0 | 0 | 0 | 0 | 0 | 13.25 | 0 | 3 | 1 | 1 | 1 | 1 | 1 | 1 | 1 | 1 | 1 | 1 | 1 | 1 | 1 | 1 | 1 | 0 | 0 | 0 | 0 | 0 | 0 | 0 | 0 | 13.25 | 0 | 3 | 1 | 1 | 1 | 1 | 1 | 1 | 1 | 1 | 1 | 1 | 1 | 1 | 1 | 1 | 1 | 53 | 0 | 0 | 0 | 0 | 0 | 0 | 0 | 13.25 | 0 | 1 | 1 | 1 | 1 | 1 | 1 | 1 | 1 | 1 | 1 | 1 | 1 | 1 | 1 | 1 | 0 | 2 | 1 | 1 | 1 | 1 |  | 2 | 1 | 1 | 1 | 1
PG&E North of Greater Bay Study Area | Glenn | 230 | 0 | 0 | 100 | 68 | 0 | 0 | 0 | 0 | 0 | 0 | 0 | 0 | 0 | 1 | 0 | 1 | 0 | [6 empty] | 0 | 0 | 0 |  | 0 | 0 | 0 | 0 | 0 | 0 | 0 | 0 | 0 | 0 | 1 | 1 | 3 | 3 | 3 | 1 | 1 | 1 | 1 | 1 | 1 | 1 | 1 | 1 | 1 | 1 | 0 | 0 | 0 | 0 | 0 | 0 | 0 | 0 | 0 | 0 | 1 | 1 | 3 | 3 | 3 | 1 | 1 | 1 | 1 | 1 | 1 | 1 | 1 | 1 | 1 | 1 | 0 | 0 | 0 | 0 | 0 | 0 | 390 | 10.03 | 0 | 0 | 1 | 1 | 3 | 3 | 3 | 1 | 1 | 1 | 1 | 1 | 1 | 1 | 1 | 1 | 1 | 1 | 1 | 3 | 1 | 1 | 1 |  | 1 | 3 | 1 | 1 | 1
PG&E North of Greater Bay Study Area | Gold Hill | 115 | 0 | 0 | 0 | 0 | 0 | 0 | 0 | 0 | 0 | 0 | 0 | 0 | 0 | 0 | 0 | 0 | 0 | [6 empty] | 0 | 0 | 0 |  | 0 | 0 | 0 | 0 | 0 | 0 | 0 | 0 | 0 | 0 | 1 | 1 | 1 | 1 | 1 | 1 | 1 | 1 | 1 | 1 | 1 | 1 | 1 | 1 | 1 | 0 | 0 | 0 | 0 | 0 | 0 | 0 | 0 | 0 | 58.75 | 0 | 1 | 1 | 1 | 1 | 1 | 1 | 1 | 1 | 1 | 1 | 1 | 1 | 1 | 1 | 1 | 0 | 0 | 0 | 0 | 0 | 0 | 0 | 0 | 0 | 272.5951 | 0 | 1 | 1 | 1 | 1 | 1 | 1 | 1 | 1 | 1 | 1 | 1 | 1 | 1 | 1 | 1 | 0 | 1 | 1 | 1 | 1 | 1 |  | 1 | 1 | 1 | 1 | 1
SCE Northern Area | Goleta | 230 | 0 | 3.74 | 0 | 0 | 0 | 0 | 0 | 0 | 0 | 0 | 0 | 125 | 0 | 1 | 0 | 2.3 | 0 | [6 empty] | 0 | 0 | 70 |  | 0 | 0 | 0 | 0 | 0 | 0 | 0 | 0 | 50 | 0 | 1 | 1 | 1 | 1 | 1 | 1 | 1 | 1 | 1 | 1 | 1 | 1 | 1 | 1 | 1 | 0 | 0 | 0 | 0 | 0 | 0 | 0 | 0 | 0 | 50 | 0 | 1 | 1 | 1 | 1 | 1 | 1 | 1 | 1 | 1 | 1 | 1 | 1 | 1 | 1 | 1 | 0 | 0 | 0 | 0 | 0 | 0 | 0 | 0 | 0 | 135 | 0 | 1 | 1 | 1 | 1 | 1 | 1 | 1 | 1 | 1 | 1 | 1 | 1 | 1 | 1 | 1 | 0 | 1 | 1 | 1 | 1 | 1 |  | 1 | 1 | 1 | 1 | 1
SCE Northern Area | Goodrich | 230 | 0 | 0 | 0 | 0 | 0 | 0 | 0 | 0 | 0 | 0 | 0 | 0 | 0 | 0 | 0 | 0 | 0 | [6 empty] | 0 | 0 | 0 |  | 0 | 0 | 0 | 0 | 0 | 0 | 0 | 0 | 0 | 0 | 1 | 1 | 1 | 1 | 1 | 1 | 1 | 1 | 1 | 1 | 1 | 1 | 1 | 1 | 1 | 0 | 0 | 0 | 0 | 0 | 0 | 0 | 0 | 0 | 0 | 0 | 1 | 1 | 1 | 1 | 1 | 1 | 1 | 1 | 1 | 1 | 1 | 1 | 1 | 1 | 1 | 0 | 0 | 0 | 0 | 0 | 0 | 0 | 0 | 0 | 0 | 0 | 1 | 1 | 1 | 1 | 1 | 1 | 1 | 1 | 1 | 1 | 1 | 1 | 1 | 1 | 1 | 0 | 1 | 1 | 1 | 1 | 1 |  | 1 | 1 | 1 | 1 | 1
PG&E East Kern Study Area | Goose Lake | 115 | 0 | 0 | 0 | 0 | 0 | 0 | 0 | 0 | 0 | 0 | 0 | 0 | 0 | 0 | 0 | 0 | 0 | [6 empty] | 0 | 0 | 0 |  | 0 | 0 | 0 | 0 | 0 | 0 | 0 | 0 | 0 | 0 | 1 | 1 | 1 | 1 | 1 | 1 | 1 | 1 | 1 | 1 | 1 | 1 | 1 | 1 | 1 | 0 | 0 | 0 | 0 | 0 | 0 | 0 | 0 | 0 | 0 | 0 | 1 | 1 | 1 | 1 | 1 | 1 | 1 | 1 | 1 | 1 | 1 | 1 | 1 | 1 | 1 | 0 | 0 | 0 | 0 | 0 | 0 | 0 | 0 | 0 | 0 | 0 | 1 | 1 | 1 | 1 | 1 | 1 | 1 | 1 | 1 | 1 | 1 | 1 | 1 | 1 | 1 | 0 | 1 | 1 | 1 | 1 | 1 |  | 1 | 1 | 1 | 1 | 1
SCE Northern Area | Gould | 230 | 0 | 0 | 0 | 0 | 0 | 0 | 0 | 0 | 0 | 0 | 0 | 0 | 0 | 0 | 0 | 0 | 0 | [6 empty] | 0 | 0 | 0 |  | 0 | 0 | 0 | 0 | 0 | 0 | 0 | 0 | 0 | 0 | 1 | 1 | 1 | 1 | 1 | 1 | 1 | 1 | 1 | 1 | 1 | 1 | 1 | 1 | 1 | 0 | 0 | 0 | 0 | 0 | 0 | 0 | 0 | 0 | 0 | 0 | 1 | 1 | 1 | 1 | 1 | 1 | 1 | 1 | 1 | 1 | 1 | 1 | 1 | 1 | 1 | 0 | 0 | 0 | 0 | 0 | 0 | 0 | 0 | 0 | 0 | 0 | 1 | 1 | 1 | 1 | 1 | 1 | 1 | 1 | 1 | 1 | 1 | 1 | 1 | 1 | 1 | 0 | 1 | 1 | 1 | 1 | 1 |  | 1 | 1 | 1 | 1 | 1
PG&E North of Greater Bay Study Area | Grand Island | 115 | 0 | 0 | 0 | 0 | 0 | 0 | 0 | 0 | 0 | 0 | 0 | 0 | 0 | 0 | 0 | 0 | 0 | [6 empty] | 0 | 0 | 0 |  | 0 | 0 | 0 | 0 | 0 | 0 | 0 | 0 | 0 | 0 | 1 | 1 | 1 | 1 | 1 | 1 | 1 | 1 | 1 | 1 | 1 | 1 | 1 | 1 | 1 | 0 | 0 | 0 | 0 | 0 | 0 | 0 | 0 | 0 | 0 | 0 | 1 | 1 | 1 | 1 | 1 | 1 | 1 | 1 | 1 | 1 | 1 | 1 | 1 | 1 | 1 | 0 | 0 | 0 | 0 | 0 | 0 | 0 | 0 | 0 | 0 | 0 | 1 | 1 | 1 | 1 | 1 | 1 | 1 | 1 | 1 | 1 | 1 | 1 | 1 | 1 | 1 | 0 | 1 | 1 | 1 | 1 | 1 |  | 1 | 1 | 1 | 1 | 1
PG&E North of Greater Bay Study Area | Green Ridge Midway | 115 | 0 | 0 | 0 | 0 | 0 | 0 | 0 | 0 | 0 | 0 | 0 | 0 | 0 | 0 | 0 | 0 | 0 | [6 empty] | 0 | 0 | 0 |  | 0 | 0 | 0 | 0 | 0 | 0 | 0 | 0 | 0 | 0 | 1 | 1 | 1 | 1 | 1 | 1 | 1 | 1 | 1 | 1 | 1 | 1 | 1 | 1 | 1 | 0 | 0 | 0 | 0 | 0 | 0 | 0 | 0 | 0 | 0 | 0 | 1 | 1 | 1 | 1 | 1 | 1 | 1 | 1 | 1 | 1 | 1 | 1 | 1 | 1 | 1 | 0 | 0 | 0 | 0 | 0 | 0 | 0 | 0 | 0 | 0 | 0 | 1 | 1 | 1 | 1 | 1 | 1 | 1 | 1 | 1 | 1 | 1 | 1 | 1 | 1 | 1 | 0 | 1 | 1 | 1 | 1 | 1 |  | 1 | 1 | 1 | 1 | 1
PG&E East Kern Study Area | Gregg | 230 | 0 | 3 | 0 | 0 | 0 | 0 | 0 | 0 | 0 | 0 | 150 | 110 | 0 | 1 | 0 | 0 | 0 | [6 empty] | 0 | 0 | 0 |  | 0 | 0 | 0 | 0 | 0 | 0 | 0 | 0 | 0 | 0 | 1 | 3 | 1 | 1 | 1 | 1 | 1 | 1 | 1 | 1 | 1 | 3 | 3 | 3 | 1 | 1 | 0 | 0 | 0 | 0 | 0 | 0 | 0 | 0 | 0 | 0 | 1 | 3 | 1 | 1 | 1 | 1 | 1 | 1 | 1 | 1 | 1 | 3 | 3 | 3 | 1 | 1 | 0 | 0 | 0 | 0 | 0 | 0 | 0 | 160.2952 | 519.5522 | 0 | 1 | 3 | 1 | 1 | 1 | 1 | 1 | 1 | 1 | 1 | 1 | 1 | 1 | 1 | 1 | 1 | 1 | 1 | 2 | 2 | 1 |  | 1 | 1 | 2 | 2 | 1
PG&E Fresno Study Area | Grimway | 115 | 0 | 0 | 0 | 0 | 0 | 0 | 0 | 0 | 0 | 0 | 0 | 0 | 0 | 0 | 0 | 0 | 0 | [6 empty] | 0 | 0 | 0 |  | 0 | 0 | 0 | 0 | 0 | 0 | 0 | 0 | 0 | 0 | 1 | 1 | 1 | 1 | 1 | 1 | 1 | 1 | 1 | 1 | 1 | 1 | 1 | 1 | 1 | 0 | 0 | 0 | 0 | 0 | 0 | 0 | 0 | 0 | 0 | 0 | 1 | 1 | 1 | 1 | 1 | 1 | 1 | 1 | 1 | 1 | 1 | 1 | 1 | 1 | 1 | 0 | 0 | 0 | 0 | 0 | 0 | 0 | 0 | 0 | 0 | 0 | 1 | 1 | 1 | 1 | 1 | 1 | 1 | 1 | 1 | 1 | 1 | 1 | 1 | 1 | 1 | 0 | 1 | 1 | 1 | 1 | 1 |  | 1 | 1 | 1 | 1 | 1
PG&E East Kern Study Area | GWF Hanford Sw Sta | 115 | 0 | 0 | 0 | 0 | 0 | 0 | 0 | 0 | 0 | 0 | 0 | 0 | 0 | 0 | 0 | 0 | 0 | [6 empty] | 0 | 0 | 0 |  | 0 | 0 | 0 | 0 | 0 | 0 | 13.5 | 0 | 0 | 0 | 1 | 1 | 1 | 1 | 1 | 1 | 1 | 1 | 1 | 1 | 1 | 1 | 1 | 1 | 1 | 0 | 0 | 0 | 0 | 0 | 0 | 0 | 13.5 | 0 | 0 | 0 | 1 | 1 | 1 | 1 | 1 | 1 | 1 | 1 | 1 | 1 | 1 | 1 | 1 | 1 | 1 | 0 | 0 | 0 | 0 | 0 | 0 | 0 | 13.5 | 0 | 33.3216 | 0 | 1 | 1 | 1 | 1 | 1 | 1 | 1 | 1 | 1 | 1 | 1 | 1 | 1 | 1 | 1 | 0 | 1 | 1 | 1 | 1 | 1 |  | 1 | 1 | 1 | 1 | 1
SCE Metro Study Area | Harborgen | 230 | 0 | 0 | 0 | 0 | 0 | 0 | 0 | 0 | 0 | 0 | 0 | 0 | 0 | 0 | 0 | 0 | 0 | [6 empty] | 0 | 0 | 0 |  | 0 | 0 | 0 | 0 | 0 | 0 | 0 | 0 | 0 | 0 | 1 | 1 | 1 | 1 | 1 | 1 | 1 | 1 | 1 | 1 | 1 | 1 | 1 | 1 | 1 | 0 | 0 | 0 | 0 | 0 | 0 | 0 | 0 | 0 | 0 | 0 | 1 | 1 | 1 | 1 | 1 | 1 | 1 | 1 | 1 | 1 | 1 | 1 | 1 | 1 | 1 | 0 | 0 | 0 | 0 | 0 | 0 | 0 | 0 | 0 | 0 | 0 | 1 | 1 | 1 | 1 | 1 | 1 | 1 | 1 | 1 | 1 | 1 | 1 | 1 | 1 | 1 | 0 | 1 | 1 | 1 | 1 | 1 |  | 1 | 1 | 1 | 1 | 1
SDG&E Study Area | Hassayampa | 500 | 0 | 0 | 0 | 0 | 0 | 0 | 0 | 0 | 0 | 200 | 671 | 269 | 0 | 1 | 0 | 0 | 0 | [6 empty] | 0 | 0 | 0 |  | 0 | 0 | 0 | 0 | 0 | 0 | 280 | 20 | 20 | 0 | 1 | 1 | 1 | 1 | 1 | 1 | 1 | 1 | 1 | 1 | 1 | 3 | 3 | 3 | 1 | 1 | 0 | 0 | 0 | 0 | 0 | 0 | 342.9 | 1007.8 | 809.7 | 0 | 1 | 1 | 1 | 1 | 1 | 1 | 1 | 1 | 1 | 1 | 1 | 1.5 | 1.5 | 1.5 | 1 | 1 | 0 | 0 | 0 | 0 | 0 | 0 | 342.9 | 1216.294 | 1018.194 | 0 | 1 | 1 | 1 | 1 | 1 | 1 | 1 | 1 | 1 | 1 | 1 | 1 | 1 | 1 | 1 | 0 | 1 | 1 | 2 | 2 | 1 |  | 1 | 1 | 1 | 1 | 1
PG&E Fresno Study Area | Helm | 230 | 0 | 0 | 0 | 0 | 0 | 0 | 0 | 0 | 0 | 165 | 560.1746 | 409 | 0 | 1 | 0 | 0 | 0 | [6 empty] | 0 | 0 | 0 |  | 0 | 0 | 0 | 0 | 0 | 0 | 0 | 0 | 0 | 0 | 1 | 1 | 1 | 1 | 1 | 1 | 1 | 1 | 1 | 1 | 3 | 3 | 3 | 3 | 1 | 1 | 0 | 0 | 0 | 0 | 0 | 0 | 0 | 0 | 0 | 0 | 1 | 1 | 1 | 1 | 1 | 1 | 1 | 1 | 1 | 1 | 3 | 3 | 3 | 3 | 1 | 1 | 0 | 0 | 0 | 0 | 0 | 0 | 0 | 741.5776 | 741.5496 | 0 | 1 | 1 | 1 | 1 | 1 | 1 | 1 | 1 | 1 | 1 | 3 | 1 | 1 | 1 | 1 | 1 | 1 | 1 | 2 | 2 | 1 |  | 1 | 1 | 2 | 2 | 1
PG&E Fresno Study Area | Henrietta | 115 | 0 | 0 | 0 | 0 | 0 | 0 | 0 | 0 | 0 | 25 | 88 | 64 | 0 | 1 | 0 | 0 | 0 | [6 empty] | 19.9 | 0 | 10 |  | 0 | 0 | 0 | 0 | 0 | 0 | 0 | 20 | 0 | 0 | 1 | 1 | 1 | 1 | 1 | 1 | 1 | 1 | 1 | 1 | 1 | 1 | 1 | 1 | 1 | 0 | 0 | 0 | 0 | 0 | 0 | 0 | 18.95 | 22.1 | 21.05 | 0 | 1 | 1 | 1 | 1 | 1 | 1 | 1 | 1 | 1 | 1 | 1 | 1 | 1 | 1 | 1 | 0 | 0 | 0 | 0 | 0 | 0 | 0 | 18.95 | 83.9 | 172.33 | 0 | 1 | 1 | 1 | 1 | 1 | 1 | 1 | 1 | 1 | 1 | 1 | 1 | 1 | 1 | 1 | 0 | 1 | 1 | 1 | 1 | 1 |  | 1 | 1 | 1 | 1 | 1
PG&E North of Greater Bay Study Area | Higgins | 115 | 0 | 25 | 0 | 0 | 0 | 0 | 0 | 0 | 0 | 0 | 0 | 0 | 0 | 1 | 0 | 0 | 0 | [6 empty] | 0 | 0 | 0 |  | 0 | 0 | 0 | 0 | 0 | 0 | 0 | 0 | 0 | 0 | 1 | 3 | 1 | 1 | 1 | 1 | 1 | 1 | 1 | 1 | 1 | 1 | 1 | 1 | 1 | 1 | 0 | 0 | 0 | 0 | 0 | 0 | 0 | 0 | 0 | 0 | 1 | 3 | 1 | 1 | 1 | 1 | 1 | 1 | 1 | 1 | 1 | 1 | 1 | 1 | 1 | 1 | 0 | 0 | 0 | 0 | 0 | 0 | 0 | 0 | 0 | 0 | 1 | 3 | 1 | 1 | 1 | 1 | 1 | 1 | 1 | 1 | 1 | 1 | 1 | 1 | 1 | 1 | 1 | 1 | 1 | 1 | 1 |  | 1 | 1 | 1 | 1 | 1
SCE Northern Area | Highwind | 230 | 0 | 0 | 0 | 0 | 0 | 0 | 0 | 0 | 0 | 0 | 0 | 0 | 0 | 0 | 0 | 0 | 0 | [6 empty] | 0 | 0 | 0 |  | 0 | 0 | 0 | 0 | 0 | 0 | 0 | 0 | 0 | 0 | 1 | 1 | 1 | 1 | 1 | 1 | 1 | 1 | 1 | 1 | 1 | 1 | 1 | 1 | 1 | 0 | 0 | 0 | 0 | 0 | 0 | 0 | 0 | 0 | 0 | 0 | 1 | 1 | 1 | 1 | 1 | 1 | 1 | 1 | 1 | 1 | 1 | 1 | 1 | 1 | 1 | 0 | 0 | 0 | 0 | 0 | 0 | 0 | 0 | 0 | 0 | 0 | 1 | 1 | 1 | 1 | 1 | 1 | 1 | 1 | 1 | 1 | 1 | 1 | 1 | 1 | 1 | 0 | 1 | 1 | 1 | 1 | 1 |  | 1 | 1 | 1 | 1 | 1
SCE Metro Study Area | Hinson | 230 | 0 | 0 | 0 | 0 | 0 | 0 | 0 | 0 | 0 | 0 | 0 | 390 | 0 | 1 | 0 | 0 | 0 | [6 empty] | 0 | 0 | 0 |  | 0 | 0 | 0 | 0 | 0 | 0 | 0 | 0 | 200 | 0 | 1 | 1 | 1 | 1 | 1 | 1 | 1 | 1 | 1 | 1 | 1 | 1 | 1 | 2 | 1 | 1 | 0 | 0 | 0 | 0 | 0 | 0 | 0 | 0 | 200 | 0 | 1 | 1 | 1 | 1 | 1 | 1 | 1 | 1 | 1 | 1 | 1 | 1 | 1 | 2 | 1 | 1 | 0 | 0 | 0 | 0 | 0 | 0 | 0 | 0 | 1230.6634 | 0 | 1 | 1 | 1 | 1 | 1 | 1 | 1 | 1 | 1 | 1 | 1 | 1 | 1 | 1.5 | 1 | 1 | 1 | 1 | 1 | 2 | 1 |  | 1 | 1 | 1 | 2 | 1
PG&E North of Greater Bay Study Area | Honcut | 115 | 0 | 0 | 0 | 0 | 0 | 0 | 0 | 0 | 0 | 0 | 0 | 0 | 0 | 0 | 0 | 0 | 0 | [6 empty] | 0 | 0 | 0 |  | 0 | 0 | 0 | 0 | 0 | 0 | 0 | 0 | 0 | 0 | 1 | 1 | 1 | 1 | 1 | 1 | 1 | 1 | 1 | 1 | 1 | 1 | 1 | 1 | 1 | 0 | 0 | 0 | 0 | 0 | 0 | 0 | 0 | 0 | 0 | 0 | 1 | 1 | 1 | 1 | 1 | 1 | 1 | 1 | 1 | 1 | 1 | 1 | 1 | 1 | 1 | 0 | 0 | 0 | 0 | 0 | 0 | 0 | 0 | 0 | 0 | 0 | 1 | 1 | 1 | 1 | 1 | 1 | 1 | 1 | 1 | 1 | 1 | 1 | 1 | 1 | 1 | 0 | 1 | 1 | 1 | 1 | 1 |  | 1 | 1 | 1 | 1 | 1
SDG&E Study Area | Hoodoo Wash | 500 | 0 | 0 | 0 | 0 | 0 | 0 | 0 | 0 | 0 | 0 | 0 | 0 | 0 | 0 | 0 | 0 | 0 | [6 empty] | 0 | 0 | 0 |  | 0 | 0 | 0 | 0 | 0 | 0 | 0 | 0 | 0 | 0 | 1 | 1 | 1 | 1 | 1 | 1 | 1 | 1 | 1 | 1 | 1 | 1 | 1 | 1 | 1 | 0 | 0 | 0 | 0 | 0 | 0 | 0 | 579.35 | 1195.27 | 1170.65 | 0 | 1 | 1 | 1 | 1 | 1 | 1 | 1 | 1 | 1 | 1 | 1.5 | 2.5 | 2.5 | 2.5 | 1 | 1 | 0 | 0 | 0 | 0 | 0 | 0 | 579.35 | 2347.12 | 2711.47 | 0 | 1 | 1 | 1 | 1 | 1 | 1 | 1 | 1 | 1 | 1 | 1 | 2.5 | 2.5 | 2.5 | 1 | 1 | 1 | 1 | 1 | 1 | 1 |  | 1 | 1 | 1 | 1 | 1
PG&E North of Greater Bay Study Area | Humboldt | 115 | 0 | 0 | 0 | 0 | 0 | 0 | 0 | 120 | 0 | 0 | 0 | 15 | 0 | 1 | 0 | 0 | 0 | [6 empty] | 0 | 0 | 0 |  | 0 | 0 | 0 | 0 | 0 | 0 | 0 | 0 | 0 | 0 | 1 | 1 | 1 | 1 | 1 | 1 | 1 | 1 | 3 | 1 | 1 | 1 | 1 | 3 | 1 | 1 | 0 | 0 | 0 | 0 | 0 | 161.925 | 0 | 0 | 0 | 0 | 1 | 1 | 1 | 1 | 1 | 1 | 1 | 1 | 1 | 1 | 1 | 1 | 1 | 3 | 1 | 1 | 0 | 0 | 0 | 0 | 0 | 161.925 | 0 | 0 | 0 | 0 | 1 | 1 | 1 | 1 | 1 | 1 | 1 | 1 | 1 | 1 | 1 | 1 | 1 | 3 | 1 | 1 | 1 | 1 | 1 | 3 | 1 |  | 1 | 1 | 1 | 3 | 1
PG&E North of Greater Bay Study Area | Humboldt (Proposed) | 500 | 0 | 0 | 0 | 0 | 0 | 0 | 1487 | 0 | 0 | 0 | 0 | 0 | 0 | 1 | 0 | 0 | 0 | [6 empty] | 0 | 0 | 0 |  | 0 | 0 | 0 | 0 | 0 | 0 | 0 | 0 | 0 | 0 | 1 | 1 | 1 | 1 | 1 | 1 | 1 | 3 | 1 | 1 | 1 | 1 | 1 | 1 | 1 | 1 | 0 | 0 | 0 | 0 | 0 | 0 | 0 | 0 | 0 | 0 | 1 | 1 | 1 | 1 | 1 | 1 | 1 | 3 | 1 | 1 | 1 | 1 | 1 | 1 | 1 | 1 | 0 | 0 | 0 | 0 | 0 | 0 | 0 | 0 | 0 | 0 | 1 | 1 | 1 | 1 | 1 | 1 | 1 | 3 | 1 | 1 | 1 | 1 | 1 | 1 | 1 | 1 | 1 | 1 | 1 | 1 | 1 |  | 1 | 1 | 1 | 1 | 1
SCE Metro Study Area | Huntington Beach | 230 | 0 | 0 | 0 | 0 | 0 | 0 | 0 | 0 | 0 | 0 | 0 | 0 | 0 | 0 | 0 | 0 | 0 | [6 empty] | 0 | 0 | 0 |  | 0 | 0 | 0 | 0 | 0 | 0 | 0 | 0 | 0 | 0 | 1 | 1 | 1 | 1 | 1 | 1 | 1 | 1 | 1 | 1 | 1 | 1 | 1 | 1 | 1 | 0 | 0 | 0 | 0 | 0 | 0 | 0 | 0 | 0 | 0 | 0 | 1 | 1 | 1 | 1 | 1 | 1 | 1 | 1 | 1 | 1 | 1 | 1 | 1 | 1 | 1 | 0 | 0 | 0 | 0 | 0 | 0 | 0 | 0 | 0 | 0 | 0 | 1 | 1 | 1 | 1 | 1 | 1 | 1 | 1 | 1 | 1 | 1 | 1 | 1 | 1 | 1 | 0 | 1 | 1 | 1 | 1 | 1 |  | 1 | 1 | 1 | 1 | 1
SDG&E Study Area | IID System | 230 | 900 | 0 | 0 | 0 | 0 | 0 | 0 | 0 | 0 | 0 | 0 | 0 | 0 | 1 | 0 | 0 | 0 | [6 empty] | 0 | 100 | 150 |  | 0 | 0 | 0 | 0 | 0 | 0 | 0 | 0 | 0 | 0 | 3 | 1 | 1 | 1 | 1 | 1 | 1 | 1 | 1 | 1 | 1 | 1 | 1 | 1 | 1 | 1 | 0 | 0 | 0 | 0 | 0 | 0 | 0 | 0 | 0 | 0 | 3 | 1 | 1 | 1 | 1 | 1 | 1 | 1 | 1 | 1 | 1 | 1 | 1 | 1 | 1 | 1 | 857 | 0 | 0 | 0 | 0 | 0 | 0 | 0 | 0 | 0 | 1 | 1 | 1 | 1 | 1 | 1 | 1 | 1 | 1 | 1 | 1 | 1 | 1 | 1 | 1 | 0 | 2 | 1 | 1 | 1 | 1 |  | 2 | 1 | 1 | 1 | 1
SDG&E Study Area | IID System | 161 | 0 | 0 | 0 | 0 | 0 | 0 | 0 | 0 | 0 | 0 | 0 | 0 | 0 | 0 | 0 | 0 | 0 | [6 empty] | 0 | 0 | 0 |  | 50 | 0 | 0 | 0 | 0 | 0 | 0 | 0 | 0 | 0 | 1 | 1 | 1 | 1 | 1 | 1 | 1 | 1 | 1 | 1 | 1 | 1 | 1 | 1 | 1 | 0 | 50 | 0 | 0 | 0 | 0 | 0 | 0 | 0 | 0 | 0 | 1 | 1 | 1 | 1 | 1 | 1 | 1 | 1 | 1 | 1 | 1 | 1 | 1 | 1 | 1 | 0 | 50 | 0 | 0 | 0 | 0 | 0 | 0 | 0 | 0 | 0 | 1 | 1 | 1 | 1 | 1 | 1 | 1 | 1 | 1 | 1 | 1 | 1 | 1 | 1 | 1 | 0 | 1 | 1 | 1 | 1 | 1 |  | 1 | 1 | 1 | 1 | 1
SDG&E Study Area | Imperial Valley | 500 | 0 | 0 | 0 | 0 | 0 | 0 | 0 | 0 | 0 | 0 | 0 | 0 | 0 | 0 | 0 | 0 | 0 | [6 empty] | 0 | 0 | 0 |  | 0 | 0 | 0 | 0 | 0 | 0 | 0 | 0 | 0 | 0 | 1 | 1 | 1 | 1 | 1 | 1 | 1 | 1 | 1 | 1 | 1 | 1 | 1 | 1 | 1 | 0 | 0 | 0 | 0 | 0 | 0 | 0 | 0 | 0 | 0 | 0 | 1 | 1 | 1 | 1 | 1 | 1 | 1 | 1 | 1 | 1 | 1 | 1 | 1 | 1 | 1 | 0 | 0 | 0 | 0 | 0 | 0 | 0 | 0 | 1182.38 | 1182.38 | 0 | 1 | 1 | 1 | 1 | 1 | 1 | 1 | 1 | 1 | 1 | 1 | 1.5 | 1.5 | 1.5 | 1 | 1 | 1 | 1 | 1 | 1 | 1 |  | 1 | 1 | 1 | 1 | 1
SDG&E Study Area | Imperial Valley | 230 | 0 | 0 | 0 | 0 | 0 | 0 | 0 | 0 | 0 | 125 | 438 | 180 | 0 | 1 | 0 | 0 | 0 | [6 empty] | 0 | 0 | 40 |  | 0 | 0 | 0 | 0 | 0 | 0 | 100 | 200 | 325 | 0 | 1 | 1 | 1 | 1 | 1 | 1 | 1 | 1 | 1 | 1 | 1 | 3 | 3 | 1 | 1 | 1 | 0 | 0 | 0 | 0 | 0 | 0 | 197.87 | 615.83 | 1787.13 | 0 | 1 | 1 | 1 | 1 | 1 | 1 | 1 | 1 | 1 | 1 | 1 | 1 | 1 | 2.5 | 1 | 1 | 0 | 0 | 0 | 0 | 0 | 0 | 197.87 | 901.96 | 2706.36 | 0 | 1 | 1 | 1 | 1 | 1 | 1 | 1 | 1 | 1 | 1 | 1 | 1 | 1 | 2.5 | 1 | 1 | 1 | 1 | 2 | 1 | 1 |  | 1 | 1 | 1 | 1 | 1
East of Pisgah Study Area | Innovation | 230 | 0 | 0 | 139 | 0 | 0 | 0 | 0 | 0 | 0 | 145 | 200 | 125 | 0 | 1 | 0 | 0 | 0 | [6 empty] | 0 | 0 | 0 |  | 0 | 0 | 0 | 0 | 0 | 0 | 150 | 150 | 150 | 0 | 1 | 1 | 3 | 1 | 3 | 1 | 1 | 1 | 1 | 1 | 1 | 1 | 1 | 1 | 1 | 1 | 0 | 0 | 0 | 0 | 0 | 0 | 150 | 150 | 150 | 0 | 1 | 1 | 3 | 1 | 3 | 1 | 1 | 1 | 1 | 1 | 1 | 1 | 1 | 1 | 1 | 1 | 0 | 0 | 0 | 0 | 0 | 0 | 150 | 150 | 150 | 0 | 1 | 1 | 3 | 1 | 3 | 1 | 1 | 1 | 1 | 1 | 1 | 1 | 1 | 1 | 1 | 1 | 1 | 3 | 1 | 1 | 1 |  | 1 | 3 | 1 | 1 | 1
East of Pisgah Study Area | Innovation | 115 | 0 | 0 | 0 | 0 | 0 | 0 | 0 | 0 | 0 | 0 | 0 | 0 | 0 | 0 | 0 | 0 | 0 | [6 empty] | 0 | 0 | 0 |  | 0 | 0 | 0 | 0 | 0 | 0 | 0 | 0 | 0 | 0 | 1 | 1 | 1 | 1 | 1 | 1 | 1 | 1 | 1 | 1 | 1 | 1 | 1 | 1 | 1 | 0 | 0 | 0 | 0 | 0 | 0 | 0 | 0 | 0 | 0 | 0 | 1 | 1 | 1 | 1 | 1 | 1 | 1 | 1 | 1 | 1 | 1 | 1 | 1 | 1 | 1 | 0 | 0 | 0 | 0 | 0 | 0 | 0 | 0 | 0 | 0 | 0 | 1 | 1 | 1 | 1 | 1 | 1 | 1 | 1 | 1 | 1 | 1 | 1 | 1 | 1 | 1 | 0 | 1 | 1 | 1 | 1 | 1 |  | 1 | 1 | 1 | 1 | 1
East of Pisgah Study Area | Innovation | 138 | 0 | 0 | 0 | 0 | 0 | 0 | 0 | 0 | 0 | 0 | 0 | 0 | 0 | 0 | 0 | 0 | 0 | [6 empty] | 0 | 0 | 0 |  | 0 | 0 | 0 | 0 | 0 | 0 | 0 | 0 | 0 | 0 | 1 | 1 | 1 | 1 | 1 | 1 | 1 | 1 | 1 | 1 | 1 | 1 | 1 | 1 | 1 | 0 | 0 | 0 | 0 | 0 | 0 | 0 | 0 | 0 | 0 | 0 | 1 | 1 | 1 | 1 | 1 | 1 | 1 | 1 | 1 | 1 | 1 | 1 | 1 | 1 | 1 | 0 | 0 | 0 | 0 | 0 | 0 | 0 | 0 | 0 | 0 | 0 | 1 | 1 | 1 | 1 | 1 | 1 | 1 | 1 | 1 | 1 | 1 | 1 | 1 | 1 | 1 | 0 | 1 | 1 | 1 | 1 | 1 |  | 1 | 1 | 1 | 1 | 1
SCE North of Lugo (NOL) Study Area | Inyo | 115 | 0 | 0 | 0 | 0 | 0 | 0 | 0 | 0 | 0 | 0 | 0 | 0 | 0 | 0 | 0 | 0 | 0 | [6 empty] | 0 | 0 | 0 |  | 0 | 0 | 0 | 0 | 0 | 0 | 0 | 0 | 0 | 0 | 1 | 1 | 1 | 1 | 1 | 1 | 1 | 1 | 1 | 1 | 1 | 1 | 1 | 1 | 1 | 0 | 0 | 0 | 0 | 0 | 0 | 0 | 0 | 0 | 0 | 0 | 1 | 1 | 1 | 1 | 1 | 1 | 1 | 1 | 1 | 1 | 1 | 1 | 1 | 1 | 1 | 0 | 0 | 0 | 0 | 0 | 0 | 0 | 0 | 0 | 0 | 0 | 1 | 1 | 1 | 1 | 1 | 1 | 1 | 1 | 1 | 1 | 1 | 1 | 1 | 1 | 1 | 0 | 1 | 1 | 1 | 1 | 1 |  | 1 | 1 | 1 | 1 | 1
SCE North of Lugo (NOL) Study Area | Inyokern | 115 | 0 | 0 | 0 | 0 | 0 | 0 | 0 | 0 | 0 | 0 | 0 | 0 | 0 | 0 | 0 | 0 | 0 | [6 empty] | 0 | 0 | 0 |  | 0 | 0 | 0 | 0 | 0 | 0 | 0 | 0 | 0 | 0 | 1 | 1 | 1 | 1 | 1 | 1 | 1 | 1 | 1 | 1 | 1 | 1 | 1 | 1 | 1 | 0 | 0 | 0 | 0 | 0 | 0 | 0 | 0 | 0 | 0 | 0 | 1 | 1 | 1 | 1 | 1 | 1 | 1 | 1 | 1 | 1 | 1 | 1 | 1 | 1 | 1 | 0 | 0 | 0 | 0 | 0 | 0 | 0 | 19.4 | 17.8 | 12.6 | 0 | 1 | 1 | 1 | 1 | 1 | 1 | 1 | 1 | 1 | 1 | 1 | 1 | 1 | 1 | 1 | 0 | 1 | 1 | 1 | 1 | 1 |  | 1 | 1 | 1 | 1 | 1
East of Pisgah Study Area | Ivanpah | 230 | 0 | 0 | 0 | 0 | 0 | 0 | 0 | 0 | 0 | 0 | 0 | 0 | 0 | 0 | 0 | 0 | 0 | [6 empty] | 0 | 0 | 0 |  | 0 | 0 | 0 | 0 | 0 | 0 | 30 | 200 | 200 | 0 | 1 | 1 | 1 | 1 | 1 | 1 | 1 | 1 | 1 | 1 | 1 | 1 | 1 | 1 | 1 | 0 | 0 | 0 | 0 | 0 | 0 | 0 | 30 | 200 | 200 | 0 | 1 | 1 | 1 | 1 | 1 | 1 | 1 | 1 | 1 | 1 | 1 | 1 | 1 | 1 | 1 | 0 | 0 | 0 | 0 | 0 | 0 | 0 | 30 | 200 | 200 | 0 | 1 | 1 | 1 | 1 | 1 | 1 | 1 | 1 | 1 | 1 | 1 | 1 | 1 | 1 | 1 | 0 | 1 | 1 | 1 | 1 | 1 |  | 1 | 1 | 1 | 1 | 1
East of Pisgah Study Area | Ivanpah | 115 | 0 | 0 | 0 | 0 | 0 | 0 | 0 | 0 | 0 | 0 | 0 | 0 | 0 | 0 | 0 | 0 | 0 | [6 empty] | 0 | 0 | 0 |  | 0 | 0 | 0 | 0 | 0 | 0 | 0 | 0 | 0 | 0 | 1 | 1 | 1 | 1 | 1 | 1 | 1 | 1 | 1 | 1 | 1 | 1 | 1 | 1 | 1 | 0 | 0 | 0 | 0 | 0 | 0 | 0 | 0 | 0 | 0 | 0 | 1 | 1 | 1 | 1 | 1 | 1 | 1 | 1 | 1 | 1 | 1 | 1 | 1 | 1 | 1 | 0 | 0 | 0 | 0 | 0 | 0 | 0 | 0 | 0 | 0 | 0 | 1 | 1 | 1 | 1 | 1 | 1 | 1 | 1 | 1 | 1 | 1 | 1 | 1 | 1 | 1 | 0 | 1 | 1 | 1 | 1 | 1 |  | 1 | 1 | 1 | 1 | 1
PG&E North of Greater Bay Study Area | Jessup | 115 | 0 | 5 | 0 | 0 | 0 | 0 | 0 | 0 | 0 | 0 | 0 | 0 | 0 | 1 | 0 | 0 | 0 | [6 empty] | 0 | 0 | 0 |  | 0 | 0 | 0 | 0 | 0 | 0 | 0 | 0 | 0 | 0 | 1 | 3 | 1 | 1 | 1 | 1 | 1 | 1 | 1 | 1 | 1 | 1 | 1 | 1 | 1 | 1 | 0 | 0 | 0 | 0 | 0 | 0 | 0 | 0 | 0 | 0 | 1 | 3 | 1 | 1 | 1 | 1 | 1 | 1 | 1 | 1 | 1 | 1 | 1 | 1 | 1 | 1 | 0 | 0 | 0 | 0 | 0 | 0 | 0 | 0 | 0 | 0 | 1 | 3 | 1 | 1 | 1 | 1 | 1 | 1 | 1 | 1 | 1 | 1 | 1 | 1 | 1 | 1 | 1 | 1 | 1 | 1 | 1 |  | 1 | 1 | 1 | 1 | 1
SCE Metro Study Area | Johanna | 230 | 0 | 0 | 0 | 0 | 0 | 0 | 0 | 0 | 0 | 0 | 0 | 140 | 0 | 1 | 0 | 0 | 0 | [6 empty] | 0 | 0 | 50 |  | 0 | 0 | 0 | 0 | 0 | 0 | 0 | 0 | 15 | 0 | 1 | 1 | 1 | 1 | 1 | 1 | 1 | 1 | 1 | 1 | 1 | 1 | 1 | 1 | 1 | 0 | 0 | 0 | 0 | 0 | 0 | 0 | 0 | 0 | 15 | 0 | 1 | 1 | 1 | 1 | 1 | 1 | 1 | 1 | 1 | 1 | 1 | 1 | 1 | 1 | 1 | 0 | 0 | 0 | 0 | 0 | 0 | 0 | 0 | 0 | 167.26 | 0 | 1 | 1 | 1 | 1 | 1 | 1 | 1 | 1 | 1 | 1 | 1 | 1 | 1 | 1 | 1 | 0 | 1 | 1 | 1 | 1 | 1 |  | 1 | 1 | 1 | 1 | 1
PG&E Fresno Study Area | Kearney | 230 | 0 | 0 | 0 | 0 | 0 | 0 | 0 | 0 | 0 | 0 | 0 | 0 | 0 | 0 | 0 | 0.55 | 0 | [6 empty] | 10 | 0 | 0 |  | 0 | 0 | 0 | 0 | 0 | 0 | 0 | 0 | 0 | 0 | 1 | 1 | 1 | 1 | 1 | 1 | 1 | 1 | 1 | 1 | 1 | 1 | 1 | 1 | 1 | 0 | 0 | 0 | 0 | 0 | 0 | 0 | 0 | 0 | 0 | 0 | 1 | 1 | 1 | 1 | 1 | 1 | 1 | 1 | 1 | 1 | 1 | 1 | 1 | 1 | 1 | 0 | 0 | 0 | 0 | 0 | 0 | 0 | 0 | 0 | 204.07 | 0 | 1 | 1 | 1 | 1 | 1 | 1 | 1 | 1 | 1 | 1 | 1 | 1 | 1 | 1 | 1 | 0 | 1 | 1 | 1 | 1 | 1 |  | 1 | 1 | 1 | 1 | 1
SDG&E Study Area | Kearny | 115 | 0 | 0 | 0 | 0 | 0 | 0 | 0 | 0 | 0 | 0 | 0 | 20 | 0 | 1 | 0 | 0 | 0 | [6 empty] | 0 | 0 | 20 |  | 0 | 0 | 0 | 0 | 0 | 0 | 0 | 0 | 0 | 0 | 1 | 1 | 1 | 1 | 1 | 1 | 1 | 1 | 1 | 1 | 1 | 1 | 1 | 1 | 1 | 0 | 0 | 0 | 0 | 0 | 0 | 0 | 0 | 0 | 0 | 0 | 1 | 1 | 1 | 1 | 1 | 1 | 1 | 1 | 1 | 1 | 1 | 1 | 1 | 1 | 1 | 0 | 0 | 0 | 0 | 0 | 0 | 0 | 0 | 0 | 0 | 0 | 1 | 1 | 1 | 1 | 1 | 1 | 1 | 1 | 1 | 1 | 1 | 1 | 1 | 1 | 1 | 0 | 1 | 1 | 1 | 1 | 1 |  | 1 | 1 | 1 | 1 | 1
PG&E North of Greater Bay Study Area | Kelso | 230 | 0 | 0 | 52 | 48 | 0 | 0 | 0 | 0 | 0 | 0 | 0 | 0 | 0 | 1 | 0 | 3 | 56.2 | [6 empty] | 3 | 0 | 0 |  | 0 | 0 | 44.8 | 6.3 | 0 | 0 | 0 | 0 | 0 | 0 | 1 | 1 | 1 | 1 | 1 | 1 | 1 | 1 | 1 | 1 | 1 | 1 | 1 | 1 | 1 | 0 | 0 | 0 | 135.5 | 27.8 | 0 | 0 | 0 | 0 | 0 | 0 | 1 | 1 | 1 | 1 | 1 | 1 | 1 | 1 | 1 | 1 | 1 | 1 | 1 | 1 | 1 | 0 | 0 | 0 | 135.5 | 27.8 | 0 | 0 | 49.2 | 52.52 | 77.8 | 0 | 1 | 1 | 1 | 1 | 1 | 1 | 1 | 1 | 1 | 1 | 1 | 1 | 1 | 1 | 1 | 0 | 1 | 1 | 1 | 1 | 1 |  | 1 | 1 | 1 | 1 | 1
PG&E East Kern Study Area | Kern | 115 | 0 | 0 | 0 | 0 | 0 | 0 | 0 | 0 | 0 | 0 | 200 | 150 | 0 | 1 | 0 | 0 | 0 | [6 empty] | 0 | 0 | 0 |  | 0 | 0 | 0 | 0 | 0 | 0 | 0 | 0 | 0 | 0 | 1 | 1 | 1 | 1 | 1 | 1 | 1 | 1 | 1 | 1 | 1 | 3 | 3 | 3 | 1 | 1 | 0 | 0 | 0 | 0 | 0 | 0 | 0 | 0 | 0 | 0 | 1 | 1 | 1 | 1 | 1 | 1 | 1 | 1 | 1 | 1 | 1 | 3 | 3 | 3 | 1 | 1 | 0 | 0 | 0 | 0 | 0 | 0 | 0 | 256.6744 | 252.2814 | 0 | 1 | 1 | 1 | 1 | 1 | 1 | 1 | 1 | 1 | 1 | 1 | 1 | 1 | 1 | 1 | 0 | 1 | 1 | 2 | 2 | 1 |  | 1 | 1 | 2 | 2 | 1
PG&E East Kern Study Area | Kern Oil | 115 | 0 | 0 | 0 | 0 | 0 | 0 | 0 | 0 | 10 | 0 | 0 | 0 | 0 | 1 | 0 | 0 | 0 | [6 empty] | 0 | 0 | 0 |  | 0 | 0 | 0 | 0 | 0 | 0 | 0 | 0 | 0 | 0 | 1 | 1 | 1 | 1 | 1 | 1 | 1 | 1 | 1 | 3 | 1 | 1 | 1 | 1 | 1 | 1 | 0 | 0 | 0 | 0 | 0 | 0 | 0 | 0 | 0 | 0 | 1 | 1 | 1 | 1 | 1 | 1 | 1 | 1 | 1 | 3 | 1 | 1 | 1 | 1 | 1 | 1 | 0 | 0 | 0 | 0 | 0 | 0 | 0 | 0 | 0 | 0 | 1 | 1 | 1 | 1 | 1 | 1 | 1 | 1 | 1 | 3 | 1 | 1 | 1 | 1 | 1 | 1 | 1 | 1 | 1 | 1 | 1 |  | 1 | 1 | 1 | 1 | 1
PG&E East Kern Study Area | Kern Power | 115 | 0 | 0 | 0 | 0 | 0 | 0 | 0 | 0 | 0 | 0 | 0 | 0 | 0 | 0 | 0 | 0 | 0 | [6 empty] | 0 | 0 | 0 |  | 0 | 0 | 0 | 0 | 0 | 0 | 0 | 0 | 0 | 0 | 1 | 1 | 1 | 1 | 1 | 1 | 1 | 1 | 1 | 1 | 1 | 1 | 1 | 1 | 1 | 0 | 0 | 0 | 0 | 0 | 0 | 0 | 0 | 0 | 0 | 0 | 1 | 1 | 1 | 1 | 1 | 1 | 1 | 1 | 1 | 1 | 1 | 1 | 1 | 1 | 1 | 0 | 0 | 0 | 0 | 0 | 0 | 0 | 0 | 0 | 467.664 | 0 | 1 | 1 | 1 | 1 | 1 | 1 | 1 | 1 | 1 | 1 | 1 | 1 | 1 | 1 | 1 | 0 | 1 | 1 | 1 | 1 | 1 |  | 1 | 1 | 1 | 1 | 1
PG&E Fresno Study Area | Kingsburg | 115 | 0 | 0 | 0 | 0 | 0 | 0 | 0 | 0 | 0 | 0 | 0 | 0 | 0 | 0 | 0 | 0 | 0 | [6 empty] | 0 | 0 | 0 |  | 0 | 0 | 0 | 0 | 0 | 0 | 0 | 0 | 0 | 0 | 1 | 1 | 1 | 1 | 1 | 1 | 1 | 1 | 1 | 1 | 1 | 1 | 1 | 1 | 1 | 0 | 0 | 0 | 0 | 0 | 0 | 0 | 0 | 0 | 0 | 0 | 1 | 1 | 1 | 1 | 1 | 1 | 1 | 1 | 1 | 1 | 1 | 1 | 1 | 1 | 1 | 0 | 0 | 0 | 0 | 0 | 0 | 0 | 0 | 0 | 0 | 0 | 1 | 1 | 1 | 1 | 1 | 1 | 1 | 1 | 1 | 1 | 1 | 1 | 1 | 1 | 1 | 0 | 1 | 1 | 1 | 1 | 1 |  | 1 | 1 | 1 | 1 | 1
SCE North of Lugo (NOL) Study Area | Kramer | 230 | 0 | 0 | 0 | 0 | 0 | 0 | 0 | 0 | 0 | 380 | 1000.7657 | 784 | 0 | 1 | 0 | 0 | 0 | [6 empty] | 382.5 | 193 | 346 |  | 0 | 0 | 0 | 0 | 0 | 0 | 148 | 554.74 | 534 | 0 | 1 | 1 | 1 | 1 | 1 | 1 | 1 | 1 | 1 | 1 | 1 | 3 | 3 | 3 | 1 | 1 | 0 | 0 | 0 | 0 | 0 | 0 | 270.1486 | 919.6171 | 1011.8514 | 0 | 1 | 1 | 1 | 1 | 1 | 1 | 1 | 1 | 1 | 1 | 1 | 1 | 2 | 1 | 1 | 1 | 0 | 0 | 150 | 0 | 0 | 0 | 420.1486 | 1119.6171 | 1211.8514 | 0 | 1 | 1 | 1 | 1 | 1 | 1 | 1 | 1 | 1 | 1 | 1 | 1 | 1 | 1 | 1 | 0 | 1 | 1 | 2 | 2 | 1 |  | 1 | 1 | 2 | 1 | 1
SCE North of Lugo (NOL) Study Area | Kramer | 115 | 0 | 0 | 0 | 0 | 0 | 0 | 0 | 0 | 0 | 90 | 0 | 75 | 0 | 1 | 0 | 0 | 0 | [6 empty] | 90 | 0 | 75 |  | 0 | 0 | 0 | 0 | 0 | 0 | 0 | 0 | 0 | 0 | 1 | 1 | 1 | 1 | 1 | 1 | 1 | 1 | 1 | 1 | 1 | 1 | 1 | 1 | 1 | 0 | 0 | 0 | 0 | 0 | 0 | 0 | 0 | 0 | 0 | 0 | 1 | 1 | 1 | 1 | 1 | 1 | 1 | 1 | 1 | 1 | 1 | 1 | 1 | 1 | 1 | 0 | 0 | 0 | 0 | 0 | 0 | 0 | 0 | 0 | 0 | 0 | 1 | 1 | 1 | 1 | 1 | 1 | 1 | 1 | 1 | 1 | 1 | 1 | 1 | 1 | 1 | 0 | 1 | 1 | 1 | 1 | 1 |  | 1 | 1 | 1 | 1 | 1
SCE Metro Study Area | La Cienega | 230 | 0 | 0 | 0 | 0 | 0 | 0 | 0 | 0 | 0 | 0 | 0 | 0 | 0 | 0 | 0 | 0 | 0 | [6 empty] | 0 | 0 | 0 |  | 0 | 0 | 0 | 0 | 0 | 0 | 0 | 0 | 0 | 0 | 1 | 1 | 1 | 1 | 1 | 1 | 1 | 1 | 1 | 1 | 1 | 1 | 1 | 1 | 1 | 0 | 0 | 0 | 0 | 0 | 0 | 0 | 0 | 0 | 0 | 0 | 1 | 1 | 1 | 1 | 1 | 1 | 1 | 1 | 1 | 1 | 1 | 1 | 1 | 1 | 1 | 0 | 0 | 0 | 0 | 0 | 0 | 0 | 0 | 0 | 909.9509 | 0 | 1 | 1 | 1 | 1 | 1 | 1 | 1 | 1 | 1 | 1 | 1 | 1 | 1 | 1.5 | 1 | 1 | 1 | 1 | 1 | 1 | 1 |  | 1 | 1 | 1 | 1 | 1
SCE Metro Study Area | La Fresa | 230 | 0 | 0 | 0 | 0 | 0 | 0 | 0 | 0 | 0 | 0 | 0 | 0 | 0 | 0 | 0 | 0 | 0 | [6 empty] | 0 | 0 | 0 |  | 0 | 0 | 0 | 0 | 0 | 0 | 0 | 0 | 0 | 0 | 1 | 1 | 1 | 1 | 1 | 1 | 1 | 1 | 1 | 1 | 1 | 1 | 1 | 1 | 1 | 0 | 0 | 0 | 0 | 0 | 0 | 0 | 0 | 0 | 0 | 0 | 1 | 1 | 1 | 1 | 1 | 1 | 1 | 1 | 1 | 1 | 1 | 1 | 1 | 1 | 1 | 0 | 0 | 0 | 0 | 0 | 0 | 0 | 0 | 0 | 74 | 0 | 1 | 1 | 1 | 1 | 1 | 1 | 1 | 1 | 1 | 1 | 1 | 1 | 1 | 1 | 1 | 0 | 1 | 1 | 1 | 1 | 1 |  | 1 | 1 | 1 | 1 | 1
SCE Metro Study Area | Laguna Bell | 230 | 0 | 0 | 0 | 0 | 0 | 0 | 0 | 0 | 0 | 0 | 0 | 500 | 0 | 1 | 0 | 0 | 0 | [6 empty] | 0 | 0 | 0 |  | 0 | 0 | 0 | 0 | 0 | 0 | 0 | 0 | 250 | 0 | 1 | 1 | 1 | 1 | 1 | 1 | 1 | 1 | 1 | 1 | 1 | 1 | 1 | 3 | 1 | 1 | 0 | 0 | 0 | 0 | 0 | 0 | 0 | 0 | 500 | 0 | 1 | 1 | 1 | 1 | 1 | 1 | 1 | 1 | 1 | 1 | 1 | 1 | 1 | 1 | 1 | 0 | 0 | 0 | 0 | 0 | 0 | 0 | 0 | 306 | 1284.55 | 0 | 1 | 1 | 1 | 1 | 1 | 1 | 1 | 1 | 1 | 1 | 1 | 1 | 1 | 1.5 | 1 | 1 | 1 | 1 | 1 | 2 | 1 |  | 1 | 1 | 1 | 1 | 1
PG&E North of Greater Bay Study Area | Lakeville | 230 | 0 | 0 | 0 | 0 | 0 | 0 | 0 | 0 | 0 | 0 | 0 | 0 | 0 | 0 | 0 | 0 | 0 | [6 empty] | 0 | 0 | 0 |  | 0 | 0 | 0 | 0 | 0 | 0 | 0 | 0 | 0 | 0 | 1 | 1 | 1 | 1 | 1 | 1 | 1 | 1 | 1 | 1 | 1 | 1 | 1 | 1 | 1 | 0 | 0 | 0 | 0 | 0 | 0 | 0 | 0 | 0 | 0 | 0 | 1 | 1 | 1 | 1 | 1 | 1 | 1 | 1 | 1 | 1 | 1 | 1 | 1 | 1 | 1 | 0 | 0 | 0 | 0 | 0 | 0 | 0 | 0 | 0 | 832.5476 | 0 | 1 | 1 | 1 | 1 | 1 | 1 | 1 | 1 | 1 | 1 | 1 | 1 | 1 | 1.5 | 1 | 1 | 1 | 1 | 1 | 1 | 1 |  | 1 | 1 | 1 | 1 | 1
PG&E East Kern Study Area | Lamont | 115 | 0 | 0 | 0 | 0 | 0 | 0 | 0 | 0 | 4 | 130 | 170 | 135 | 0 | 1 | 0 | 0 | 0 | [6 empty] | 0 | 0 | 0 |  | 0 | 0 | 0 | 0 | 0 | 0 | 90 | 0 | 0 | 0 | 1 | 1 | 1 | 1 | 1 | 1 | 1 | 1 | 1 | 3 | 1 | 3 | 3 | 3 | 1 | 1 | 0 | 0 | 0 | 0 | 0 | 0 | 138.599 | 54.856 | 51.401 | 0 | 1 | 1 | 1 | 1 | 1 | 1 | 1 | 1 | 1 | 3 | 1 | 2 | 2 | 1 | 1 | 1 | 0 | 0 | 0 | 0 | 0 | 0 | 138.599 | 157.1445 | 583.782 | 0 | 1 | 1 | 1 | 1 | 1 | 1 | 1 | 1 | 1 | 3 | 1 | 1 | 1 | 1 | 1 | 1 | 1 | 1 | 2 | 2 | 1 |  | 1 | 1 | 2 | 1 | 1
East of Pisgah Study Area | Lathrop | 138 | 0 | 0 | 0 | 0 | 0 | 0 | 0 | 0 | 0 | 100 | 400 | 270 | 0 | 1 | [13 empty] | 0 | 0 | 0 | 0 | 0 | 0 | 0 | 0 | 0 | 0 | 1 | 1 | 1 | 1 | 1 | 1 | 1 | 1 | 1 | 1 | 3 | 3 | 3 | 3 | 1 | 1 | 0 | 0 | 0 | 0 | 0 | 0 | 0 | 0 | 0 | 0 | 1 | 1 | 1 | 1 | 1 | 1 | 1 | 1 | 1 | 1 | 3 | 3 | 3 | 3 | 1 | 1 | 0 | 0 | 0 | 0 | 0 | 0 | 0 | 516.7638 | 516.7638 | 0 | 1 | 1 | 1 | 1 | 1 | 1 | 1 | 1 | 1 | 1 | 3 | 1 | 1 | 1 | 1 | 1 | 1 | 1 | 2 | 2 | 1 |  | 1 | 1 | 2 | 2 | 1
PG&E Fresno Study Area | Le Grand | 115 | 0 | 0 | 0 | 0 | 0 | 0 | 0 | 0 | 0 | 0 | 100 | 75 | 0 | 1 | 0 | 0 | 0 | [6 empty] | 0 | 0 | 0 |  | 0 | 0 | 0 | 0 | 0 | 0 | 0 | 0 | 0 | 0 | 1 | 1 | 1 | 1 | 1 | 1 | 1 | 1 | 1 | 1 | 1 | 3 | 3 | 3 | 1 | 1 | 0 | 0 | 0 | 0 | 0 | 0 | 0 | 0 | 0 | 0 | 1 | 1 | 1 | 1 | 1 | 1 | 1 | 1 | 1 | 1 | 1 | 3 | 3 | 3 | 1 | 1 | 0 | 0 | 0 | 0 | 0 | 0 | 64.53 | 221.262 | 400.5191 | 0 | 1 | 1 | 1 | 1 | 1 | 1 | 1 | 1 | 1 | 1 | 1 | 1 | 1 | 1 | 1 | 0 | 1 | 1 | 2 | 2 | 1 |  | 1 | 1 | 2 | 2 | 1
SCE Eastern Study Area | Lee Lake (Proposed) | 500 | 0 | 0 | 0 | 0 | 0 | 0 | 0 | 0 | 0 | 0 | 0 | 0 | 0 | 0 | 0 | 0 | 0 | [6 empty] | 0 | 0 | 0 |  | 0 | 0 | 0 | 0 | 0 | 0 | 0 | 0 | 0 | 500 | 1 | 1 | 1 | 1 | 1 | 1 | 1 | 1 | 1 | 1 | 1 | 1 | 1 | 1 | 1.5 | 1 | 0 | 0 | 0 | 0 | 0 | 0 | 0 | 0 | 0 | 500 | 1 | 1 | 1 | 1 | 1 | 1 | 1 | 1 | 1 | 1 | 1 | 1 | 1 | 1 | 1.5 | 1 | 0 | 0 | 0 | 0 | 0 | 0 | 0 | 0 | 0 | 500 | 1 | 1 | 1 | 1 | 1 | 1 | 1 | 1 | 1 | 1 | 1 | 1 | 1 | 1 | 1 | 0 | 1 | 1 | 1 | 1 | 1.75 |  | 1 | 1 | 1 | 1 | 1.75
PG&E Fresno Study Area | Leprino Jct | 115 | 0 | 0 | 0 | 0 | 0 | 0 | 0 | 0 | 0 | 0 | 0 | 0 | 0 | 0 | 0 | 0 | 0 | [6 empty] | 0 | 0 | 0 |  | 0 | 0 | 0 | 0 | 0 | 0 | 0 | 0 | 0 | 0 | 1 | 1 | 1 | 1 | 1 | 1 | 1 | 1 | 1 | 1 | 1 | 1 | 1 | 1 | 1 | 0 | 0 | 0 | 0 | 0 | 0 | 0 | 0 | 0 | 0 | 0 | 1 | 1 | 1 | 1 | 1 | 1 | 1 | 1 | 1 | 1 | 1 | 1 | 1 | 1 | 1 | 0 | 0 | 0 | 0 | 0 | 0 | 0 | 0 | 0 | 0 | 0 | 1 | 1 | 1 | 1 | 1 | 1 | 1 | 1 | 1 | 1 | 1 | 1 | 1 | 1 | 1 | 0 | 1 | 1 | 1 | 1 | 1 |  | 1 | 1 | 1 | 1 | 1
PG&E East Kern Study Area | Lerdo | 115 | 0 | 0 | 0 | 0 | 0 | 0 | 0 | 0 | 5 | 0 | 0 | 0 | 0 | 1 | 0 | 0 | 0 | [6 empty] | 0 | 0 | 0 |  | 0 | 0 | 0 | 0 | 0 | 0 | 0 | 0 | 0 | 0 | 1 | 1 | 1 | 1 | 1 | 1 | 1 | 1 | 1 | 3 | 1 | 1 | 1 | 1 | 1 | 1 | 0 | 0 | 0 | 0 | 0 | 0 | 0 | 0 | 0 | 0 | 1 | 1 | 1 | 1 | 1 | 1 | 1 | 1 | 1 | 3 | 1 | 1 | 1 | 1 | 1 | 1 | 0 | 0 | 0 | 0 | 0 | 0 | 0 | 0 | 0 | 0 | 1 | 1 | 1 | 1 | 1 | 1 | 1 | 1 | 1 | 3 | 1 | 1 | 1 | 1 | 1 | 1 | 1 | 1 | 1 | 1 | 1 |  | 1 | 1 | 1 | 1 | 1
SCE Metro Study Area | Lewis | 230 | 0 | 0 | 0 | 0 | 0 | 0 | 0 | 0 | 0 | 0 | 0 | 0 | 0 | 0 | 0 | 0 | 0 | [6 empty] | 0 | 0 | 0 |  | 0 | 0 | 0 | 0 | 0 | 0 | 0 | 0 | 0 | 0 | 1 | 1 | 1 | 1 | 1 | 1 | 1 | 1 | 1 | 1 | 1 | 1 | 1 | 1 | 1 | 0 | 0 | 0 | 0 | 0 | 0 | 0 | 0 | 0 | 0 | 0 | 1 | 1 | 1 | 1 | 1 | 1 | 1 | 1 | 1 | 1 | 1 | 1 | 1 | 1 | 1 | 0 | 0 | 0 | 0 | 0 | 0 | 0 | 0 | 0 | 0 | 0 | 1 | 1 | 1 | 1 | 1 | 1 | 1 | 1 | 1 | 1 | 1 | 1 | 1 | 1 | 1 | 0 | 1 | 1 | 1 | 1 | 1 |  | 1 | 1 | 1 | 1 | 1
SCE Metro Study Area | Lighthipe | 230 | 0 | 0 | 0 | 0 | 0 | 0 | 0 | 0 | 0 | 0 | 0 | 90 | 0 | 1 | 0 | 0 | 0 | [6 empty] | 0 | 0 | 0 |  | 0 | 0 | 0 | 0 | 0 | 0 | 0 | 0 | 0 | 0 | 1 | 1 | 1 | 1 | 1 | 1 | 1 | 1 | 1 | 1 | 1 | 1 | 1 | 3 | 1 | 1 | 0 | 0 | 0 | 0 | 0 | 0 | 0 | 0 | 0 | 0 | 1 | 1 | 1 | 1 | 1 | 1 | 1 | 1 | 1 | 1 | 1 | 1 | 1 | 3 | 1 | 1 | 0 | 0 | 0 | 0 | 0 | 0 | 0 | 0 | 275 | 0 | 1 | 1 | 1 | 1 | 1 | 1 | 1 | 1 | 1 | 1 | 1 | 1 | 1 | 1 | 1 | 0 | 1 | 1 | 1 | 2 | 1 |  | 1 | 1 | 1 | 2 | 1
PG&E North of Greater Bay Study Area | Lockeford | 115 | 0 | 0 | 0 | 0 | 0 | 0 | 0 | 0 | 0 | 0 | 0 | 0 | 0 | 0 | 0 | 0 | 0 | [6 empty] | 0 | 0 | 0 |  | 0 | 0 | 0 | 0 | 0 | 0 | 0 | 0 | 0 | 0 | 1 | 1 | 1 | 1 | 1 | 1 | 1 | 1 | 1 | 1 | 1 | 1 | 1 | 1 | 1 | 0 | 0 | 0 | 0 | 0 | 0 | 0 | 0 | 0 | 0 | 0 | 1 | 1 | 1 | 1 | 1 | 1 | 1 | 1 | 1 | 1 | 1 | 1 | 1 | 1 | 1 | 0 | 0 | 0 | 0 | 0 | 0 | 0 | 0 | 0 | 0 | 0 | 1 | 1 | 1 | 1 | 1 | 1 | 1 | 1 | 1 | 1 | 1 | 1 | 1 | 1 | 1 | 0 | 1 | 1 | 1 | 1 | 1 |  | 1 | 1 | 1 | 1 | 1
PG&E North of Greater Bay Study Area | Lone Tree | 230 | 0 | 0 | 0 | 0 | 0 | 0 | 0 | 0 | 0 | 0 | 0 | 0 | 0 | 0 | 0 | 0 | 0 | [6 empty] | 0 | 0 | 0 |  | 0 | 0 | 0 | 0 | 0 | 0 | 0 | 0 | 0 | 0 | 1 | 1 | 1 | 1 | 1 | 1 | 1 | 1 | 1 | 1 | 1 | 1 | 1 | 1 | 1 | 0 | 0 | 0 | 0 | 0 | 0 | 0 | 0 | 0 | 0 | 0 | 1 | 1 | 1 | 1 | 1 | 1 | 1 | 1 | 1 | 1 | 1 | 1 | 1 | 1 | 1 | 0 | 0 | 0 | 0 | 0 | 0 | 0 | 0 | 0 | 0 | 0 | 1 | 1 | 1 | 1 | 1 | 1 | 1 | 1 | 1 | 1 | 1 | 1 | 1 | 1 | 1 | 0 | 1 | 1 | 1 | 1 | 1 |  | 1 | 1 | 1 | 1 | 1
SCE Metro Study Area | Long Beach | 230 | 0 | 0 | 0 | 0 | 0 | 0 | 0 | 0 | 0 | 0 | 0 | 0 | 0 | 0 | 0 | 0 | 0 | [6 empty] | 0 | 0 | 0 |  | 0 | 0 | 0 | 0 | 0 | 0 | 0 | 0 | 0 | 0 | 1 | 1 | 1 | 1 | 1 | 1 | 1 | 1 | 1 | 1 | 1 | 1 | 1 | 1 | 1 | 0 | 0 | 0 | 0 | 0 | 0 | 0 | 0 | 0 | 0 | 0 | 1 | 1 | 1 | 1 | 1 | 1 | 1 | 1 | 1 | 1 | 1 | 1 | 1 | 1 | 1 | 0 | 0 | 0 | 0 | 0 | 0 | 0 | 0 | 0 | 0 | 0 | 1 | 1 | 1 | 1 | 1 | 1 | 1 | 1 | 1 | 1 | 1 | 1 | 1 | 1 | 1 | 0 | 1 | 1 | 1 | 1 | 1 |  | 1 | 1 | 1 | 1 | 1
PG&E Fresno Study Area | Los Banos | 230 | 0 | 0 | 186 | 0 | 0 | 0 | 0 | 0 | 0 | 200 | 190 | 145 | 0 | 1 | 0 | 0 | 0 | [6 empty] | 0 | 0 | 0 |  | 0 | 0 | 76.35 | 3.65 | 0 | 0 | 220 | 82.5 | 80 | 0 | 1 | 1 | 2 | 1 | 2 | 1 | 1 | 1 | 1 | 1 | 1 | 2 | 1 | 1 | 1 | 1 | 0 | 0 | 125.06 | 15.39 | 0 | 0 | 320 | 113.35 | 134.94 | 0 | 1 | 1 | 1 | 1 | 1 | 1 | 1 | 1 | 1 | 1 | 1 | 1 | 1 | 1 | 1 | 0 | 0 | 0 | 125.06 | 15.39 | 0 | 0 | 320 | 603.5624 | 726.1524 | 0 | 1 | 1 | 2 | 1 | 1 | 1 | 1 | 1 | 1 | 1 | 1 | 1 | 1 | 1 | 1 | 1 | 1 | 2 | 1 | 1 | 1 |  | 1 | 1 | 1 | 1 | 1
PG&E S500 Study Area | Los Banos | 500 | 0 | 0 | 0 | 0 | 0 | 0 | 0 | 0 | 0 | 400 | 450 | 350 | 0 | 1 | 0 | 0 | 0 | [6 empty] | 0 | 0 | 0 |  | 0 | 0 | 0 | 0 | 0 | 0 | 0 | 0 | 0 | 0 | 1 | 1 | 1 | 1 | 1 | 1 | 1 | 1 | 1 | 1 | 3 | 3 | 3 | 3 | 1 | 1 | 0 | 0 | 0 | 0 | 0 | 0 | 0 | 0 | 0 | 0 | 1 | 1 | 1 | 1 | 1 | 1 | 1 | 1 | 1 | 1 | 3 | 3 | 3 | 3 | 1 | 1 | 0 | 0 | 0 | 0 | 0 | 0 | 0 | 1737.6 | 1737.6 | 0 | 1 | 1 | 1 | 1 | 1 | 1 | 1 | 1 | 1 | 1 | 3 | 1.5 | 1.5 | 1.5 | 1 | 1 | 1 | 1 | 2 | 2 | 1 |  | 1 | 1 | 2 | 2 | 1
PG&E North of Greater Bay Study Area | Los Esteros | 115 | 0 | 5 | 0 | 0 | 0 | 0 | 0 | 0 | 10 | 0 | 0 | 200 | 0 | 1 | 0 | 0 | 0 | [6 empty] | 0 | 0 | 0 |  | 0 | 0 | 0 | 0 | 0 | 0 | 0 | 0 | 203 | 0 | 1 | 3 | 1 | 1 | 1 | 1 | 1 | 1 | 1 | 3 | 1 | 1 | 1 | 1 | 1 | 1 | 0 | 0 | 0 | 0 | 0 | 0 | 0 | 0 | 206 | 0 | 1 | 3 | 1 | 1 | 1 | 1 | 1 | 1 | 1 | 3 | 1 | 1 | 1 | 1 | 1 | 1 | 0 | 0 | 0 | 0 | 0 | 0 | 0 | 0 | 2463.05 | 0 | 1 | 3 | 1 | 1 | 1 | 1 | 1 | 1 | 1 | 3 | 1 | 1 | 1 | 2.5 | 1 | 1 | 1 | 1 | 1 | 1 | 1 |  | 1 | 1 | 1 | 1 | 1
SCE North of Lugo (NOL) Study Area | Lugo | 500 | 0 | 0 | 0 | 0 | 0 | 0 | 0 | 0 | 0 | 0 | 0 | 320 | 0 | 1 | 0 | 0 | 0 | [6 empty] | 0 | 0 | 0 |  | 0 | 0 | 0 | 0 | 0 | 0 | 0 | 0 | 0 | 0 | 1 | 1 | 1 | 1 | 1 | 1 | 1 | 1 | 1 | 1 | 1 | 1 | 1 | 3 | 1 | 1 | 0 | 0 | 0 | 0 | 0 | 0 | 0 | 0 | 0 | 0 | 1 | 1 | 1 | 1 | 1 | 1 | 1 | 1 | 1 | 1 | 1 | 1 | 1 | 3 | 1 | 1 | 0 | 0 | 0 | 0 | 0 | 0 | 0 | 0 | 512.58 | 0 | 1 | 1 | 1 | 1 | 1 | 1 | 1 | 1 | 1 | 1 | 1 | 1 | 1 | 1 | 1 | 0 | 1 | 1 | 1 | 2 | 1 |  | 1 | 1 | 1 | 2 | 1
SCE North of Lugo (NOL) Study Area | Lugo | 230 | 0 | 0 | 0 | 0 | 0 | 0 | 0 | 0 | 0 | 0 | 0 | 0 | 0 | 0 | 0 | 0 | 0 | [6 empty] | 0 | 0 | 0 |  | 0 | 0 | 0 | 0 | 0 | 0 | 0 | 0 | 0 | 0 | 1 | 1 | 1 | 1 | 1 | 1 | 1 | 1 | 1 | 1 | 1 | 1 | 1 | 1 | 1 | 0 | 0 | 0 | 0 | 0 | 0 | 0 | 0 | 0 | 0 | 0 | 1 | 1 | 1 | 1 | 1 | 1 | 1 | 1 | 1 | 1 | 1 | 1 | 1 | 1 | 1 | 0 | 0 | 0 | 0 | 0 | 0 | 0 | 0 | 0 | 408.12 | 0 | 1 | 1 | 1 | 1 | 1 | 1 | 1 | 1 | 1 | 1 | 1 | 1 | 1 | 1 | 1 | 0 | 1 | 1 | 1 | 1 | 1 |  | 1 | 1 | 1 | 1 | 1
SCE Northern Area | Magunden | 230 | 0 | 0 | 0 | 0 | 0 | 0 | 0 | 0 | 0 | 0 | 0 | 0 | 0 | 0 | 0 | 0 | 0 | [6 empty] | 0 | 0 | 0 |  | 0 | 0 | 0 | 0 | 0 | 0 | 0 | 0 | 0 | 0 | 1 | 1 | 1 | 1 | 1 | 1 | 1 | 1 | 1 | 1 | 1 | 1 | 1 | 1 | 1 | 0 | 0 | 0 | 0 | 0 | 0 | 0 | 0 | 0 | 0 | 0 | 1 | 1 | 1 | 1 | 1 | 1 | 1 | 1 | 1 | 1 | 1 | 1 | 1 | 1 | 1 | 0 | 0 | 0 | 0 | 0 | 0 | 0 | 0 | 0 | 0 | 0 | 1 | 1 | 1 | 1 | 1 | 1 | 1 | 1 | 1 | 1 | 1 | 1 | 1 | 1 | 1 | 0 | 1 | 1 | 1 | 1 | 1 |  | 1 | 1 | 1 | 1 | 1
SCE Northern Area | Magunden | 115 | 0 | 0 | 0 | 0 | 0 | 0 | 0 | 0 | 0 | 0 | 0 | 0 | 0 | 0 | 0 | 0 | 0 | [6 empty] | 0 | 0 | 0 |  | 0 | 0 | 0 | 0 | 0 | 0 | 0 | 0 | 0 | 0 | 1 | 1 | 1 | 1 | 1 | 1 | 1 | 1 | 1 | 1 | 1 | 1 | 1 | 1 | 1 | 0 | 0 | 0 | 0 | 0 | 0 | 0 | 0 | 0 | 0 | 0 | 1 | 1 | 1 | 1 | 1 | 1 | 1 | 1 | 1 | 1 | 1 | 1 | 1 | 1 | 1 | 0 | 0 | 0 | 0 | 0 | 0 | 0 | 0 | 0 | 101.6291 | 0 | 1 | 1 | 1 | 1 | 1 | 1 | 1 | 1 | 1 | 1 | 1 | 1 | 1 | 1 | 1 | 0 | 1 | 1 | 1 | 1 | 1 |  | 1 | 1 | 1 | 1 | 1
PG&E Fresno Study Area | Malaga | 115 | 0 | 0 | 0 | 0 | 0 | 0 | 0 | 0 | 0 | 0 | 0 | 0 | 0 | 0 | 0 | 3 | 0 | [6 empty] | 0 | 0 | 0 |  | 0 | 0 | 0 | 0 | 0 | 0 | 0 | 0 | 0 | 0 | 1 | 1 | 1 | 1 | 1 | 1 | 1 | 1 | 1 | 1 | 1 | 1 | 1 | 1 | 1 | 0 | 0 | 0 | 0 | 0 | 0 | 0 | 0 | 0 | 0 | 0 | 1 | 1 | 1 | 1 | 1 | 1 | 1 | 1 | 1 | 1 | 1 | 1 | 1 | 1 | 1 | 0 | 0 | 0 | 0 | 0 | 0 | 0 | 0 | 0 | 0 | 0 | 1 | 1 | 1 | 1 | 1 | 1 | 1 | 1 | 1 | 1 | 1 | 1 | 1 | 1 | 1 | 0 | 1 | 1 | 1 | 1 | 1 |  | 1 | 1 | 1 | 1 | 1
SCE Northern Area | Mandalay | 230 | 0 | 0 | 0 | 0 | 0 | 0 | 0 | 0 | 0 | 0 | 0 | 400 | 0 | 1 | 0 | 0 | 0 | [6 empty] | 0 | 0 | 0 |  | 0 | 0 | 0 | 0 | 0 | 0 | 0 | 0 | 0 | 0 | 1 | 1 | 1 | 1 | 1 | 1 | 1 | 1 | 1 | 1 | 1 | 1 | 1 | 3 | 1 | 1 | 0 | 0 | 0 | 0 | 0 | 0 | 0 | 0 | 409 | 0 | 1 | 1 | 1 | 1 | 1 | 1 | 1 | 1 | 1 | 1 | 1 | 1 | 1 | 1 | 1 | 0 | 0 | 0 | 0 | 0 | 0 | 0 | 0 | 0 | 409 | 0 | 1 | 1 | 1 | 1 | 1 | 1 | 1 | 1 | 1 | 1 | 1 | 1 | 1 | 1 | 1 | 0 | 1 | 1 | 1 | 2 | 1 |  | 1 | 1 | 1 | 1 | 1
PG&E North of Greater Bay Study Area | Martin (San Francisco H) | 115 | 0 | 0 | 0 | 0 | 0 | 0 | 0 | 0 | 19 | 0 | 0 | 190 | 0 | 1 | 0 | 0 | 0 | [6 empty] | 0 | 0 | 0 |  | 0 | 0 | 0 | 0 | 0 | 0 | 0 | 0 | 250 | 0 | 1 | 1 | 1 | 1 | 1 | 1 | 1 | 1 | 1 | 3 | 1 | 1 | 1 | 1 | 1 | 1 | 0 | 0 | 0 | 0 | 0 | 0 | 0 | 0 | 250 | 0 | 1 | 1 | 1 | 1 | 1 | 1 | 1 | 1 | 1 | 3 | 1 | 1 | 1 | 1 | 1 | 1 | 0 | 0 | 0 | 0 | 0 | 0 | 0 | 0 | 555.5 | 0 | 1 | 1 | 1 | 1 | 1 | 1 | 1 | 1 | 1 | 3 | 1 | 1 | 1 | 1 | 1 | 1 | 1 | 1 | 1 | 1 | 1 |  | 1 | 1 | 1 | 1 | 1
PG&E North of Greater Bay Study Area | Martinez | 115 | 0 | 0 | 0 | 0 | 0 | 0 | 0 | 0 | 0 | 0 | 0 | 0 | 0 | 0 | 0 | 0 | 0 | [6 empty] | 0 | 0 | 0 |  | 0 | 0 | 0 | 0 | 0 | 0 | 0 | 0 | 20 | 0 | 1 | 1 | 1 | 1 | 1 | 1 | 1 | 1 | 1 | 1 | 1 | 1 | 1 | 1 | 1 | 0 | 0 | 0 | 0 | 0 | 0 | 0 | 0 | 0 | 20 | 0 | 1 | 1 | 1 | 1 | 1 | 1 | 1 | 1 | 1 | 1 | 1 | 1 | 1 | 1 | 1 | 0 | 0 | 0 | 0 | 0 | 0 | 0 | 0 | 0 | 20 | 0 | 1 | 1 | 1 | 1 | 1 | 1 | 1 | 1 | 1 | 1 | 1 | 1 | 1 | 1 | 1 | 0 | 1 | 1 | 1 | 1 | 1 |  | 1 | 1 | 1 | 1 | 1
PG&E Fresno Study Area | McCall | 230 | 0 | 0 | 0 | 0 | 0 | 0 | 0 | 0 | 0 | 0 | 100 | 100 | 0 | 1 | 0 | 0 | 0 | [6 empty] | 0 | 0 | 0 |  | 0 | 0 | 0 | 0 | 0 | 0 | 0 | 0 | 0 | 0 | 1 | 1 | 1 | 1 | 1 | 1 | 1 | 1 | 1 | 1 | 1 | 3 | 3 | 3 | 1 | 1 | 0 | 0 | 0 | 0 | 0 | 0 | 0 | 0 | 0 | 0 | 1 | 1 | 1 | 1 | 1 | 1 | 1 | 1 | 1 | 1 | 1 | 3 | 3 | 3 | 1 | 1 | 0 | 0 | 0 | 0 | 0 | 0 | 0 | 0 | 772.245 | 0 | 1 | 1 | 1 | 1 | 1 | 1 | 1 | 1 | 1 | 1 | 1 | 3 | 3 | 1 | 1 | 1 | 1 | 1 | 3 | 2 | 1 |  | 1 | 1 | 3 | 2 | 1
PG&E Fresno Study Area | McCall | 115 | 0 | 0 | 0 | 0 | 0 | 0 | 0 | 0 | 0 | 0 | 0 | 0 | 0 | 0 | 0 | 0 | 0 | [6 empty] | 0 | 0 | 0 |  | 0 | 0 | 0 | 0 | 0 | 0 | 0 | 0 | 0 | 0 | 1 | 1 | 1 | 1 | 1 | 1 | 1 | 1 | 1 | 1 | 1 | 1 | 1 | 1 | 1 | 0 | 0 | 0 | 0 | 0 | 0 | 0 | 0 | 0 | 0 | 0 | 1 | 1 | 1 | 1 | 1 | 1 | 1 | 1 | 1 | 1 | 1 | 1 | 1 | 1 | 1 | 0 | 0 | 0 | 0 | 0 | 0 | 0 | 0 | 0 | 0 | 0 | 1 | 1 | 1 | 1 | 1 | 1 | 1 | 1 | 1 | 1 | 1 | 1 | 1 | 1 | 1 | 0 | 1 | 1 | 1 | 1 | 1 |  | 1 | 1 | 1 | 1 | 1
PG&E Fresno Study Area | Mc Mullin | 230 | 0 | 0 | 0 | 0 | 0 | 0 | 0 | 0 | 0 | 0 | 0 | 0 | 0 | 0 | 0 | 0 | 0 | [6 empty] | 0 | 0 | 0 |  | 0 | 0 | 0 | 0 | 0 | 0 | 0 | 0 | 0 | 0 | 1 | 1 | 1 | 1 | 1 | 1 | 1 | 1 | 1 | 1 | 1 | 1 | 1 | 1 | 1 | 0 | 0 | 0 | 0 | 0 | 0 | 0 | 0 | 0 | 0 | 0 | 1 | 1 | 1 | 1 | 1 | 1 | 1 | 1 | 1 | 1 | 1 | 1 | 1 | 1 | 1 | 0 | 0 | 0 | 0 | 0 | 0 | 0 | 0 | 0 | 0 | 0 | 1 | 1 | 1 | 1 | 1 | 1 | 1 | 1 | 1 | 1 | 1 | 1 | 1 | 1 | 1 | 0 | 1 | 1 | 1 | 1 | 1 |  | 1 | 1 | 1 | 1 | 1
East of Pisgah Study Area | Mead | 230 | 0 | 0 | 350 | 0 | 0 | 0 | 0 | 0 | 0 | 0 | 0 | 0 | 0 | 1 | 0 | 0 | 350 | [6 empty] | 0 | 0 | 0 |  | 0 | 0 | 0 | 0 | 0 | 0 | 0 | 0 | 0 | 0 | 1 | 1 | 1 | 1 | 1 | 1 | 1 | 1 | 1 | 1 | 1 | 1 | 1 | 1 | 1 | 0 | 0 | 0 | 0 | 0 | 0 | 0 | 0 | 0 | 0 | 0 | 1 | 1 | 1 | 1 | 1 | 1 | 1 | 1 | 1 | 1 | 1 | 1 | 1 | 1 | 1 | 0 | 0 | 0 | 0 | 0 | 0 | 0 | 0 | 0 | 0 | 0 | 1 | 1 | 1 | 1 | 1 | 1 | 1 | 1 | 1 | 1 | 1 | 1 | 1 | 1 | 1 | 0 | 1 | 1 | 1 | 1 | 1 |  | 1 | 1 | 1 | 1 | 1
PG&E North of Greater Bay Study Area | Mendocino | 115 | 0 | 0 | 0 | 0 | 0 | 0 | 0 | 0 | 0 | 0 | 0 | 5 | 0 | 1 | 0 | 0 | 0 | [6 empty] | 0 | 0 | 0 |  | 0 | 0 | 0 | 0 | 0 | 0 | 0 | 0 | 0 | 0 | 1 | 1 | 1 | 1 | 1 | 1 | 1 | 1 | 1 | 1 | 1 | 1 | 1 | 3 | 1 | 1 | 0 | 0 | 0 | 0 | 0 | 0 | 0 | 0 | 0 | 0 | 1 | 1 | 1 | 1 | 1 | 1 | 1 | 1 | 1 | 1 | 1 | 1 | 1 | 3 | 1 | 1 | 0 | 0 | 0 | 0 | 0 | 0 | 0 | 0 | 0 | 0 | 1 | 1 | 1 | 1 | 1 | 1 | 1 | 1 | 1 | 1 | 1 | 1 | 1 | 3 | 1 | 1 | 1 | 1 | 1 | 3 | 1 |  | 1 | 1 | 1 | 3 | 1
PG&E Fresno Study Area | Mendota | 115 | 0 | 0 | 0 | 0 | 0 | 0 | 0 | 0 | 0 | 160 | 0 | 0 | 0 | 1 | 0 | 0 | 0 | [6 empty] | 160 | 0 | 0 |  | 0 | 0 | 0 | 0 | 0 | 0 | 0 | 0 | 0 | 0 | 1 | 1 | 1 | 1 | 1 | 1 | 1 | 1 | 1 | 1 | 1 | 1 | 1 | 1 | 1 | 0 | 0 | 0 | 0 | 0 | 0 | 0 | 0 | 0 | 0 | 0 | 1 | 1 | 1 | 1 | 1 | 1 | 1 | 1 | 1 | 1 | 1 | 1 | 1 | 1 | 1 | 0 | 0 | 0 | 0 | 0 | 0 | 0 | 0 | 153.3 | 153 | 0 | 1 | 1 | 1 | 1 | 1 | 1 | 1 | 1 | 1 | 1 | 1 | 1 | 1 | 1 | 1 | 0 | 1 | 1 | 1 | 1 | 1 |  | 1 | 1 | 1 | 1 | 1
PG&E Fresno Study Area | Merced | 115 | 0 | 5 | 0 | 0 | 0 | 0 | 0 | 0 | 10 | 0 | 0 | 0 | 0 | 1 | 0 | 0 | 0 | [6 empty] | 0 | 0 | 0 |  | 0 | 0 | 0 | 0 | 0 | 0 | 0 | 0 | 0 | 0 | 1 | 3 | 1 | 1 | 1 | 1 | 1 | 1 | 1 | 3 | 1 | 1 | 1 | 1 | 1 | 1 | 0 | 0 | 0 | 0 | 0 | 0 | 0 | 0 | 0 | 0 | 1 | 3 | 1 | 1 | 1 | 1 | 1 | 1 | 1 | 3 | 1 | 1 | 1 | 1 | 1 | 1 | 0 | 0 | 0 | 0 | 0 | 0 | 0 | 0 | 459.989 | 0 | 1 | 3 | 1 | 1 | 1 | 1 | 1 | 1 | 1 | 3 | 1 | 1 | 1 | 1 | 1 | 1 | 1 | 1 | 1 | 1 | 1 |  | 1 | 1 | 1 | 1 | 1
PG&E East Kern Study Area | Mesa | 115 | 0 | 0 | 0 | 0 | 0 | 0 | 0 | 0 | 0 | 0 | 0 | 50 | 0 | 1 | 0 | 0 | 0 | [6 empty] | 0 | 0 | 0 |  | 0 | 0 | 0 | 0 | 0 | 0 | 0 | 0 | 0 | 0 | 1 | 1 | 1 | 1 | 1 | 1 | 1 | 1 | 1 | 1 | 1 | 1 | 1 | 3 | 1 | 1 | 0 | 0 | 0 | 0 | 0 | 0 | 0 | 0 | 0 | 0 | 1 | 1 | 1 | 1 | 1 | 1 | 1 | 1 | 1 | 1 | 1 | 1 | 1 | 3 | 1 | 1 | 0 | 0 | 0 | 0 | 0 | 0 | 0 | 0 | 75 | 0 | 1 | 1 | 1 | 1 | 1 | 1 | 1 | 1 | 1 | 1 | 1 | 1 | 1 | 1 | 1 | 0 | 1 | 1 | 1 | 2 | 1 |  | 1 | 1 | 1 | 2 | 1
PG&E East Kern Study Area | Mesa | 230 | 0 | 0 | 0 | 0 | 0 | 0 | 0 | 0 | 0 | 0 | 0 | 0 | 0 | 0 | 0 | 0 | 0 | [6 empty] | 0 | 0 | 0 |  | 0 | 0 | 0 | 0 | 0 | 0 | 0 | 0 | 0 | 0 | 1 | 1 | 1 | 1 | 1 | 1 | 1 | 1 | 1 | 1 | 1 | 1 | 1 | 1 | 1 | 0 | 0 | 0 | 0 | 0 | 0 | 0 | 0 | 0 | 738.64 | 0 | 1 | 1 | 1 | 1 | 1 | 1 | 1 | 1 | 1 | 1 | 1 | 1 | 1 | 2.5 | 1 | 1 | 0 | 0 | 0 | 0 | 0 | 0 | 0 | 0 | 990.64 | 0 | 1 | 1 | 1 | 1 | 1 | 1 | 1 | 1 | 1 | 1 | 1 | 1 | 1 | 1.5 | 1 | 1 | 1 | 1 | 1 | 1 | 1 |  | 1 | 1 | 1 | 1 | 1
SCE Northern Area | Mesa (SCE) | 230 | 0 | 0 | 0 | 0 | 0 | 0 | 0 | 0 | 0 | 0 | 0 | 0 | 0 | 0 | 0 | 0 | 0 | [6 empty] | 0 | 0 | 0 |  | 0 | 0 | 0 | 0 | 0 | 0 | 0 | 0 | 0 | 0 | 1 | 1 | 1 | 1 | 1 | 1 | 1 | 1 | 1 | 1 | 1 | 1 | 1 | 1 | 1 | 0 | 0 | 0 | 0 | 0 | 0 | 0 | 0 | 0 | 0 | 0 | 1 | 1 | 1 | 1 | 1 | 1 | 1 | 1 | 1 | 1 | 1 | 1 | 1 | 1 | 1 | 0 | 0 | 0 | 0 | 0 | 0 | 0 | 0 | 0 | 0 | 0 | 1 | 1 | 1 | 1 | 1 | 1 | 1 | 1 | 1 | 1 | 1 | 1 | 1 | 1 | 1 | 0 | 1 | 1 | 1 | 1 | 1 |  | 1 | 1 | 1 | 1 | 1
PG&E North of Greater Bay Study Area | Metcalf | 230 | 0 | 4 | 0 | 0 | 0 | 0 | 0 | 0 | 35 | 0 | 0 | 195 | 0 | 1 | 0 | 0 | 0 | [6 empty] | 0 | 0 | 75 |  | 0 | 0 | 0 | 0 | 0 | 0 | 0 | 0 | 75 | 0 | 1 | 3 | 1 | 1 | 1 | 1 | 1 | 1 | 1 | 3 | 1 | 1 | 1 | 2 | 1 | 1 | 0 | 0 | 0 | 0 | 0 | 0 | 0 | 0 | 429.88 | 0 | 1 | 3 | 1 | 1 | 1 | 1 | 1 | 1 | 1 | 3 | 1 | 1 | 1 | 1 | 1 | 1 | 0 | 0 | 0 | 0 | 0 | 0 | 0 | 0 | 535.7148 | 0 | 1 | 3 | 1 | 1 | 1 | 1 | 1 | 1 | 1 | 3 | 1 | 1 | 1 | 1 | 1 | 1 | 1 | 1 | 1 | 2 | 1 |  | 1 | 1 | 1 | 1 | 1
PG&E East Kern Study Area | Midway | 230 | 0 | 0 | 0 | 0 | 0 | 0 | 0 | 0 | 0 | 8 | 425.1844 | 310 | 0 | 1 | 0 | 0 | 0 | [6 empty] | 0 | 0 | 0 |  | 0 | 0 | 0 | 0 | 0 | 0 | 8 | 92 | 92 | 0 | 1 | 1 | 1 | 1 | 1 | 1 | 1 | 1 | 1 | 1 | 1 | 3 | 3 | 3 | 1 | 1 | 0 | 0 | 0 | 0 | 0 | 0 | 8 | 327.6 | 92 | 0 | 1 | 1 | 1 | 1 | 1 | 1 | 1 | 1 | 1 | 1 | 1 | 1 | 1 | 3 | 1 | 1 | 0 | 0 | 0 | 0 | 0 | 0 | 8 | 1235.375 | 1091.575 | 0 | 1 | 1 | 1 | 1 | 1 | 1 | 1 | 1 | 1 | 1 | 1 | 1.5 | 1.5 | 1.5 | 1 | 1 | 1 | 1 | 2 | 2 | 1 |  | 1 | 1 | 1 | 2 | 1
PG&E East Kern Study Area | Midway | 500 | 0 | 0 | 0 | 0 | 0 | 0 | 0 | 0 | 0 | 200 | 600 | 500 | 0 | 1 | 0 | 0 | 0 | [6 empty] | 0 | 0 | 0 |  | 0 | 0 | 0 | 0 | 0 | 0 | 0 | 818 | 818 | 0 | 1 | 1 | 1 | 1 | 1 | 1 | 1 | 1 | 1 | 1 | 3 | 1 | 1 | 1.5 | 1 | 1 | 0 | 0 | 0 | 0 | 0 | 0 | 0 | 818 | 818 | 0 | 1 | 1 | 1 | 1 | 1 | 1 | 1 | 1 | 1 | 1 | 3 | 1 | 1 | 1.5 | 1 | 1 | 0 | 0 | 0 | 0 | 0 | 0 | 0 | 2000.384 | 2000.384 | 0 | 1 | 1 | 1 | 1 | 1 | 1 | 1 | 1 | 1 | 1 | 3 | 1.5 | 1.5 | 2.5 | 1 | 1 | 1 | 1 | 1 | 1.75 | 1 |  | 1 | 1 | 1 | 1.75 | 1
PG&E East Kern Study Area | Midway | 115 | 0 | 0 | 0 | 0 | 0 | 0 | 0 | 0 | 0 | 0 | 100 | 89 | 0 | 1 | 0 | 0 | 0 | [6 empty] | 0 | 0 | 0 |  | 0 | 0 | 0 | 0 | 0 | 0 | 16 | 191.4 | 184 | 0 | 1 | 1 | 1 | 1 | 1 | 1 | 1 | 1 | 1 | 1 | 1 | 1 | 1 | 1 | 1 | 0 | 0 | 0 | 0 | 0 | 0 | 0 | 114 | 297.4 | 286 | 0 | 1 | 1 | 1 | 1 | 1 | 1 | 1 | 1 | 1 | 1 | 1 | 1 | 1.5 | 1 | 1 | 1 | 0 | 0 | 0 | 0 | 0 | 0 | 114 | 774.1 | 759.2 | 0 | 1 | 1 | 1 | 1 | 1 | 1 | 1 | 1 | 1 | 1 | 1 | 1 | 1.5 | 1 | 1 | 1 | 1 | 1 | 1.5 | 1 | 1 |  | 1 | 1 | 1 | 1 | 1
SDG&E Study Area | Miguel | 500 | 0 | 0 | 0 | 0 | 0 | 0 | 0 | 0 | 0 | 0 | 0 | 0 | 0 | 0 | 0 | 0 | 0 | [6 empty] | 0 | 0 | 0 |  | 0 | 0 | 0 | 0 | 0 | 0 | 0 | 0 | 0 | 0 | 1 | 1 | 1 | 1 | 1 | 1 | 1 | 1 | 1 | 1 | 1 | 1 | 1 | 1 | 1 | 0 | 0 | 0 | 0 | 0 | 0 | 0 | 0 | 0 | 0 | 0 | 1 | 1 | 1 | 1 | 1 | 1 | 1 | 1 | 1 | 1 | 1 | 1 | 1 | 1 | 1 | 0 | 0 | 0 | 0 | 0 | 0 | 0 | 0 | 0 | 0 | 0 | 1 | 1 | 1 | 1 | 1 | 1 | 1 | 1 | 1 | 1 | 1 | 1 | 1 | 1 | 1 | 0 | 1 | 1 | 1 | 1 | 1 |  | 1 | 1 | 1 | 1 | 1
SDG&E Study Area | Miguel | 230 | 0 | 0 | 0 | 0 | 0 | 0 | 0 | 0 | 0 | 0 | 0 | 0 | 0 | 0 | 0 | 0 | 0 | [6 empty] | 0 | 0 | 0 |  | 0 | 0 | 0 | 0 | 0 | 0 | 0 | 0 | 0 | 0 | 1 | 1 | 1 | 1 | 1 | 1 | 1 | 1 | 1 | 1 | 1 | 1 | 1 | 1 | 1 | 0 | 0 | 0 | 0 | 0 | 0 | 0 | 0 | 0 | 0 | 0 | 1 | 1 | 1 | 1 | 1 | 1 | 1 | 1 | 1 | 1 | 1 | 1 | 1 | 1 | 1 | 0 | 0 | 0 | 0 | 0 | 0 | 0 | 0 | 0 | 310.44 | 0 | 1 | 1 | 1 | 1 | 1 | 1 | 1 | 1 | 1 | 1 | 1 | 1 | 1 | 1 | 1 | 0 | 1 | 1 | 1 | 1 | 1 |  | 1 | 1 | 1 | 1 | 1
SCE Metro Study Area | Mira Loma | 500 | 0 | 0 | 0 | 0 | 0 | 0 | 0 | 0 | 0 | 0 | 0 | 0 | 0 | 0 | 0 | 0 | 0 | [6 empty] | 0 | 0 | 0 |  | 0 | 0 | 0 | 0 | 0 | 0 | 0 | 0 | 0 | 0 | 1 | 1 | 1 | 1 | 1 | 1 | 1 | 1 | 1 | 1 | 1 | 1 | 1 | 1 | 1 | 0 | 0 | 0 | 0 | 0 | 0 | 0 | 0 | 0 | 0 | 0 | 1 | 1 | 1 | 1 | 1 | 1 | 1 | 1 | 1 | 1 | 1 | 1 | 1 | 1 | 1 | 0 | 0 | 0 | 0 | 0 | 0 | 0 | 0 | 0 | 0 | 0 | 1 | 1 | 1 | 1 | 1 | 1 | 1 | 1 | 1 | 1 | 1 | 1 | 1 | 1 | 1 | 0 | 1 | 1 | 1 | 1 | 1 |  | 1 | 1 | 1 | 1 | 1
SCE Metro Study Area | Mira Loma | 230 | 0 | 0 | 0 | 0 | 0 | 0 | 0 | 0 | 0 | 0 | 0 | 300 | 0 | 1 | 0 | 0 | 0 | [6 empty] | 0 | 0 | 0 |  | 0 | 0 | 0 | 0 | 0 | 0 | 0 | 0 | 0 | 0 | 1 | 1 | 1 | 1 | 1 | 1 | 1 | 1 | 1 | 1 | 1 | 1 | 1 | 3 | 1 | 1 | 0 | 0 | 0 | 0 | 0 | 0 | 0 | 0 | 312.96 | 0 | 1 | 1 | 1 | 1 | 1 | 1 | 1 | 1 | 1 | 1 | 1 | 1 | 1 | 1 | 1 | 0 | 0 | 0 | 0 | 0 | 0 | 0 | 0 | 0 | 2045.305 | 0 | 1 | 1 | 1 | 1 | 1 | 1 | 1 | 1 | 1 | 1 | 1 | 1 | 1 | 2.5 | 1 | 1 | 1 | 1 | 1 | 2 | 1 |  | 1 | 1 | 1 | 1 | 1
SDG&E Study Area | Mission | 230 | 0 | 0 | 0 | 0 | 0 | 0 | 0 | 0 | 0 | 0 | 0 | 0 | 0 | 0 | 0 | 0 | 0 | [6 empty] | 0 | 0 | 0 |  | 0 | 0 | 0 | 0 | 0 | 0 | 0 | 0 | 0 | 0 | 1 | 1 | 1 | 1 | 1 | 1 | 1 | 1 | 1 | 1 | 1 | 1 | 1 | 1 | 1 | 0 | 0 | 0 | 0 | 0 | 0 | 0 | 0 | 0 | 0 | 0 | 1 | 1 | 1 | 1 | 1 | 1 | 1 | 1 | 1 | 1 | 1 | 1 | 1 | 1 | 1 | 0 | 0 | 0 | 0 | 0 | 0 | 0 | 0 | 0 | 0 | 0 | 1 | 1 | 1 | 1 | 1 | 1 | 1 | 1 | 1 | 1 | 1 | 1 | 1 | 1 | 1 | 0 | 1 | 1 | 1 | 1 | 1 |  | 1 | 1 | 1 | 1 | 1
SDG&E Study Area | Mission | 138 | 0 | 0 | 0 | 0 | 0 | 0 | 0 | 0 | 0 | 0 | 0 | 50 | 0 | 1 | 0 | 0 | 0 | [6 empty] | 0 | 0 | 25 |  | 0 | 0 | 0 | 0 | 0 | 0 | 0 | 0 | 50 | 0 | 1 | 1 | 1 | 1 | 1 | 1 | 1 | 1 | 1 | 1 | 1 | 1 | 1 | 1 | 1 | 0 | 0 | 0 | 0 | 0 | 0 | 0 | 0 | 0 | 100.774 | 0 | 1 | 1 | 1 | 1 | 1 | 1 | 1 | 1 | 1 | 1 | 1 | 1 | 1 | 1 | 1 | 0 | 0 | 0 | 0 | 0 | 0 | 0 | 0 | 0 | 151.873 | 0 | 1 | 1 | 1 | 1 | 1 | 1 | 1 | 1 | 1 | 1 | 1 | 1 | 1 | 1 | 1 | 0 | 1 | 1 | 1 | 1 | 1 |  | 1 | 1 | 1 | 1 | 1
East of Pisgah Study Area | Mohave | 500 | 0 | 0 | 0 | 0 | 0 | 0 | 0 | 0 | 0 | 0 | 568 | 228.0034 | 0 | 1 | 0 | 0 | 0 | [6 empty] | 0 | 0 | 0 |  | 0 | 0 | 0 | 0 | 0 | 0 | 0 | 0 | 0 | 0 | 1 | 1 | 1 | 1 | 1 | 1 | 1 | 1 | 1 | 1 | 1 | 3 | 3 | 3 | 1 | 1 | 0 | 0 | 0 | 0 | 0 | 0 | 0 | 1520 | 1520 | 0 | 1 | 1 | 1 | 1 | 1 | 1 | 1 | 1 | 1 | 1 | 1 | 2.5 | 2.5 | 2.5 | 1 | 1 | 0 | 0 | 0 | 0 | 0 | 0 | 0 | 1770 | 1770 | 0 | 1 | 1 | 1 | 1 | 1 | 1 | 1 | 1 | 1 | 1 | 1 | 1.5 | 1.5 | 2.5 | 1 | 1 | 1 | 1 | 2 | 2.5 | 1 |  | 1 | 1 | 1.5 | 2.5 | 1
SCE Northern Area | Moorpark | 230 | 0 | 0 | 0 | 0 | 0 | 0 | 0 | 0 | 0 | 0 | 500 | 500 | 0 | 1 | 0 | 0 | 0 | [6 empty] | 0 | 0 | 0 |  | 0 | 0 | 0 | 0 | 0 | 0 | 0 | 500 | 500 | 0 | 1 | 1 | 1 | 1 | 1 | 1 | 1 | 1 | 1 | 1 | 1 | 1 | 1 | 1 | 1 | 0 | 0 | 0 | 0 | 0 | 0 | 0 | 0 | 500 | 500 | 0 | 1 | 1 | 1 | 1 | 1 | 1 | 1 | 1 | 1 | 1 | 1 | 1 | 1 | 1 | 1 | 0 | 0 | 0 | 0 | 0 | 0 | 0 | 0 | 500 | 3709.0318 | 0 | 1 | 1 | 1 | 1 | 1 | 1 | 1 | 1 | 1 | 1 | 1 | 1 | 1 | 2.5 | 1 | 1 | 1 | 1 | 1 | 1 | 1 |  | 1 | 1 | 1 | 1 | 1
PG&E East Kern Study Area | Morro Bay | 230 | 0 | 0 | 0 | 0 | 0 | 0 | 0 | 0 | 0 | 0 | 0 | 0 | 300 | 1 | 0 | 0 | 0 | [6 empty] | 0 | 0 | 0 |  | 0 | 0 | 0 | 0 | 0 | 0 | 0 | 0 | 0 | 0 | 1 | 1 | 1 | 1 | 1 | 1 | 1 | 1 | 1 | 1 | 1 | 1 | 1 | 1 | 3 | 1 | 0 | 0 | 0 | 0 | 0 | 0 | 0 | 0 | 203.6 | 0 | 1 | 1 | 1 | 1 | 1 | 1 | 1 | 1 | 1 | 1 | 1 | 1 | 1 | 1 | 3 | 1 | 0 | 0 | 0 | 0 | 628.65 | 0 | 0 | 0 | 1022 | 500 | 1 | 1 | 1 | 1 | 1 | 1 | 1 | 1 | 1 | 1 | 1 | 1 | 1 | 1.5 | 1 | 1 | 1 | 1 | 1 | 1 | 2 |  | 1 | 1 | 1 | 1 | 2
PG&E East Kern Study Area | Morro Bay (Proposed) | 500 | 0 | 0 | 0 | 0 | 0 | 0 | 0 | 0 | 0 | 0 | 0 | 0 | 0 | 0 | 0 | 0 | 0 | [6 empty] | 0 | 0 | 0 |  | 0 | 0 | 0 | 0 | 0 | 0 | 0 | 0 | 0 | 0 | 1 | 1 | 1 | 1 | 1 | 1 | 1 | 1 | 1 | 1 | 1 | 1 | 1 | 1 | 1 | 0 | 0 | 0 | 0 | 0 | 0 | 0 | 0 | 0 | 0 | 0 | 1 | 1 | 1 | 1 | 1 | 1 | 1 | 1 | 1 | 1 | 1 | 1 | 1 | 1 | 1 | 0 | 0 | 0 | 0 | 0 | 1190 | 0 | 0 | 0 | 319.35 | 0 | 1 | 1 | 1 | 1 | 1 | 1 | 1 | 1.5 | 1 | 1 | 1 | 1 | 1 | 1 | 1 | 1 | 1 | 1 | 1 | 1 | 1 |  | 1 | 1 | 1 | 1 | 1
PG&E Fresno Study Area | Moss Landing | 500 | 0 | 0 | 0 | 0 | 0 | 0 | 0 | 0 | 0 | 0 | 0 | 400 | 0 | 1 | 0 | 0 | 0 | [6 empty] | 0 | 0 | 400 |  | 0 | 0 | 0 | 0 | 0 | 0 | 0 | 0 | 1147.79 | 0 | 1 | 1 | 1 | 1 | 1 | 1 | 1 | 1 | 1 | 1 | 1 | 1 | 1 | 2.5 | 1 | 1 | 0 | 0 | 0 | 0 | 0 | 0 | 0 | 0 | 1147.79 | 0 | 1 | 1 | 1 | 1 | 1 | 1 | 1 | 1 | 1 | 1 | 1 | 1 | 1 | 2.5 | 1 | 1 | 0 | 0 | 0 | 0 | 1525.172 | 0 | 0 | 0 | 1904.603 | 0 | 1 | 1 | 1 | 1 | 1 | 1 | 1 | 2.5 | 1 | 1 | 1 | 1 | 1 | 2.5 | 1 | 1 | 1 | 1 | 1 | 2.75 | 1 |  | 1 | 1 | 1 | 2.75 | 1
PG&E Fresno Study Area | Moss Landing | 230 | 0 | 0 | 0 | 0 | 0 | 0 | 0 | 0 | 0 | 0 | 0 | 0 | 0 | 0 | 0 | 0 | 0 | [6 empty] | 0 | 0 | 0 |  | 0 | 0 | 0 | 0 | 0 | 0 | 0 | 0 | 0 | 0 | 1 | 1 | 1 | 1 | 1 | 1 | 1 | 1 | 1 | 1 | 1 | 1 | 1 | 1 | 1 | 0 | 0 | 0 | 0 | 0 | 0 | 0 | 0 | 0 | 189 | 0 | 1 | 1 | 1 | 1 | 1 | 1 | 1 | 1 | 1 | 1 | 1 | 1 | 1 | 1 | 1 | 0 | 0 | 0 | 0 | 0 | 0 | 0 | 0 | 112.491 | 709.155 | 0 | 1 | 1 | 1 | 1 | 1 | 1 | 1 | 1 | 1 | 1 | 1 | 1 | 1 | 1 | 1 | 0 | 1 | 1 | 1 | 1 | 1 |  | 1 | 1 | 1 | 1 | 1
PG&E East Kern Study Area | Mustang | 230 | 0 | 0 | 0 | 0 | 0 | 0 | 0 | 0 | 0 | 150 | 250 | 200 | 0 | 1 | 0 | 0 | 0 | [6 empty] | 100 | 0 | 75 |  | 0 | 0 | 0 | 0 | 0 | 0 | 0 | 308.5 | 308.7 | 0 | 1 | 1 | 1 | 1 | 1 | 1 | 1 | 1 | 1 | 1 | 1 | 1 | 1 | 1 | 1 | 0 | 0 | 0 | 0 | 0 | 0 | 0 | 0 | 619.207 | 608.7 | 0 | 1 | 1 | 1 | 1 | 1 | 1 | 1 | 1 | 1 | 1 | 1 | 1.5 | 1 | 1.5 | 1 | 1 | 0 | 0 | 0 | 0 | 0 | 0 | 0 | 619.207 | 608.7 | 0 | 1 | 1 | 1 | 1 | 1 | 1 | 1 | 1 | 1 | 1 | 1 | 1 | 1 | 1 | 1 | 0 | 1 | 1 | 1 | 1.5 | 1 |  | 1 | 1 | 1 | 1 | 1
PG&E Fresno Study Area | Newhall | 115 | 0 | 0 | 0 | 0 | 0 | 0 | 0 | 0 | 0 | 0 | 0 | 0 | 0 | 0 | 0 | 0 | 0 | [6 empty] | 0 | 0 | 0 |  | 0 | 0 | 0 | 0 | 0 | 0 | 0 | 0 | 0 | 0 | 1 | 1 | 1 | 1 | 1 | 1 | 1 | 1 | 1 | 1 | 1 | 1 | 1 | 1 | 1 | 0 | 0 | 0 | 0 | 0 | 0 | 0 | 0 | 0 | 0 | 0 | 1 | 1 | 1 | 1 | 1 | 1 | 1 | 1 | 1 | 1 | 1 | 1 | 1 | 1 | 1 | 0 | 0 | 0 | 0 | 0 | 0 | 0 | 0 | 0 | 0 | 0 | 1 | 1 | 1 | 1 | 1 | 1 | 1 | 1 | 1 | 1 | 1 | 1 | 1 | 1 | 1 | 0 | 1 | 1 | 1 | 1 | 1 |  | 1 | 1 | 1 | 1 | 1
PG&E East Kern Study Area | Norco | 115 | 0 | 0 | 0 | 0 | 0 | 0 | 0 | 0 | 0 | 0 | 0 | 0 | 0 | 0 | 0 | 0 | 0 | [6 empty] | 0 | 0 | 0 |  | 0 | 0 | 0 | 0 | 0 | 0 | 0 | 0 | 0 | 0 | 1 | 1 | 1 | 1 | 1 | 1 | 1 | 1 | 1 | 1 | 1 | 1 | 1 | 1 | 1 | 0 | 0 | 0 | 0 | 0 | 0 | 0 | 0 | 0 | 0 | 0 | 1 | 1 | 1 | 1 | 1 | 1 | 1 | 1 | 1 | 1 | 1 | 1 | 1 | 1 | 1 | 0 | 0 | 0 | 0 | 0 | 0 | 0 | 0 | 0 | 0 | 0 | 1 | 1 | 1 | 1 | 1 | 1 | 1 | 1 | 1 | 1 | 1 | 1 | 1 | 1 | 1 | 0 | 1 | 1 | 1 | 1 | 1 |  | 1 | 1 | 1 | 1 | 1
SDG&E Study Area | North Gila | 500 | 0 | 0 | 0 | 0 | 0 | 0 | 0 | 0 | 0 | 0 | 0 | 0 | 0 | 0 | 0 | 0 | 0 | [6 empty] | 0 | 0 | 0 |  | 0 | 0 | 0 | 0 | 0 | 0 | 0 | 0 | 0 | 0 | 1 | 1 | 1 | 1 | 1 | 1 | 1 | 1 | 1 | 1 | 1 | 1 | 1 | 1 | 1 | 0 | 0 | 0 | 0 | 0 | 0 | 0 | 0 | 0 | 0 | 0 | 1 | 1 | 1 | 1 | 1 | 1 | 1 | 1 | 1 | 1 | 1 | 1 | 1 | 1 | 1 | 0 | 0 | 0 | 0 | 0 | 0 | 0 | 0 | 0 | 0 | 0 | 1 | 1 | 1 | 1 | 1 | 1 | 1 | 1 | 1 | 1 | 1 | 1 | 1 | 1 | 1 | 0 | 1 | 1 | 1 | 1 | 1 |  | 1 | 1 | 1 | 1 | 1
SDG&E Study Area | Ocotillo | 500 | 0 | 0 | 0 | 0 | 0 | 0 | 0 | 0 | 0 | 0 | 0 | 0 | 0 | 0 | 0 | 0 | 0 | [6 empty] | 0 | 0 | 0 |  | 0 | 0 | 0 | 0 | 0 | 0 | 0 | 0 | 0 | 0 | 1 | 1 | 1 | 1 | 1 | 1 | 1 | 1 | 1 | 1 | 1 | 1 | 1 | 1 | 1 | 0 | 0 | 0 | 0 | 400 | 0 | 0 | 0 | 0 | 0 | 0 | 1 | 1 | 1 | 1.5 | 1.5 | 1 | 1 | 1 | 1 | 1 | 1 | 1 | 1 | 1 | 1 | 1 | 0 | 0 | 86.0807 | 419.7193 | 0 | 0 | 0 | 0 | 313.9193 | 0 | 1 | 1 | 1 | 1 | 1 | 1 | 1 | 1 | 1 | 1 | 1 | 1 | 1 | 1 | 1 | 0 | 1 | 1.5 | 1 | 1 | 1 |  | 1 | 1 | 1 | 1 | 1
SDG&E Study Area | Old Town | 230 | 0 | 0 | 0 | 0 | 0 | 0 | 0 | 0 | 0 | 0 | 0 | 0 | 0 | 0 | 0 | 0 | 0 | [6 empty] | 0 | 0 | 0 |  | 0 | 0 | 0 | 0 | 0 | 0 | 0 | 0 | 0 | 0 | 1 | 1 | 1 | 1 | 1 | 1 | 1 | 1 | 1 | 1 | 1 | 1 | 1 | 1 | 1 | 0 | 0 | 0 | 0 | 0 | 0 | 0 | 0 | 0 | 26.6 | 0 | 1 | 1 | 1 | 1 | 1 | 1 | 1 | 1 | 1 | 1 | 1 | 1 | 1 | 1 | 1 | 0 | 0 | 0 | 0 | 0 | 0 | 0 | 0 | 0 | 26.6 | 0 | 1 | 1 | 1 | 1 | 1 | 1 | 1 | 1 | 1 | 1 | 1 | 1 | 1 | 1 | 1 | 0 | 1 | 1 | 1 | 1 | 1 |  | 1 | 1 | 1 | 1 | 1
SCE Metro Study Area | Olinda | 230 | 0 | 0 | 0 | 0 | 0 | 0 | 0 | 0 | 0 | 0 | 0 | 0 | 0 | 0 | 0 | 0 | 0 | [6 empty] | 0 | 0 | 0 |  | 0 | 0 | 0 | 0 | 0 | 0 | 0 | 0 | 0 | 0 | 1 | 1 | 1 | 1 | 1 | 1 | 1 | 1 | 1 | 1 | 1 | 1 | 1 | 1 | 1 | 0 | 0 | 0 | 0 | 0 | 0 | 0 | 0 | 0 | 0 | 0 | 1 | 1 | 1 | 1 | 1 | 1 | 1 | 1 | 1 | 1 | 1 | 1 | 1 | 1 | 1 | 0 | 0 | 0 | 0 | 0 | 0 | 0 | 0 | 0 | 0 | 0 | 1 | 1 | 1 | 1 | 1 | 1 | 1 | 1 | 1 | 1 | 1 | 1 | 1 | 1 | 1 | 0 | 1 | 1 | 1 | 1 | 1 |  | 1 | 1 | 1 | 1 | 1
PG&E East Kern Study Area | Olive | 115 | 0 | 0 | 0 | 0 | 0 | 0 | 0 | 0 | 0 | 0 | 40 | 30 | 0 | 1 | 0 | 0 | 0 | [6 empty] | 40 | 0 | 30 |  | 0 | 0 | 0 | 0 | 0 | 0 | 20 | 20 | 20 | 0 | 1 | 1 | 1 | 1 | 1 | 1 | 1 | 1 | 1 | 1 | 1 | 1 | 1 | 1 | 1 | 0 | 0 | 0 | 0 | 0 | 0 | 0 | 20 | 20 | 20 | 0 | 1 | 1 | 1 | 1 | 1 | 1 | 1 | 1 | 1 | 1 | 1 | 1 | 1 | 1 | 1 | 0 | 0 | 0 | 0 | 0 | 0 | 0 | 20 | 183.268 | 183.268 | 0 | 1 | 1 | 1 | 1 | 1 | 1 | 1 | 1 | 1 | 1 | 1 | 1 | 1 | 1 | 1 | 0 | 1 | 1 | 1 | 1 | 1 |  | 1 | 1 | 1 | 1 | 1
PG&E North of Greater Bay Study Area | Olivehurst | 115 | 0 | 0 | 0 | 0 | 0 | 0 | 0 | 0 | 0 | 0 | 0 | 0 | 0 | 0 | 0 | 0 | 0 | [6 empty] | 0 | 0 | 0 |  | 0 | 0 | 0 | 0 | 0 | 0 | 0 | 0 | 0 | 0 | 1 | 1 | 1 | 1 | 1 | 1 | 1 | 1 | 1 | 1 | 1 | 1 | 1 | 1 | 1 | 0 | 0 | 0 | 0 | 0 | 0 | 0 | 0 | 0 | 0 | 0 | 1 | 1 | 1 | 1 | 1 | 1 | 1 | 1 | 1 | 1 | 1 | 1 | 1 | 1 | 1 | 0 | 0 | 0 | 0 | 0 | 0 | 0 | 0 | 0 | 0 | 0 | 1 | 1 | 1 | 1 | 1 | 1 | 1 | 1 | 1 | 1 | 1 | 1 | 1 | 1 | 1 | 0 | 1 | 1 | 1 | 1 | 1 |  | 1 | 1 | 1 | 1 | 1
PG&E Fresno Study Area | Oro Loma | 115 | 0 | 0 | 0 | 0 | 0 | 0 | 0 | 0 | 0 | 0 | 0 | 0 | 0 | 0 | 0 | 0 | 0 | [6 empty] | 0 | 0 | 0 |  | 0 | 0 | 0 | 0 | 0 | 0 | 0 | 0 | 0 | 0 | 1 | 1 | 1 | 1 | 1 | 1 | 1 | 1 | 1 | 1 | 1 | 1 | 1 | 1 | 1 | 0 | 0 | 0 | 0 | 0 | 0 | 0 | 0 | 0 | 0 | 0 | 1 | 1 | 1 | 1 | 1 | 1 | 1 | 1 | 1 | 1 | 1 | 1 | 1 | 1 | 1 | 0 | 0 | 0 | 0 | 0 | 0 | 0 | 0 | 0 | 0 | 0 | 1 | 1 | 1 | 1 | 1 | 1 | 1 | 1 | 1 | 1 | 1 | 1 | 1 | 1 | 1 | 0 | 1 | 1 | 1 | 1 | 1 |  | 1 | 1 | 1 | 1 | 1
SDG&E Study Area | Otay Mesa | 230 | 0 | 0 | 0 | 0 | 0 | 0 | 0 | 0 | 0 | 0 | 0 | 225 | 0 | 1 | 0 | 0 | 0 | [6 empty] | 0 | 0 | 150 |  | 0 | 0 | 0 | 0 | 0 | 0 | 0 | 0 | 300 | 0 | 1 | 1 | 1 | 1 | 1 | 1 | 1 | 1 | 1 | 1 | 1 | 1 | 1 | 1 | 1 | 0 | 0 | 0 | 0 | 0 | 0 | 0 | 0 | 0 | 633.76 | 0 | 1 | 1 | 1 | 1 | 1 | 1 | 1 | 1 | 1 | 1 | 1 | 1 | 1 | 1.5 | 1 | 1 | 0 | 0 | 0 | 0 | 0 | 0 | 0 | 0 | 2177.6641 | 0 | 1 | 1 | 1 | 1 | 1 | 1 | 1 | 1 | 1 | 1 | 1 | 1 | 1 | 2.5 | 1 | 1 | 1 | 1 | 1 | 1.5 | 1 |  | 1 | 1 | 1 | 1 | 1
SCE Metro Study Area | Padua | 230 | 0 | 0 | 0 | 0 | 0 | 0 | 0 | 0 | 0 | 0 | 0 | 0 | 0 | 0 | 0 | 0 | 0 | [6 empty] | 0 | 0 | 0 |  | 0 | 0 | 0 | 0 | 0 | 0 | 0 | 0 | 0 | 0 | 1 | 1 | 1 | 1 | 1 | 1 | 1 | 1 | 1 | 1 | 1 | 1 | 1 | 1 | 1 | 0 | 0 | 0 | 0 | 0 | 0 | 0 | 0 | 0 | 0 | 0 | 1 | 1 | 1 | 1 | 1 | 1 | 1 | 1 | 1 | 1 | 1 | 1 | 1 | 1 | 1 | 0 | 0 | 0 | 0 | 0 | 0 | 0 | 0 | 0 | 220 | 0 | 1 | 1 | 1 | 1 | 1 | 1 | 1 | 1 | 1 | 1 | 1 | 1 | 1 | 1 | 1 | 0 | 1 | 1 | 1 | 1 | 1 |  | 1 | 1 | 1 | 1 | 1
East of Pisgah Study Area | Pahrump | 230 | 0 | 0 | 0 | 0 | 0 | 0 | 0 | 0 | 0 | 0 | 0 | 0 | 0 | 0 | 0 | 0 | 0 | [6 empty] | 0 | 0 | 0 |  | 0 | 0 | 0 | 0 | 0 | 0 | 0 | 0 | 0 | 0 | 1 | 1 | 1 | 1 | 1 | 1 | 1 | 1 | 1 | 1 | 1 | 1 | 1 | 1 | 1 | 0 | 0 | 0 | 0 | 0 | 0 | 0 | 0 | 0 | 0 | 0 | 1 | 1 | 1 | 1 | 1 | 1 | 1 | 1 | 1 | 1 | 1 | 1 | 1 | 1 | 1 | 0 | 0 | 0 | 0 | 0 | 0 | 0 | 0 | 0 | 0 | 0 | 1 | 1 | 1 | 1 | 1 | 1 | 1 | 1 | 1 | 1 | 1 | 1 | 1 | 1 | 1 | 0 | 1 | 1 | 1 | 1 | 1 |  | 1 | 1 | 1 | 1 | 1
East of Pisgah Study Area | Pahrump | 138 | 0 | 0 | 0 | 0 | 0 | 0 | 0 | 0 | 0 | 0 | 0 | 0 | 0 | 0 | 0 | 0 | 0 | [6 empty] | 0 | 0 | 0 |  | 0 | 0 | 0 | 0 | 0 | 0 | 0 | 0 | 0 | 0 | 1 | 1 | 1 | 1 | 1 | 1 | 1 | 1 | 1 | 1 | 1 | 1 | 1 | 1 | 1 | 0 | 0 | 0 | 0 | 0 | 0 | 0 | 0 | 0 | 0 | 0 | 1 | 1 | 1 | 1 | 1 | 1 | 1 | 1 | 1 | 1 | 1 | 1 | 1 | 1 | 1 | 0 | 0 | 0 | 0 | 0 | 0 | 0 | 0 | 0 | 0 | 0 | 1 | 1 | 1 | 1 | 1 | 1 | 1 | 1 | 1 | 1 | 1 | 1 | 1 | 1 | 1 | 0 | 1 | 1 | 1 | 1 | 1 |  | 1 | 1 | 1 | 1 | 1
PG&E North of Greater Bay Study Area | Palermo | 230 | 0 | 5 | 0 | 0 | 0 | 0 | 0 | 0 | 0 | 0 | 0 | 0 | 0 | 1 | 0 | 0 | 0 | [6 empty] | 0 | 0 | 0 |  | 0 | 0 | 0 | 0 | 0 | 0 | 0 | 0 | 0 | 0 | 1 | 3 | 1 | 1 | 1 | 1 | 1 | 1 | 1 | 1 | 1 | 1 | 1 | 1 | 1 | 1 | 0 | 0 | 0 | 0 | 0 | 0 | 0 | 0 | 0 | 0 | 1 | 3 | 1 | 1 | 1 | 1 | 1 | 1 | 1 | 1 | 1 | 1 | 1 | 1 | 1 | 1 | 0 | 0 | 0 | 0 | 0 | 0 | 0 | 0 | 213.55 | 0 | 1 | 3 | 1 | 1 | 1 | 1 | 1 | 1 | 1 | 1 | 1 | 1 | 1 | 1 | 1 | 1 | 1 | 1 | 1 | 1 | 1 |  | 1 | 1 | 1 | 1 | 1
SCE Eastern Study Area | Palo Verde | 500 | 0 | 0 | 124 | 0 | 2328 | 0 | 0 | 0 | 0 | 0 | 0 | 0 | 0 | 1 | 0 | 0 | 0 | [6 empty] | 0 | 0 | 0 |  | 0 | 0 | 0 | 0 | 0 | 0 | 0 | 0 | 0 | 0 | 1 | 1 | 3 | 1 | 3 | 3 | 1 | 1 | 1 | 1 | 1 | 1 | 1 | 1 | 1 | 1 | 0 | 0 | 0 | 0 | 0 | 0 | 0 | 0 | 0 | 0 | 1 | 1 | 3 | 1 | 3 | 3 | 1 | 1 | 1 | 1 | 1 | 1 | 1 | 1 | 1 | 1 | 0 | 0 | 0 | 0 | 0 | 0 | 0 | 0 | 0 | 0 | 1 | 1 | 3 | 1 | 3 | 3 | 1 | 1 | 1 | 1 | 1 | 1 | 1 | 1 | 1 | 1 | 1 | 3 | 1 | 1 | 1 |  | 1 | 3 | 1 | 1 | 1
SDG&E Study Area | Palomar | 230 | 0 | 0 | 0 | 0 | 0 | 0 | 0 | 0 | 0 | 0 | 0 | 0 | 0 | 0 | 0 | 0 | 0 | [6 empty] | 0 | 0 | 0 |  | 0 | 0 | 0 | 0 | 0 | 0 | 0 | 0 | 0 | 0 | 1 | 1 | 1 | 1 | 1 | 1 | 1 | 1 | 1 | 1 | 1 | 1 | 1 | 1 | 1 | 0 | 0 | 0 | 0 | 0 | 0 | 0 | 0 | 0 | 0 | 0 | 1 | 1 | 1 | 1 | 1 | 1 | 1 | 1 | 1 | 1 | 1 | 1 | 1 | 1 | 1 | 0 | 0 | 0 | 0 | 0 | 0 | 0 | 0 | 0 | 0 | 0 | 1 | 1 | 1 | 1 | 1 | 1 | 1 | 1 | 1 | 1 | 1 | 1 | 1 | 1 | 1 | 0 | 1 | 1 | 1 | 1 | 1 |  | 1 | 1 | 1 | 1 | 1
PG&E Fresno Study Area | Panoche | 115 | 0 | 0 | 0 | 0 | 0 | 0 | 0 | 0 | 0 | 0 | 0 | 0 | 0 | 0 | 0 | 0 | 0 | [6 empty] | 0 | 0 | 0 |  | 0 | 0 | 0 | 0 | 0 | 0 | 0 | 0 | 0 | 0 | 1 | 1 | 1 | 1 | 1 | 1 | 1 | 1 | 1 | 1 | 1 | 1 | 1 | 1 | 1 | 0 | 0 | 0 | 0 | 0 | 0 | 0 | 0 | 0 | 0 | 0 | 1 | 1 | 1 | 1 | 1 | 1 | 1 | 1 | 1 | 1 | 1 | 1 | 1 | 1 | 1 | 0 | 0 | 0 | 0 | 0 | 0 | 0 | 0 | 0 | 213.55 | 0 | 1 | 1 | 1 | 1 | 1 | 1 | 1 | 1 | 1 | 1 | 1 | 1 | 1 | 1 | 1 | 0 | 1 | 1 | 1 | 1 | 1 |  | 1 | 1 | 1 | 1 | 1
PG&E Fresno Study Area | Panoche | 230 | 0 | 0 | 0 | 0 | 0 | 0 | 0 | 0 | 0 | 0 | 370 | 270 | 0 | 1 | 0 | 0 | 0 | [6 empty] | 0 | 0 | 0 |  | 0 | 0 | 0 | 0 | 0 | 0 | 0 | 0 | 0 | 0 | 1 | 1 | 1 | 1 | 1 | 1 | 1 | 1 | 1 | 1 | 1 | 3 | 3 | 3 | 1 | 1 | 0 | 0 | 0 | 0 | 0 | 0 | 0 | 0 | 0 | 0 | 1 | 1 | 1 | 1 | 1 | 1 | 1 | 1 | 1 | 1 | 1 | 3 | 3 | 3 | 1 | 1 | 0 | 0 | 0 | 0 | 0 | 0 | 0 | 371.733 | 371.245 | 0 | 1 | 1 | 1 | 1 | 1 | 1 | 1 | 1 | 1 | 1 | 1 | 1 | 1 | 1 | 1 | 0 | 1 | 1 | 2 | 2 | 1 |  | 1 | 1 | 2 | 2 | 1
SCE Northern Area | Pardee | 230 | 0 | 0 | 0 | 0 | 0 | 0 | 0 | 0 | 0 | 0 | 0 | 0 | 0 | 0 | 0 | 0 | 0 | [6 empty] | 0 | 0 | 0 |  | 0 | 0 | 0 | 0 | 0 | 0 | 0 | 0 | 0 | 0 | 1 | 1 | 1 | 1 | 1 | 1 | 1 | 1 | 1 | 1 | 1 | 1 | 1 | 1 | 1 | 0 | 0 | 0 | 0 | 0 | 0 | 0 | 0 | 0 | 0 | 0 | 1 | 1 | 1 | 1 | 1 | 1 | 1 | 1 | 1 | 1 | 1 | 1 | 1 | 1 | 1 | 0 | 0 | 0 | 0 | 0 | 0 | 0 | 0 | 0 | 95 | 0 | 1 | 1 | 1 | 1 | 1 | 1 | 1 | 1 | 1 | 1 | 1 | 1 | 1 | 1 | 1 | 0 | 1 | 1 | 1 | 1 | 1 |  | 1 | 1 | 1 | 1 | 1
SCE Northern Area | Pastoria | 230 | 0 | 0 | 0 | 0 | 0 | 0 | 0 | 0 | 0 | 0 | 106.875 | 80 | 0 | 1 | 0 | 0 | 0 | [6 empty] | 0 | 0 | 0 |  | 0 | 0 | 0 | 0 | 0 | 0 | 25.2 | 81.675 | 80 | 0 | 1 | 1 | 1 | 1 | 1 | 1 | 1 | 1 | 1 | 1 | 1 | 1 | 1 | 1 | 1 | 0 | 0 | 0 | 0 | 0 | 0 | 0 | 25.2 | 81.675 | 80 | 0 | 1 | 1 | 1 | 1 | 1 | 1 | 1 | 1 | 1 | 1 | 1 | 1 | 1 | 1 | 1 | 0 | 0 | 0 | 0 | 0 | 0 | 0 | 25.2 | 687.723 | 686.048 | 0 | 1 | 1 | 1 | 1 | 1 | 1 | 1 | 1 | 1 | 1 | 1 | 1 | 1 | 1 | 1 | 0 | 1 | 1 | 1 | 1 | 1 |  | 1 | 1 | 1 | 1 | 1
PG&E North of Greater Bay Study Area | Peabody | 230 | 0 | 0 | 0 | 0 | 0 | 0 | 0 | 0 | 0 | 0 | 0 | 0 | 0 | 0 | 0 | 0 | 0 | [6 empty] | 0 | 0 | 0 |  | 0 | 0 | 0 | 0 | 0 | 0 | 0 | 0 | 0 | 0 | 1 | 1 | 1 | 1 | 1 | 1 | 1 | 1 | 1 | 1 | 1 | 1 | 1 | 1 | 1 | 0 | 0 | 0 | 0 | 0 | 0 | 0 | 0 | 0 | 0 | 0 | 1 | 1 | 1 | 1 | 1 | 1 | 1 | 1 | 1 | 1 | 1 | 1 | 1 | 1 | 1 | 0 | 0 | 0 | 0 | 0 | 0 | 0 | 0 | 0 | 0 | 0 | 1 | 1 | 1 | 1 | 1 | 1 | 1 | 1 | 1 | 1 | 1 | 1 | 1 | 1 | 1 | 0 | 1 | 1 | 1 | 1 | 1 |  | 1 | 1 | 1 | 1 | 1
PG&E North of Greater Bay Study Area | Pease | 115 | 0 | 0 | 0 | 0 | 0 | 0 | 0 | 0 | 0 | 0 | 0 | 0 | 0 | 0 | 0 | 3 | 0 | [6 empty] | 0 | 0 | 5 |  | 0 | 0 | 0 | 0 | 0 | 0 | 0 | 0 | 0 | 0 | 1 | 1 | 1 | 1 | 1 | 1 | 1 | 1 | 1 | 1 | 1 | 1 | 1 | 1 | 1 | 0 | 0 | 0 | 0 | 0 | 0 | 0 | 0 | 0 | 0 | 0 | 1 | 1 | 1 | 1 | 1 | 1 | 1 | 1 | 1 | 1 | 1 | 1 | 1 | 1 | 1 | 0 | 0 | 0 | 0 | 0 | 0 | 0 | 0 | 0 | 101 | 0 | 1 | 1 | 1 | 1 | 1 | 1 | 1 | 1 | 1 | 1 | 1 | 1 | 1 | 1 | 1 | 0 | 1 | 1 | 1 | 1 | 1 |  | 1 | 1 | 1 | 1 | 1
SDG&E Study Area | Penasquitos | 230 | 0 | 0 | 0 | 0 | 0 | 0 | 0 | 0 | 0 | 0 | 0 | 0 | 0 | 0 | 0 | 0 | 0 | [6 empty] | 0 | 0 | 0 |  | 0 | 0 | 0 | 0 | 0 | 0 | 0 | 0 | 0 | 0 | 1 | 1 | 1 | 1 | 1 | 1 | 1 | 1 | 1 | 1 | 1 | 1 | 1 | 1 | 1 | 0 | 0 | 0 | 0 | 0 | 0 | 0 | 0 | 0 | 0 | 0 | 1 | 1 | 1 | 1 | 1 | 1 | 1 | 1 | 1 | 1 | 1 | 1 | 1 | 1 | 1 | 0 | 0 | 0 | 0 | 0 | 0 | 0 | 0 | 0 | 0 | 0 | 1 | 1 | 1 | 1 | 1 | 1 | 1 | 1 | 1 | 1 | 1 | 1 | 1 | 1 | 1 | 0 | 1 | 1 | 1 | 1 | 1 |  | 1 | 1 | 1 | 1 | 1
SDG&E Study Area | Penasquitos | 138 | 0 | 0 | 0 | 0 | 0 | 0 | 0 | 0 | 0 | 0 | 0 | 0 | 0 | 0 | 0 | 0 | 0 | [6 empty] | 0 | 0 | 0 |  | 0 | 0 | 0 | 0 | 0 | 0 | 0 | 0 | 0 | 0 | 1 | 1 | 1 | 1 | 1 | 1 | 1 | 1 | 1 | 1 | 1 | 1 | 1 | 1 | 1 | 0 | 0 | 0 | 0 | 0 | 0 | 0 | 0 | 0 | 0 | 0 | 1 | 1 | 1 | 1 | 1 | 1 | 1 | 1 | 1 | 1 | 1 | 1 | 1 | 1 | 1 | 0 | 0 | 0 | 0 | 0 | 0 | 0 | 0 | 0 | 0 | 0 | 1 | 1 | 1 | 1 | 1 | 1 | 1 | 1 | 1 | 1 | 1 | 1 | 1 | 1 | 1 | 0 | 1 | 1 | 1 | 1 | 1 |  | 1 | 1 | 1 | 1 | 1
PG&E North of Greater Bay Study Area | Peoria | 115 | 0 | 0 | 0 | 0 | 0 | 0 | 0 | 0 | 0 | 0 | 0 | 0 | 0 | 0 | 0 | 0 | 0 | [6 empty] | 0 | 0 | 0 |  | 0 | 0 | 0 | 0 | 0 | 0 | 0 | 0 | 0 | 0 | 1 | 1 | 1 | 1 | 1 | 1 | 1 | 1 | 1 | 1 | 1 | 1 | 1 | 1 | 1 | 0 | 0 | 0 | 0 | 0 | 0 | 0 | 0 | 0 | 0 | 0 | 1 | 1 | 1 | 1 | 1 | 1 | 1 | 1 | 1 | 1 | 1 | 1 | 1 | 1 | 1 | 0 | 0 | 0 | 0 | 0 | 0 | 0 | 0 | 0 | 0 | 0 | 1 | 1 | 1 | 1 | 1 | 1 | 1 | 1 | 1 | 1 | 1 | 1 | 1 | 1 | 1 | 0 | 1 | 1 | 1 | 1 | 1 |  | 1 | 1 | 1 | 1 | 1
SCE North of Lugo (NOL) Study Area | Pisgah | 230 | 0 | 0 | 100 | 0 | 0 | 0 | 0 | 0 | 0 | 50 | 250 | 190 | 0 | 1 | 0 | 0 | 0 | [6 empty] | 0 | 0 | 0 |  | 0 | 0 | 0 | 0 | 0 | 0 | 0 | 0 | 0 | 0 | 1 | 1 | 3 | 1 | 3 | 1 | 1 | 1 | 1 | 1 | 3 | 3 | 3 | 3 | 1 | 1 | 0 | 0 | 0 | 0 | 0 | 0 | 0 | 0 | 0 | 0 | 1 | 1 | 3 | 1 | 3 | 1 | 1 | 1 | 1 | 1 | 3 | 3 | 3 | 3 | 1 | 1 | 0 | 0 | 150 | 0 | 0 | 0 | 0 | 312.96 | 312.96 | 0 | 1 | 1 | 1 | 1 | 1 | 1 | 1 | 1 | 1 | 1 | 3 | 1 | 1 | 1 | 1 | 1 | 1 | 2 | 2 | 2 | 1 |  | 1 | 2 | 2 | 2 | 1
PG&E North of Greater Bay Study Area | Pit 1 | 230 | 0 | 5 | 0 | 0 | 0 | 0 | 0 | 0 | 0 | 0 | 0 | 0 | 0 | 1 | 0 | 0 | 0 | [6 empty] | 0 | 0 | 0 |  | 0 | 0 | 0 | 0 | 0 | 0 | 0 | 0 | 0 | 0 | 1 | 3 | 1 | 1 | 1 | 1 | 1 | 1 | 1 | 1 | 1 | 1 | 1 | 1 | 1 | 1 | 0 | 0 | 0 | 0 | 0 | 0 | 0 | 0 | 0 | 0 | 1 | 3 | 1 | 1 | 1 | 1 | 1 | 1 | 1 | 1 | 1 | 1 | 1 | 1 | 1 | 1 | 0 | 0 | 0 | 0 | 0 | 0 | 0 | 0 | 0 | 0 | 1 | 3 | 1 | 1 | 1 | 1 | 1 | 1 | 1 | 1 | 1 | 1 | 1 | 1 | 1 | 1 | 1 | 1 | 1 | 1 | 1 |  | 1 | 1 | 1 | 1 | 1
PG&E North of Greater Bay Study Area | Pittsburg | 230 | 0 | 0 | 0 | 0 | 0 | 0 | 0 | 0 | 0 | 0 | 0 | 400 | 0 | 1 | 0 | 0 | 0 | [6 empty] | 0 | 0 | 200 |  | 0 | 0 | 0 | 0 | 0 | 0 | 0 | 0 | 200 | 0 | 1 | 1 | 1 | 1 | 1 | 1 | 1 | 1 | 1 | 1 | 1 | 1 | 1 | 2 | 1 | 1 | 0 | 0 | 0 | 0 | 0 | 0 | 0 | 0 | 875 | 0 | 1 | 1 | 1 | 1 | 1 | 1 | 1 | 1 | 1 | 1 | 1 | 1 | 1 | 1.5 | 1 | 1 | 0 | 0 | 0 | 0 | 0 | 0 | 0 | 0 | 2158.786 | 0 | 1 | 1 | 1 | 1 | 1 | 1 | 1 | 1 | 1 | 1 | 1 | 1 | 1 | 2.5 | 1 | 1 | 1 | 1 | 1 | 2 | 1 |  | 1 | 1 | 1 | 1.5 | 1
PG&E North of Greater Bay Study Area | Pittsburg PP | 230 | 0 | 0 | 0 | 0 | 0 | 0 | 0 | 0 | 0 | 0 | 0 | 0 | 0 | 0 | 0 | 0 | 0 | [6 empty] | 0 | 0 | 0 |  | 0 | 0 | 0 | 0 | 0 | 0 | 0 | 0 | 0 | 0 | 1 | 1 | 1 | 1 | 1 | 1 | 1 | 1 | 1 | 1 | 1 | 1 | 1 | 1 | 1 | 0 | 0 | 0 | 0 | 0 | 0 | 0 | 0 | 0 | 0 | 0 | 1 | 1 | 1 | 1 | 1 | 1 | 1 | 1 | 1 | 1 | 1 | 1 | 1 | 1 | 1 | 0 | 0 | 0 | 0 | 0 | 0 | 0 | 0 | 0 | 179.4 | 0 | 1 | 1 | 1 | 1 | 1 | 1 | 1 | 1 | 1 | 1 | 1 | 1 | 1 | 1 | 1 | 0 | 1 | 1 | 1 | 1 | 1 |  | 1 | 1 | 1 | 1 | 1
PG&E North of Greater Bay Study Area | Placerville | 115 | 0 | 3 | 0 | 0 | 0 | 0 | 0 | 0 | 0 | 0 | 0 | 0 | 0 | 1 | 0 | 0 | 0 | [6 empty] | 0 | 0 | 0 |  | 0 | 0 | 0 | 0 | 0 | 0 | 0 | 0 | 0 | 0 | 1 | 3 | 1 | 1 | 1 | 1 | 1 | 1 | 1 | 1 | 1 | 1 | 1 | 1 | 1 | 1 | 0 | 0 | 0 | 0 | 0 | 0 | 0 | 0 | 0 | 0 | 1 | 3 | 1 | 1 | 1 | 1 | 1 | 1 | 1 | 1 | 1 | 1 | 1 | 1 | 1 | 1 | 0 | 0 | 0 | 0 | 0 | 0 | 0 | 0 | 0 | 0 | 1 | 3 | 1 | 1 | 1 | 1 | 1 | 1 | 1 | 1 | 1 | 1 | 1 | 1 | 1 | 1 | 1 | 1 | 1 | 1 | 1 |  | 1 | 1 | 1 | 1 | 1
PG&E North of Greater Bay Study Area | Pleasant Grove | 115 | 0 | 0 | 0 | 0 | 0 | 0 | 0 | 0 | 0 | 0 | 0 | 0 | 0 | 0 | 0 | 0 | 0 | [6 empty] | 0 | 0 | 0 |  | 0 | 0 | 0 | 0 | 0 | 0 | 0 | 0 | 0 | 0 | 1 | 1 | 1 | 1 | 1 | 1 | 1 | 1 | 1 | 1 | 1 | 1 | 1 | 1 | 1 | 0 | 0 | 0 | 0 | 0 | 0 | 0 | 0 | 0 | 0 | 0 | 1 | 1 | 1 | 1 | 1 | 1 | 1 | 1 | 1 | 1 | 1 | 1 | 1 | 1 | 1 | 0 | 0 | 0 | 0 | 0 | 0 | 0 | 0 | 0 | 0 | 0 | 1 | 1 | 1 | 1 | 1 | 1 | 1 | 1 | 1 | 1 | 1 | 1 | 1 | 1 | 1 | 0 | 1 | 1 | 1 | 1 | 1 |  | 1 | 1 | 1 | 1 | 1
PG&E East Kern Study Area | Poso Mountain | 115 | 0 | 0 | 0 | 0 | 0 | 0 | 0 | 0 | 0 | 0 | 0 | 0 | 0 | 0 | 0 | 0 | 0 | [6 empty] | 0 | 0 | 0 |  | 0 | 0 | 0 | 0 | 0 | 0 | 0 | 0 | 0 | 0 | 1 | 1 | 1 | 1 | 1 | 1 | 1 | 1 | 1 | 1 | 1 | 1 | 1 | 1 | 1 | 0 | 0 | 0 | 0 | 0 | 0 | 0 | 0 | 0 | 0 | 0 | 1 | 1 | 1 | 1 | 1 | 1 | 1 | 1 | 1 | 1 | 1 | 1 | 1 | 1 | 1 | 0 | 0 | 0 | 0 | 0 | 0 | 0 | 0 | 0 | 0 | 0 | 1 | 1 | 1 | 1 | 1 | 1 | 1 | 1 | 1 | 1 | 1 | 1 | 1 | 1 | 1 | 0 | 1 | 1 | 1 | 1 | 1 |  | 1 | 1 | 1 | 1 | 1
East of Pisgah Study Area | Primm | 230 | 0 | 0 | 0 | 0 | 0 | 0 | 0 | 0 | 0 | 0 | 0 | 0 | 0 | 0 | 0 | 0 | 0 | [6 empty] | 0 | 0 | 0 |  | 0 | 0 | 0 | 0 | 0 | 0 | 0 | 0 | 0 | 0 | 1 | 1 | 1 | 1 | 1 | 1 | 1 | 1 | 1 | 1 | 1 | 1 | 1 | 1 | 1 | 0 | 0 | 0 | 0 | 0 | 0 | 0 | 0 | 0 | 0 | 0 | 1 | 1 | 1 | 1 | 1 | 1 | 1 | 1 | 1 | 1 | 1 | 1 | 1 | 1 | 1 | 0 | 0 | 0 | 0 | 0 | 0 | 0 | 0 | 0 | 0 | 0 | 1 | 1 | 1 | 1 | 1 | 1 | 1 | 1 | 1 | 1 | 1 | 1 | 1 | 1 | 1 | 0 | 1 | 1 | 1 | 1 | 1 |  | 1 | 1 | 1 | 1 | 1
PG&E Fresno Study Area | Pumpjack | 115 | 0 | 0 | 0 | 0 | 0 | 0 | 0 | 0 | 0 | 0 | 0 | 0 | 0 | 0 | 0 | 0 | 0 | [6 empty] | 0 | 0 | 0 |  | 0 | 0 | 0 | 0 | 0 | 0 | 0 | 0 | 0 | 0 | 1 | 1 | 1 | 1 | 1 | 1 | 1 | 1 | 1 | 1 | 1 | 1 | 1 | 1 | 1 | 0 | 0 | 0 | 0 | 0 | 0 | 0 | 0 | 0 | 0 | 0 | 1 | 1 | 1 | 1 | 1 | 1 | 1 | 1 | 1 | 1 | 1 | 1 | 1 | 1 | 1 | 0 | 0 | 0 | 0 | 0 | 0 | 0 | 0 | 0 | 0 | 0 | 1 | 1 | 1 | 1 | 1 | 1 | 1 | 1 | 1 | 1 | 1 | 1 | 1 | 1 | 1 | 0 | 1 | 1 | 1 | 1 | 1 |  | 1 | 1 | 1 | 1 | 1
PG&E North of Greater Bay Study Area | Putah Creek | 115 | 0 | 0 | 0 | 0 | 0 | 0 | 0 | 0 | 0 | 0 | 0 | 0 | 0 | 0 | 0 | 0 | 0 | [6 empty] | 0 | 3 | 3 |  | 0 | 0 | 0 | 0 | 0 | 0 | 0 | 0 | 0 | 0 | 1 | 1 | 1 | 1 | 1 | 1 | 1 | 1 | 1 | 1 | 1 | 1 | 1 | 1 | 1 | 0 | 0 | 0 | 0 | 0 | 0 | 0 | 0 | 0 | 0 | 0 | 1 | 1 | 1 | 1 | 1 | 1 | 1 | 1 | 1 | 1 | 1 | 1 | 1 | 1 | 1 | 0 | 0 | 0 | 0 | 0 | 0 | 0 | 0 | 0 | 0 | 0 | 1 | 1 | 1 | 1 | 1 | 1 | 1 | 1 | 1 | 1 | 1 | 1 | 1 | 1 | 1 | 0 | 1 | 1 | 1 | 1 | 1 |  | 1 | 1 | 1 | 1 | 1
PG&E North of Greater Bay Study Area | Quinto | 230 | 0 | 0 | 0 | 0 | 0 | 0 | 0 | 0 | 0 | 0 | 0 | 0 | 0 | 0 | 0 | 0 | 0 | [6 empty] | 0 | 0 | 0 |  | 0 | 0 | 0 | 0 | 0 | 0 | 0 | 0 | 0 | 0 | 1 | 1 | 1 | 1 | 1 | 1 | 1 | 1 | 1 | 1 | 1 | 1 | 1 | 1 | 1 | 0 | 0 | 0 | 0 | 0 | 0 | 0 | 0 | 0 | 0 | 0 | 1 | 1 | 1 | 1 | 1 | 1 | 1 | 1 | 1 | 1 | 1 | 1 | 1 | 1 | 1 | 0 | 0 | 0 | 150 | 9 | 0 | 0 | 0 | 0 | 0 | 0 | 1 | 1 | 1 | 1 | 1 | 1 | 1 | 1 | 1 | 1 | 1 | 1 | 1 | 1 | 1 | 0 | 1 | 1 | 1 | 1 | 1 |  | 1 | 1 | 1 | 1 | 1
SCE Metro Study Area | Rancho Vista | 500 | 0 | 0 | 0 | 0 | 0 | 0 | 0 | 0 | 0 | 0 | 0 | 0 | 0 | 0 | 0 | 0 | 0 | [6 empty] | 0 | 0 | 0 |  | 0 | 0 | 0 | 0 | 0 | 0 | 0 | 0 | 0 | 0 | 1 | 1 | 1 | 1 | 1 | 1 | 1 | 1 | 1 | 1 | 1 | 1 | 1 | 1 | 1 | 0 | 0 | 0 | 0 | 0 | 0 | 0 | 0 | 0 | 0 | 0 | 1 | 1 | 1 | 1 | 1 | 1 | 1 | 1 | 1 | 1 | 1 | 1 | 1 | 1 | 1 | 0 | 0 | 0 | 0 | 0 | 0 | 0 | 0 | 0 | 0 | 0 | 1 | 1 | 1 | 1 | 1 | 1 | 1 | 1 | 1 | 1 | 1 | 1 | 1 | 1 | 1 | 0 | 1 | 1 | 1 | 1 | 1 |  | 1 | 1 | 1 | 1 | 1
SCE Metro Study Area | Rancho Vista | 230 | 0 | 0 | 0 | 0 | 0 | 0 | 0 | 0 | 0 | 0 | 0 | 0 | 0 | 0 | 0 | 0 | 0 | [6 empty] | 0 | 0 | 0 |  | 0 | 0 | 0 | 0 | 0 | 0 | 0 | 0 | 0 | 0 | 1 | 1 | 1 | 1 | 1 | 1 | 1 | 1 | 1 | 1 | 1 | 1 | 1 | 1 | 1 | 0 | 0 | 0 | 0 | 0 | 0 | 0 | 0 | 0 | 0 | 0 | 1 | 1 | 1 | 1 | 1 | 1 | 1 | 1 | 1 | 1 | 1 | 1 | 1 | 1 | 1 | 0 | 0 | 0 | 0 | 0 | 0 | 0 | 0 | 0 | 0 | 0 | 1 | 1 | 1 | 1 | 1 | 1 | 1 | 1 | 1 | 1 | 1 | 1 | 1 | 1 | 1 | 0 | 1 | 1 | 1 | 1 | 1 |  | 1 | 1 | 1 | 1 | 1
SCE North of Lugo (NOL) Study Area | Ransburg | 115 | 0 | 0 | 0 | 0 | 0 | 0 | 0 | 0 | 0 | 0 | 0 | 0 | 0 | 0 | 0 | 0 | 0 | [6 empty] | 0 | 0 | 0 |  | 0 | 0 | 0 | 0 | 0 | 0 | 0 | 0 | 0 | 0 | 1 | 1 | 1 | 1 | 1 | 1 | 1 | 1 | 1 | 1 | 1 | 1 | 1 | 1 | 1 | 0 | 0 | 0 | 0 | 0 | 0 | 0 | 0 | 0 | 0 | 0 | 1 | 1 | 1 | 1 | 1 | 1 | 1 | 1 | 1 | 1 | 1 | 1 | 1 | 1 | 1 | 0 | 0 | 0 | 0 | 0 | 0 | 0 | 0 | 0 | 0 | 0 | 1 | 1 | 1 | 1 | 1 | 1 | 1 | 1 | 1 | 1 | 1 | 1 | 1 | 1 | 1 | 0 | 1 | 1 | 1 | 1 | 1 |  | 1 | 1 | 1 | 1 | 1
SCE Northern Area | Rector | 230 | 0 | 0 | 0 | 0 | 0 | 0 | 0 | 0 | 0 | 0 | 100 | 0 | 0 | 1 | 0 | 0 | 0 | [6 empty] | 0 | 0 | 0 |  | 0 | 0 | 0 | 0 | 0 | 0 | 0 | 0 | 0 | 0 | 1 | 1 | 1 | 1 | 1 | 1 | 1 | 1 | 1 | 1 | 1 | 3 | 3 | 1 | 1 | 1 | 0 | 0 | 0 | 0 | 0 | 0 | 0 | 0 | 0 | 0 | 1 | 1 | 1 | 1 | 1 | 1 | 1 | 1 | 1 | 1 | 1 | 3 | 3 | 1 | 1 | 1 | 0 | 0 | 0 | 0 | 0 | 0 | 50 | 706.1724 | 1282.9583 | 0 | 1 | 1 | 1 | 1 | 1 | 1 | 1 | 1 | 1 | 1 | 1 | 1 | 1 | 1.5 | 1 | 1 | 1 | 1 | 2 | 1 | 1 |  | 1 | 1 | 2 | 1 | 1
SCE Eastern Study Area | Redbluff | 500 | 0 | 0 | 0 | 0 | 0 | 0 | 0 | 0 | 0 | 250 | 400 | 231.4 | 700 | 1 | 0 | 0 | 0 | [6 empty] | 150 | 0 | 0 |  | 0 | 0 | 0 | 0 | 0 | 0 | 0 | 518.4 | 518.4 | 0 | 1 | 1 | 1 | 1 | 1 | 1 | 1 | 1 | 1 | 1 | 1 | 1 | 2 | 1 | 3 | 1 | 0 | 0 | 0 | 0 | 0 | 0 | 0 | 918.4 | 718.4 | 1400 | 1 | 1 | 1 | 1 | 1 | 1 | 1 | 1 | 1 | 1 | 1 | 1.5 | 1 | 1.5 | 2.5 | 1 | 0 | 0 | 0 | 0 | 0 | 0 | 0 | 1594.05 | 2828.45 | 1400 | 1 | 1 | 1 | 1 | 1 | 1 | 1 | 1 | 1 | 1 | 2 | 1.5 | 1.5 | 2.5 | 1 | 1 | 1 | 1 | 2 | 1.5 | 2 |  | 1 | 1 | 1 | 1 | 1
SCE Eastern Study Area | Redbluff | 230 | 0 | 0 | 0 | 0 | 0 | 0 | 0 | 0 | 0 | 912 | 1127 | 830.1536 | 0 | 1 | 0 | 0 | 0 | [6 empty] | 855.5 | 100 | 178 |  | 0 | 0 | 0 | 0 | 0 | 0 | 456 | 1560 | 1444 | 0 | 1 | 1 | 1 | 1 | 1 | 1 | 1 | 1 | 1 | 1 | 1 | 1.5 | 1 | 2.5 | 1 | 1 | 0 | 0 | 0 | 0 | 0 | 0 | 507.3211 | 1634.9696 | 1509.6789 | 0 | 1 | 1 | 1 | 1 | 1 | 1 | 1 | 1 | 1 | 1 | 1 | 1.5 | 1 | 2.5 | 1 | 1 | 0 | 0 | 0 | 0 | 0 | 0 | 507.3211 | 2460.9898 | 2840.9317 | 0 | 1 | 1 | 1 | 1 | 1 | 1 | 1 | 1 | 1 | 1 | 2 | 1.5 | 1.5 | 2.5 | 1 | 1 | 1 | 1 | 1 | 2.75 | 1 |  | 1 | 1 | 1 | 2.75 | 1
SCE Metro Study Area | Redondo | 230 | 0 | 0 | 0 | 0 | 0 | 0 | 0 | 0 | 0 | 0 | 0 | 0 | 0 | 0 | 0 | 0 | 0 | [6 empty] | 0 | 0 | 0 |  | 0 | 0 | 0 | 0 | 0 | 0 | 0 | 0 | 0 | 0 | 1 | 1 | 1 | 1 | 1 | 1 | 1 | 1 | 1 | 1 | 1 | 1 | 1 | 1 | 1 | 0 | 0 | 0 | 0 | 0 | 0 | 0 | 0 | 0 | 0 | 0 | 1 | 1 | 1 | 1 | 1 | 1 | 1 | 1 | 1 | 1 | 1 | 1 | 1 | 1 | 1 | 0 | 0 | 0 | 0 | 0 | 0 | 0 | 0 | 0 | 0 | 0 | 1 | 1 | 1 | 1 | 1 | 1 | 1 | 1 | 1 | 1 | 1 | 1 | 1 | 1 | 1 | 0 | 1 | 1 | 1 | 1 | 1 |  | 1 | 1 | 1 | 1 | 1
PG&E Fresno Study Area | Reedley | 115 | 0 | 0 | 0 | 0 | 0 | 0 | 0 | 0 | 0 | 0 | 0 | 0 | 0 | 0 | 0 | 0 | 0 | [6 empty] | 0 | 0 | 0 |  | 0 | 0 | 0 | 0 | 0 | 0 | 0 | 0 | 0 | 0 | 1 | 1 | 1 | 1 | 1 | 1 | 1 | 1 | 1 | 1 | 1 | 1 | 1 | 1 | 1 | 0 | 0 | 0 | 0 | 0 | 0 | 0 | 0 | 0 | 0 | 0 | 1 | 1 | 1 | 1 | 1 | 1 | 1 | 1 | 1 | 1 | 1 | 1 | 1 | 1 | 1 | 0 | 0 | 0 | 0 | 0 | 0 | 0 | 0 | 0 | 0 | 0 | 1 | 1 | 1 | 1 | 1 | 1 | 1 | 1 | 1 | 1 | 1 | 1 | 1 | 1 | 1 | 0 | 1 | 1 | 1 | 1 | 1 |  | 1 | 1 | 1 | 1 | 1
PG&E Fresno Study Area | Regulus | 115 | 0 | 0 | 0 | 0 | 0 | 0 | 0 | 0 | 0 | 0 | 0 | 0 | 0 | 0 | 0 | 0 | 0 | [6 empty] | 0 | 0 | 0 |  | 0 | 0 | 0 | 0 | 0 | 0 | 0 | 0 | 0 | 0 | 1 | 1 | 1 | 1 | 1 | 1 | 1 | 1 | 1 | 1 | 1 | 1 | 1 | 1 | 1 | 0 | 0 | 0 | 0 | 0 | 0 | 0 | 0 | 0 | 0 | 0 | 1 | 1 | 1 | 1 | 1 | 1 | 1 | 1 | 1 | 1 | 1 | 1 | 1 | 1 | 1 | 0 | 0 | 0 | 0 | 0 | 0 | 0 | 0 | 0 | 0 | 0 | 1 | 1 | 1 | 1 | 1 | 1 | 1 | 1 | 1 | 1 | 1 | 1 | 1 | 1 | 1 | 0 | 1 | 1 | 1 | 1 | 1 |  | 1 | 1 | 1 | 1 | 1
PG&E East Kern Study Area | Renfro | 115 | 0 | 0 | 0 | 0 | 0 | 0 | 0 | 0 | 0 | 0 | 0 | 0 | 0 | 0 | 0 | 0 | 0 | [6 empty] | 0 | 0 | 0 |  | 0 | 0 | 0 | 0 | 0 | 0 | 0 | 0 | 0 | 0 | 1 | 1 | 1 | 1 | 1 | 1 | 1 | 1 | 1 | 1 | 1 | 1 | 1 | 1 | 1 | 0 | 0 | 0 | 0 | 0 | 0 | 0 | 0 | 0 | 0 | 0 | 1 | 1 | 1 | 1 | 1 | 1 | 1 | 1 | 1 | 1 | 1 | 1 | 1 | 1 | 1 | 0 | 0 | 0 | 0 | 0 | 0 | 0 | 0 | 0 | 0 | 0 | 1 | 1 | 1 | 1 | 1 | 1 | 1 | 1 | 1 | 1 | 1 | 1 | 1 | 1 | 1 | 0 | 1 | 1 | 1 | 1 | 1 |  | 1 | 1 | 1 | 1 | 1
East of Pisgah Study Area | Rest of VEA 138 kV System | 138 | 0 | 0 | 0 | 0 | 0 | 0 | 0 | 0 | 0 | 0 | 0 | 0 | 0 | 0 | 0 | 0 | 0 | [6 empty] | 0 | 0 | 0 |  | 0 | 0 | 0 | 0 | 0 | 0 | 0 | 0 | 0 | 0 | 1 | 1 | 1 | 1 | 1 | 1 | 1 | 1 | 1 | 1 | 1 | 1 | 1 | 1 | 1 | 0 | 0 | 0 | 0 | 0 | 0 | 0 | 0 | 0 | 0 | 0 | 1 | 1 | 1 | 1 | 1 | 1 | 1 | 1 | 1 | 1 | 1 | 1 | 1 | 1 | 1 | 0 | 0 | 0 | 0 | 0 | 0 | 0 | 0 | 0 | 0 | 0 | 1 | 1 | 1 | 1 | 1 | 1 | 1 | 1 | 1 | 1 | 1 | 1 | 1 | 1 | 1 | 0 | 1 | 1 | 1 | 1 | 1 |  | 1 | 1 | 1 | 1 | 1
PG&E North of Greater Bay Study Area | Richmond | 115 | 0 | 0 | 0 | 0 | 0 | 0 | 0 | 0 | 0 | 0 | 0 | 0 | 0 | 0 | 0 | 0 | 0 | [6 empty] | 0 | 0 | 0 |  | 0 | 0 | 0 | 0 | 0 | 0 | 0 | 0 | 0 | 0 | 1 | 1 | 1 | 1 | 1 | 1 | 1 | 1 | 1 | 1 | 1 | 1 | 1 | 1 | 1 | 0 | 0 | 0 | 0 | 0 | 0 | 0 | 0 | 0 | 0 | 0 | 1 | 1 | 1 | 1 | 1 | 1 | 1 | 1 | 1 | 1 | 1 | 1 | 1 | 1 | 1 | 0 | 0 | 0 | 0 | 0 | 0 | 0 | 0 | 0 | 332.85 | 0 | 1 | 1 | 1 | 1 | 1 | 1 | 1 | 1 | 1 | 1 | 1 | 1 | 1 | 1 | 1 | 0 | 1 | 1 | 1 | 1 | 1 |  | 1 | 1 | 1 | 1 | 1
PG&E East Kern Study Area | Rio Bravo | 115 | 0 | 0 | 0 | 0 | 0 | 0 | 0 | 0 | 0 | 0 | 55 | 55 | 0 | 1 | 0 | 0 | 0 | [6 empty] | 0 | 0 | 0 |  | 0 | 0 | 0 | 0 | 0 | 0 | 0 | 0 | 0 | 0 | 1 | 1 | 1 | 1 | 1 | 1 | 1 | 1 | 1 | 1 | 1 | 3 | 3 | 3 | 1 | 1 | 0 | 0 | 0 | 0 | 0 | 0 | 0 | 55.9 | 55.8 | 0 | 1 | 1 | 1 | 1 | 1 | 1 | 1 | 1 | 1 | 1 | 1 | 1 | 1 | 1 | 1 | 0 | 0 | 0 | 0 | 0 | 0 | 0 | 0 | 158.154 | 157.5635 | 0 | 1 | 1 | 1 | 1 | 1 | 1 | 1 | 1 | 1 | 1 | 1 | 1 | 1 | 1 | 1 | 0 | 1 | 1 | 2 | 2 | 1 |  | 1 | 1 | 1 | 1 | 1
SCE Metro Study Area | Rio Hondo | 230 | 0 | 0 | 0 | 0 | 0 | 0 | 0 | 0 | 0 | 0 | 0 | 0 | 0 | 0 | 0 | 0 | 0 | [6 empty] | 0 | 0 | 0 |  | 0 | 0 | 0 | 0 | 0 | 0 | 0 | 0 | 0 | 0 | 1 | 1 | 1 | 1 | 1 | 1 | 1 | 1 | 1 | 1 | 1 | 1 | 1 | 1 | 1 | 0 | 0 | 0 | 0 | 0 | 0 | 0 | 0 | 0 | 0 | 0 | 1 | 1 | 1 | 1 | 1 | 1 | 1 | 1 | 1 | 1 | 1 | 1 | 1 | 1 | 1 | 0 | 0 | 0 | 0 | 0 | 0 | 0 | 0 | 0 | 1121.1109 | 0 | 1 | 1 | 1 | 1 | 1 | 1 | 1 | 1 | 1 | 1 | 1 | 1 | 1 | 1.5 | 1 | 1 | 1 | 1 | 1 | 1 | 1 |  | 1 | 1 | 1 | 1 | 1
PG&E North of Greater Bay Study Area | Rio Oso | 230 | 0 | 0 | 0 | 0 | 0 | 0 | 0 | 0 | 0 | 120 | 150 | 110 | 0 | 1 | 0 | 0 | 0 | [6 empty] | 0 | 0 | 0 |  | 0 | 0 | 0 | 0 | 0 | 0 | 0 | 0 | 0 | 0 | 1 | 1 | 1 | 1 | 1 | 1 | 1 | 1 | 1 | 1 | 3 | 3 | 3 | 3 | 1 | 1 | 0 | 0 | 0 | 0 | 0 | 0 | 0 | 0 | 102 | 0 | 1 | 1 | 1 | 1 | 1 | 1 | 1 | 1 | 1 | 1 | 3 | 3 | 3 | 1 | 1 | 1 | 0 | 0 | 0 | 0 | 0 | 0 | 159.696 | 422.994 | 833.024 | 0 | 1 | 1 | 1 | 1 | 1 | 1 | 1 | 1 | 1 | 1 | 1 | 1 | 1 | 1 | 1 | 0 | 1 | 1 | 2 | 2 | 1 |  | 1 | 1 | 2 | 1 | 1
PG&E North of Greater Bay Study Area | Ripon | 115 | 0 | 0 | 0 | 0 | 0 | 0 | 0 | 0 | 0 | 0 | 0 | 0 | 0 | 0 | 0 | 0 | 0 | [6 empty] | 0 | 0 | 0 |  | 0 | 0 | 0 | 0 | 0 | 0 | 0 | 0 | 100 | 0 | 1 | 1 | 1 | 1 | 1 | 1 | 1 | 1 | 1 | 1 | 1 | 1 | 1 | 1 | 1 | 0 | 0 | 0 | 0 | 0 | 0 | 0 | 0 | 0 | 100 | 0 | 1 | 1 | 1 | 1 | 1 | 1 | 1 | 1 | 1 | 1 | 1 | 1 | 1 | 1 | 1 | 0 | 0 | 0 | 0 | 0 | 0 | 0 | 0 | 0 | 100 | 0 | 1 | 1 | 1 | 1 | 1 | 1 | 1 | 1 | 1 | 1 | 1 | 1 | 1 | 1 | 1 | 0 | 1 | 1 | 1 | 1 | 1 |  | 1 | 1 | 1 | 1 | 1
PG&E North of Greater Bay Study Area | Riverbank | 115 | 0 | 0 | 0 | 0 | 0 | 0 | 0 | 0 | 0 | 0 | 0 | 0 | 0 | 0 | 0 | 0 | 0 | [6 empty] | 0 | 0 | 0 |  | 0 | 0 | 0 | 0 | 0 | 0 | 0 | 0 | 0 | 0 | 1 | 1 | 1 | 1 | 1 | 1 | 1 | 1 | 1 | 1 | 1 | 1 | 1 | 1 | 1 | 0 | 0 | 0 | 0 | 0 | 0 | 0 | 0 | 0 | 0 | 0 | 1 | 1 | 1 | 1 | 1 | 1 | 1 | 1 | 1 | 1 | 1 | 1 | 1 | 1 | 1 | 0 | 0 | 0 | 0 | 0 | 0 | 0 | 0 | 0 | 0 | 0 | 1 | 1 | 1 | 1 | 1 | 1 | 1 | 1 | 1 | 1 | 1 | 1 | 1 | 1 | 1 | 0 | 1 | 1 | 1 | 1 | 1 |  | 1 | 1 | 1 | 1 | 1
SCE North of Lugo (NOL) Study Area | Roadway | 115 | 0 | 0 | 0 | 0 | 0 | 0 | 0 | 0 | 0 | 0 | 220.92 | 159.94 | 0 | 1 | 0 | 0 | 0 | [6 empty] | 0 | 0 | 0 |  | 0 | 0 | 0 | 0 | 0 | 0 | 50.1 | 170.82 | 159.94 | 0 | 1 | 1 | 1 | 1 | 1 | 1 | 1 | 1 | 1 | 1 | 1 | 1 | 1 | 1 | 1 | 0 | 0 | 0 | 0 | 0 | 0 | 0 | 50.1 | 170.82 | 159.94 | 0 | 1 | 1 | 1 | 1 | 1 | 1 | 1 | 1 | 1 | 1 | 1 | 1 | 1 | 1 | 1 | 0 | 0 | 0 | 0 | 0 | 0 | 0 | 50.1 | 170.82 | 159.94 | 0 | 1 | 1 | 1 | 1 | 1 | 1 | 1 | 1 | 1 | 1 | 1 | 2 | 1 | 1 | 1 | 1 | 1 | 1 | 1 | 1 | 1 |  | 1 | 1 | 1 | 1 | 1
PG&E East Kern Study Area | Rosedale | 115 | 0 | 0 | 0 | 0 | 0 | 0 | 0 | 0 | 0 | 0 | 0 | 0 | 0 | 0 | 0 | 0 | 0 | [6 empty] | 0 | 0 | 0 |  | 0 | 0 | 0 | 0 | 0 | 0 | 0 | 0 | 0 | 0 | 1 | 1 | 1 | 1 | 1 | 1 | 1 | 1 | 1 | 1 | 1 | 1 | 1 | 1 | 1 | 0 | 0 | 0 | 0 | 0 | 0 | 0 | 0 | 0 | 0 | 0 | 1 | 1 | 1 | 1 | 1 | 1 | 1 | 1 | 1 | 1 | 1 | 1 | 1 | 1 | 1 | 0 | 0 | 0 | 0 | 0 | 0 | 0 | 0 | 0 | 0 | 0 | 1 | 1 | 1 | 1 | 1 | 1 | 1 | 1 | 1 | 1 | 1 | 1 | 1 | 1 | 1 | 0 | 1 | 1 | 1 | 1 | 1 |  | 1 | 1 | 1 | 1 | 1
PG&E North of Greater Bay Study Area | Round Mountain | 230 | 0 | 22 | 115 | 209.5 | 0 | 0 | 0 | 0 | 0 | 0 | 0 | 0 | 0 | 1 | 0 | 0 | 0 | [6 empty] | 0 | 0 | 0 |  | 0 | 0 | 200 | 6 | 0 | 0 | 0 | 0 | 0 | 0 | 1 | 3 | 1 | 3 | 2 | 1 | 1 | 1 | 1 | 1 | 1 | 1 | 1 | 1 | 1 | 1 | 0 | 0 | 200 | 6 | 0 | 0 | 0 | 0 | 312.96 | 0 | 1 | 3 | 1 | 3 | 2 | 1 | 1 | 1 | 1 | 1 | 1 | 1 | 1 | 1.5 | 1 | 1 | 0 | 0 | 200 | 6 | 0 | 0 | 0 | 0 | 312.96 | 0 | 1 | 3 | 1 | 3 | 3 | 1 | 1 | 1 | 1 | 1 | 1 | 1 | 1 | 1 | 1 | 1 | 1 | 2 | 1 | 1.5 | 1 |  | 1 | 2 | 1 | 1 | 1
PG&E North of Greater Bay Study Area | Round Mountain | 500 | 0 | 0 | 0 | 0 | 0 | 0 | 0 | 0 | 0 | 0 | 0 | 0 | 0 | 0 | 0 | 0 | 0 | [6 empty] | 0 | 0 | 0 |  | 0 | 0 | 0 | 0 | 0 | 0 | 0 | 0 | 0 | 0 | 1 | 1 | 1 | 1 | 1 | 1 | 1 | 1 | 1 | 1 | 1 | 1 | 1 | 1 | 1 | 0 | 0 | 0 | 0 | 0 | 0 | 0 | 0 | 0 | 0 | 0 | 1 | 1 | 1 | 1 | 1 | 1 | 1 | 1 | 1 | 1 | 1 | 1 | 1 | 1 | 1 | 0 | 0 | 0 | 0 | 0 | 0 | 0 | 0 | 0 | 0 | 0 | 1 | 1 | 1 | 1 | 1 | 1 | 1 | 1 | 1 | 1 | 1 | 1 | 1 | 1 | 1 | 0 | 1 | 1 | 1 | 1 | 1 |  | 1 | 1 | 1 | 1 | 1
PG&E Fresno Study Area | S0478 | 115 | 0 | 0 | 0 | 0 | 0 | 0 | 0 | 0 | 0 | 0 | 0 | 0 | 0 | 0 | 0 | 0 | 0 | [6 empty] | 0 | 0 | 0 |  | 0 | 0 | 0 | 0 | 0 | 0 | 0 | 0 | 0 | 0 | 1 | 1 | 1 | 1 | 1 | 1 | 1 | 1 | 1 | 1 | 1 | 1 | 1 | 1 | 1 | 0 | 0 | 0 | 0 | 0 | 0 | 0 | 0 | 0 | 0 | 0 | 1 | 1 | 1 | 1 | 1 | 1 | 1 | 1 | 1 | 1 | 1 | 1 | 1 | 1 | 1 | 0 | 0 | 0 | 0 | 0 | 0 | 0 | 0 | 0 | 0 | 0 | 1 | 1 | 1 | 1 | 1 | 1 | 1 | 1 | 1 | 1 | 1 | 1 | 1 | 1 | 1 | 0 | 1 | 1 | 1 | 1 | 1 |  | 1 | 1 | 1 | 1 | 1
SCE Eastern Study Area | San Bernardino | 230 | 0 | 0 | 0 | 0 | 0 | 0 | 0 | 0 | 0 | 0 | 0 | 0 | 0 | 0 | 0 | 0 | 0 | [6 empty] | 0 | 0 | 0 |  | 0 | 0 | 0 | 0 | 0 | 0 | 0 | 0 | 0 | 0 | 1 | 1 | 1 | 1 | 1 | 1 | 1 | 1 | 1 | 1 | 1 | 1 | 1 | 1 | 1 | 0 | 0 | 0 | 0 | 0 | 0 | 0 | 0 | 0 | 0 | 0 | 1 | 1 | 1 | 1 | 1 | 1 | 1 | 1 | 1 | 1 | 1 | 1 | 1 | 1 | 1 | 0 | 0 | 0 | 0 | 0 | 0 | 0 | 0 | 0 | 302.8 | 0 | 1 | 1 | 1 | 1 | 1 | 1 | 1 | 1 | 1 | 1 | 1 | 1 | 1 | 1 | 1 | 0 | 1 | 1 | 1 | 1 | 1 |  | 1 | 1 | 1 | 1 | 1
PG&E East Kern Study Area | San Luis Obispo | 115 | 0 | 0 | 0 | 0 | 0 | 0 | 0 | 0 | 0 | 0 | 0 | 0 | 0 | 0 | 0 | 0 | 0 | [6 empty] | 0 | 0 | 0 |  | 0 | 0 | 0 | 0 | 0 | 0 | 0 | 0 | 0 | 0 | 1 | 1 | 1 | 1 | 1 | 1 | 1 | 1 | 1 | 1 | 1 | 1 | 1 | 1 | 1 | 0 | 0 | 0 | 0 | 0 | 0 | 0 | 0 | 0 | 0 | 0 | 1 | 1 | 1 | 1 | 1 | 1 | 1 | 1 | 1 | 1 | 1 | 1 | 1 | 1 | 1 | 0 | 0 | 0 | 0 | 0 | 0 | 0 | 0 | 0 | 0 | 0 | 1 | 1 | 1 | 1 | 1 | 1 | 1 | 1 | 1 | 1 | 1 | 1 | 1 | 1 | 1 | 0 | 1 | 1 | 1 | 1 | 1 |  | 1 | 1 | 1 | 1 | 1
SDG&E Study Area | San Luis Rey | 230 | 0 | 0 | 0 | 0 | 0 | 0 | 0 | 0 | 0 | 0 | 0 | 65 | 0 | 1 | 0 | 0 | 0 | [6 empty] | 0 | 0 | 60 |  | 0 | 0 | 0 | 0 | 0 | 0 | 0 | 0 | 69.6 | 0 | 1 | 1 | 1 | 1 | 1 | 1 | 1 | 1 | 1 | 1 | 1 | 1 | 1 | 1 | 1 | 0 | 0 | 0 | 0 | 0 | 0 | 0 | 0 | 0 | 171.5 | 0 | 1 | 1 | 1 | 1 | 1 | 1 | 1 | 1 | 1 | 1 | 1 | 1 | 1 | 1 | 1 | 0 | 0 | 0 | 0 | 0 | 0 | 0 | 0 | 0 | 532.5 | 0 | 1 | 1 | 1 | 1 | 1 | 1 | 1 | 1 | 1 | 1 | 1 | 1 | 1 | 1 | 1 | 0 | 1 | 1 | 1 | 1 | 1 |  | 1 | 1 | 1 | 1 | 1
SDG&E Study Area | San Onofre | 230 | 0 | 0 | 0 | 0 | 0 | 0 | 0 | 0 | 0 | 0 | 0 | 0 | 0 | 0 | 0 | 0 | 0 | [6 empty] | 0 | 0 | 0 |  | 0 | 0 | 0 | 0 | 0 | 0 | 0 | 0 | 0 | 0 | 1 | 1 | 1 | 1 | 1 | 1 | 1 | 1 | 1 | 1 | 1 | 1 | 1 | 1 | 1 | 0 | 0 | 0 | 0 | 0 | 0 | 0 | 0 | 0 | 0 | 0 | 1 | 1 | 1 | 1 | 1 | 1 | 1 | 1 | 1 | 1 | 1 | 1 | 1 | 1 | 1 | 0 | 0 | 0 | 0 | 0 | 0 | 0 | 0 | 0 | 0 | 0 | 1 | 1 | 1 | 1 | 1 | 1 | 1 | 1 | 1 | 1 | 1 | 1 | 1 | 1 | 1 | 0 | 1 | 1 | 1 | 1 | 1 |  | 1 | 1 | 1 | 1 | 1
East of Pisgah Study Area | Sandy | 138 | 0 | 0 | 0 | 0 | 0 | 0 | 0 | 0 | 0 | 0 | 0 | 0 | 0 | 0 | 0 | 0 | 0 | [6 empty] | 0 | 0 | 0 |  | 0 | 0 | 0 | 0 | 0 | 0 | 0 | 0 | 0 | 0 | 1 | 1 | 1 | 1 | 1 | 1 | 1 | 1 | 1 | 1 | 1 | 1 | 1 | 1 | 1 | 0 | 0 | 0 | 0 | 0 | 0 | 0 | 0 | 0 | 0 | 0 | 1 | 1 | 1 | 1 | 1 | 1 | 1 | 1 | 1 | 1 | 1 | 1 | 1 | 1 | 1 | 0 | 0 | 0 | 0 | 0 | 0 | 0 | 0 | 0 | 0 | 0 | 1 | 1 | 1 | 1 | 1 | 1 | 1 | 1 | 1 | 1 | 1 | 1 | 1 | 1 | 1 | 0 | 1 | 1 | 1 | 1 | 1 |  | 1 | 1 | 1 | 1 | 1
PG&E Fresno Study Area | Sanger | 115 | 0 | 0 | 0 | 0 | 0 | 0 | 0 | 0 | 0 | 0 | 0 | 0 | 0 | 0 | 0 | 0 | 0 | [6 empty] | 0 | 0 | 0 |  | 0 | 0 | 0 | 0 | 0 | 0 | 0 | 0 | 0 | 0 | 1 | 1 | 1 | 1 | 1 | 1 | 1 | 1 | 1 | 1 | 1 | 1 | 1 | 1 | 1 | 0 | 0 | 0 | 0 | 0 | 0 | 0 | 0 | 0 | 0 | 0 | 1 | 1 | 1 | 1 | 1 | 1 | 1 | 1 | 1 | 1 | 1 | 1 | 1 | 1 | 1 | 0 | 0 | 0 | 0 | 0 | 0 | 0 | 0 | 0 | 203.699 | 0 | 1 | 1 | 1 | 1 | 1 | 1 | 1 | 1 | 1 | 1 | 1 | 1 | 1 | 1 | 1 | 0 | 1 | 1 | 1 | 1 | 1 |  | 1 | 1 | 1 | 1 | 1
SCE Northern Area | Santa Clara | 230 | 0 | 0 | 0 | 0 | 0 | 0 | 0 | 0 | 0 | 75 | 325 | 221 | 0 | 1 | 0 | 0 | 0 | [6 empty] | 0 | 0 | 141 |  | 0 | 0 | 0 | 0 | 0 | 0 | 0 | 0 | 0 | 0 | 1 | 1 | 1 | 1 | 1 | 1 | 1 | 1 | 1 | 1 | 3 | 3 | 3 | 1 | 1 | 1 | 0 | 0 | 0 | 0 | 0 | 0 | 0 | 0 | 0 | 0 | 1 | 1 | 1 | 1 | 1 | 1 | 1 | 1 | 1 | 1 | 3 | 3 | 3 | 1 | 1 | 1 | 0 | 0 | 0 | 0 | 0 | 0 | 0 | 0 | 45 | 0 | 1 | 1 | 1 | 1 | 1 | 1 | 1 | 1 | 1 | 1 | 3 | 3 | 3 | 2 | 1 | 1 | 1 | 1 | 3 | 1 | 1 |  | 1 | 1 | 3 | 1 | 1
SCE Metro Study Area | Santiago | 230 | 0 | 0 | 0 | 0 | 0 | 0 | 0 | 0 | 0 | 0 | 0 | 0 | 0 | 0 | 0 | 0 | 0 | [6 empty] | 0 | 0 | 0 |  | 0 | 0 | 0 | 0 | 0 | 0 | 0 | 0 | 0 | 0 | 1 | 1 | 1 | 1 | 1 | 1 | 1 | 1 | 1 | 1 | 1 | 1 | 1 | 1 | 1 | 0 | 0 | 0 | 0 | 0 | 0 | 0 | 0 | 0 | 0 | 0 | 1 | 1 | 1 | 1 | 1 | 1 | 1 | 1 | 1 | 1 | 1 | 1 | 1 | 1 | 1 | 0 | 0 | 0 | 0 | 0 | 0 | 0 | 0 | 0 | 0 | 0 | 1 | 1 | 1 | 1 | 1 | 1 | 1 | 1 | 1 | 1 | 1 | 1 | 1 | 1 | 1 | 0 | 1 | 1 | 1 | 1 | 1 |  | 1 | 1 | 1 | 1 | 1
SCE Northern Area | Saugus | 230 | 0 | 0 | 0 | 0 | 0 | 0 | 0 | 0 | 0 | 0 | 0 | 0 | 0 | 0 | 0 | 0 | 0 | [6 empty] | 0 | 0 | 0 |  | 0 | 0 | 0 | 0 | 0 | 0 | 0 | 0 | 0 | 0 | 1 | 1 | 1 | 1 | 1 | 1 | 1 | 1 | 1 | 1 | 1 | 1 | 1 | 1 | 1 | 0 | 0 | 0 | 0 | 0 | 0 | 0 | 0 | 0 | 0 | 0 | 1 | 1 | 1 | 1 | 1 | 1 | 1 | 1 | 1 | 1 | 1 | 1 | 1 | 1 | 1 | 0 | 0 | 0 | 0 | 0 | 0 | 0 | 0 | 0 | 0 | 0 | 1 | 1 | 1 | 1 | 1 | 1 | 1 | 1 | 1 | 1 | 1 | 1 | 1 | 1 | 1 | 0 | 1 | 1 | 1 | 1 | 1 |  | 1 | 1 | 1 | 1 | 1
PG&E Fresno Study Area | Schindler | 115 | 0 | 0 | 0 | 0 | 0 | 0 | 0 | 0 | 0 | 50 | 100 | 75 | 0 | 1 | 0 | 0 | 0 | [6 empty] | 0 | 0 | 0 |  | 0 | 0 | 0 | 0 | 0 | 0 | 0 | 0 | 0 | 0 | 1 | 1 | 1 | 1 | 1 | 1 | 1 | 1 | 1 | 1 | 3 | 3 | 3 | 3 | 1 | 1 | 0 | 0 | 0 | 0 | 0 | 0 | 0 | 53.2 | 10.45 | 0 | 1 | 1 | 1 | 1 | 1 | 1 | 1 | 1 | 1 | 1 | 3 | 1 | 1 | 1 | 1 | 1 | 0 | 0 | 0 | 0 | 0 | 0 | 0 | 180.77 | 200.19 | 0 | 1 | 1 | 1 | 1 | 1 | 1 | 1 | 1 | 1 | 1 | 3 | 1 | 1 | 1 | 1 | 1 | 1 | 1 | 2 | 2 | 1 |  | 1 | 1 | 1 | 1 | 1
PG&E North of Greater Bay Study Area | Schulte Switching Station | 115 | 0 | 0 | 0 | 0 | 0 | 0 | 0 | 0 | 0 | 0 | 0 | 0 | 0 | 0 | 0 | 0 | 0 | [6 empty] | 0 | 0 | 0 |  | 0 | 0 | 0 | 0 | 0 | 0 | 0 | 0 | 0 | 0 | 1 | 1 | 1 | 1 | 1 | 1 | 1 | 1 | 1 | 1 | 1 | 1 | 1 | 1 | 1 | 0 | 0 | 0 | 0 | 0 | 0 | 0 | 0 | 0 | 0 | 0 | 1 | 1 | 1 | 1 | 1 | 1 | 1 | 1 | 1 | 1 | 1 | 1 | 1 | 1 | 1 | 0 | 0 | 0 | 0 | 0 | 0 | 0 | 0 | 0 | 676.12 | 0 | 1 | 1 | 1 | 1 | 1 | 1 | 1 | 1 | 1 | 1 | 1 | 1 | 1 | 1 | 1 | 0 | 1 | 1 | 1 | 1 | 1 |  | 1 | 1 | 1 | 1 | 1
PG&E Fresno Study Area | Semitropic | 115 | 0 | 3 | 0 | 0 | 0 | 0 | 0 | 0 | 9 | 0 | 100 | 75 | 0 | 1 | 0 | 0 | 0 | [6 empty] | 9.32 | 0 | 0 |  | 0 | 0 | 0 | 0 | 0 | 0 | 0 | 0 | 0 | 0 | 1 | 3 | 1 | 1 | 1 | 1 | 1 | 1 | 1 | 3 | 1 | 3 | 1 | 3 | 1 | 1 | 0 | 0 | 0 | 0 | 0 | 0 | 0 | 0 | 0 | 0 | 1 | 3 | 1 | 1 | 1 | 1 | 1 | 1 | 1 | 3 | 1 | 3 | 1 | 3 | 1 | 1 | 0 | 0 | 0 | 0 | 0 | 0 | 0 | 102.3049 | 101.7915 | 0 | 1 | 3 | 1 | 1 | 1 | 1 | 1 | 1 | 1 | 3 | 1 | 1 | 1 | 1 | 1 | 1 | 1 | 1 | 1 | 2 | 1 |  | 1 | 1 | 1 | 2 | 1
SCE Metro Study Area | Serrano | 500 | 0 | 0 | 0 | 0 | 0 | 0 | 0 | 0 | 0 | 0 | 0 | 0 | 0 | 0 | 0 | 0 | 0 | [6 empty] | 0 | 0 | 0 |  | 0 | 0 | 0 | 0 | 0 | 0 | 0 | 0 | 0 | 0 | 1 | 1 | 1 | 1 | 1 | 1 | 1 | 1 | 1 | 1 | 1 | 1 | 1 | 1 | 1 | 0 | 0 | 0 | 0 | 0 | 0 | 0 | 0 | 0 | 0 | 0 | 1 | 1 | 1 | 1 | 1 | 1 | 1 | 1 | 1 | 1 | 1 | 1 | 1 | 1 | 1 | 0 | 0 | 0 | 0 | 0 | 0 | 0 | 0 | 0 | 0 | 0 | 1 | 1 | 1 | 1 | 1 | 1 | 1 | 1 | 1 | 1 | 1 | 1 | 1 | 1 | 1 | 0 | 1 | 1 | 1 | 1 | 1 |  | 1 | 1 | 1 | 1 | 1
SCE Metro Study Area | Serrano | 230 | 0 | 0 | 0 | 0 | 0 | 0 | 0 | 0 | 0 | 0 | 0 | 0 | 0 | 0 | 0 | 0 | 0 | [6 empty] | 0 | 0 | 0 |  | 0 | 0 | 0 | 0 | 0 | 0 | 0 | 0 | 0 | 0 | 1 | 1 | 1 | 1 | 1 | 1 | 1 | 1 | 1 | 1 | 1 | 1 | 1 | 1 | 1 | 0 | 0 | 0 | 0 | 0 | 0 | 0 | 0 | 0 | 0 | 0 | 1 | 1 | 1 | 1 | 1 | 1 | 1 | 1 | 1 | 1 | 1 | 1 | 1 | 1 | 1 | 0 | 0 | 0 | 0 | 0 | 0 | 0 | 0 | 0 | 300 | 0 | 1 | 1 | 1 | 1 | 1 | 1 | 1 | 1 | 1 | 1 | 1 | 1 | 1 | 1 | 1 | 0 | 1 | 1 | 1 | 1 | 1 |  | 1 | 1 | 1 | 1 | 1
PG&E East Kern Study Area | Shafter | 115 | 0 | 0 | 0 | 0 | 0 | 0 | 0 | 0 | 3 | 0 | 110 | 80 | 0 | 1 | 0 | 0 | 0 | [6 empty] | 0 | 0 | 0 |  | 0 | 0 | 0 | 0 | 0 | 0 | 0 | 0 | 0 | 0 | 1 | 1 | 1 | 1 | 1 | 1 | 1 | 1 | 1 | 3 | 1 | 3 | 3 | 3 | 1 | 1 | 0 | 0 | 0 | 0 | 0 | 0 | 0 | 0 | 0 | 0 | 1 | 1 | 1 | 1 | 1 | 1 | 1 | 1 | 1 | 3 | 1 | 3 | 3 | 3 | 1 | 1 | 0 | 0 | 0 | 0 | 0 | 0 | 0 | 102.254 | 101.7635 | 0 | 1 | 1 | 1 | 1 | 1 | 1 | 1 | 1 | 1 | 3 | 1 | 1 | 1 | 1 | 1 | 1 | 1 | 1 | 2 | 2 | 1 |  | 1 | 1 | 2 | 2 | 1
PG&E North of Greater Bay Study Area | Shilo III | 230 | 0 | 0 | 0 | 0 | 0 | 0 | 0 | 0 | 0 | 0 | 0 | 0 | 0 | 0 | 0 | 0 | 0 | [6 empty] | 0 | 0 | 0 |  | 0 | 0 | 0 | 0 | 0 | 0 | 0 | 0 | 0 | 0 | 1 | 1 | 1 | 1 | 1 | 1 | 1 | 1 | 1 | 1 | 1 | 1 | 1 | 1 | 1 | 0 | 0 | 0 | 0 | 0 | 0 | 0 | 0 | 0 | 0 | 0 | 1 | 1 | 1 | 1 | 1 | 1 | 1 | 1 | 1 | 1 | 1 | 1 | 1 | 1 | 1 | 0 | 0 | 0 | 0 | 0 | 0 | 0 | 0 | 0 | 0 | 0 | 1 | 1 | 1 | 1 | 1 | 1 | 1 | 1 | 1 | 1 | 1 | 1 | 1 | 1 | 1 | 0 | 1 | 1 | 1 | 1 | 1 |  | 1 | 1 | 1 | 1 | 1
SDG&E Study Area | Silvergate | 230 | 0 | 0 | 0 | 0 | 0 | 0 | 0 | 0 | 0 | 0 | 0 | 200 | 0 | 1 | 0 | 0 | 0 | [6 empty] | 0 | 0 | 0 |  | 0 | 0 | 0 | 0 | 0 | 0 | 0 | 0 | 200 | 0 | 1 | 1 | 1 | 1 | 1 | 1 | 1 | 1 | 1 | 1 | 1 | 1 | 1 | 1 | 1 | 0 | 0 | 0 | 0 | 0 | 0 | 0 | 0 | 0 | 200 | 0 | 1 | 1 | 1 | 1 | 1 | 1 | 1 | 1 | 1 | 1 | 1 | 1 | 1 | 1 | 1 | 0 | 0 | 0 | 0 | 0 | 0 | 0 | 0 | 0 | 413.5487 | 0 | 1 | 1 | 1 | 1 | 1 | 1 | 1 | 1 | 1 | 1 | 1 | 1 | 1 | 1 | 1 | 0 | 1 | 1 | 1 | 1 | 1 |  | 1 | 1 | 1 | 1 | 1
PG&E East Kern Study Area | Sisquoc | 115 | 0 | 0 | 0 | 0 | 0 | 0 | 0 | 0 | 0 | 0 | 0 | 0 | 0 | 0 | 0 | 0 | 0 | [6 empty] | 0 | 0 | 0 |  | 0 | 0 | 0 | 0 | 0 | 0 | 0 | 0 | 0 | 0 | 1 | 1 | 1 | 1 | 1 | 1 | 1 | 1 | 1 | 1 | 1 | 1 | 1 | 1 | 1 | 0 | 0 | 0 | 0 | 0 | 0 | 0 | 0 | 0 | 0 | 0 | 1 | 1 | 1 | 1 | 1 | 1 | 1 | 1 | 1 | 1 | 1 | 1 | 1 | 1 | 1 | 0 | 0 | 0 | 0 | 0 | 0 | 0 | 0 | 0 | 0 | 0 | 1 | 1 | 1 | 1 | 1 | 1 | 1 | 1 | 1 | 1 | 1 | 1 | 1 | 1 | 1 | 0 | 1 | 1 | 1 | 1 | 1 |  | 1 | 1 | 1 | 1 | 1
East of Pisgah Study Area | Sloan Canyon (fka Bob) | 230 | 0 | 0 | 303 | 0 | 0 | 0 | 0 | 0 | 0 | 0 | 0 | 0 | 0 | 1 | 0 | 0 | 0 | [6 empty] | 0 | 0 | 0 |  | 0 | 0 | 303 | 7 | 0 | 0 | 0 | 0 | 0 | 0 | 1 | 1 | 1 | 1 | 1 | 1 | 1 | 1 | 1 | 1 | 1 | 1 | 1 | 1 | 1 | 0 | 0 | 0 | 303 | 7 | 0 | 0 | 0 | 0 | 0 | 0 | 1 | 1 | 1 | 1 | 1 | 1 | 1 | 1 | 1 | 1 | 1 | 1 | 1 | 1 | 1 | 0 | 0 | 0 | 303 | 7 | 0 | 0 | 0 | 0 | 0 | 0 | 1 | 1 | 1 | 1 | 1 | 1 | 1 | 1 | 1 | 1 | 1 | 1 | 1 | 1 | 1 | 0 | 1 | 1 | 1 | 1 | 1 |  | 1 | 1 | 1 | 1 | 1
PG&E East Kern Study Area | Smyrna | 115 | 0 | 0 | 0 | 0 | 0 | 0 | 0 | 0 | 0 | 0 | 0 | 0 | 0 | 0 | 0 | 0 | 0 | [6 empty] | 0 | 0 | 0 |  | 0 | 0 | 0 | 0 | 0 | 0 | 0 | 0 | 0 | 0 | 1 | 1 | 1 | 1 | 1 | 1 | 1 | 1 | 1 | 1 | 1 | 1 | 1 | 1 | 1 | 0 | 0 | 0 | 0 | 0 | 0 | 0 | 0 | 0 | 0 | 0 | 1 | 1 | 1 | 1 | 1 | 1 | 1 | 1 | 1 | 1 | 1 | 1 | 1 | 1 | 1 | 0 | 0 | 0 | 0 | 0 | 0 | 0 | 0 | 102.2971 | 101.7808 | 0 | 1 | 1 | 1 | 1 | 1 | 1 | 1 | 1 | 1 | 1 | 1 | 1 | 1 | 1 | 1 | 0 | 1 | 1 | 1 | 1 | 1 |  | 1 | 1 | 1 | 1 | 1
PG&E East Kern Study Area | Solar SS | 230 | 0 | 0 | 0 | 0 | 0 | 0 | 0 | 0 | 0 | 60 | 65 | 55 | 0 | 1 | 0 | 0 | 0 | [6 empty] | 0 | 0 | 0 |  | 0 | 0 | 0 | 0 | 0 | 0 | 0 | 0 | 0 | 0 | 1 | 1 | 1 | 1 | 1 | 1 | 1 | 1 | 1 | 1 | 3 | 3 | 3 | 3 | 1 | 1 | 0 | 0 | 0 | 0 | 0 | 0 | 0 | 0 | 0 | 0 | 1 | 1 | 1 | 1 | 1 | 1 | 1 | 1 | 1 | 1 | 3 | 3 | 3 | 3 | 1 | 1 | 0 | 0 | 0 | 0 | 0 | 0 | 64.54 | 66.86 | 65.46 | 0 | 1 | 1 | 1 | 1 | 1 | 1 | 1 | 1 | 1 | 1 | 1 | 1 | 1 | 1 | 1 | 0 | 1 | 1 | 2 | 2 | 1 |  | 1 | 1 | 2 | 2 | 1
PG&E East Kern Study Area | Solar SW | 230 | 0 | 0 | 0 | 0 | 0 | 0 | 0 | 0 | 0 | 0 | 0 | 0 | 0 | 0 | 0 | 0 | 0 | [6 empty] | 0 | 0 | 0 |  | 0 | 0 | 0 | 0 | 0 | 0 | 0 | 0 | 0 | 0 | 1 | 1 | 1 | 1 | 1 | 1 | 1 | 1 | 1 | 1 | 1 | 1 | 1 | 1 | 1 | 0 | 0 | 0 | 0 | 0 | 0 | 0 | 0 | 0 | 0 | 0 | 1 | 1 | 1 | 1 | 1 | 1 | 1 | 1 | 1 | 1 | 1 | 1 | 1 | 1 | 1 | 0 | 0 | 0 | 0 | 0 | 0 | 0 | 0 | 0 | 0 | 0 | 1 | 1 | 1 | 1 | 1 | 1 | 1 | 1 | 1 | 1 | 1 | 1 | 1 | 1 | 1 | 0 | 1 | 1 | 1 | 1 | 1 |  | 1 | 1 | 1 | 1 | 1
SCE Northern Area | Springville | 230 | 0 | 4 | 0 | 0 | 0 | 0 | 0 | 0 | 0 | 50 | 140 | 50 | 0 | 1 | 0 | 0 | 0 | [6 empty] | 0 | 0 | 0 |  | 0 | 0 | 0 | 0 | 0 | 0 | 0 | 0 | 0 | 0 | 1 | 3 | 1 | 1 | 1 | 1 | 1 | 1 | 1 | 1 | 3 | 3 | 3 | 3 | 1 | 1 | 0 | 0 | 0 | 0 | 0 | 0 | 0 | 0 | 0 | 0 | 1 | 3 | 1 | 1 | 1 | 1 | 1 | 1 | 1 | 1 | 3 | 3 | 3 | 3 | 1 | 1 | 0 | 0 | 0 | 0 | 0 | 0 | 115 | 1000.8066 | 996.1549 | 0 | 1 | 3 | 1 | 1 | 1 | 1 | 1 | 1 | 1 | 1 | 1 | 1.5 | 1.5 | 1.5 | 1 | 1 | 1 | 1 | 2 | 2 | 1 |  | 1 | 1 | 2 | 2 | 1
PG&E North of Greater Bay Study Area | Stagg | 230 | 0 | 0 | 0 | 0 | 0 | 0 | 0 | 0 | 0 | 0 | 0 | 0 | 0 | 0 | 0 | 0 | 0 | [6 empty] | 0 | 0 | 0 |  | 0 | 0 | 0 | 0 | 0 | 0 | 0 | 0 | 0 | 0 | 1 | 1 | 1 | 1 | 1 | 1 | 1 | 1 | 1 | 1 | 1 | 1 | 1 | 1 | 1 | 0 | 0 | 0 | 0 | 0 | 0 | 0 | 0 | 0 | 0 | 0 | 1 | 1 | 1 | 1 | 1 | 1 | 1 | 1 | 1 | 1 | 1 | 1 | 1 | 1 | 1 | 0 | 0 | 0 | 0 | 0 | 0 | 0 | 0 | 0 | 0 | 0 | 1 | 1 | 1 | 1 | 1 | 1 | 1 | 1 | 1 | 1 | 1 | 1 | 1 | 1 | 1 | 0 | 1 | 1 | 1 | 1 | 1 |  | 1 | 1 | 1 | 1 | 1
PG&E East Kern Study Area | Stockdale | 230 | 0 | 0 | 0 | 0 | 0 | 0 | 0 | 0 | 4 | 0 | 0 | 0 | 0 | 1 | 0 | 0 | 0 | [6 empty] | 0 | 0 | 0 |  | 0 | 0 | 0 | 0 | 0 | 0 | 0 | 0 | 0 | 0 | 1 | 1 | 1 | 1 | 1 | 1 | 1 | 1 | 1 | 3 | 1 | 1 | 1 | 1 | 1 | 1 | 0 | 0 | 0 | 0 | 0 | 0 | 0 | 0 | 0 | 0 | 1 | 1 | 1 | 1 | 1 | 1 | 1 | 1 | 1 | 3 | 1 | 1 | 1 | 1 | 1 | 1 | 0 | 0 | 0 | 0 | 0 | 0 | 0 | 0 | 0 | 0 | 1 | 1 | 1 | 1 | 1 | 1 | 1 | 1 | 1 | 3 | 1 | 1 | 1 | 1 | 1 | 1 | 1 | 1 | 1 | 1 | 1 |  | 1 | 1 | 1 | 1 | 1
PG&E Fresno Study Area | Stockdale A | 230 | 0 | 0 | 0 | 0 | 0 | 0 | 0 | 0 | 0 | 0 | 0 | 0 | 0 | 0 | 0 | 0 | 0 | [6 empty] | 0 | 0 | 0 |  | 0 | 0 | 0 | 0 | 0 | 0 | 0 | 0 | 0 | 0 | 1 | 1 | 1 | 1 | 1 | 1 | 1 | 1 | 1 | 1 | 1 | 1 | 1 | 1 | 1 | 0 | 0 | 0 | 0 | 0 | 0 | 0 | 0 | 0 | 0 | 0 | 1 | 1 | 1 | 1 | 1 | 1 | 1 | 1 | 1 | 1 | 1 | 1 | 1 | 1 | 1 | 0 | 0 | 0 | 0 | 0 | 0 | 0 | 0 | 0 | 0 | 0 | 1 | 1 | 1 | 1 | 1 | 1 | 1 | 1 | 1 | 1 | 1 | 1 | 1 | 1 | 1 | 0 | 1 | 1 | 1 | 1 | 1 |  | 1 | 1 | 1 | 1 | 1
SDG&E Study Area | Suncrest | 500 | 0 | 0 | 0 | 0 | 0 | 0 | 0 | 0 | 0 | 0 | 0 | 0 | 0 | 0 | 0 | 0 | 0 | [6 empty] | 0 | 0 | 0 |  | 0 | 0 | 0 | 0 | 0 | 0 | 0 | 0 | 0 | 0 | 1 | 1 | 1 | 1 | 1 | 1 | 1 | 1 | 1 | 1 | 1 | 1 | 1 | 1 | 1 | 0 | 0 | 0 | 0 | 0 | 0 | 0 | 0 | 0 | 0 | 0 | 1 | 1 | 1 | 1 | 1 | 1 | 1 | 1 | 1 | 1 | 1 | 1 | 1 | 1 | 1 | 0 | 0 | 0 | 0 | 0 | 0 | 0 | 0 | 0 | 0 | 0 | 1 | 1 | 1 | 1 | 1 | 1 | 1 | 1 | 1 | 1 | 1 | 1 | 1 | 1 | 1 | 0 | 1 | 1 | 1 | 1 | 1 |  | 1 | 1 | 1 | 1 | 1
SDG&E Study Area | Suncrest | 230 | 0 | 0 | 0 | 0 | 0 | 0 | 0 | 0 | 0 | 0 | 0 | 0 | 0 | 0 | 0 | 0 | 0 | [6 empty] | 0 | 0 | 0 |  | 0 | 0 | 0 | 0 | 0 | 0 | 0 | 0 | 0 | 0 | 1 | 1 | 1 | 1 | 1 | 1 | 1 | 1 | 1 | 1 | 1 | 1 | 1 | 1 | 1 | 0 | 0 | 0 | 0 | 0 | 0 | 0 | 0 | 0 | 0 | 0 | 1 | 1 | 1 | 1 | 1 | 1 | 1 | 1 | 1 | 1 | 1 | 1 | 1 | 1 | 1 | 0 | 0 | 0 | 0 | 0 | 0 | 0 | 0 | 0 | 721.8185 | 0 | 1 | 1 | 1 | 1 | 1 | 1 | 1 | 1 | 1 | 1 | 1 | 1 | 1 | 1 | 1 | 0 | 1 | 1 | 1 | 1 | 1 |  | 1 | 1 | 1 | 1 | 1
SDG&E Study Area | Sycamore | 230 | 0 | 0 | 0 | 0 | 0 | 0 | 0 | 0 | 0 | 0 | 0 | 0 | 500 | 1 | 0 | 0 | 0 | [6 empty] | 0 | 0 | 0 |  | 0 | 0 | 0 | 0 | 0 | 0 | 0 | 0 | 0 | 0 | 1 | 1 | 1 | 1 | 1 | 1 | 1 | 1 | 1 | 1 | 1 | 1 | 1 | 1 | 3 | 1 | 0 | 0 | 0 | 0 | 0 | 0 | 0 | 0 | 101.9 | 0 | 1 | 1 | 1 | 1 | 1 | 1 | 1 | 1 | 1 | 1 | 1 | 1 | 1 | 1 | 3 | 1 | 0 | 0 | 0 | 0 | 0 | 0 | 0 | 0 | 434.2 | 0 | 1 | 1 | 1 | 1 | 1 | 1 | 1 | 1 | 1 | 1 | 1 | 1 | 1 | 1 | 3 | 1 | 1 | 1 | 1 | 1 | 3 |  | 1 | 1 | 1 | 1 | 3
SDG&E Study Area | Sycamore | 138 | 0 | 0 | 0 | 0 | 0 | 0 | 0 | 0 | 0 | 0 | 0 | 300 | 0 | 1 | 0 | 0 | 0 | [6 empty] | 0 | 0 | 0 |  | 0 | 0 | 0 | 0 | 0 | 0 | 0 | 0 | 300 | 0 | 1 | 1 | 1 | 1 | 1 | 1 | 1 | 1 | 1 | 1 | 1 | 1 | 1 | 1 | 1 | 0 | 0 | 0 | 0 | 0 | 0 | 0 | 0 | 0 | 556.775 | 0 | 1 | 1 | 1 | 1 | 1 | 1 | 1 | 1 | 1 | 1 | 1 | 1 | 1 | 1 | 1 | 0 | 0 | 0 | 0 | 0 | 0 | 0 | 0 | 0 | 1119.4283 | 0 | 1 | 1 | 1 | 1 | 1 | 1 | 1 | 1 | 1 | 1 | 1 | 1 | 1 | 1.5 | 1 | 1 | 1 | 1 | 1 | 1 | 1 |  | 1 | 1 | 1 | 1 | 1
SCE Northern Area | Sylmar | 230 | 0 | 0 | 0 | 0 | 0 | 0 | 0 | 0 | 0 | 0 | 0 | 0 | 0 | 0 | 0 | 0 | 0 | [6 empty] | 0 | 0 | 0 |  | 0 | 0 | 0 | 0 | 0 | 0 | 0 | 0 | 0 | 0 | 1 | 1 | 1 | 1 | 1 | 1 | 1 | 1 | 1 | 1 | 1 | 1 | 1 | 1 | 1 | 0 | 0 | 0 | 0 | 0 | 0 | 0 | 0 | 0 | 0 | 0 | 1 | 1 | 1 | 1 | 1 | 1 | 1 | 1 | 1 | 1 | 1 | 1 | 1 | 1 | 1 | 0 | 0 | 0 | 0 | 0 | 0 | 0 | 0 | 0 | 171.738 | 0 | 1 | 1 | 1 | 1 | 1 | 1 | 1 | 1 | 1 | 1 | 1 | 1 | 1 | 1 | 1 | 0 | 1 | 1 | 1 | 1 | 1 |  | 1 | 1 | 1 | 1 | 1
PG&E North of Greater Bay Study Area | Table Mountain | 115 | 0 | 0 | 0 | 0 | 0 | 0 | 0 | 0 | 0 | 0 | 0 | 0 | 0 | 0 | 0 | 0 | 0 | [6 empty] | 0 | 0 | 0 |  | 0 | 0 | 0 | 0 | 0 | 0 | 0 | 0 | 0 | 0 | 1 | 1 | 1 | 1 | 1 | 1 | 1 | 1 | 1 | 1 | 1 | 1 | 1 | 1 | 1 | 0 | 0 | 0 | 0 | 0 | 0 | 0 | 0 | 0 | 0 | 0 | 1 | 1 | 1 | 1 | 1 | 1 | 1 | 1 | 1 | 1 | 1 | 1 | 1 | 1 | 1 | 0 | 0 | 0 | 0 | 0 | 0 | 0 | 0 | 232.1 | 430.1 | 0 | 1 | 1 | 1 | 1 | 1 | 1 | 1 | 1 | 1 | 1 | 1 | 1 | 1 | 1 | 1 | 0 | 1 | 1 | 1 | 1 | 1 |  | 1 | 1 | 1 | 1 | 1
PG&E East Kern Study Area | Taft | 115 | 0 | 0 | 0 | 0 | 0 | 0 | 0 | 0 | 0 | 0 | 0 | 0 | 0 | 0 | 0 | 0 | 0 | [6 empty] | 0 | 0 | 0 |  | 0 | 0 | 0 | 0 | 0 | 0 | 0 | 0 | 0 | 0 | 1 | 1 | 1 | 1 | 1 | 1 | 1 | 1 | 1 | 1 | 1 | 1 | 1 | 1 | 1 | 0 | 0 | 0 | 0 | 0 | 0 | 0 | 0 | 0 | 0 | 0 | 1 | 1 | 1 | 1 | 1 | 1 | 1 | 1 | 1 | 1 | 1 | 1 | 1 | 1 | 1 | 0 | 0 | 0 | 0 | 0 | 0 | 0 | 0 | 0 | 0 | 0 | 1 | 1 | 1 | 1 | 1 | 1 | 1 | 1 | 1 | 1 | 1 | 1 | 1 | 1 | 1 | 0 | 1 | 1 | 1 | 1 | 1 |  | 1 | 1 | 1 | 1 | 1
SDG&E Study Area | Talega | 230 | 0 | 0 | 0 | 0 | 0 | 0 | 0 | 0 | 0 | 0 | 0 | 80 | 0 | 1 | 0 | 0 | 0 | [6 empty] | 0 | 0 | 0 |  | 0 | 0 | 0 | 0 | 0 | 0 | 0 | 0 | 200 | 0 | 1 | 1 | 1 | 1 | 1 | 1 | 1 | 1 | 1 | 1 | 1 | 1 | 1 | 1 | 1 | 0 | 0 | 0 | 0 | 0 | 0 | 0 | 0 | 0 | 200 | 0 | 1 | 1 | 1 | 1 | 1 | 1 | 1 | 1 | 1 | 1 | 1 | 1 | 1 | 1 | 1 | 0 | 0 | 0 | 0 | 0 | 0 | 0 | 0 | 0 | 600 | 0 | 1 | 1 | 1 | 1 | 1 | 1 | 1 | 1 | 1 | 1 | 1 | 1 | 1 | 1 | 1 | 0 | 1 | 1 | 1 | 1 | 1 |  | 1 | 1 | 1 | 1 | 1
PG&E East Kern Study Area | Temblor | 115 | 0 | 0 | 0 | 0 | 0 | 0 | 0 | 0 | 6 | 0 | 0 | 0 | 0 | 1 | 0 | 0 | 0 | [6 empty] | 0 | 0 | 0 |  | 0 | 0 | 0 | 0 | 0 | 0 | 0 | 0 | 0 | 0 | 1 | 1 | 1 | 1 | 1 | 1 | 1 | 1 | 1 | 3 | 1 | 1 | 1 | 1 | 1 | 1 | 0 | 0 | 0 | 0 | 0 | 0 | 0 | 0 | 0 | 0 | 1 | 1 | 1 | 1 | 1 | 1 | 1 | 1 | 1 | 3 | 1 | 1 | 1 | 1 | 1 | 1 | 0 | 0 | 0 | 0 | 0 | 0 | 0 | 0 | 0 | 0 | 1 | 1 | 1 | 1 | 1 | 1 | 1 | 1 | 1 | 3 | 1 | 1 | 1 | 1 | 1 | 1 | 1 | 1 | 1 | 1 | 1 |  | 1 | 1 | 1 | 1 | 1
PG&E East Kern Study Area | Templeton | 115 | 0 | 0 | 0 | 0 | 0 | 0 | 0 | 0 | 0 | 0 | 0 | 0 | 0 | 0 | 0 | 0 | 0 | [6 empty] | 0 | 0 | 0 |  | 0 | 0 | 0 | 0 | 0 | 0 | 0 | 0 | 0 | 0 | 1 | 1 | 1 | 1 | 1 | 1 | 1 | 1 | 1 | 1 | 1 | 1 | 1 | 1 | 1 | 0 | 0 | 0 | 0 | 0 | 0 | 0 | 0 | 0 | 0 | 0 | 1 | 1 | 1 | 1 | 1 | 1 | 1 | 1 | 1 | 1 | 1 | 1 | 1 | 1 | 1 | 0 | 0 | 0 | 0 | 0 | 0 | 0 | 0 | 0 | 0 | 0 | 1 | 1 | 1 | 1 | 1 | 1 | 1 | 1 | 1 | 1 | 1 | 1 | 1 | 1 | 1 | 0 | 1 | 1 | 1 | 1 | 1 |  | 1 | 1 | 1 | 1 | 1
PG&E East Kern Study Area | Templeton | 230 | 0 | 0 | 188 | 0 | 0 | 0 | 0 | 0 | 0 | 0 | 0 | 0 | 0 | 1 | 0 | 0 | 0 | [6 empty] | 0 | 0 | 0 |  | 0 | 0 | 0 | 0 | 0 | 0 | 0 | 0 | 0 | 0 | 1 | 1 | 3 | 1 | 3 | 1 | 1 | 1 | 1 | 1 | 1 | 1 | 1 | 1 | 1 | 1 | 0 | 0 | 0 | 0 | 0 | 0 | 0 | 0 | 0 | 0 | 1 | 1 | 3 | 1 | 3 | 1 | 1 | 1 | 1 | 1 | 1 | 1 | 1 | 1 | 1 | 1 | 0 | 0 | 0 | 0 | 0 | 0 | 0 | 0 | 514.83 | 0 | 1 | 1 | 3 | 1 | 3 | 1 | 1 | 1 | 1 | 1 | 1 | 1 | 1 | 1 | 1 | 1 | 1 | 3 | 1 | 1 | 1 |  | 1 | 3 | 1 | 1 | 1
PG&E North of Greater Bay Study Area | Tesla | 115 | 0 | 0 | 0 | 0 | 0 | 0 | 0 | 0 | 0 | 0 | 0 | 0 | 0 | 0 | 0 | 0 | 0 | [6 empty] | 0 | 0 | 0 |  | 0 | 0 | 0 | 0 | 0 | 0 | 0 | 0 | 0 | 0 | 1 | 1 | 1 | 1 | 1 | 1 | 1 | 1 | 1 | 1 | 1 | 1 | 1 | 1 | 1 | 0 | 0 | 0 | 0 | 0 | 0 | 0 | 0 | 0 | 0 | 0 | 1 | 1 | 1 | 1 | 1 | 1 | 1 | 1 | 1 | 1 | 1 | 1 | 1 | 1 | 1 | 0 | 0 | 0 | 0 | 0 | 0 | 0 | 0 | 0 | 0 | 0 | 1 | 1 | 1 | 1 | 1 | 1 | 1 | 1 | 1 | 1 | 1 | 1 | 1 | 1 | 1 | 0 | 1 | 1 | 1 | 1 | 1 |  | 1 | 1 | 1 | 1 | 1
PG&E North of Greater Bay Study Area | Tesla | 230 | 0 | 0 | 100 | 100 | 0 | 0 | 0 | 0 | 0 | 0 | 0 | 0 | 0 | 1 | 0 | 0 | 80 | [6 empty] | 0 | 0 | 0 |  | 0 | 0 | 80 | 96.5 | 0 | 0 | 0 | 0 | 418 | 0 | 1 | 1 | 1 | 1 | 1 | 1 | 1 | 1 | 1 | 1 | 1 | 1 | 1 | 1.5 | 1 | 1 | 0 | 0 | 80 | 96.5 | 0 | 0 | 0 | 0 | 418 | 0 | 1 | 1 | 1 | 1 | 1 | 1 | 1 | 1 | 1 | 1 | 1 | 1 | 1 | 1.5 | 1 | 1 | 0 | 0 | 80 | 96.5 | 0 | 0 | 0 | 0 | 2406.72 | 0 | 1 | 1 | 1 | 1 | 1 | 1 | 1 | 1 | 1 | 1 | 1 | 1 | 1 | 2.5 | 1 | 1 | 1 | 1 | 1 | 1.75 | 1 |  | 1 | 1 | 1 | 1.75 | 1
PG&E North of Greater Bay Study Area | Tesla | 500 | 0 | 0 | 0 | 0 | 0 | 0 | 0 | 0 | 0 | 50 | 350 | 250 | 0 | 1 | 0 | 0 | 0 | [6 empty] | 0 | 0 | 0 |  | 0 | 0 | 0 | 0 | 0 | 0 | 0 | 0 | 0 | 0 | 1 | 1 | 1 | 1 | 1 | 1 | 1 | 1 | 1 | 1 | 3 | 3 | 3 | 3 | 1 | 1 | 0 | 0 | 0 | 408.8 | 0 | 0 | 0 | 410.04 | 405.9 | 0 | 1 | 1 | 1 | 1.5 | 1.5 | 1 | 1 | 1 | 1 | 1 | 3 | 1 | 1 | 1 | 1 | 1 | 0 | 0 | 0 | 408.8 | 0 | 0 | 0 | 410.04 | 921.318 | 0 | 1 | 1 | 1 | 1 | 1 | 1 | 1 | 1 | 1 | 1 | 3 | 1 | 1 | 1 | 1 | 1 | 1 | 1.5 | 2 | 2 | 1 |  | 1 | 1 | 1 | 1 | 1
PG&E East Kern Study Area | Tevis | 115 | 0 | 0 | 0 | 0 | 0 | 0 | 0 | 0 | 0 | 0 | 0 | 0 | 0 | 0 | 0 | 0 | 0 | [6 empty] | 0 | 0 | 0 |  | 0 | 0 | 0 | 0 | 0 | 0 | 0 | 0 | 0 | 0 | 1 | 1 | 1 | 1 | 1 | 1 | 1 | 1 | 1 | 1 | 1 | 1 | 1 | 1 | 1 | 0 | 0 | 0 | 0 | 0 | 0 | 0 | 0 | 0 | 0 | 0 | 1 | 1 | 1 | 1 | 1 | 1 | 1 | 1 | 1 | 1 | 1 | 1 | 1 | 1 | 1 | 0 | 0 | 0 | 0 | 0 | 0 | 0 | 0 | 0 | 0 | 0 | 1 | 1 | 1 | 1 | 1 | 1 | 1 | 1 | 1 | 1 | 1 | 1 | 1 | 1 | 1 | 0 | 1 | 1 | 1 | 1 | 1 |  | 1 | 1 | 1 | 1 | 1
PG&E North of Greater Bay Study Area | Thermalito | 230 | 0 | 0 | 40 | 40 | 0 | 0 | 0 | 0 | 0 | 0 | 0 | 0 | 0 | 1 | 0 | 0 | 0 | [6 empty] | 0 | 0 | 0 |  | 0 | 0 | 0 | 0 | 0 | 0 | 0 | 0 | 0 | 0 | 1 | 1 | 3 | 3 | 3 | 1 | 1 | 1 | 1 | 1 | 1 | 1 | 1 | 1 | 1 | 1 | 0 | 0 | 0 | 0 | 0 | 0 | 0 | 0 | 0 | 0 | 1 | 1 | 3 | 3 | 3 | 1 | 1 | 1 | 1 | 1 | 1 | 1 | 1 | 1 | 1 | 1 | 0 | 0 | 0 | 0 | 0 | 0 | 0 | 0 | 0 | 0 | 1 | 1 | 3 | 3 | 3 | 1 | 1 | 1 | 1 | 1 | 1 | 1 | 1 | 1 | 1 | 1 | 1 | 3 | 1 | 1 | 1 |  | 1 | 3 | 1 | 1 | 1
SDG&E Study Area | Trabuco | 138 | 0 | 0 | 0 | 0 | 0 | 0 | 0 | 0 | 0 | 0 | 0 | 0 | 0 | 0 | 0 | 0 | 0 | [6 empty] | 0 | 0 | 0 |  | 0 | 0 | 0 | 0 | 0 | 0 | 0 | 0 | 0 | 0 | 1 | 1 | 1 | 1 | 1 | 1 | 1 | 1 | 1 | 1 | 1 | 1 | 1 | 1 | 1 | 0 | 0 | 0 | 0 | 0 | 0 | 0 | 0 | 0 | 0 | 0 | 1 | 1 | 1 | 1 | 1 | 1 | 1 | 1 | 1 | 1 | 1 | 1 | 1 | 1 | 1 | 0 | 0 | 0 | 0 | 0 | 0 | 0 | 0 | 0 | 304.1932 | 0 | 1 | 1 | 1 | 1 | 1 | 1 | 1 | 1 | 1 | 1 | 1 | 1 | 1 | 1 | 1 | 0 | 1 | 1 | 1 | 1 | 1 |  | 1 | 1 | 1 | 1 | 1
PG&E Fresno Study Area | Tranquility | 230 | 0 | 0 | 0 | 0 | 0 | 0 | 0 | 0 | 0 | 416 | 833 | 575 | 0 | 1 | 0 | 0 | 0 | [6 empty] | 160 | 40 | 112 |  | 0 | 0 | 0 | 0 | 0 | 0 | 47.5 | 779.5 | 772.5 | 0 | 1 | 1 | 1 | 1 | 1 | 1 | 1 | 1 | 1 | 1 | 3 | 1 | 3 | 1 | 1 | 1 | 0 | 0 | 0 | 0 | 0 | 0 | 47.5 | 1091.59 | 772.5 | 0 | 1 | 1 | 1 | 1 | 1 | 1 | 1 | 1 | 1 | 1 | 3 | 1 | 2 | 1 | 1 | 1 | 0 | 0 | 0 | 0 | 0 | 0 | 47.5 | 1501.53 | 1282.25 | 0 | 1 | 1 | 1 | 1 | 1 | 1 | 1 | 1 | 1 | 1 | 3 | 1 | 1 | 1 | 1 | 1 | 1 | 1 | 2 | 1 | 1 |  | 1 | 1 | 2 | 1 | 1
East of Pisgah Study Area | Trout Canyon (fka Crazy Eyes) | 230 | 0 | 0 | 0 | 0 | 0 | 0 | 0 | 0 | 0 | 525 | 1558 | 955 | 0 | 1 | 0 | 0 | 0 | [6 empty] | 86 | 39 | 65 |  | 0 | 0 | 0 | 0 | 0 | 0 | 125 | 129.05 | 125 | 0 | 1 | 1 | 1 | 1 | 1 | 1 | 1 | 1 | 1 | 1 | 3 | 3 | 3 | 3 | 1 | 1 | 0 | 0 | 0 | 0 | 0 | 0 | 325 | 1699.004 | 1642.02 | 0 | 1 | 1 | 1 | 1 | 1 | 1 | 1 | 1 | 1 | 1 | 2 | 1 | 1 | 2.5 | 1 | 1 | 0 | 0 | 0 | 0 | 0 | 0 | 325 | 3058.42 | 3001.1067 | 0 | 1 | 1 | 1 | 1 | 1 | 1 | 1 | 1 | 1 | 1 | 3 | 2.5 | 1.5 | 2.5 | 1 | 1 | 1 | 1 | 2 | 2.5 | 1 |  | 1 | 1 | 1 | 2.5 | 1
PG&E North of Greater Bay Study Area | Tulucay | 230 | 0 | 0 | 0 | 0 | 0 | 0 | 0 | 0 | 0 | 0 | 0 | 0 | 0 | 0 | 0 | 0 | 0 | [6 empty] | 0 | 0 | 0 |  | 0 | 0 | 0 | 0 | 0 | 0 | 0 | 0 | 0 | 0 | 1 | 1 | 1 | 1 | 1 | 1 | 1 | 1 | 1 | 1 | 1 | 1 | 1 | 1 | 1 | 0 | 0 | 0 | 0 | 0 | 0 | 0 | 0 | 0 | 0 | 0 | 1 | 1 | 1 | 1 | 1 | 1 | 1 | 1 | 1 | 1 | 1 | 1 | 1 | 1 | 1 | 0 | 0 | 0 | 0 | 0 | 0 | 0 | 0 | 0 | 252 | 0 | 1 | 1 | 1 | 1 | 1 | 1 | 1 | 1 | 1 | 1 | 1 | 1 | 1 | 1 | 1 | 0 | 1 | 1 | 1 | 1 | 1 |  | 1 | 1 | 1 | 1 | 1
PG&E East Kern Study Area | Tupman | 115 | 0 | 0 | 0 | 0 | 0 | 0 | 0 | 0 | 0 | 0 | 0 | 0 | 0 | 0 | 0 | 0 | 0 | [6 empty] | 0 | 0 | 0 |  | 0 | 0 | 0 | 0 | 0 | 0 | 0 | 0 | 0 | 0 | 1 | 1 | 1 | 1 | 1 | 1 | 1 | 1 | 1 | 1 | 1 | 1 | 1 | 1 | 1 | 0 | 0 | 0 | 0 | 0 | 0 | 0 | 0 | 0 | 0 | 0 | 1 | 1 | 1 | 1 | 1 | 1 | 1 | 1 | 1 | 1 | 1 | 1 | 1 | 1 | 1 | 0 | 0 | 0 | 0 | 0 | 0 | 0 | 0 | 0 | 0 | 0 | 1 | 1 | 1 | 1 | 1 | 1 | 1 | 1 | 1 | 1 | 1 | 1 | 1 | 1 | 1 | 0 | 1 | 1 | 1 | 1 | 1 |  | 1 | 1 | 1 | 1 | 1
PG&E North of Greater Bay Study Area | UltraPower Chinese Station | 115 | 0 | 0 | 0 | 0 | 0 | 0 | 0 | 0 | 0 | 0 | 0 | 0 | 0 | 0 | 0 | 0 | 0 | [6 empty] | 0 | 0 | 0 |  | 0 | 0 | 0 | 0 | 0 | 0 | 0 | 0 | 0 | 0 | 1 | 1 | 1 | 1 | 1 | 1 | 1 | 1 | 1 | 1 | 1 | 1 | 1 | 1 | 1 | 0 | 0 | 0 | 0 | 0 | 0 | 0 | 0 | 0 | 0 | 0 | 1 | 1 | 1 | 1 | 1 | 1 | 1 | 1 | 1 | 1 | 1 | 1 | 1 | 1 | 1 | 0 | 0 | 0 | 0 | 0 | 0 | 0 | 0 | 0 | 0 | 0 | 1 | 1 | 1 | 1 | 1 | 1 | 1 | 1 | 1 | 1 | 1 | 1 | 1 | 1 | 1 | 0 | 1 | 1 | 1 | 1 | 1 |  | 1 | 1 | 1 | 1 | 1
PG&E North of Greater Bay Study Area | Vaca Dixon | 500 | 0 | 0 | 0 | 0 | 0 | 0 | 0 | 0 | 0 | 0 | 0 | 0 | 0 | 0 | 0 | 0 | 0 | [6 empty] | 0 | 0 | 0 |  | 0 | 0 | 0 | 0 | 0 | 0 | 0 | 0 | 0 | 0 | 1 | 1 | 1 | 1 | 1 | 1 | 1 | 1 | 1 | 1 | 1 | 1 | 1 | 1 | 1 | 0 | 0 | 0 | 0 | 0 | 0 | 0 | 0 | 0 | 0 | 0 | 1 | 1 | 1 | 1 | 1 | 1 | 1 | 1 | 1 | 1 | 1 | 1 | 1 | 1 | 1 | 0 | 0 | 0 | 0 | 0 | 0 | 0 | 0 | 0 | 710.6 | 0 | 1 | 1 | 1 | 1 | 1 | 1 | 1 | 1 | 1 | 1 | 1 | 1 | 1 | 1 | 1 | 0 | 1 | 1 | 1 | 1 | 1 |  | 1 | 1 | 1 | 1 | 1
PG&E North of Greater Bay Study Area | Vaca Dixon | 115 | 0 | 0 | 0 | 0 | 0 | 0 | 0 | 0 | 0 | 14 | 10 | 12 | 0 | 1 | 0 | 0 | 0 | [6 empty] | 13.5 | 6.5 | 6.5 |  | 0 | 0 | 0 | 0 | 0 | 0 | 24.5 | 0 | 313.5 | 0 | 1 | 1 | 1 | 1 | 1 | 1 | 1 | 1 | 1 | 1 | 1 | 1 | 1 | 1.5 | 1 | 1 | 0 | 0 | 0 | 0 | 0 | 0 | 24.5 | 0 | 313.5 | 0 | 1 | 1 | 1 | 1 | 1 | 1 | 1 | 1 | 1 | 1 | 1 | 1 | 1 | 1.5 | 1 | 1 | 0 | 0 | 0 | 0 | 0 | 0 | 24.5 | 0 | 891.61 | 0 | 1 | 1 | 1 | 1 | 1 | 1 | 1 | 1 | 1 | 1 | 1 | 1 | 1 | 1.5 | 1 | 1 | 1 | 1 | 1 | 1.75 | 1 |  | 1 | 1 | 1 | 1.75 | 1
SCE Eastern Study Area | Valley | 500 | 0 | 0 | 0 | 0 | 0 | 0 | 0 | 0 | 0 | 0 | 0 | 0 | 0 | 0 | 0 | 0 | 0 | [6 empty] | 0 | 0 | 10 |  | 0 | 0 | 0 | 0 | 0 | 0 | 0 | 0 | 680 | 0 | 1 | 1 | 1 | 1 | 1 | 1 | 1 | 1 | 1 | 1 | 1 | 1 | 1 | 2.5 | 1 | 1 | 0 | 0 | 0 | 0 | 0 | 0 | 0 | 0 | 1187.6 | 0 | 1 | 1 | 1 | 1 | 1 | 1 | 1 | 1 | 1 | 1 | 1 | 1 | 1 | 2.5 | 1 | 1 | 0 | 0 | 0 | 0 | 0 | 0 | 0 | 0 | 1537.6 | 0 | 1 | 1 | 1 | 1 | 1 | 1 | 1 | 1 | 1 | 1 | 1 | 1 | 1 | 2.5 | 1 | 1 | 1 | 1 | 1 | 2.75 | 1 |  | 1 | 1 | 1 | 2.75 | 1
East of Pisgah Study Area | Valley (VEA) | 138 | 0 | 0 | 0 | 0 | 0 | 0 | 0 | 0 | 0 | 0 | 50 | 40 | 0 | 1 | 0 | 0 | 0 | [6 empty] | 0 | 0 | 0 |  | 0 | 0 | 0 | 0 | 0 | 0 | 10 | 40 | 40 | 0 | 1 | 1 | 1 | 1 | 1 | 1 | 1 | 1 | 1 | 1 | 1 | 1 | 1 | 1 | 1 | 0 | 0 | 0 | 0 | 0 | 0 | 0 | 10 | 40 | 40 | 0 | 1 | 1 | 1 | 1 | 1 | 1 | 1 | 1 | 1 | 1 | 1 | 1 | 1 | 1 | 1 | 0 | 0 | 0 | 0 | 0 | 0 | 0 | 10 | 40 | 40 | 0 | 1 | 1 | 1 | 1 | 1 | 1 | 1 | 1 | 1 | 1 | 1 | 1 | 1 | 1 | 1 | 0 | 1 | 1 | 1 | 1 | 1 |  | 1 | 1 | 1 | 1 | 1
SCE Northern Area | Vestal | 230 | 0 | 0 | 0 | 0 | 0 | 0 | 0 | 0 | 0 | 350 | 451.13 | 358 | 0 | 1 | 0 | 0 | 0 | [6 empty] | 406 | 50 | 280 |  | 0 | 0 | 0 | 0 | 0 | 0 | 0 | 357 | 350 | 0 | 1 | 1 | 1 | 1 | 1 | 1 | 1 | 1 | 1 | 1 | 1 | 1 | 3 | 1 | 1 | 1 | 0 | 0 | 0 | 0 | 0 | 0 | 97.037 | 666.093 | 652.963 | 0 | 1 | 1 | 1 | 1 | 1 | 1 | 1 | 1 | 1 | 1 | 1 | 1 | 1 | 1 | 1 | 0 | 0 | 0 | 0 | 0 | 0 | 0 | 97.037 | 666.093 | 742.963 | 0 | 1 | 1 | 1 | 1 | 1 | 1 | 1 | 1 | 1 | 1 | 1 | 1 | 1 | 1 | 1 | 0 | 1 | 1 | 2 | 1 | 1 |  | 1 | 1 | 1 | 1 | 1
SCE North of Lugo (NOL) Study Area | Victor | 230 | 0 | 2.7 | 0 | 0 | 0 | 0 | 0 | 0 | 7 | 110 | 290.3943 | 220 | 0 | 1 | 0 | 0 | 0 | [6 empty] | 100 | 0 | 50 |  | 0 | 0 | 0 | 0 | 0 | 0 | 0 | 0 | 0 | 0 | 1 | 3 | 1 | 1 | 1 | 1 | 1 | 1 | 1 | 3 | 1 | 3 | 3 | 2 | 1 | 1 | 0 | 0 | 0 | 0 | 0 | 0 | 0 | 0 | 0 | 0 | 1 | 3 | 1 | 1 | 1 | 1 | 1 | 1 | 1 | 3 | 1 | 3 | 3 | 2 | 1 | 1 | 0 | 0 | 0 | 0 | 0 | 0 | 0 | 406.091 | 816.851 | 0 | 1 | 3 | 1 | 1 | 1 | 1 | 1 | 1 | 1 | 3 | 1 | 1 | 1 | 1 | 1 | 1 | 1 | 1 | 2 | 2 | 1 |  | 1 | 1 | 2 | 2 | 1
SCE North of Lugo (NOL) Study Area | Victor | 115 | 0 | 0 | 0 | 0 | 0 | 0 | 0 | 0 | 0 | 0 | 0 | 0 | 0 | 0 | 0 | 2.7 | 0 | [6 empty] | 0 | 0 | 0 |  | 0 | 0 | 0 | 0 | 0 | 0 | 0 | 0 | 0 | 0 | 1 | 1 | 1 | 1 | 1 | 1 | 1 | 1 | 1 | 1 | 1 | 1 | 1 | 1 | 1 | 0 | 0 | 0 | 0 | 0 | 0 | 0 | 0 | 0 | 0 | 0 | 1 | 1 | 1 | 1 | 1 | 1 | 1 | 1 | 1 | 1 | 1 | 1 | 1 | 1 | 1 | 0 | 0 | 0 | 0 | 0 | 0 | 0 | 0 | 0 | 0 | 0 | 1 | 1 | 1 | 1 | 1 | 1 | 1 | 1 | 1 | 1 | 1 | 1 | 1 | 1 | 1 | 0 | 1 | 1 | 1 | 1 | 1 |  | 1 | 1 | 1 | 1 | 1
SCE Metro Study Area | Viejo | 230 | 0 | 0 | 0 | 0 | 0 | 0 | 0 | 0 | 0 | 0 | 0 | 0 | 0 | 0 | 0 | 0 | 0 | [6 empty] | 0 | 0 | 0 |  | 0 | 0 | 0 | 0 | 0 | 0 | 0 | 0 | 0 | 0 | 1 | 1 | 1 | 1 | 1 | 1 | 1 | 1 | 1 | 1 | 1 | 1 | 1 | 1 | 1 | 0 | 0 | 0 | 0 | 0 | 0 | 0 | 0 | 0 | 0 | 0 | 1 | 1 | 1 | 1 | 1 | 1 | 1 | 1 | 1 | 1 | 1 | 1 | 1 | 1 | 1 | 0 | 0 | 0 | 0 | 0 | 0 | 0 | 0 | 0 | 302.4 | 0 | 1 | 1 | 1 | 1 | 1 | 1 | 1 | 1 | 1 | 1 | 1 | 1 | 1 | 1 | 1 | 0 | 1 | 1 | 1 | 1 | 1 |  | 1 | 1 | 1 | 1 | 1
PG&E North of Greater Bay Study Area | Vierra | 115 | 0 | 0 | 0 | 0 | 0 | 0 | 0 | 0 | 0 | 0 | 0 | 0 | 0 | 0 | 0 | 0 | 0 | [6 empty] | 0 | 0 | 0 |  | 0 | 0 | 0 | 0 | 0 | 0 | 0 | 0 | 0 | 0 | 1 | 1 | 1 | 1 | 1 | 1 | 1 | 1 | 1 | 1 | 1 | 1 | 1 | 1 | 1 | 0 | 0 | 0 | 0 | 0 | 0 | 0 | 0 | 0 | 102 | 0 | 1 | 1 | 1 | 1 | 1 | 1 | 1 | 1 | 1 | 1 | 1 | 1 | 1 | 1 | 1 | 0 | 0 | 0 | 0 | 0 | 0 | 0 | 0 | 0 | 102 | 0 | 1 | 1 | 1 | 1 | 1 | 1 | 1 | 1 | 1 | 1 | 1 | 1 | 1 | 1 | 1 | 0 | 1 | 1 | 1 | 1 | 1 |  | 1 | 1 | 1 | 1 | 1
SCE Metro Study Area | Villa Park | 230 | 0 | 0 | 0 | 0 | 0 | 0 | 0 | 0 | 0 | 0 | 0 | 0 | 0 | 0 | 0 | 0 | 0 | [6 empty] | 0 | 0 | 0 |  | 0 | 0 | 0 | 0 | 0 | 0 | 0 | 0 | 0 | 0 | 1 | 1 | 1 | 1 | 1 | 1 | 1 | 1 | 1 | 1 | 1 | 1 | 1 | 1 | 1 | 0 | 0 | 0 | 0 | 0 | 0 | 0 | 0 | 0 | 0 | 0 | 1 | 1 | 1 | 1 | 1 | 1 | 1 | 1 | 1 | 1 | 1 | 1 | 1 | 1 | 1 | 0 | 0 | 0 | 0 | 0 | 0 | 0 | 0 | 0 | 0 | 0 | 1 | 1 | 1 | 1 | 1 | 1 | 1 | 1 | 1 | 1 | 1 | 1 | 1 | 1 | 1 | 0 | 1 | 1 | 1 | 1 | 1 |  | 1 | 1 | 1 | 1 | 1
SCE Northern Area | Vincent | 230 | 0 | 0 | 0 | 0 | 0 | 0 | 0 | 0 | 0 | 0 | 1303 | 1223.59 | 0 | 1 | 0 | 0 | 0 | [6 empty] | 0 | 0 | 0 |  | 0 | 0 | 0 | 0 | 0 | 0 | 0 | 1250 | 1555 | 0 | 1 | 1 | 1 | 1 | 1 | 1 | 1 | 1 | 1 | 1 | 1 | 1 | 1 | 1.5 | 1 | 1 | 0 | 0 | 0 | 0 | 0 | 0 | 0 | 1250 | 1555 | 0 | 1 | 1 | 1 | 1 | 1 | 1 | 1 | 1 | 1 | 1 | 1 | 1 | 1 | 1.5 | 1 | 1 | 0 | 0 | 0 | 0 | 0 | 0 | 0 | 1403.5 | 3111.7134 | 0 | 1 | 1 | 1 | 1 | 1 | 1 | 1 | 1 | 1 | 1 | 1 | 1 | 1 | 2.5 | 1 | 1 | 1 | 1 | 1 | 1.75 | 1 |  | 1 | 1 | 1 | 1.75 | 1
SCE Eastern Study Area | Vista | 230 | 0 | 3 | 0 | 0 | 0 | 0 | 0 | 0 | 0 | 0 | 0 | 0 | 0 | 1 | 0 | 0 | 0 | [6 empty] | 0 | 0 | 0 |  | 0 | 0 | 0 | 0 | 0 | 0 | 0 | 0 | 0 | 0 | 1 | 3 | 1 | 1 | 1 | 1 | 1 | 1 | 1 | 1 | 1 | 1 | 1 | 1 | 1 | 1 | 0 | 0 | 0 | 0 | 0 | 0 | 0 | 0 | 0 | 0 | 1 | 3 | 1 | 1 | 1 | 1 | 1 | 1 | 1 | 1 | 1 | 1 | 1 | 1 | 1 | 1 | 0 | 0 | 0 | 0 | 0 | 0 | 0 | 0 | 500 | 0 | 1 | 3 | 1 | 1 | 1 | 1 | 1 | 1 | 1 | 1 | 1 | 1 | 1 | 1 | 1 | 1 | 1 | 1 | 1 | 1 | 1 |  | 1 | 1 | 1 | 1 | 1
East of Pisgah Study Area | Vista (VEA) | 138 | 0 | 0 | 0 | 0 | 0 | 0 | 0 | 0 | 0 | 100 | 100 | 65 | 0 | 1 | [13 empty] | 0 | 0 | 0 | 0 | 0 | 0 | 0 | 0 | 0 | 0 | 1 | 1 | 1 | 1 | 1 | 1 | 1 | 1 | 1 | 1 | 3 | 3 | 3 | 3 | 1 | 1 | 0 | 0 | 0 | 0 | 0 | 0 | 0 | 0 | 0 | 0 | 1 | 1 | 1 | 1 | 1 | 1 | 1 | 1 | 1 | 1 | 3 | 3 | 3 | 3 | 1 | 1 | 0 | 0 | 0 | 0 | 0 | 0 | 109.13 | 114.2 | 110.87 | 0 | 1 | 1 | 1 | 1 | 1 | 1 | 1 | 1 | 1 | 1 | 1 | 1 | 1 | 1 | 1 | 0 | 1 | 1 | 2 | 2 | 1 |  | 1 | 1 | 2 | 2 | 1
PG&E Fresno Study Area | Wahtoke | 115 | 0 | 0 | 0 | 0 | 0 | 0 | 0 | 0 | 0 | 0 | 0 | 0 | 0 | 0 | 0 | 0 | 0 | [6 empty] | 0 | 0 | 0 |  | 0 | 0 | 0 | 0 | 0 | 0 | 0 | 0 | 0 | 0 | 1 | 1 | 1 | 1 | 1 | 1 | 1 | 1 | 1 | 1 | 1 | 1 | 1 | 1 | 1 | 0 | 0 | 0 | 0 | 0 | 0 | 0 | 0 | 0 | 0 | 0 | 1 | 1 | 1 | 1 | 1 | 1 | 1 | 1 | 1 | 1 | 1 | 1 | 1 | 1 | 1 | 0 | 0 | 0 | 0 | 0 | 0 | 0 | 0 | 0 | 0 | 0 | 1 | 1 | 1 | 1 | 1 | 1 | 1 | 1 | 1 | 1 | 1 | 1 | 1 | 1 | 1 | 0 | 1 | 1 | 1 | 1 | 1 |  | 1 | 1 | 1 | 1 | 1
SCE Metro Study Area | Walnut | 230 | 0 | 0 | 0 | 0 | 0 | 0 | 0 | 0 | 0 | 0 | 0 | 300 | 0 | 1 | 0 | 0 | 0 | [6 empty] | 0 | 0 | 0 |  | 0 | 0 | 0 | 0 | 0 | 0 | 0 | 0 | 200 | 0 | 1 | 1 | 1 | 1 | 1 | 1 | 1 | 1 | 1 | 1 | 1 | 1 | 1 | 1 | 1 | 0 | 0 | 0 | 0 | 0 | 0 | 0 | 0 | 0 | 200 | 0 | 1 | 1 | 1 | 1 | 1 | 1 | 1 | 1 | 1 | 1 | 1 | 1 | 1 | 1 | 1 | 0 | 0 | 0 | 0 | 0 | 0 | 0 | 0 | 0 | 605.5148 | 0 | 1 | 1 | 1 | 1 | 1 | 1 | 1 | 1 | 1 | 1 | 1 | 1 | 1 | 1 | 1 | 0 | 1 | 1 | 1 | 1 | 1 |  | 1 | 1 | 1 | 1 | 1
PG&E Fresno Study Area | Westley | 230 | 0 | 4 | 0 | 0 | 0 | 0 | 0 | 0 | 0 | 91 | 119.32 | 99.5 | 0 | 1 | 0 | 0 | 0 | [6 empty] | 45 | 25 | 25 |  | 0 | 0 | 0 | 0 | 0 | 0 | 145.5 | 74.5 | 154.5 | 0 | 1 | 3 | 1 | 1 | 1 | 1 | 1 | 1 | 1 | 1 | 1 | 1 | 1 | 1 | 1 | 1 | 0 | 0 | 0 | 0 | 0 | 0 | 150.5 | 89.82 | 169.5 | 0 | 1 | 3 | 1 | 1 | 1 | 1 | 1 | 1 | 1 | 1 | 1 | 1 | 1 | 1 | 1 | 1 | 0 | 0 | 0 | 0 | 0 | 0 | 150.5 | 89.82 | 668.8495 | 0 | 1 | 3 | 1 | 1 | 1 | 1 | 1 | 1 | 1 | 1 | 1 | 1 | 1 | 1 | 1 | 1 | 1 | 1 | 1 | 1 | 1 |  | 1 | 1 | 1 | 1 | 1
PG&E Fresno Study Area | West Fresno | 115 | 0 | 0 | 0 | 0 | 0 | 0 | 0 | 0 | 0 | 0 | 0 | 0 | 0 | 0 | 0 | 0 | 0 | [6 empty] | 0 | 0 | 0 |  | 0 | 0 | 0 | 0 | 0 | 0 | 0 | 0 | 0 | 0 | 1 | 1 | 1 | 1 | 1 | 1 | 1 | 1 | 1 | 1 | 1 | 1 | 1 | 1 | 1 | 0 | 0 | 0 | 0 | 0 | 0 | 0 | 0 | 0 | 0 | 0 | 1 | 1 | 1 | 1 | 1 | 1 | 1 | 1 | 1 | 1 | 1 | 1 | 1 | 1 | 1 | 0 | 0 | 0 | 0 | 0 | 0 | 0 | 0 | 0 | 178.192 | 0 | 1 | 1 | 1 | 1 | 1 | 1 | 1 | 1 | 1 | 1 | 1 | 1 | 1 | 1 | 1 | 0 | 1 | 1 | 1 | 1 | 1 |  | 1 | 1 | 1 | 1 | 1
PG&E East Kern Study Area | Westpark | 115 | 0 | 0 | 0 | 0 | 0 | 0 | 0 | 0 | 0 | 0 | 0 | 0 | 0 | 0 | 0 | 0 | 0 | [6 empty] | 0 | 0 | 0 |  | 0 | 0 | 0 | 0 | 0 | 0 | 0 | 0 | 0 | 0 | 1 | 1 | 1 | 1 | 1 | 1 | 1 | 1 | 1 | 1 | 1 | 1 | 1 | 1 | 1 | 0 | 0 | 0 | 0 | 0 | 0 | 0 | 0 | 0 | 0 | 0 | 1 | 1 | 1 | 1 | 1 | 1 | 1 | 1 | 1 | 1 | 1 | 1 | 1 | 1 | 1 | 0 | 0 | 0 | 0 | 0 | 0 | 0 | 0 | 0 | 0 | 0 | 1 | 1 | 1 | 1 | 1 | 1 | 1 | 1 | 1 | 1 | 1 | 1 | 1 | 1 | 1 | 0 | 1 | 1 | 1 | 1 | 1 |  | 1 | 1 | 1 | 1 | 1
PG&E East Kern Study Area | Wheeler Ridge | 115 | 0 | 0 | 0 | 0 | 0 | 0 | 0 | 0 | 0 | 170 | 155.321 | 117 | 0 | 1 | 0 | 0 | 0 | [6 empty] | 170 | 0 | 17.5 |  | 0 | 0 | 0 | 0 | 0 | 0 | 8 | 167.321 | 162 | 0 | 1 | 1 | 1 | 1 | 1 | 1 | 1 | 1 | 1 | 1 | 1 | 1 | 2 | 1 | 1 | 1 | 0 | 0 | 0 | 0 | 0 | 0 | 8 | 167.321 | 162 | 0 | 1 | 1 | 1 | 1 | 1 | 1 | 1 | 1 | 1 | 1 | 1 | 1 | 2 | 1 | 1 | 1 | 0 | 0 | 0 | 0 | 0 | 0 | 53.1 | 223.941 | 214.9 | 0 | 1 | 1 | 1 | 1 | 1 | 1 | 1 | 1 | 1 | 1 | 1 | 1 | 1 | 1 | 1 | 0 | 1 | 1 | 2 | 1 | 1 |  | 1 | 1 | 2 | 1 | 1
PG&E East Kern Study Area | Wheeler Ridge | 230 | 0 | 0 | 0 | 0 | 0 | 0 | 0 | 0 | 0 | 210 | 240 | 170 | 0 | 1 | 0 | 0 | 0 | [6 empty] | 200 | 0 | 0 |  | 0 | 0 | 0 | 0 | 0 | 0 | 200 | 5.1 | 0 | 0 | 1 | 1 | 1 | 1 | 1 | 1 | 1 | 1 | 1 | 1 | 1 | 3 | 3 | 3 | 1 | 1 | 0 | 0 | 0 | 0 | 0 | 0 | 200 | 5.1 | 0 | 0 | 1 | 1 | 1 | 1 | 1 | 1 | 1 | 1 | 1 | 1 | 1 | 3 | 3 | 3 | 1 | 1 | 0 | 0 | 0 | 0 | 0 | 0 | 200 | 315.73 | 310.63 | 0 | 1 | 1 | 1 | 1 | 1 | 1 | 1 | 1 | 1 | 1 | 1 | 1 | 1 | 1 | 1 | 0 | 1 | 1 | 2 | 2 | 1 |  | 1 | 1 | 2 | 2 | 1
SCE Northern Area | Whirlwind | 500 | 0 | 0 | 0 | 0 | 0 | 0 | 0 | 0 | 0 | 0 | 0 | 0 | 0 | 0 | 0 | 0 | 0 | [6 empty] | 0 | 0 | 0 |  | 0 | 0 | 0 | 0 | 0 | 0 | 0 | 0 | 0 | 0 | 1 | 1 | 1 | 1 | 1 | 1 | 1 | 1 | 1 | 1 | 1 | 1 | 1 | 1 | 1 | 0 | 0 | 0 | 0 | 0 | 0 | 0 | 0 | 0 | 0 | 0 | 1 | 1 | 1 | 1 | 1 | 1 | 1 | 1 | 1 | 1 | 1 | 1 | 1 | 1 | 1 | 0 | 0 | 0 | 0 | 0 | 0 | 0 | 0 | 407.63 | 920.83 | 0 | 1 | 1 | 1 | 1 | 1 | 1 | 1 | 1 | 1 | 1 | 1 | 1 | 1 | 1.5 | 1 | 1 | 1 | 1 | 1 | 1 | 1 |  | 1 | 1 | 1 | 1 | 1
SCE Northern Area | Whirlwind | 230 | 0 | 0 | 92.9 | 0 | 0 | 0 | 0 | 0 | 0 | 650 | 1878.995 | 1516.62 | 500 | 1 | 0 | 0 | 0 | [6 empty] | 300 | 15 | 108 |  | 0 | 0 | 0 | 0 | 0 | 0 | 485.12 | 922.938 | 1092 | 0 | 1 | 1 | 3 | 1 | 3 | 1 | 1 | 1 | 1 | 1 | 2 | 3 | 3 | 3 | 3 | 1 | 0 | 0 | 100 | 0 | 0 | 0 | 485.12 | 922.938 | 1200 | 500 | 1 | 1 | 1 | 1 | 1 | 1 | 1 | 1 | 1 | 1 | 2 | 3 | 3 | 3 | 1 | 1 | 0 | 0 | 100 | 0 | 0 | 0 | 610.12 | 2101.418 | 2356.18 | 500 | 1 | 1 | 1 | 1 | 1 | 1 | 1 | 1 | 1 | 1 | 1 | 1 | 1 | 1.5 | 1 | 1 | 1 | 2 | 2 | 2 | 2 |  | 1 | 1 | 2 | 2 | 1
SCE Northern Area | Windhub | 500 | 0 | 0 | 0 | 0 | 0 | 0 | 0 | 0 | 0 | 650 | 500 | 350 | 0 | 1 | 0 | 0 | 0 | [6 empty] | 0 | 0 | 0 |  | 0 | 0 | 0 | 0 | 0 | 0 | 728.45 | 50.0956 | 671.55 | 0 | 1 | 1 | 1 | 1 | 1 | 1 | 1 | 1 | 1 | 1 | 1 | 3 | 3 | 1.5 | 1 | 1 | 0 | 0 | 0 | 0 | 0 | 0 | 728.45 | 50.0956 | 671.55 | 0 | 1 | 1 | 1 | 1 | 1 | 1 | 1 | 1 | 1 | 1 | 1 | 3 | 3 | 1.5 | 1 | 1 | 0 | 0 | 0 | 0 | 0 | 0 | 728.45 | 558.7656 | 1180.22 | 0 | 1 | 1 | 1 | 1 | 1 | 1 | 1 | 1 | 1 | 1 | 1 | 1 | 1 | 1.5 | 1 | 1 | 1 | 1 | 2 | 1.75 | 1 |  | 1 | 1 | 2 | 1.75 | 1
SCE Northern Area | Windhub | 230 | 0 | 0 | 188 | 0 | 0 | 0 | 0 | 0 | 0 | 681 | 1153 | 1015.205 | 0 | 1 | 0 | 0 | 211.6 | [6 empty] | 375.7 | 0 | 150 |  | 0 | 0 | 23.52 | 0 | 0 | 0 | 588 | 1137 | 1720 | 0 | 1 | 1 | 1 | 1 | 1 | 1 | 1 | 1 | 1 | 1 | 1 | 1 | 2 | 2.5 | 1 | 1 | 0 | 0 | 23.52 | 0 | 0 | 0 | 633.4086 | 1296.1828 | 2499.4768 | 0 | 1 | 1 | 1 | 1 | 1 | 1 | 1 | 1 | 1 | 1 | 1 | 1 | 1 | 2.5 | 1 | 1 | 0 | 0 | 23.52 | 0 | 0 | 0 | 633.4086 | 1296.1828 | 2499.4768 | 500 | 1 | 1 | 1 | 1 | 1 | 1 | 1 | 1 | 1 | 1 | 1 | 1 | 1 | 1.5 | 1 | 1 | 1 | 1 | 2 | 2.75 | 1 |  | 1 | 1 | 1 | 2.75 | 1
PG&E North of Greater Bay Study Area | Woodland | 115 | 0 | 0 | 0 | 0 | 0 | 0 | 0 | 0 | 0 | 0 | 12 | 12 | 0 | 1 | 0 | 0 | 0 | [6 empty] | 0 | 0 | 0 |  | 0 | 0 | 0 | 0 | 0 | 0 | 0 | 12 | 12.1 | 0 | 1 | 1 | 1 | 1 | 1 | 1 | 1 | 1 | 1 | 1 | 1 | 1 | 1 | 1 | 1 | 0 | 0 | 0 | 0 | 0 | 0 | 0 | 0 | 12 | 12.1 | 0 | 1 | 1 | 1 | 1 | 1 | 1 | 1 | 1 | 1 | 1 | 1 | 1 | 1 | 1 | 1 | 0 | 0 | 0 | 0 | 0 | 0 | 0 | 0 | 96.9957 | 96.9117 | 0 | 1 | 1 | 1 | 1 | 1 | 1 | 1 | 1 | 1 | 1 | 1 | 1 | 1 | 1 | 1 | 0 | 1 | 1 | 1 | 1 | 1 |  | 1 | 1 | 1 | 1 | 1
PG&E North of Greater Bay Study Area | Wyandotte | 115 | 0 | 3.6 | 0 | 0 | 0 | 0 | 0 | 0 | 0 | 0 | 0 | 0 | 0 | 1 | 0 | 0 | 0 | [6 empty] | 0 | 0 | 0 |  | 0 | 0 | 0 | 0 | 0 | 0 | 0 | 0 | 0 | 0 | 1 | 3 | 1 | 1 | 1 | 1 | 1 | 1 | 1 | 1 | 1 | 1 | 1 | 1 | 1 | 1 | 0 | 0 | 0 | 0 | 0 | 0 | 0 | 0 | 0 | 0 | 1 | 3 | 1 | 1 | 1 | 1 | 1 | 1 | 1 | 1 | 1 | 1 | 1 | 1 | 1 | 1 | 0 | 0 | 0 | 0 | 0 | 0 | 0 | 0 | 0 | 0 | 1 | 3 | 1 | 1 | 1 | 1 | 1 | 1 | 1 | 1 | 1 | 1 | 1 | 1 | 1 | 1 | 1 | 1 | 1 | 1 | 1 |  | 1 | 1 | 1 | 1 | 1

## CAISOQueue_bySub
Summary of Projects in CAISO interconnection queue; Source date: 03-08-2022
Translates CAISO queue projects to substations and resources types consistent with busbar mapping substations, locations, and terminology | [9 empty] | All Projects | [10 empty] | Projects | [10 empty] | Projects with | [10 empty] | Projects with | [10 empty] | Projects with | [10 empty] | Projects with | [10 empty] | Projects with | [10 empty] | Projects with
[10 empty] | In Queue | [10 empty] | Included in Nov. 2021, No Tx needed list | [10 empty] | Study Status: | Executed | IA | [8 empty] | Study Status: | Complete | Phase II Cluster Study | [8 empty] | Study Status: | Executed | IA | Online Date by: | 2024-12-31 | [6 empty] | Study Status: | Complete | Phase II Cluster Study |  | Online Date by: | 2024-12-31 | [5 empty] | Study Status: | Complete | Phase II Cluster Study |  | Online Date by: | 2025-12-31 | [5 empty] | Study Status: | Complete | Phase II Cluster Study |  | Online Date by: | 2026-12-31
Area | Substation | Voltage | Li_Battery | Solar | Geothermal | Wind | OOS Wind | OSW Wind | PSH | Battery | Wind (Total) | Wind (FCDS) | Wind (EODS) | Offshore Wind (FCDS) | Offshore Wind (EODS) | Solar (Total) | Solar (FCDS) | Solar (EODS) | Geothermal | LDES | Battery | Wind (Total) | Wind (FCDS) | Wind (EODS) | Offshore Wind (FCDS) | Offshore Wind (EODS) | Solar (Total) | Solar (FCDS) | Solar (EODS) | Geothermal | LDES | Battery | Wind (Total) | Wind (FCDS) | Wind (EODS) | Offshore Wind (FCDS) | Offshore Wind (EODS) | Solar (Total) | Solar (FCDS) | Solar (EODS) | Geothermal | LDES | Battery | Wind (Total) | Wind (FCDS) | Wind (EODS) | Offshore Wind (FCDS) | Offshore Wind (EODS) | Solar (Total) | Solar (FCDS) | Solar (EODS) | Geothermal | LDES | Battery | Wind (Total) | Wind (FCDS) | Wind (EODS) | Offshore Wind (FCDS) | Offshore Wind (EODS) | Solar (Total) | Solar (FCDS) | Solar (EODS) | Geothermal | LDES | Battery | Wind (Total) | Wind (FCDS) | Wind (EODS) | Offshore Wind (FCDS) | Offshore Wind (EODS) | Solar (Total) | Solar (FCDS) | Solar (EODS) | Geothermal | LDES | Battery | Wind (Total) | Wind (FCDS) | Wind (EODS) | Offshore Wind (FCDS) | Offshore Wind (EODS) | Solar (Total) | Solar (FCDS) | Solar (EODS) | Geothermal | LDES | Battery | Wind (Total) | Wind (FCDS) | Wind (EODS) | Offshore Wind (FCDS) | Offshore Wind (EODS) | Solar (Total) | Solar (FCDS) | Solar (EODS) | Geothermal | LDES
PG&E East Kern Study Area | 7th Standard | 115 | Southern_PGAE_Li_Battery | Southern_PGAE_Solar | 0 | 0 | 0 | 0 | 0 | 92.07 | 0 | 0 | 0 | 0 | 0 | 0 | 0 | 0 | 0 | 0 | 0 | 0 | 0 | 0 | 0 | 0 | 0 | 0 | 0 | 0 | 0 | 0 | 0 | 0 | 0 | 0 | 0 | 0 | 0 | 0 | 0 | 0 | 0 | 0 | 0 | 0 | 0 | 0 | 0 | 0 | 0 | 0 | 0 | 0 | 0 | 0 | 0 | 0 | 0 | 0 | 0 | 0 | 0 | 0 | 0 | 0 | 0 | 0 | 0 | 0 | 0 | 0 | 0 | 0 | 0 | 0 | 0 | 0 | 0 | 0 | 0 | 0 | 0 | 0 | 0 | 0 | 0 | 0 | 0 | 0 | 0 | 0 | 0 | 0 | 0 | 0 | 0
SCE Metro Study Area | Alamitos | 230 | Greater_LA_Li_Battery | Greater_LA_Solar | 0 | 0 | 0 | 0 | 0 | 241.5 | 0 | 0 | 0 | 0 | 0 | 0 | 0 | 0 | 0 | 0 | 0 | 0 | 0 | 0 | 0 | 0 | 0 | 0 | 0 | 0 | 0 | 0 | 0 | 0 | 0 | 0 | 0 | 0 | 0 | 0 | 0 | 0 | 0 | 0 | 0 | 0 | 0 | 0 | 0 | 0 | 0 | 0 | 0 | 0 | 0 | 0 | 0 | 0 | 0 | 0 | 0 | 0 | 0 | 0 | 0 | 0 | 0 | 0 | 0 | 0 | 0 | 0 | 0 | 0 | 0 | 0 | 0 | 0 | 0 | 0 | 0 | 0 | 0 | 0 | 0 | 0 | 0 | 0 | 0 | 0 | 0 | 0 | 0 | 0 | 0 | 0 | 0
PG&E Fresno Study Area | Alpaugh | 115 | Southern_PGAE_Li_Battery | Southern_PGAE_Solar | 0 | 0 | 0 | 0 | 0 | 628.6983 | 0 | 0 | 0 | 0 | 0 | 618.6983 | 0 | 618.6983 | 0 | 0 | 10 | 0 | 0 | 0 | 0 | 0 | 0 | 0 | 0 | 0 | 0 | 10 | 0 | 0 | 0 | 0 | 0 | 0 | 0 | 0 | 0 | 0 | 10 | 0 | 0 | 0 | 0 | 0 | 0 | 0 | 0 | 0 | 0 | 10 | 0 | 0 | 0 | 0 | 0 | 0 | 0 | 0 | 0 | 0 | 10 | 0 | 0 | 0 | 0 | 0 | 0 | 0 | 0 | 0 | 0 | 10 | 0 | 0 | 0 | 0 | 0 | 0 | 0 | 0 | 0 | 0 | 10 | 0 | 0 | 0 | 0 | 0 | 0 | 0 | 0 | 0 | 0
SCE Northern Area | Antelope | 500 | Tehachapi_Li_Battery | Tehachapi_Solar | 0 | 0 | 0 | 0 | 0 | 0 | 0 | 0 | 0 | 0 | 0 | 0 | 0 | 0 | 0 | 0 | 0 | 0 | 0 | 0 | 0 | 0 | 0 | 0 | 0 | 0 | 0 | 0 | 0 | 0 | 0 | 0 | 0 | 0 | 0 | 0 | 0 | 0 | 0 | 0 | 0 | 0 | 0 | 0 | 0 | 0 | 0 | 0 | 0 | 0 | 0 | 0 | 0 | 0 | 0 | 0 | 0 | 0 | 0 | 0 | 0 | 0 | 0 | 0 | 0 | 0 | 0 | 0 | 0 | 0 | 0 | 0 | 0 | 0 | 0 | 0 | 0 | 0 | 0 | 0 | 0 | 0 | 0 | 0 | 0 | 0 | 0 | 0 | 0 | 0 | 0 | 0 | 0
SCE Northern Area | Antelope | 230 | Tehachapi_Li_Battery | Tehachapi_Solar | 0 | 0 | 0 | 0 | 0 | 1771.7054 | 0 | 0 | 0 | 0 | 0 | 1139.1632 | 721.928 | 417.2352 | 0 | 0 | 200 | 0 | 0 | 0 | 0 | 0 | 450 | 450 | 0 | 0 | 0 | 363.4 | 0 | 0 | 0 | 0 | 0 | 770 | 606.6 | 163.4 | 0 | 0 | 363.4 | 0 | 0 | 0 | 0 | 0 | 770 | 606.6 | 163.4 | 0 | 0 | 363.4 | 0 | 0 | 0 | 0 | 0 | 770 | 606.6 | 163.4 | 0 | 0 | 363.4 | 0 | 0 | 0 | 0 | 0 | 770 | 606.6 | 163.4 | 0 | 0 | 363.4 | 0 | 0 | 0 | 0 | 0 | 770 | 606.6 | 163.4 | 0 | 0 | 363.4 | 0 | 0 | 0 | 0 | 0 | 770 | 606.6 | 163.4 | 0 | 0
PG&E East Kern Study Area | Arco | 230 | Southern_PGAE_Li_Battery | Southern_PGAE_Solar | 0 | 0 | 0 | 0 | 0 | 1402.1318 | 0 | 0 | 0 | 0 | 0 | 1419.3229 | 44.5 | 1374.8229 | 0 | 0 | 55.2 | 0 | 0 | 0 | 0 | 0 | 61.3 | 4.8 | 56.5 | 0 | 0 | 80.4 | 0 | 0 | 0 | 0 | 0 | 127.9 | 44.5 | 83.4 | 0 | 0 | 436.27 | 0 | 0 | 0 | 0 | 0 | 483.274 | 44.5 | 438.774 | 0 | 0 | 25.2 | 0 | 0 | 0 | 0 | 0 | 66.6 | 39.7 | 26.9 | 0 | 0 | 381.07 | 0 | 0 | 0 | 0 | 0 | 421.974 | 39.7 | 382.274 | 0 | 0 | 436.27 | 0 | 0 | 0 | 0 | 0 | 483.274 | 44.5 | 438.774 | 0 | 0 | 436.27 | 0 | 0 | 0 | 0 | 0 | 483.274 | 44.5 | 438.774 | 0 | 0
SCE Metro Study Area | Arcogen | 230 | Greater_LA_Li_Battery | Greater_LA_Solar | 0 | 0 | 0 | 0 | 0 | 0 | 0 | 0 | 0 | 0 | 0 | 0 | 0 | 0 | 0 | 0 | 0 | 0 | 0 | 0 | 0 | 0 | 0 | 0 | 0 | 0 | 0 | 0 | 0 | 0 | 0 | 0 | 0 | 0 | 0 | 0 | 0 | 0 | 0 | 0 | 0 | 0 | 0 | 0 | 0 | 0 | 0 | 0 | 0 | 0 | 0 | 0 | 0 | 0 | 0 | 0 | 0 | 0 | 0 | 0 | 0 | 0 | 0 | 0 | 0 | 0 | 0 | 0 | 0 | 0 | 0 | 0 | 0 | 0 | 0 | 0 | 0 | 0 | 0 | 0 | 0 | 0 | 0 | 0 | 0 | 0 | 0 | 0 | 0 | 0 | 0 | 0 | 0
PG&E East Kern Study Area | Avenal | 115 | Southern_PGAE_Li_Battery | Southern_PGAE_Solar | 0 | 0 | 0 | 0 | 0 | 0 | 0 | 0 | 0 | 0 | 0 | 0 | 0 | 0 | 0 | 0 | 0 | 0 | 0 | 0 | 0 | 0 | 0 | 0 | 0 | 0 | 0 | 0 | 0 | 0 | 0 | 0 | 0 | 0 | 0 | 0 | 0 | 0 | 0 | 0 | 0 | 0 | 0 | 0 | 0 | 0 | 0 | 0 | 0 | 0 | 0 | 0 | 0 | 0 | 0 | 0 | 0 | 0 | 0 | 0 | 0 | 0 | 0 | 0 | 0 | 0 | 0 | 0 | 0 | 0 | 0 | 0 | 0 | 0 | 0 | 0 | 0 | 0 | 0 | 0 | 0 | 0 | 0 | 0 | 0 | 0 | 0 | 0 | 0 | 0 | 0 | 0 | 0
SCE Northern Area | Bailey | 230 | Tehachapi_Li_Battery | Tehachapi_Solar | 0 | 0 | 0 | 0 | 0 | 151.2 | 0 | 0 | 0 | 0 | 0 | 0 | 0 | 0 | 0 | 0 | 0 | 0 | 0 | 0 | 0 | 0 | 0 | 0 | 0 | 0 | 0 | 0 | 0 | 0 | 0 | 0 | 0 | 0 | 0 | 0 | 0 | 0 | 0 | 0 | 0 | 0 | 0 | 0 | 0 | 0 | 0 | 0 | 0 | 0 | 0 | 0 | 0 | 0 | 0 | 0 | 0 | 0 | 0 | 0 | 0 | 0 | 0 | 0 | 0 | 0 | 0 | 0 | 0 | 0 | 0 | 0 | 0 | 0 | 0 | 0 | 0 | 0 | 0 | 0 | 0 | 0 | 0 | 0 | 0 | 0 | 0 | 0 | 0 | 0 | 0 | 0 | 0
PG&E East Kern Study Area | Bakersfield | 230 | Southern_PGAE_Li_Battery | Southern_PGAE_Solar | 0 | 0 | 0 | 0 | 0 | 0 | 0 | 0 | 0 | 0 | 0 | 0 | 0 | 0 | 0 | 0 | 0 | 0 | 0 | 0 | 0 | 0 | 0 | 0 | 0 | 0 | 0 | 0 | 0 | 0 | 0 | 0 | 0 | 0 | 0 | 0 | 0 | 0 | 0 | 0 | 0 | 0 | 0 | 0 | 0 | 0 | 0 | 0 | 0 | 0 | 0 | 0 | 0 | 0 | 0 | 0 | 0 | 0 | 0 | 0 | 0 | 0 | 0 | 0 | 0 | 0 | 0 | 0 | 0 | 0 | 0 | 0 | 0 | 0 | 0 | 0 | 0 | 0 | 0 | 0 | 0 | 0 | 0 | 0 | 0 | 0 | 0 | 0 | 0 | 0 | 0 | 0 | 0
SCE Metro Study Area | Barre | 230 | Greater_LA_Li_Battery | Greater_LA_Solar | 0 | 0 | 0 | 0 | 0 | 0 | 0 | 0 | 0 | 0 | 0 | 0 | 0 | 0 | 0 | 0 | 0 | 0 | 0 | 0 | 0 | 0 | 0 | 0 | 0 | 0 | 0 | 0 | 0 | 0 | 0 | 0 | 0 | 0 | 0 | 0 | 0 | 0 | 0 | 0 | 0 | 0 | 0 | 0 | 0 | 0 | 0 | 0 | 0 | 0 | 0 | 0 | 0 | 0 | 0 | 0 | 0 | 0 | 0 | 0 | 0 | 0 | 0 | 0 | 0 | 0 | 0 | 0 | 0 | 0 | 0 | 0 | 0 | 0 | 0 | 0 | 0 | 0 | 0 | 0 | 0 | 0 | 0 | 0 | 0 | 0 | 0 | 0 | 0 | 0 | 0 | 0 | 0
SDG&E Study Area | Bay Boulevard | 230 | San_Diego_Li_Battery | San_Diego_Solar | 0 | 0 | 0 | 0 | 0 | 0 | 0 | 0 | 0 | 0 | 0 | 0 | 0 | 0 | 0 | 0 | 0 | 0 | 0 | 0 | 0 | 0 | 0 | 0 | 0 | 0 | 0 | 0 | 0 | 0 | 0 | 0 | 0 | 0 | 0 | 0 | 0 | 0 | 0 | 0 | 0 | 0 | 0 | 0 | 0 | 0 | 0 | 0 | 0 | 0 | 0 | 0 | 0 | 0 | 0 | 0 | 0 | 0 | 0 | 0 | 0 | 0 | 0 | 0 | 0 | 0 | 0 | 0 | 0 | 0 | 0 | 0 | 0 | 0 | 0 | 0 | 0 | 0 | 0 | 0 | 0 | 0 | 0 | 0 | 0 | 0 | 0 | 0 | 0 | 0 | 0 | 0 | 0
East of Pisgah Study Area | Beatty | 138 | Southern_NV_Eldorado_Li_Battery | Southern_NV_Eldorado_Solar | 0 | 0 | 0 | 0 | 0 | 515.08 | 0 | 0 | 0 | 0 | 0 | 508.56 | 0 | 508.56 | 530 | 0 | 0 | 0 | 0 | 0 | 0 | 0 | 0 | 0 | 0 | 0 | 0 | 0 | 0 | 0 | 0 | 0 | 0 | 0 | 0 | 0 | 0 | 0 | 0 | 0 | 0 | 0 | 0 | 0 | 0 | 0 | 0 | 0 | 0 | 0 | 0 | 0 | 0 | 0 | 0 | 0 | 0 | 0 | 0 | 0 | 0 | 0 | 0 | 0 | 0 | 0 | 0 | 0 | 0 | 0 | 0 | 0 | 0 | 0 | 0 | 0 | 0 | 0 | 0 | 0 | 0 | 0 | 0 | 0 | 0 | 0 | 0 | 0 | 0 | 0 | 0 | 0 | 0
PG&E North of Greater Bay Study Area | Bellota | 230 | Northern_California_Li_Battery | Northern_California_Solar | 0 | 0 | 0 | 0 | 0 | 1274.534 | 0 | 0 | 0 | 0 | 0 | 1173.646 | 0 | 1173.646 | 0 | 0 | 0 | 0 | 0 | 0 | 0 | 0 | 0 | 0 | 0 | 0 | 0 | 0 | 0 | 0 | 0 | 0 | 0 | 0 | 0 | 0 | 0 | 0 | 0 | 0 | 0 | 0 | 0 | 0 | 0 | 0 | 0 | 0 | 0 | 0 | 0 | 0 | 0 | 0 | 0 | 0 | 0 | 0 | 0 | 0 | 0 | 0 | 0 | 0 | 0 | 0 | 0 | 0 | 0 | 0 | 0 | 0 | 0 | 0 | 0 | 0 | 0 | 0 | 0 | 0 | 0 | 0 | 0 | 0 | 0 | 0 | 0 | 0 | 0 | 0 | 0 | 0 | 0
PG&E North of Greater Bay Study Area | Bellota | 115 | Northern_California_Li_Battery | Northern_California_Solar | 0 | 0 | 0 | 0 | 0 | 1282.235 | 0 | 0 | 0 | 0 | 0 | 257.35 | 0 | 257.35 | 0 | 0 | 175.2 | 0 | 0 | 0 | 0 | 0 | 0 | 0 | 0 | 0 | 0 | 175.2 | 0 | 0 | 0 | 0 | 0 | 0 | 0 | 0 | 0 | 0 | 175.2 | 0 | 0 | 0 | 0 | 0 | 0 | 0 | 0 | 0 | 0 | 175.2 | 0 | 0 | 0 | 0 | 0 | 0 | 0 | 0 | 0 | 0 | 175.2 | 0 | 0 | 0 | 0 | 0 | 0 | 0 | 0 | 0 | 0 | 175.2 | 0 | 0 | 0 | 0 | 0 | 0 | 0 | 0 | 0 | 0 | 175.2 | 0 | 0 | 0 | 0 | 0 | 0 | 0 | 0 | 0 | 0
PG&E North of Greater Bay Study Area | Bellevue | 115 | Northern_California_Li_Battery | Northern_California_Solar | 0 | 0 | 0 | 0 | 0 | 189.3015 | 0 | 0 | 0 | 0 | 0 | 26.784 | 20.6985 | 6.0855 | 0 | 0 | 0 | 0 | 0 | 0 | 0 | 0 | 0 | 0 | 0 | 0 | 0 | 0 | 0 | 0 | 0 | 0 | 0 | 0 | 0 | 0 | 0 | 0 | 0 | 0 | 0 | 0 | 0 | 0 | 0 | 0 | 0 | 0 | 0 | 0 | 0 | 0 | 0 | 0 | 0 | 0 | 0 | 0 | 0 | 0 | 0 | 0 | 0 | 0 | 0 | 0 | 0 | 0 | 0 | 0 | 0 | 0 | 0 | 0 | 0 | 0 | 0 | 0 | 0 | 0 | 0 | 0 | 0 | 0 | 0 | 0 | 0 | 0 | 0 | 0 | 0 | 0 | 0
SCE Northern Area | Big Creek Hydro Facilities | 230 | Tehachapi_Li_Battery | Tehachapi_Solar | 0 | 0 | 0 | 0 | 0 | 0 | 0 | 0 | 0 | 0 | 0 | 0 | 0 | 0 | 0 | 0 | 0 | 0 | 0 | 0 | 0 | 0 | 0 | 0 | 0 | 0 | 0 | 0 | 0 | 0 | 0 | 0 | 0 | 0 | 0 | 0 | 0 | 0 | 0 | 0 | 0 | 0 | 0 | 0 | 0 | 0 | 0 | 0 | 0 | 0 | 0 | 0 | 0 | 0 | 0 | 0 | 0 | 0 | 0 | 0 | 0 | 0 | 0 | 0 | 0 | 0 | 0 | 0 | 0 | 0 | 0 | 0 | 0 | 0 | 0 | 0 | 0 | 0 | 0 | 0 | 0 | 0 | 0 | 0 | 0 | 0 | 0 | 0 | 0 | 0 | 0 | 0 | 0
PG&E North of Greater Bay Study Area | Birds Landing | 230 | Northern_California_Li_Battery | Northern_California_Solar | 0 | Solano_Wind | 0 | 0 | 0 | 1141.9087 | 299.554 | 90.8 | 208.754 | 0 | 0 | 205.02 | 0 | 205.02 | 0 | 0 | 0 | 0 | 0 | 0 | 0 | 0 | 0 | 0 | 0 | 0 | 0 | 0 | 92.354 | 90.8 | 1.554 | 0 | 0 | 0 | 0 | 0 | 0 | 0 | 203.94 | 299.554 | 90.8 | 208.754 | 0 | 0 | 205.02 | 0 | 205.02 | 0 | 0 | 0 | 0 | 0 | 0 | 0 | 0 | 0 | 0 | 0 | 0 | 0 | 203.94 | 207.2 | 0 | 207.2 | 0 | 0 | 205.02 | 0 | 205.02 | 0 | 0 | 203.94 | 299.554 | 90.8 | 208.754 | 0 | 0 | 205.02 | 0 | 205.02 | 0 | 0 | 203.94 | 299.554 | 90.8 | 208.754 | 0 | 0 | 205.02 | 0 | 205.02 | 0 | 0
SDG&E Study Area | BlytheSC 161 kV | 161 | Imperial_Li_Battery | Imperial_Solar | 0 | 0 | 0 | 0 | 0 | 718.336 | 308 | 0 | 308 | 0 | 0 | 718.192 | 0 | 718.192 | 0 | 0 | 0 | 0 | 0 | 0 | 0 | 0 | 0 | 0 | 0 | 0 | 0 | 0 | 0 | 0 | 0 | 0 | 0 | 0 | 0 | 0 | 0 | 0 | 0 | 0 | 0 | 0 | 0 | 0 | 0 | 0 | 0 | 0 | 0 | 0 | 0 | 0 | 0 | 0 | 0 | 0 | 0 | 0 | 0 | 0 | 0 | 0 | 0 | 0 | 0 | 0 | 0 | 0 | 0 | 0 | 0 | 0 | 0 | 0 | 0 | 0 | 0 | 0 | 0 | 0 | 0 | 0 | 0 | 0 | 0 | 0 | 0 | 0 | 0 | 0 | 0 | 0 | 0
PG&E Fresno Study Area | Borden | 230 | Southern_PGAE_Li_Battery | Southern_PGAE_Solar | 0 | 0 | 0 | 0 | 0 | 406.899 | 0 | 0 | 0 | 0 | 0 | 203.2 | 0 | 203.2 | 0 | 0 | 0 | 0 | 0 | 0 | 0 | 0 | 0 | 0 | 0 | 0 | 0 | 0 | 0 | 0 | 0 | 0 | 0 | 0 | 0 | 0 | 0 | 0 | 0 | 0 | 0 | 0 | 0 | 0 | 0 | 0 | 0 | 0 | 0 | 0 | 0 | 0 | 0 | 0 | 0 | 0 | 0 | 0 | 0 | 0 | 0 | 0 | 0 | 0 | 0 | 0 | 0 | 0 | 0 | 0 | 0 | 0 | 0 | 0 | 0 | 0 | 0 | 0 | 0 | 0 | 0 | 0 | 0 | 0 | 0 | 0 | 0 | 0 | 0 | 0 | 0 | 0 | 0
PG&E North of Greater Bay Study Area | Brentwood | 230 | Northern_California_Li_Battery | Northern_California_Solar | 0 | 0 | 0 | 0 | 0 | 0 | 0 | 0 | 0 | 0 | 0 | 0 | 0 | 0 | 0 | 0 | 0 | 0 | 0 | 0 | 0 | 0 | 0 | 0 | 0 | 0 | 0 | 0 | 0 | 0 | 0 | 0 | 0 | 0 | 0 | 0 | 0 | 0 | 0 | 0 | 0 | 0 | 0 | 0 | 0 | 0 | 0 | 0 | 0 | 0 | 0 | 0 | 0 | 0 | 0 | 0 | 0 | 0 | 0 | 0 | 0 | 0 | 0 | 0 | 0 | 0 | 0 | 0 | 0 | 0 | 0 | 0 | 0 | 0 | 0 | 0 | 0 | 0 | 0 | 0 | 0 | 0 | 0 | 0 | 0 | 0 | 0 | 0 | 0 | 0 | 0 | 0 | 0
PG&E North of Greater Bay Study Area | Bridgeville | 115 | Northern_California_Li_Battery | Northern_California_Solar | 0 | Humboldt_Wind | 0 | 0 | 0 | 0 | 0 | 0 | 0 | 0 | 0 | 0 | 0 | 0 | 0 | 0 | 0 | 0 | 0 | 0 | 0 | 0 | 0 | 0 | 0 | 0 | 0 | 0 | 0 | 0 | 0 | 0 | 0 | 0 | 0 | 0 | 0 | 0 | 0 | 0 | 0 | 0 | 0 | 0 | 0 | 0 | 0 | 0 | 0 | 0 | 0 | 0 | 0 | 0 | 0 | 0 | 0 | 0 | 0 | 0 | 0 | 0 | 0 | 0 | 0 | 0 | 0 | 0 | 0 | 0 | 0 | 0 | 0 | 0 | 0 | 0 | 0 | 0 | 0 | 0 | 0 | 0 | 0 | 0 | 0 | 0 | 0 | 0 | 0 | 0 | 0 | 0 | 0
PG&E Fresno Study Area | Cabrillo | 115 | Southern_PGAE_Li_Battery | Southern_PGAE_Solar | 0 | Carrizo_Wind | 0 | 0 | 0 | 0 | 0 | 0 | 0 | 0 | 0 | 0 | 0 | 0 | 0 | 0 | 0 | 0 | 0 | 0 | 0 | 0 | 0 | 0 | 0 | 0 | 0 | 0 | 0 | 0 | 0 | 0 | 0 | 0 | 0 | 0 | 0 | 0 | 0 | 0 | 0 | 0 | 0 | 0 | 0 | 0 | 0 | 0 | 0 | 0 | 0 | 0 | 0 | 0 | 0 | 0 | 0 | 0 | 0 | 0 | 0 | 0 | 0 | 0 | 0 | 0 | 0 | 0 | 0 | 0 | 0 | 0 | 0 | 0 | 0 | 0 | 0 | 0 | 0 | 0 | 0 | 0 | 0 | 0 | 0 | 0 | 0 | 0 | 0 | 0 | 0 | 0 | 0
PG&E Fresno Study Area | Cal Ave | 115 | Southern_PGAE_Li_Battery | Southern_PGAE_Solar | 0 | 0 | 0 | 0 | 0 | 0 | 0 | 0 | 0 | 0 | 0 | 0 | 0 | 0 | 0 | 0 | 0 | 0 | 0 | 0 | 0 | 0 | 0 | 0 | 0 | 0 | 0 | 0 | 0 | 0 | 0 | 0 | 0 | 0 | 0 | 0 | 0 | 0 | 0 | 0 | 0 | 0 | 0 | 0 | 0 | 0 | 0 | 0 | 0 | 0 | 0 | 0 | 0 | 0 | 0 | 0 | 0 | 0 | 0 | 0 | 0 | 0 | 0 | 0 | 0 | 0 | 0 | 0 | 0 | 0 | 0 | 0 | 0 | 0 | 0 | 0 | 0 | 0 | 0 | 0 | 0 | 0 | 0 | 0 | 0 | 0 | 0 | 0 | 0 | 0 | 0 | 0 | 0
SCE North of Lugo (NOL) Study Area | Calcite | 230 | Greater_Kramer_Li_Battery | Greater_Kramer_Solar | 0 | 0 | 0 | 0 | 0 | 306 | 0 | 0 | 0 | 0 | 0 | 456 | 150 | 306 | 0 | 0 | 200 | 0 | 0 | 0 | 0 | 0 | 200 | 0 | 200 | 0 | 0 | 250 | 0 | 0 | 0 | 0 | 0 | 400 | 150 | 250 | 0 | 0 | 250 | 0 | 0 | 0 | 0 | 0 | 400 | 150 | 250 | 0 | 0 | 50 | 0 | 0 | 0 | 0 | 0 | 200 | 150 | 50 | 0 | 0 | 50 | 0 | 0 | 0 | 0 | 0 | 200 | 150 | 50 | 0 | 0 | 250 | 0 | 0 | 0 | 0 | 0 | 400 | 150 | 250 | 0 | 0 | 250 | 0 | 0 | 0 | 0 | 0 | 400 | 150 | 250 | 0 | 0
PG&E East Kern Study Area | Caliente | 230 | Southern_PGAE_Li_Battery | Southern_PGAE_Solar | 0 | Kern_Greater_Carrizo_Wind | 0 | 0 | 0 | 459.822 | 210 | 210 | 0 | 0 | 0 | 100.64 | 100.64 | 0 | 0 | 0 | 0 | 0 | 0 | 0 | 0 | 0 | 0 | 0 | 0 | 0 | 0 | 0 | 0 | 0 | 0 | 0 | 0 | 0 | 0 | 0 | 0 | 0 | 53.68 | 210 | 210 | 0 | 0 | 0 | 100.64 | 100.64 | 0 | 0 | 0 | 0 | 0 | 0 | 0 | 0 | 0 | 0 | 0 | 0 | 0 | 0 | 0 | 0 | 0 | 0 | 0 | 0 | 0 | 0 | 0 | 0 | 0 | 0 | 0 | 0 | 0 | 0 | 0 | 0 | 0 | 0 | 0 | 0 | 0 | 0 | 0 | 0 | 0 | 0 | 0 | 0 | 0 | 0 | 0
PG&E East Kern Study Area | California Water | 115 | Southern_PGAE_Li_Battery | Southern_PGAE_Solar | 0 | 0 | 0 | 0 | 0 | 0 | 0 | 0 | 0 | 0 | 0 | 0 | 0 | 0 | 0 | 0 | 0 | 0 | 0 | 0 | 0 | 0 | 0 | 0 | 0 | 0 | 0 | 0 | 0 | 0 | 0 | 0 | 0 | 0 | 0 | 0 | 0 | 0 | 0 | 0 | 0 | 0 | 0 | 0 | 0 | 0 | 0 | 0 | 0 | 0 | 0 | 0 | 0 | 0 | 0 | 0 | 0 | 0 | 0 | 0 | 0 | 0 | 0 | 0 | 0 | 0 | 0 | 0 | 0 | 0 | 0 | 0 | 0 | 0 | 0 | 0 | 0 | 0 | 0 | 0 | 0 | 0 | 0 | 0 | 0 | 0 | 0 | 0 | 0 | 0 | 0 | 0 | 0
PG&E Fresno Study Area | Cantua | 115 | Southern_PGAE_Li_Battery | Southern_PGAE_Solar | 0 | 0 | 0 | 0 | 0 | 0 | 0 | 0 | 0 | 0 | 0 | 0 | 0 | 0 | 0 | 0 | 0 | 0 | 0 | 0 | 0 | 0 | 0 | 0 | 0 | 0 | 0 | 0 | 0 | 0 | 0 | 0 | 0 | 0 | 0 | 0 | 0 | 0 | 0 | 0 | 0 | 0 | 0 | 0 | 0 | 0 | 0 | 0 | 0 | 0 | 0 | 0 | 0 | 0 | 0 | 0 | 0 | 0 | 0 | 0 | 0 | 0 | 0 | 0 | 0 | 0 | 0 | 0 | 0 | 0 | 0 | 0 | 0 | 0 | 0 | 0 | 0 | 0 | 0 | 0 | 0 | 0 | 0 | 0 | 0 | 0 | 0 | 0 | 0 | 0 | 0 | 0 | 0
SDG&E Study Area | Capistrano | 230 | Greater_LA_Li_Battery | Greater_LA_Solar | 0 | 0 | 0 | 0 | 0 | 0 | 0 | 0 | 0 | 0 | 0 | 0 | 0 | 0 | 0 | 0 | 0 | 0 | 0 | 0 | 0 | 0 | 0 | 0 | 0 | 0 | 0 | 0 | 0 | 0 | 0 | 0 | 0 | 0 | 0 | 0 | 0 | 0 | 0 | 0 | 0 | 0 | 0 | 0 | 0 | 0 | 0 | 0 | 0 | 0 | 0 | 0 | 0 | 0 | 0 | 0 | 0 | 0 | 0 | 0 | 0 | 0 | 0 | 0 | 0 | 0 | 0 | 0 | 0 | 0 | 0 | 0 | 0 | 0 | 0 | 0 | 0 | 0 | 0 | 0 | 0 | 0 | 0 | 0 | 0 | 0 | 0 | 0 | 0 | 0 | 0 | 0 | 0
SDG&E Study Area | Capistrano | 138 | Greater_LA_Li_Battery | Greater_LA_Solar | 0 | 0 | 0 | 0 | 0 | 256.875 | 0 | 0 | 0 | 0 | 0 | 0 | 0 | 0 | 0 | 0 | 0 | 0 | 0 | 0 | 0 | 0 | 0 | 0 | 0 | 0 | 0 | 0 | 0 | 0 | 0 | 0 | 0 | 0 | 0 | 0 | 0 | 0 | 256.875 | 0 | 0 | 0 | 0 | 0 | 0 | 0 | 0 | 0 | 0 | 0 | 0 | 0 | 0 | 0 | 0 | 0 | 0 | 0 | 0 | 0 | 0 | 0 | 0 | 0 | 0 | 0 | 0 | 0 | 0 | 0 | 0 | 256.875 | 0 | 0 | 0 | 0 | 0 | 0 | 0 | 0 | 0 | 0 | 256.875 | 0 | 0 | 0 | 0 | 0 | 0 | 0 | 0 | 0 | 0
East of Pisgah Study Area | Carpenter Canyon (fka Gamebird) | 230 | Southern_NV_Eldorado_Li_Battery | Southern_NV_Eldorado_Solar | 0 | Southern_Nevada_Wind | 0 | 0 | 0 | 726.9938 | 0 | 0 | 0 | 0 | 0 | 726.9938 | 0 | 726.9938 | 0 | 0 | 0 | 0 | 0 | 0 | 0 | 0 | 0 | 0 | 0 | 0 | 0 | 0 | 0 | 0 | 0 | 0 | 0 | 0 | 0 | 0 | 0 | 0 | 210.23 | 0 | 0 | 0 | 0 | 0 | 210.23 | 0 | 210.23 | 0 | 0 | 0 | 0 | 0 | 0 | 0 | 0 | 0 | 0 | 0 | 0 | 0 | 0 | 0 | 0 | 0 | 0 | 0 | 0 | 0 | 0 | 0 | 0 | 210.23 | 0 | 0 | 0 | 0 | 0 | 210.23 | 0 | 210.23 | 0 | 0 | 210.23 | 0 | 0 | 0 | 0 | 0 | 210.23 | 0 | 210.23 | 0 | 0
PG&E North of Greater Bay Study Area | Carquinez | 115 | Northern_California_Li_Battery | Northern_California_Solar | 0 | Solano_Wind | 0 | 0 | 0 | 0 | 0 | 0 | 0 | 0 | 0 | 0 | 0 | 0 | 0 | 0 | 0 | 0 | 0 | 0 | 0 | 0 | 0 | 0 | 0 | 0 | 0 | 0 | 0 | 0 | 0 | 0 | 0 | 0 | 0 | 0 | 0 | 0 | 0 | 0 | 0 | 0 | 0 | 0 | 0 | 0 | 0 | 0 | 0 | 0 | 0 | 0 | 0 | 0 | 0 | 0 | 0 | 0 | 0 | 0 | 0 | 0 | 0 | 0 | 0 | 0 | 0 | 0 | 0 | 0 | 0 | 0 | 0 | 0 | 0 | 0 | 0 | 0 | 0 | 0 | 0 | 0 | 0 | 0 | 0 | 0 | 0 | 0 | 0 | 0 | 0 | 0 | 0
PG&E North of Greater Bay Study Area | Cayetano | 230 | Northern_California_Li_Battery | Northern_California_Solar | 0 | 0 | 0 | 0 | 0 | 605.3 | 0 | 0 | 0 | 0 | 0 | 101.4 | 0 | 101.4 | 0 | 0 | 0 | 0 | 0 | 0 | 0 | 0 | 0 | 0 | 0 | 0 | 0 | 101.3 | 0 | 0 | 0 | 0 | 0 | 101.4 | 0 | 101.4 | 0 | 0 | 101.3 | 0 | 0 | 0 | 0 | 0 | 101.4 | 0 | 101.4 | 0 | 0 | 101.3 | 0 | 0 | 0 | 0 | 0 | 101.4 | 0 | 101.4 | 0 | 0 | 101.3 | 0 | 0 | 0 | 0 | 0 | 101.4 | 0 | 101.4 | 0 | 0 | 101.3 | 0 | 0 | 0 | 0 | 0 | 101.4 | 0 | 101.4 | 0 | 0 | 101.3 | 0 | 0 | 0 | 0 | 0 | 101.4 | 0 | 101.4 | 0 | 0
SCE Metro Study Area | Center | 230 | Greater_LA_Li_Battery | Greater_LA_Solar | 0 | 0 | 0 | 0 | 0 | 405.7509 | 0 | 0 | 0 | 0 | 0 | 0 | 0 | 0 | 0 | 0 | 0 | 0 | 0 | 0 | 0 | 0 | 0 | 0 | 0 | 0 | 0 | 0 | 0 | 0 | 0 | 0 | 0 | 0 | 0 | 0 | 0 | 0 | 0 | 0 | 0 | 0 | 0 | 0 | 0 | 0 | 0 | 0 | 0 | 0 | 0 | 0 | 0 | 0 | 0 | 0 | 0 | 0 | 0 | 0 | 0 | 0 | 0 | 0 | 0 | 0 | 0 | 0 | 0 | 0 | 0 | 0 | 0 | 0 | 0 | 0 | 0 | 0 | 0 | 0 | 0 | 0 | 0 | 0 | 0 | 0 | 0 | 0 | 0 | 0 | 0 | 0 | 0
PG&E Fresno Study Area | Cheney | 115 | Southern_PGAE_Li_Battery | Southern_PGAE_Solar | 0 | 0 | 0 | 0 | 0 | 0 | 0 | 0 | 0 | 0 | 0 | 0 | 0 | 0 | 0 | 0 | 0 | 0 | 0 | 0 | 0 | 0 | 0 | 0 | 0 | 0 | 0 | 0 | 0 | 0 | 0 | 0 | 0 | 0 | 0 | 0 | 0 | 0 | 0 | 0 | 0 | 0 | 0 | 0 | 0 | 0 | 0 | 0 | 0 | 0 | 0 | 0 | 0 | 0 | 0 | 0 | 0 | 0 | 0 | 0 | 0 | 0 | 0 | 0 | 0 | 0 | 0 | 0 | 0 | 0 | 0 | 0 | 0 | 0 | 0 | 0 | 0 | 0 | 0 | 0 | 0 | 0 | 0 | 0 | 0 | 0 | 0 | 0 | 0 | 0 | 0 | 0 | 0
SCE Metro Study Area | Chevmain | 230 | Greater_LA_Li_Battery | Greater_LA_Solar | 0 | 0 | 0 | 0 | 0 | 0 | 0 | 0 | 0 | 0 | 0 | 0 | 0 | 0 | 0 | 0 | 0 | 0 | 0 | 0 | 0 | 0 | 0 | 0 | 0 | 0 | 0 | 0 | 0 | 0 | 0 | 0 | 0 | 0 | 0 | 0 | 0 | 0 | 0 | 0 | 0 | 0 | 0 | 0 | 0 | 0 | 0 | 0 | 0 | 0 | 0 | 0 | 0 | 0 | 0 | 0 | 0 | 0 | 0 | 0 | 0 | 0 | 0 | 0 | 0 | 0 | 0 | 0 | 0 | 0 | 0 | 0 | 0 | 0 | 0 | 0 | 0 | 0 | 0 | 0 | 0 | 0 | 0 | 0 | 0 | 0 | 0 | 0 | 0 | 0 | 0 | 0 | 0
SCE Metro Study Area | Chino | 230 | Greater_LA_Li_Battery | Greater_LA_Solar | 0 | 0 | 0 | 0 | 0 | 1107.8 | 0 | 0 | 0 | 0 | 0 | 0 | 0 | 0 | 0 | 0 | 0 | 0 | 0 | 0 | 0 | 0 | 0 | 0 | 0 | 0 | 0 | 0 | 0 | 0 | 0 | 0 | 0 | 0 | 0 | 0 | 0 | 0 | 0 | 0 | 0 | 0 | 0 | 0 | 0 | 0 | 0 | 0 | 0 | 0 | 0 | 0 | 0 | 0 | 0 | 0 | 0 | 0 | 0 | 0 | 0 | 0 | 0 | 0 | 0 | 0 | 0 | 0 | 0 | 0 | 0 | 0 | 0 | 0 | 0 | 0 | 0 | 0 | 0 | 0 | 0 | 0 | 0 | 0 | 0 | 0 | 0 | 0 | 0 | 0 | 0 | 0 | 0
PG&E East Kern Study Area | Cholame | 70 | Southern_PGAE_Li_Battery | Southern_PGAE_Solar | 0 | Kern_Greater_Carrizo_Wind | 0 | 0 | 0 | 0 | 0 | 0 | 0 | 0 | 0 | 0 | 0 | 0 | 0 | 0 | 0 | 0 | 0 | 0 | 0 | 0 | 0 | 0 | 0 | 0 | 0 | 0 | 0 | 0 | 0 | 0 | 0 | 0 | 0 | 0 | 0 | 0 | 0 | 0 | 0 | 0 | 0 | 0 | 0 | 0 | 0 | 0 | 0 | 0 | 0 | 0 | 0 | 0 | 0 | 0 | 0 | 0 | 0 | 0 | 0 | 0 | 0 | 0 | 0 | 0 | 0 | 0 | 0 | 0 | 0 | 0 | 0 | 0 | 0 | 0 | 0 | 0 | 0 | 0 | 0 | 0 | 0 | 0 | 0 | 0 | 0 | 0 | 0 | 0 | 0 | 0 | 0
PG&E North of Greater Bay Study Area | Clayton | 115 | Northern_California_Li_Battery | Northern_California_Solar | 0 | 0 | 0 | 0 | 0 | 0 | 0 | 0 | 0 | 0 | 0 | 0 | 0 | 0 | 0 | 0 | 0 | 0 | 0 | 0 | 0 | 0 | 0 | 0 | 0 | 0 | 0 | 0 | 0 | 0 | 0 | 0 | 0 | 0 | 0 | 0 | 0 | 0 | 0 | 0 | 0 | 0 | 0 | 0 | 0 | 0 | 0 | 0 | 0 | 0 | 0 | 0 | 0 | 0 | 0 | 0 | 0 | 0 | 0 | 0 | 0 | 0 | 0 | 0 | 0 | 0 | 0 | 0 | 0 | 0 | 0 | 0 | 0 | 0 | 0 | 0 | 0 | 0 | 0 | 0 | 0 | 0 | 0 | 0 | 0 | 0 | 0 | 0 | 0 | 0 | 0 | 0 | 0
PG&E North of Greater Bay Study Area | Cloverdale | 115 | Northern_California_Li_Battery | Northern_California_Solar | 0 | 0 | 0 | 0 | 0 | 0 | 0 | 0 | 0 | 0 | 0 | 0 | 0 | 0 | 0 | 0 | 0 | 0 | 0 | 0 | 0 | 0 | 0 | 0 | 0 | 0 | 0 | 0 | 0 | 0 | 0 | 0 | 0 | 0 | 0 | 0 | 0 | 0 | 0 | 0 | 0 | 0 | 0 | 0 | 0 | 0 | 0 | 0 | 0 | 0 | 0 | 0 | 0 | 0 | 0 | 0 | 0 | 0 | 0 | 0 | 0 | 0 | 0 | 0 | 0 | 0 | 0 | 0 | 0 | 0 | 0 | 0 | 0 | 0 | 0 | 0 | 0 | 0 | 0 | 0 | 0 | 0 | 0 | 0 | 0 | 0 | 0 | 0 | 0 | 0 | 0 | 0 | 0
PG&E Fresno Study Area | Coburn | 230 | Southern_PGAE_Li_Battery | Southern_PGAE_Solar | 0 | 0 | 0 | 0 | 0 | 277.1 | 0 | 0 | 0 | 0 | 0 | 153.1 | 0 | 153.1 | 0 | 0 | 0 | 0 | 0 | 0 | 0 | 0 | 0 | 0 | 0 | 0 | 0 | 0 | 0 | 0 | 0 | 0 | 0 | 0 | 0 | 0 | 0 | 0 | 0 | 0 | 0 | 0 | 0 | 0 | 0 | 0 | 0 | 0 | 0 | 0 | 0 | 0 | 0 | 0 | 0 | 0 | 0 | 0 | 0 | 0 | 0 | 0 | 0 | 0 | 0 | 0 | 0 | 0 | 0 | 0 | 0 | 0 | 0 | 0 | 0 | 0 | 0 | 0 | 0 | 0 | 0 | 0 | 0 | 0 | 0 | 0 | 0 | 0 | 0 | 0 | 0 | 0 | 0
SCE Eastern Study Area | Colorado River | 500 | Riverside_Li_Battery | Riverside_Solar | 0 | Riverside_Palm_Springs_Wind | 0 | 0 | 0 | 1401.08 | 0 | 0 | 0 | 0 | 0 | 1494.9 | 94.8 | 1400.1 | 0 | 0 | 0 | 0 | 0 | 0 | 0 | 0 | 0 | 0 | 0 | 0 | 0 | 390.2 | 0 | 0 | 0 | 0 | 0 | 485 | 94.8 | 390.2 | 0 | 0 | 390.2 | 0 | 0 | 0 | 0 | 0 | 485 | 94.8 | 390.2 | 0 | 0 | 390.2 | 0 | 0 | 0 | 0 | 0 | 485 | 94.8 | 390.2 | 0 | 0 | 390.2 | 0 | 0 | 0 | 0 | 0 | 485 | 94.8 | 390.2 | 0 | 0 | 390.2 | 0 | 0 | 0 | 0 | 0 | 485 | 94.8 | 390.2 | 0 | 0 | 390.2 | 0 | 0 | 0 | 0 | 0 | 485 | 94.8 | 390.2 | 0 | 0
SCE Eastern Study Area | Colorado River | 230 | Riverside_Li_Battery | Riverside_Solar | Riverside_Palm_Springs_Geothermal | Riverside_Palm_Springs_Wind | 0 | 0 | 0 | 2457.638 | 0 | 0 | 0 | 0 | 0 | 2824.524 | 357.8 | 2466.724 | 0 | 0 | 0 | 0 | 0 | 0 | 0 | 0 | 0 | 0 | 0 | 0 | 0 | 1132.252 | 0 | 0 | 0 | 0 | 0 | 1298.93 | 157.8 | 1141.13 | 0 | 0 | 2097.014 | 0 | 0 | 0 | 0 | 0 | 2463.9 | 357.8 | 2106.1 | 0 | 0 | 1132.252 | 0 | 0 | 0 | 0 | 0 | 1298.93 | 157.8 | 1141.13 | 0 | 0 | 1132.252 | 0 | 0 | 0 | 0 | 0 | 1298.93 | 157.8 | 1141.13 | 0 | 0 | 2097.014 | 0 | 0 | 0 | 0 | 0 | 2463.9 | 357.8 | 2106.1 | 0 | 0 | 2097.014 | 0 | 0 | 0 | 0 | 0 | 2463.9 | 357.8 | 2106.1 | 0 | 0
PG&E East Kern Study Area | Columbus | 115 | Southern_PGAE_Li_Battery | Southern_PGAE_Solar | 0 | 0 | 0 | 0 | 0 | 0 | 0 | 0 | 0 | 0 | 0 | 0 | 0 | 0 | 0 | 0 | 0 | 0 | 0 | 0 | 0 | 0 | 0 | 0 | 0 | 0 | 0 | 0 | 0 | 0 | 0 | 0 | 0 | 0 | 0 | 0 | 0 | 0 | 0 | 0 | 0 | 0 | 0 | 0 | 0 | 0 | 0 | 0 | 0 | 0 | 0 | 0 | 0 | 0 | 0 | 0 | 0 | 0 | 0 | 0 | 0 | 0 | 0 | 0 | 0 | 0 | 0 | 0 | 0 | 0 | 0 | 0 | 0 | 0 | 0 | 0 | 0 | 0 | 0 | 0 | 0 | 0 | 0 | 0 | 0 | 0 | 0 | 0 | 0 | 0 | 0 | 0 | 0
PG&E North of Greater Bay Study Area | Contra Costa | 230 | Northern_California_Li_Battery | Northern_California_Solar | 0 | Solano_Wind | 0 | 0 | 0 | 942.3648 | 0 | 0 | 0 | 0 | 0 | 0 | 0 | 0 | 0 | 0 | 0 | 0 | 0 | 0 | 0 | 0 | 0 | 0 | 0 | 0 | 0 | 0 | 0 | 0 | 0 | 0 | 0 | 0 | 0 | 0 | 0 | 0 | 0 | 0 | 0 | 0 | 0 | 0 | 0 | 0 | 0 | 0 | 0 | 0 | 0 | 0 | 0 | 0 | 0 | 0 | 0 | 0 | 0 | 0 | 0 | 0 | 0 | 0 | 0 | 0 | 0 | 0 | 0 | 0 | 0 | 0 | 0 | 0 | 0 | 0 | 0 | 0 | 0 | 0 | 0 | 0 | 0 | 0 | 0 | 0 | 0 | 0 | 0 | 0 | 0 | 0 | 0
SCE North of Lugo (NOL) Study Area | Control | 115 | Greater_Kramer_Li_Battery | Greater_Kramer_Solar | Inyokern_North_Kramer_Geothermal | 0 | 0 | 0 | 0 | 0 | 0 | 0 | 0 | 0 | 0 | 0 | 0 | 0 | 200 | 0 | 0 | 0 | 0 | 0 | 0 | 0 | 0 | 0 | 0 | 0 | 0 | 0 | 0 | 0 | 0 | 0 | 0 | 0 | 0 | 0 | 0 | 0 | 0 | 0 | 0 | 0 | 0 | 0 | 0 | 0 | 0 | 0 | 0 | 0 | 0 | 0 | 0 | 0 | 0 | 0 | 0 | 0 | 0 | 0 | 0 | 0 | 0 | 0 | 0 | 0 | 0 | 0 | 0 | 0 | 0 | 0 | 0 | 0 | 0 | 0 | 0 | 0 | 0 | 0 | 0 | 0 | 0 | 0 | 0 | 0 | 0 | 0 | 0 | 0 | 0 | 0 | 0
SCE North of Lugo (NOL) Study Area | Coolwater | 230 | Greater_Kramer_Li_Battery | Greater_Kramer_Solar | 0 | North_Victor_Wind | 0 | 0 | 0 | 0 | 0 | 0 | 0 | 0 | 0 | 0 | 0 | 0 | 0 | 0 | 0 | 0 | 0 | 0 | 0 | 0 | 0 | 0 | 0 | 0 | 0 | 0 | 0 | 0 | 0 | 0 | 0 | 0 | 0 | 0 | 0 | 0 | 0 | 0 | 0 | 0 | 0 | 0 | 0 | 0 | 0 | 0 | 0 | 0 | 0 | 0 | 0 | 0 | 0 | 0 | 0 | 0 | 0 | 0 | 0 | 0 | 0 | 0 | 0 | 0 | 0 | 0 | 0 | 0 | 0 | 0 | 0 | 0 | 0 | 0 | 0 | 0 | 0 | 0 | 0 | 0 | 0 | 0 | 0 | 0 | 0 | 0 | 0 | 0 | 0 | 0 | 0
SCE North of Lugo (NOL) Study Area | Coolwater | 115 | Greater_Kramer_Li_Battery | Greater_Kramer_Solar | 0 | North_Victor_Wind | 0 | 0 | 0 | 366.06 | 212.18 | 0 | 212.18 | 0 | 0 | 417.45 | 44 | 373.45 | 0 | 0 | 100 | 0 | 0 | 0 | 0 | 0 | 148.96 | 44 | 104.96 | 0 | 0 | 100 | 0 | 0 | 0 | 0 | 0 | 148.96 | 44 | 104.96 | 0 | 0 | 304.16 | 212.18 | 0 | 212.18 | 0 | 0 | 355.55 | 44 | 311.55 | 0 | 0 | 100 | 0 | 0 | 0 | 0 | 0 | 148.96 | 44 | 104.96 | 0 | 0 | 100 | 0 | 0 | 0 | 0 | 0 | 148.96 | 44 | 104.96 | 0 | 0 | 100 | 0 | 0 | 0 | 0 | 0 | 148.96 | 44 | 104.96 | 0 | 0 | 304.16 | 212.18 | 0 | 212.18 | 0 | 0 | 355.55 | 44 | 311.55 | 0 | 0
PG&E East Kern Study Area | Corcoran | 115 | Southern_PGAE_Li_Battery | Southern_PGAE_Solar | 0 | 0 | 0 | 0 | 0 | 87.5 | 0 | 0 | 0 | 0 | 0 | 87.5 | 0 | 87.5 | 0 | 0 | 0 | 0 | 0 | 0 | 0 | 0 | 0 | 0 | 0 | 0 | 0 | 0 | 0 | 0 | 0 | 0 | 0 | 0 | 0 | 0 | 0 | 0 | 0 | 0 | 0 | 0 | 0 | 0 | 0 | 0 | 0 | 0 | 0 | 0 | 0 | 0 | 0 | 0 | 0 | 0 | 0 | 0 | 0 | 0 | 0 | 0 | 0 | 0 | 0 | 0 | 0 | 0 | 0 | 0 | 0 | 0 | 0 | 0 | 0 | 0 | 0 | 0 | 0 | 0 | 0 | 0 | 0 | 0 | 0 | 0 | 0 | 0 | 0 | 0 | 0 | 0 | 0
PG&E North of Greater Bay Study Area | Cortina | 115 | Northern_California_Li_Battery | Northern_California_Solar | 0 | Solano_Wind | 0 | 0 | 0 | 230 | 144.9 | 140.9 | 4 | 0 | 0 | 233.54 | 0 | 233.54 | 0 | 0 | 0 | 0 | 0 | 0 | 0 | 0 | 0 | 0 | 0 | 0 | 0 | 80 | 144.9 | 140.9 | 4 | 0 | 0 | 83.54 | 0 | 83.54 | 0 | 0 | 230 | 144.9 | 140.9 | 4 | 0 | 0 | 233.54 | 0 | 233.54 | 0 | 0 | 80 | 0 | 0 | 0 | 0 | 0 | 83.54 | 0 | 83.54 | 0 | 0 | 80 | 0 | 0 | 0 | 0 | 0 | 83.54 | 0 | 83.54 | 0 | 0 | 230 | 0 | 0 | 0 | 0 | 0 | 233.54 | 0 | 233.54 | 0 | 0 | 230 | 144.9 | 140.9 | 4 | 0 | 0 | 233.54 | 0 | 233.54 | 0 | 0
PG&E North of Greater Bay Study Area | Cottonwood | 230 | Northern_California_Li_Battery | Northern_California_Solar | 0 | 0 | 0 | 0 | 0 | 19.992 | 0 | 0 | 0 | 0 | 0 | 93.5 | 55.008 | 38.492 | 0 | 0 | 0 | 0 | 0 | 0 | 0 | 0 | 0 | 0 | 0 | 0 | 0 | 0 | 0 | 0 | 0 | 0 | 0 | 0 | 0 | 0 | 0 | 0 | 0 | 0 | 0 | 0 | 0 | 0 | 0 | 0 | 0 | 0 | 0 | 0 | 0 | 0 | 0 | 0 | 0 | 0 | 0 | 0 | 0 | 0 | 0 | 0 | 0 | 0 | 0 | 0 | 0 | 0 | 0 | 0 | 0 | 0 | 0 | 0 | 0 | 0 | 0 | 0 | 0 | 0 | 0 | 0 | 0 | 0 | 0 | 0 | 0 | 0 | 0 | 0 | 0 | 0 | 0
PG&E Fresno Study Area | Cove Rd | 230 | Southern_PGAE_Li_Battery | Southern_PGAE_Solar | 0 | 0 | 0 | 0 | 0 | 0 | 0 | 0 | 0 | 0 | 0 | 0 | 0 | 0 | 0 | 0 | 0 | 0 | 0 | 0 | 0 | 0 | 0 | 0 | 0 | 0 | 0 | 0 | 0 | 0 | 0 | 0 | 0 | 0 | 0 | 0 | 0 | 0 | 0 | 0 | 0 | 0 | 0 | 0 | 0 | 0 | 0 | 0 | 0 | 0 | 0 | 0 | 0 | 0 | 0 | 0 | 0 | 0 | 0 | 0 | 0 | 0 | 0 | 0 | 0 | 0 | 0 | 0 | 0 | 0 | 0 | 0 | 0 | 0 | 0 | 0 | 0 | 0 | 0 | 0 | 0 | 0 | 0 | 0 | 0 | 0 | 0 | 0 | 0 | 0 | 0 | 0 | 0
PG&E North of Greater Bay Study Area | Curtis | 115 | Northern_California_Li_Battery | Northern_California_Solar | 0 | 0 | 0 | 0 | 0 | 10 | 0 | 0 | 0 | 0 | 0 | 0 | 0 | 0 | 0 | 0 | 10 | 0 | 0 | 0 | 0 | 0 | 0 | 0 | 0 | 0 | 0 | 10 | 0 | 0 | 0 | 0 | 0 | 0 | 0 | 0 | 0 | 0 | 10 | 0 | 0 | 0 | 0 | 0 | 0 | 0 | 0 | 0 | 0 | 10 | 0 | 0 | 0 | 0 | 0 | 0 | 0 | 0 | 0 | 0 | 10 | 0 | 0 | 0 | 0 | 0 | 0 | 0 | 0 | 0 | 0 | 10 | 0 | 0 | 0 | 0 | 0 | 0 | 0 | 0 | 0 | 0 | 10 | 0 | 0 | 0 | 0 | 0 | 0 | 0 | 0 | 0 | 0
PG&E Fresno Study Area | Dairyland | 115 | Southern_PGAE_Li_Battery | Southern_PGAE_Solar | 0 | 0 | 0 | 0 | 0 | 0 | 0 | 0 | 0 | 0 | 0 | 0 | 0 | 0 | 0 | 0 | 0 | 0 | 0 | 0 | 0 | 0 | 0 | 0 | 0 | 0 | 0 | 0 | 0 | 0 | 0 | 0 | 0 | 0 | 0 | 0 | 0 | 0 | 0 | 0 | 0 | 0 | 0 | 0 | 0 | 0 | 0 | 0 | 0 | 0 | 0 | 0 | 0 | 0 | 0 | 0 | 0 | 0 | 0 | 0 | 0 | 0 | 0 | 0 | 0 | 0 | 0 | 0 | 0 | 0 | 0 | 0 | 0 | 0 | 0 | 0 | 0 | 0 | 0 | 0 | 0 | 0 | 0 | 0 | 0 | 0 | 0 | 0 | 0 | 0 | 0 | 0 | 0
PG&E North of Greater Bay Study Area | Davis | 115 | Northern_California_Li_Battery | Northern_California_Solar | 0 | 0 | 0 | 0 | 0 | 0 | 0 | 0 | 0 | 0 | 0 | 0 | 0 | 0 | 0 | 0 | 0 | 0 | 0 | 0 | 0 | 0 | 0 | 0 | 0 | 0 | 0 | 0 | 0 | 0 | 0 | 0 | 0 | 0 | 0 | 0 | 0 | 0 | 0 | 0 | 0 | 0 | 0 | 0 | 0 | 0 | 0 | 0 | 0 | 0 | 0 | 0 | 0 | 0 | 0 | 0 | 0 | 0 | 0 | 0 | 0 | 0 | 0 | 0 | 0 | 0 | 0 | 0 | 0 | 0 | 0 | 0 | 0 | 0 | 0 | 0 | 0 | 0 | 0 | 0 | 0 | 0 | 0 | 0 | 0 | 0 | 0 | 0 | 0 | 0 | 0 | 0 | 0
SCE Metro Study Area | Del Amo | 230 | Greater_LA_Li_Battery | Greater_LA_Solar | 0 | 0 | 0 | 0 | 0 | 0 | 0 | 0 | 0 | 0 | 0 | 0 | 0 | 0 | 0 | 0 | 0 | 0 | 0 | 0 | 0 | 0 | 0 | 0 | 0 | 0 | 0 | 0 | 0 | 0 | 0 | 0 | 0 | 0 | 0 | 0 | 0 | 0 | 0 | 0 | 0 | 0 | 0 | 0 | 0 | 0 | 0 | 0 | 0 | 0 | 0 | 0 | 0 | 0 | 0 | 0 | 0 | 0 | 0 | 0 | 0 | 0 | 0 | 0 | 0 | 0 | 0 | 0 | 0 | 0 | 0 | 0 | 0 | 0 | 0 | 0 | 0 | 0 | 0 | 0 | 0 | 0 | 0 | 0 | 0 | 0 | 0 | 0 | 0 | 0 | 0 | 0 | 0
SCE Eastern Study Area | Delaney | 500 | Arizona_Li_Battery | Arizona_Solar | 0 | 0 | 0 | 0 | 0 | 7274.8401 | 0 | 0 | 0 | 0 | 0 | 8769.7203 | 1522.72 | 7247.0003 | 0 | 0 | 0 | 0 | 0 | 0 | 0 | 0 | 0 | 0 | 0 | 0 | 0 | 1920 | 0 | 0 | 0 | 0 | 0 | 3200 | 1280 | 1920 | 0 | 0 | 2486.206 | 0 | 0 | 0 | 0 | 0 | 4023.476 | 1522.72 | 2500.756 | 0 | 0 | 1920 | 0 | 0 | 0 | 0 | 0 | 3200 | 1280 | 1920 | 0 | 0 | 2486.206 | 0 | 0 | 0 | 0 | 0 | 4023.476 | 1522.72 | 2500.756 | 0 | 0 | 2486.206 | 0 | 0 | 0 | 0 | 0 | 4023.476 | 1522.72 | 2500.756 | 0 | 0 | 2486.206 | 0 | 0 | 0 | 0 | 0 | 4023.476 | 1522.72 | 2500.756 | 0 | 0
PG&E North of Greater Bay Study Area | Delevan | 230 | Northern_California_Li_Battery | Northern_California_Solar | 0 | Northern_California_Wind | 0 | 0 | 0 | 669.418 | 0 | 0 | 0 | 0 | 0 | 673.8789 | 0 | 673.8789 | 0 | 0 | 0 | 0 | 0 | 0 | 0 | 0 | 0 | 0 | 0 | 0 | 0 | 510 | 0 | 0 | 0 | 0 | 0 | 513.5 | 0 | 513.5 | 0 | 0 | 510 | 0 | 0 | 0 | 0 | 0 | 513.5 | 0 | 513.5 | 0 | 0 | 0 | 0 | 0 | 0 | 0 | 0 | 0 | 0 | 0 | 0 | 0 | 0 | 0 | 0 | 0 | 0 | 0 | 0 | 0 | 0 | 0 | 0 | 510 | 0 | 0 | 0 | 0 | 0 | 513.5 | 0 | 513.5 | 0 | 0 | 510 | 0 | 0 | 0 | 0 | 0 | 513.5 | 0 | 513.5 | 0 | 0
PG&E North of Greater Bay Study Area | Delta Switching Yard | 230 | Northern_California_Li_Battery | Northern_California_Solar | 0 | Solano_Wind | 0 | 0 | 0 | 0 | 186.21 | 180.8 | 5.41 | 0 | 0 | 0 | 0 | 0 | 0 | 0 | 0 | 0 | 0 | 0 | 0 | 0 | 0 | 0 | 0 | 0 | 0 | 0 | 84.25 | 80.8 | 3.45 | 0 | 0 | 0 | 0 | 0 | 0 | 0 | 0 | 84.25 | 80.8 | 3.45 | 0 | 0 | 0 | 0 | 0 | 0 | 0 | 0 | 0 | 0 | 0 | 0 | 0 | 0 | 0 | 0 | 0 | 0 | 0 | 0 | 0 | 0 | 0 | 0 | 0 | 0 | 0 | 0 | 0 | 0 | 84.25 | 80.8 | 3.45 | 0 | 0 | 0 | 0 | 0 | 0 | 0 | 0 | 84.25 | 80.8 | 3.45 | 0 | 0 | 0 | 0 | 0 | 0 | 0
East of Pisgah Study Area | Desert View | 230 | Southern_NV_Eldorado_Li_Battery | Southern_NV_Eldorado_Solar | 0 | Southern_Nevada_Wind | 0 | 0 | 0 | 350 | 0 | 0 | 0 | 0 | 0 | 350 | 0 | 350 | 0 | 0 | 0 | 0 | 0 | 0 | 0 | 0 | 0 | 0 | 0 | 0 | 0 | 0 | 0 | 0 | 0 | 0 | 0 | 0 | 0 | 0 | 0 | 0 | 0 | 0 | 0 | 0 | 0 | 0 | 0 | 0 | 0 | 0 | 0 | 0 | 0 | 0 | 0 | 0 | 0 | 0 | 0 | 0 | 0 | 0 | 0 | 0 | 0 | 0 | 0 | 0 | 0 | 0 | 0 | 0 | 0 | 0 | 0 | 0 | 0 | 0 | 0 | 0 | 0 | 0 | 0 | 0 | 0 | 0 | 0 | 0 | 0 | 0 | 0 | 0 | 0 | 0 | 0
SCE Eastern Study Area | Devers | 500 | Riverside_Li_Battery | Riverside_Solar | 0 | Riverside_Palm_Springs_Wind | 0 | 0 | 0 | 0 | 0 | 0 | 0 | 0 | 0 | 0 | 0 | 0 | 0 | 0 | 0 | 0 | 0 | 0 | 0 | 0 | 0 | 0 | 0 | 0 | 0 | 0 | 0 | 0 | 0 | 0 | 0 | 0 | 0 | 0 | 0 | 0 | 0 | 0 | 0 | 0 | 0 | 0 | 0 | 0 | 0 | 0 | 0 | 0 | 0 | 0 | 0 | 0 | 0 | 0 | 0 | 0 | 0 | 0 | 0 | 0 | 0 | 0 | 0 | 0 | 0 | 0 | 0 | 0 | 0 | 0 | 0 | 0 | 0 | 0 | 0 | 0 | 0 | 0 | 0 | 0 | 0 | 0 | 0 | 0 | 0 | 0 | 0 | 0 | 0 | 0 | 0
SCE Eastern Study Area | Devers | 230 | Riverside_Li_Battery | Riverside_Solar | 0 | Riverside_Palm_Springs_Wind | 0 | 0 | 0 | 2440.55 | 474.4 | 60 | 414.4 | 0 | 0 | 868.64 | 79 | 789.64 | 0 | 0 | 405.85 | 0 | 0 | 0 | 0 | 0 | 0 | 0 | 0 | 0 | 0 | 495.85 | 60 | 60 | 0 | 0 | 0 | 0 | 0 | 0 | 0 | 0 | 1012.97 | 267.2 | 60 | 207.2 | 0 | 0 | 595.72 | 79 | 516.72 | 0 | 0 | 495.85 | 60 | 60 | 0 | 0 | 0 | 0 | 0 | 0 | 0 | 0 | 495.85 | 60 | 60 | 0 | 0 | 0 | 79 | 79 | 0 | 0 | 0 | 808.81 | 60 | 60 | 0 | 0 | 0 | 391.96 | 79 | 312.96 | 0 | 0 | 1012.97 | 267.2 | 60 | 207.2 | 0 | 0 | 595.72 | 79 | 516.72 | 0 | 0
PG&E East Kern Study Area | Diablo | 230 | Southern_PGAE_Li_Battery | Southern_PGAE_Solar | 0 | 0 | 0 | Diablo_Canyon_Offshore_Wind | 0 | 0 | 0 | 0 | 0 | 0 | 0 | 0 | 0 | 0 | 0 | 0 | 0 | 0 | 0 | 0 | 0 | 0 | 0 | 0 | 0 | 0 | 0 | 0 | 0 | 0 | 0 | 0 | 0 | 0 | 0 | 0 | 0 | 0 | 0 | 0 | 0 | 0 | 0 | 0 | 0 | 0 | 0 | 0 | 0 | 0 | 0 | 0 | 0 | 0 | 0 | 0 | 0 | 0 | 0 | 0 | 0 | 0 | 0 | 0 | 0 | 0 | 0 | 0 | 0 | 0 | 0 | 0 | 0 | 0 | 0 | 0 | 0 | 0 | 0 | 0 | 0 | 0 | 0 | 0 | 0 | 0 | 0 | 0 | 0 | 0 | 0 | 0 | 0
PG&E S500 Study Area | Diablo | 500 | Southern_PGAE_Li_Battery | Southern_PGAE_Solar | 0 | 0 | 0 | Diablo_Canyon_Offshore_Wind | 0 | 756.054 | 0 | 0 | 0 | 6080.452 | 0 | 0 | 0 | 0 | 0 | 0 | 0 | 0 | 0 | 0 | 0 | 0 | 0 | 0 | 0 | 0 | 0 | 0 | 0 | 0 | 0 | 0 | 0 | 0 | 0 | 0 | 0 | 0 | 0 | 0 | 0 | 0 | 0 | 0 | 0 | 0 | 0 | 0 | 0 | 0 | 0 | 0 | 0 | 0 | 0 | 0 | 0 | 0 | 0 | 0 | 0 | 0 | 0 | 0 | 0 | 0 | 0 | 0 | 0 | 0 | 0 | 0 | 0 | 0 | 0 | 0 | 0 | 0 | 0 | 0 | 0 | 0 | 0 | 0 | 0 | 0 | 0 | 0 | 0 | 0 | 0 | 0 | 0
PG&E North of Greater Bay Study Area | Donnells | 115 | Northern_California_Li_Battery | Northern_California_Solar | 0 | 0 | 0 | 0 | 0 | 0 | 0 | 0 | 0 | 0 | 0 | 0 | 0 | 0 | 0 | 0 | 0 | 0 | 0 | 0 | 0 | 0 | 0 | 0 | 0 | 0 | 0 | 0 | 0 | 0 | 0 | 0 | 0 | 0 | 0 | 0 | 0 | 0 | 0 | 0 | 0 | 0 | 0 | 0 | 0 | 0 | 0 | 0 | 0 | 0 | 0 | 0 | 0 | 0 | 0 | 0 | 0 | 0 | 0 | 0 | 0 | 0 | 0 | 0 | 0 | 0 | 0 | 0 | 0 | 0 | 0 | 0 | 0 | 0 | 0 | 0 | 0 | 0 | 0 | 0 | 0 | 0 | 0 | 0 | 0 | 0 | 0 | 0 | 0 | 0 | 0 | 0 | 0
SCE Northern Area | Eagle Rock | 230 | Greater_LA_Li_Battery | Greater_LA_Solar | 0 | 0 | 0 | 0 | 0 | 0 | 0 | 0 | 0 | 0 | 0 | 0 | 0 | 0 | 0 | 0 | 0 | 0 | 0 | 0 | 0 | 0 | 0 | 0 | 0 | 0 | 0 | 0 | 0 | 0 | 0 | 0 | 0 | 0 | 0 | 0 | 0 | 0 | 0 | 0 | 0 | 0 | 0 | 0 | 0 | 0 | 0 | 0 | 0 | 0 | 0 | 0 | 0 | 0 | 0 | 0 | 0 | 0 | 0 | 0 | 0 | 0 | 0 | 0 | 0 | 0 | 0 | 0 | 0 | 0 | 0 | 0 | 0 | 0 | 0 | 0 | 0 | 0 | 0 | 0 | 0 | 0 | 0 | 0 | 0 | 0 | 0 | 0 | 0 | 0 | 0 | 0 | 0
PG&E North of Greater Bay Study Area | Eagle Rock | 115 | Northern_California_Li_Battery | Northern_California_Solar | Solano_Geothermal | Solano_Wind | 0 | 0 | 0 | 40.4 | 0 | 0 | 0 | 0 | 0 | 0 | 0 | 0 | 0 | 0 | 0 | 0 | 0 | 0 | 0 | 0 | 0 | 0 | 0 | 0 | 0 | 0 | 0 | 0 | 0 | 0 | 0 | 0 | 0 | 0 | 0 | 0 | 0 | 0 | 0 | 0 | 0 | 0 | 0 | 0 | 0 | 0 | 0 | 0 | 0 | 0 | 0 | 0 | 0 | 0 | 0 | 0 | 0 | 0 | 0 | 0 | 0 | 0 | 0 | 0 | 0 | 0 | 0 | 0 | 0 | 0 | 0 | 0 | 0 | 0 | 0 | 0 | 0 | 0 | 0 | 0 | 0 | 0 | 0 | 0 | 0 | 0 | 0 | 0 | 0 | 0 | 0
PG&E North of Greater Bay Study Area | East Marysville | 115 | Northern_California_Li_Battery | Northern_California_Solar | 0 | 0 | 0 | 0 | 0 | 0 | 0 | 0 | 0 | 0 | 0 | 0 | 0 | 0 | 0 | 0 | 0 | 0 | 0 | 0 | 0 | 0 | 0 | 0 | 0 | 0 | 0 | 0 | 0 | 0 | 0 | 0 | 0 | 0 | 0 | 0 | 0 | 0 | 0 | 0 | 0 | 0 | 0 | 0 | 0 | 0 | 0 | 0 | 0 | 0 | 0 | 0 | 0 | 0 | 0 | 0 | 0 | 0 | 0 | 0 | 0 | 0 | 0 | 0 | 0 | 0 | 0 | 0 | 0 | 0 | 0 | 0 | 0 | 0 | 0 | 0 | 0 | 0 | 0 | 0 | 0 | 0 | 0 | 0 | 0 | 0 | 0 | 0 | 0 | 0 | 0 | 0 | 0
SDG&E Study Area | ECO | 500 | Imperial_Li_Battery | Imperial_Solar | 0 | Baja_California_Wind | 0 | 0 | 0 | 0 | 1941.8 | 1872.82 | 68.98 | 0 | 0 | 0 | 0 | 0 | 0 | 0 | 0 | 0 | 0 | 0 | 0 | 0 | 0 | 0 | 0 | 0 | 0 | 0 | 0 | 0 | 0 | 0 | 0 | 0 | 0 | 0 | 0 | 0 | 0 | 1001 | 972.82 | 28.18 | 0 | 0 | 0 | 0 | 0 | 0 | 0 | 0 | 0 | 0 | 0 | 0 | 0 | 0 | 0 | 0 | 0 | 0 | 0 | 1001 | 972.82 | 28.18 | 0 | 0 | 0 | 0 | 0 | 0 | 0 | 0 | 1001 | 972.82 | 28.18 | 0 | 0 | 0 | 0 | 0 | 0 | 0 | 0 | 1001 | 972.82 | 28.18 | 0 | 0 | 0 | 0 | 0 | 0 | 0
SDG&E Study Area | ECO | 230 | Imperial_Li_Battery | Imperial_Solar | 0 | Baja_California_Wind | 0 | 0 | 0 | 0 | 652.5 | 600 | 52.5 | 0 | 0 | 0 | 0 | 0 | 0 | 0 | 0 | 0 | 0 | 0 | 0 | 0 | 0 | 0 | 0 | 0 | 0 | 0 | 0 | 0 | 0 | 0 | 0 | 0 | 0 | 0 | 0 | 0 | 0 | 652.5 | 600 | 52.5 | 0 | 0 | 0 | 0 | 0 | 0 | 0 | 0 | 0 | 0 | 0 | 0 | 0 | 0 | 0 | 0 | 0 | 0 | 0 | 300 | 300 | 0 | 0 | 0 | 0 | 0 | 0 | 0 | 0 | 0 | 652.5 | 600 | 52.5 | 0 | 0 | 0 | 0 | 0 | 0 | 0 | 0 | 652.5 | 600 | 52.5 | 0 | 0 | 0 | 0 | 0 | 0 | 0
SDG&E Study Area | ECO | 115 | Imperial_Li_Battery | Imperial_Solar | 0 | 0 | 0 | 0 | 0 | 546.581 | 193.8 | 193.8 | 0 | 0 | 0 | 264.23 | 2.6 | 261.63 | 0 | 0 | 107.4 | 0 | 0 | 0 | 0 | 0 | 110 | 2.6 | 107.4 | 0 | 0 | 107.4 | 193.8 | 193.8 | 0 | 0 | 0 | 181.88 | 2.6 | 179.28 | 0 | 0 | 107.4 | 193.8 | 193.8 | 0 | 0 | 0 | 181.88 | 2.6 | 179.28 | 0 | 0 | 107.4 | 193.8 | 193.8 | 0 | 0 | 0 | 181.88 | 2.6 | 179.28 | 0 | 0 | 107.4 | 193.8 | 193.8 | 0 | 0 | 0 | 181.88 | 2.6 | 179.28 | 0 | 0 | 107.4 | 193.8 | 193.8 | 0 | 0 | 0 | 181.88 | 2.6 | 179.28 | 0 | 0 | 107.4 | 193.8 | 193.8 | 0 | 0 | 0 | 181.88 | 2.6 | 179.28 | 0 | 0
SCE Eastern Study Area | El Casco | 230 | Riverside_Li_Battery | Riverside_Solar | 0 | 0 | 0 | 0 | 0 | 261 | 0 | 0 | 0 | 0 | 0 | 0 | 0 | 0 | 0 | 0 | 0 | 0 | 0 | 0 | 0 | 0 | 0 | 0 | 0 | 0 | 0 | 0 | 0 | 0 | 0 | 0 | 0 | 0 | 0 | 0 | 0 | 0 | 0 | 0 | 0 | 0 | 0 | 0 | 0 | 0 | 0 | 0 | 0 | 0 | 0 | 0 | 0 | 0 | 0 | 0 | 0 | 0 | 0 | 0 | 0 | 0 | 0 | 0 | 0 | 0 | 0 | 0 | 0 | 0 | 0 | 0 | 0 | 0 | 0 | 0 | 0 | 0 | 0 | 0 | 0 | 0 | 0 | 0 | 0 | 0 | 0 | 0 | 0 | 0 | 0 | 0 | 0
SCE Metro Study Area | El Nido | 230 | Greater_LA_Li_Battery | Greater_LA_Solar | 0 | 0 | 0 | 0 | 0 | 557.0834 | 0 | 0 | 0 | 0 | 0 | 0 | 0 | 0 | 0 | 0 | 0 | 0 | 0 | 0 | 0 | 0 | 0 | 0 | 0 | 0 | 0 | 0 | 0 | 0 | 0 | 0 | 0 | 0 | 0 | 0 | 0 | 0 | 0 | 0 | 0 | 0 | 0 | 0 | 0 | 0 | 0 | 0 | 0 | 0 | 0 | 0 | 0 | 0 | 0 | 0 | 0 | 0 | 0 | 0 | 0 | 0 | 0 | 0 | 0 | 0 | 0 | 0 | 0 | 0 | 0 | 0 | 0 | 0 | 0 | 0 | 0 | 0 | 0 | 0 | 0 | 0 | 0 | 0 | 0 | 0 | 0 | 0 | 0 | 0 | 0 | 0 | 0
SCE Metro Study Area | El Segundo | 230 | Greater_LA_Li_Battery | Greater_LA_Solar | 0 | 0 | 0 | 0 | 0 | 0 | 0 | 0 | 0 | 0 | 0 | 0 | 0 | 0 | 0 | 0 | 0 | 0 | 0 | 0 | 0 | 0 | 0 | 0 | 0 | 0 | 0 | 0 | 0 | 0 | 0 | 0 | 0 | 0 | 0 | 0 | 0 | 0 | 0 | 0 | 0 | 0 | 0 | 0 | 0 | 0 | 0 | 0 | 0 | 0 | 0 | 0 | 0 | 0 | 0 | 0 | 0 | 0 | 0 | 0 | 0 | 0 | 0 | 0 | 0 | 0 | 0 | 0 | 0 | 0 | 0 | 0 | 0 | 0 | 0 | 0 | 0 | 0 | 0 | 0 | 0 | 0 | 0 | 0 | 0 | 0 | 0 | 0 | 0 | 0 | 0 | 0 | 0
East of Pisgah Study Area | Eldorado | 500 | Southern_NV_Eldorado_Li_Battery | Southern_NV_Eldorado_Solar | 0 | SW_Ext_Tx_Wind | Wyoming_Wind | 0 | 0 | 1030.1785 | 1992.38 | 819.8215 | 1172.5585 | 0 | 0 | 0 | 0 | 0 | 0 | 0 | 0 | 0 | 0 | 0 | 0 | 0 | 0 | 0 | 0 | 0 | 0 | 0 | 0 | 0 | 0 | 0 | 0 | 0 | 0 | 0 | 0 | 0 | 0 | 0 | 0 | 0 | 0 | 0 | 0 | 0 | 0 | 0 | 0 | 0 | 0 | 0 | 0 | 0 | 0 | 0 | 0 | 0 | 0 | 0 | 0 | 0 | 0 | 0 | 0 | 0 | 0 | 0 | 0 | 0 | 0 | 0 | 0 | 0 | 0 | 0 | 0 | 0 | 0 | 0 | 0 | 0 | 0 | 0 | 0 | 0 | 0 | 0 | 0 | 0 | 0 | 0 | 0
East of Pisgah Study Area | Eldorado | 230 | Southern_NV_Eldorado_Li_Battery | Southern_NV_Eldorado_Solar | 0 | Southern_Nevada_Wind | 0 | 0 | 0 | 791.58 | 0 | 0 | 0 | 0 | 0 | 300 | 21 | 279 | 0 | 0 | 279 | 0 | 0 | 0 | 0 | 0 | 300 | 21 | 279 | 0 | 0 | 279 | 0 | 0 | 0 | 0 | 0 | 300 | 21 | 279 | 0 | 0 | 535.29 | 0 | 0 | 0 | 0 | 0 | 300 | 21 | 279 | 0 | 0 | 279 | 0 | 0 | 0 | 0 | 0 | 300 | 21 | 279 | 0 | 0 | 279 | 0 | 0 | 0 | 0 | 0 | 300 | 21 | 279 | 0 | 0 | 279 | 0 | 0 | 0 | 0 | 0 | 300 | 21 | 279 | 0 | 0 | 535.29 | 0 | 0 | 0 | 0 | 0 | 300 | 21 | 279 | 0 | 0
PG&E Fresno Study Area | Elk Hills | 230 | Southern_PGAE_Li_Battery | Southern_PGAE_Solar | 0 | 0 | 0 | 0 | 0 | 0 | 0 | 0 | 0 | 0 | 0 | 0 | 0 | 0 | 0 | 0 | 0 | 0 | 0 | 0 | 0 | 0 | 0 | 0 | 0 | 0 | 0 | 0 | 0 | 0 | 0 | 0 | 0 | 0 | 0 | 0 | 0 | 0 | 0 | 0 | 0 | 0 | 0 | 0 | 0 | 0 | 0 | 0 | 0 | 0 | 0 | 0 | 0 | 0 | 0 | 0 | 0 | 0 | 0 | 0 | 0 | 0 | 0 | 0 | 0 | 0 | 0 | 0 | 0 | 0 | 0 | 0 | 0 | 0 | 0 | 0 | 0 | 0 | 0 | 0 | 0 | 0 | 0 | 0 | 0 | 0 | 0 | 0 | 0 | 0 | 0 | 0 | 0
SCE Metro Study Area | Ellis | 230 | Greater_LA_Li_Battery | Greater_LA_Solar | 0 | 0 | 0 | 0 | 0 | 0 | 0 | 0 | 0 | 0 | 0 | 0 | 0 | 0 | 0 | 0 | 0 | 0 | 0 | 0 | 0 | 0 | 0 | 0 | 0 | 0 | 0 | 0 | 0 | 0 | 0 | 0 | 0 | 0 | 0 | 0 | 0 | 0 | 0 | 0 | 0 | 0 | 0 | 0 | 0 | 0 | 0 | 0 | 0 | 0 | 0 | 0 | 0 | 0 | 0 | 0 | 0 | 0 | 0 | 0 | 0 | 0 | 0 | 0 | 0 | 0 | 0 | 0 | 0 | 0 | 0 | 0 | 0 | 0 | 0 | 0 | 0 | 0 | 0 | 0 | 0 | 0 | 0 | 0 | 0 | 0 | 0 | 0 | 0 | 0 | 0 | 0 | 0
SDG&E Study Area | Encina | 230 | San_Diego_Li_Battery | San_Diego_Solar | 0 | 0 | 0 | 0 | 0 | 0 | 0 | 0 | 0 | 0 | 0 | 0 | 0 | 0 | 0 | 0 | 0 | 0 | 0 | 0 | 0 | 0 | 0 | 0 | 0 | 0 | 0 | 0 | 0 | 0 | 0 | 0 | 0 | 0 | 0 | 0 | 0 | 0 | 0 | 0 | 0 | 0 | 0 | 0 | 0 | 0 | 0 | 0 | 0 | 0 | 0 | 0 | 0 | 0 | 0 | 0 | 0 | 0 | 0 | 0 | 0 | 0 | 0 | 0 | 0 | 0 | 0 | 0 | 0 | 0 | 0 | 0 | 0 | 0 | 0 | 0 | 0 | 0 | 0 | 0 | 0 | 0 | 0 | 0 | 0 | 0 | 0 | 0 | 0 | 0 | 0 | 0 | 0
SDG&E Study Area | Encina | 115 | San_Diego_Li_Battery | San_Diego_Solar | 0 | 0 | 0 | 0 | 0 | 464.3999 | 0 | 0 | 0 | 0 | 0 | 0 | 0 | 0 | 0 | 0 | 0 | 0 | 0 | 0 | 0 | 0 | 0 | 0 | 0 | 0 | 0 | 0 | 0 | 0 | 0 | 0 | 0 | 0 | 0 | 0 | 0 | 0 | 160 | 0 | 0 | 0 | 0 | 0 | 0 | 0 | 0 | 0 | 0 | 0 | 0 | 0 | 0 | 0 | 0 | 0 | 0 | 0 | 0 | 0 | 160 | 0 | 0 | 0 | 0 | 0 | 0 | 0 | 0 | 0 | 0 | 160 | 0 | 0 | 0 | 0 | 0 | 0 | 0 | 0 | 0 | 0 | 160 | 0 | 0 | 0 | 0 | 0 | 0 | 0 | 0 | 0 | 0
SDG&E Study Area | Escondido | 230 | San_Diego_Li_Battery | San_Diego_Solar | 0 | 0 | 0 | 0 | 0 | 631.12 | 0 | 0 | 0 | 0 | 0 | 0 | 0 | 0 | 0 | 0 | 50 | 0 | 0 | 0 | 0 | 0 | 0 | 0 | 0 | 0 | 0 | 0 | 0 | 0 | 0 | 0 | 0 | 0 | 0 | 0 | 0 | 0 | 477 | 0 | 0 | 0 | 0 | 0 | 0 | 0 | 0 | 0 | 0 | 0 | 0 | 0 | 0 | 0 | 0 | 0 | 0 | 0 | 0 | 0 | 70 | 0 | 0 | 0 | 0 | 0 | 0 | 0 | 0 | 0 | 0 | 477 | 0 | 0 | 0 | 0 | 0 | 0 | 0 | 0 | 0 | 0 | 477 | 0 | 0 | 0 | 0 | 0 | 0 | 0 | 0 | 0 | 0
SCE Metro Study Area | Etiwanda | 230 | Greater_LA_Li_Battery | Greater_LA_Solar | 0 | 0 | 0 | 0 | 0 | 2405.2114 | 0 | 0 | 0 | 0 | 0 | 0 | 0 | 0 | 0 | 0 | 100.98 | 0 | 0 | 0 | 0 | 0 | 0 | 0 | 0 | 0 | 0 | 0 | 0 | 0 | 0 | 0 | 0 | 0 | 0 | 0 | 0 | 0 | 100.98 | 0 | 0 | 0 | 0 | 0 | 0 | 0 | 0 | 0 | 0 | 0 | 0 | 0 | 0 | 0 | 0 | 0 | 0 | 0 | 0 | 0 | 100.98 | 0 | 0 | 0 | 0 | 0 | 0 | 0 | 0 | 0 | 0 | 100.98 | 0 | 0 | 0 | 0 | 0 | 0 | 0 | 0 | 0 | 0 | 100.98 | 0 | 0 | 0 | 0 | 0 | 0 | 0 | 0 | 0 | 0
PG&E North of Greater Bay Study Area | Fulton | 230 | Northern_California_Li_Battery | Northern_California_Solar | 0 | 0 | 0 | 0 | 0 | 578.55 | 0 | 0 | 0 | 0 | 0 | 0 | 0 | 0 | 56.9 | 0 | 26.25 | 0 | 0 | 0 | 0 | 0 | 0 | 0 | 0 | 0 | 0 | 0 | 0 | 0 | 0 | 0 | 0 | 0 | 0 | 0 | 0 | 0 | 26.25 | 0 | 0 | 0 | 0 | 0 | 0 | 0 | 0 | 0 | 0 | 0 | 0 | 0 | 0 | 0 | 0 | 0 | 0 | 0 | 0 | 0 | 26.25 | 0 | 0 | 0 | 0 | 0 | 0 | 0 | 0 | 0 | 0 | 26.25 | 0 | 0 | 0 | 0 | 0 | 0 | 0 | 0 | 0 | 0 | 26.25 | 0 | 0 | 0 | 0 | 0 | 0 | 0 | 0 | 0 | 0
East of Pisgah Study Area | Gamebird | 115 | Southern_NV_Eldorado_Li_Battery | Southern_NV_Eldorado_Solar | 0 | 0 | 0 | 0 | 0 | 0 | 0 | 0 | 0 | 0 | 0 | 0 | 0 | 0 | 0 | 0 | 0 | 0 | 0 | 0 | 0 | 0 | 0 | 0 | 0 | 0 | 0 | 0 | 0 | 0 | 0 | 0 | 0 | 0 | 0 | 0 | 0 | 0 | 0 | 0 | 0 | 0 | 0 | 0 | 0 | 0 | 0 | 0 | 0 | 0 | 0 | 0 | 0 | 0 | 0 | 0 | 0 | 0 | 0 | 0 | 0 | 0 | 0 | 0 | 0 | 0 | 0 | 0 | 0 | 0 | 0 | 0 | 0 | 0 | 0 | 0 | 0 | 0 | 0 | 0 | 0 | 0 | 0 | 0 | 0 | 0 | 0 | 0 | 0 | 0 | 0 | 0 | 0
PG&E S500 Study Area | Gates | 500 | Southern_PGAE_Li_Battery | Southern_PGAE_Solar | 0 | 0 | 0 | 0 | 0 | 817.3 | 0 | 0 | 0 | 0 | 0 | 0 | 0 | 0 | 0 | 0 | 0 | 0 | 0 | 0 | 0 | 0 | 0 | 0 | 0 | 0 | 0 | 309.3 | 0 | 0 | 0 | 0 | 0 | 0 | 0 | 0 | 0 | 0 | 309.3 | 0 | 0 | 0 | 0 | 0 | 0 | 0 | 0 | 0 | 0 | 0 | 0 | 0 | 0 | 0 | 0 | 0 | 0 | 0 | 0 | 0 | 0 | 0 | 0 | 0 | 0 | 0 | 0 | 0 | 0 | 0 | 0 | 309.3 | 0 | 0 | 0 | 0 | 0 | 0 | 0 | 0 | 0 | 0 | 309.3 | 0 | 0 | 0 | 0 | 0 | 0 | 0 | 0 | 0 | 0
PG&E East Kern Study Area | Gates | 230 | Southern_PGAE_Li_Battery | Southern_PGAE_Solar | 0 | 0 | 0 | 0 | 0 | 2777.4628 | 0 | 0 | 0 | 0 | 0 | 4255.888 | 1533.88 | 2722.008 | 0 | 0 | 137 | 0 | 0 | 0 | 0 | 0 | 150 | 33 | 117 | 0 | 0 | 137 | 0 | 0 | 0 | 0 | 0 | 1062.04 | 929.1 | 132.94 | 0 | 0 | 917 | 0 | 0 | 0 | 0 | 0 | 1944.28 | 1024.1 | 920.18 | 0 | 0 | 137 | 0 | 0 | 0 | 0 | 0 | 1062.04 | 929.1 | 132.94 | 0 | 0 | 917 | 0 | 0 | 0 | 0 | 0 | 1944.28 | 1024.1 | 920.18 | 0 | 0 | 917 | 0 | 0 | 0 | 0 | 0 | 1944.28 | 1024.1 | 920.18 | 0 | 0 | 917 | 0 | 0 | 0 | 0 | 0 | 1944.28 | 1024.1 | 920.18 | 0 | 0
PG&E North of Greater Bay Study Area | Geysers | 230 | Northern_California_Li_Battery | Northern_California_Solar | Solano_Geothermal | Solano_Wind | 0 | 0 | 0 | 13.25 | 0 | 0 | 0 | 0 | 0 | 0 | 0 | 0 | 53 | 0 | 13.25 | 0 | 0 | 0 | 0 | 0 | 0 | 0 | 0 | 0 | 0 | 13.25 | 0 | 0 | 0 | 0 | 0 | 0 | 0 | 0 | 0 | 0 | 13.25 | 0 | 0 | 0 | 0 | 0 | 0 | 0 | 0 | 0 | 0 | 13.25 | 0 | 0 | 0 | 0 | 0 | 0 | 0 | 0 | 0 | 0 | 13.25 | 0 | 0 | 0 | 0 | 0 | 0 | 0 | 0 | 0 | 0 | 13.25 | 0 | 0 | 0 | 0 | 0 | 0 | 0 | 0 | 0 | 0 | 13.25 | 0 | 0 | 0 | 0 | 0 | 0 | 0 | 0 | 0 | 0
PG&E North of Greater Bay Study Area | Glenn | 230 | Northern_California_Li_Battery | Northern_California_Solar | 0 | Northern_California_Wind | 0 | 0 | 0 | 0 | 0 | 0 | 0 | 0 | 0 | 400.03 | 390 | 10.03 | 0 | 0 | 0 | 0 | 0 | 0 | 0 | 0 | 0 | 0 | 0 | 0 | 0 | 0 | 0 | 0 | 0 | 0 | 0 | 0 | 0 | 0 | 0 | 0 | 0 | 0 | 0 | 0 | 0 | 0 | 0 | 0 | 0 | 0 | 0 | 0 | 0 | 0 | 0 | 0 | 0 | 0 | 0 | 0 | 0 | 0 | 0 | 0 | 0 | 0 | 0 | 0 | 0 | 0 | 0 | 0 | 0 | 0 | 0 | 0 | 0 | 0 | 0 | 0 | 0 | 0 | 0 | 0 | 0 | 0 | 0 | 0 | 0 | 0 | 0 | 0 | 0 | 0 | 0
PG&E North of Greater Bay Study Area | Gold Hill | 115 | Northern_California_Li_Battery | Northern_California_Solar | 0 | 0 | 0 | 0 | 0 | 272.5951 | 0 | 0 | 0 | 0 | 0 | 0 | 0 | 0 | 0 | 0 | 0 | 0 | 0 | 0 | 0 | 0 | 0 | 0 | 0 | 0 | 0 | 0 | 0 | 0 | 0 | 0 | 0 | 0 | 0 | 0 | 0 | 0 | 58.75 | 0 | 0 | 0 | 0 | 0 | 0 | 0 | 0 | 0 | 0 | 0 | 0 | 0 | 0 | 0 | 0 | 0 | 0 | 0 | 0 | 0 | 58.75 | 0 | 0 | 0 | 0 | 0 | 0 | 0 | 0 | 0 | 0 | 58.75 | 0 | 0 | 0 | 0 | 0 | 0 | 0 | 0 | 0 | 0 | 58.75 | 0 | 0 | 0 | 0 | 0 | 0 | 0 | 0 | 0 | 0
SCE Northern Area | Goleta | 230 | Greater_LA_Li_Battery | Greater_LA_Solar | 0 | 0 | 0 | 0 | 0 | 0 | 0 | 0 | 0 | 0 | 0 | 0 | 0 | 0 | 0 | 0 | 0 | 0 | 0 | 0 | 0 | 0 | 0 | 0 | 0 | 0 | 0 | 0 | 0 | 0 | 0 | 0 | 0 | 0 | 0 | 0 | 0 | 0 | 0 | 0 | 0 | 0 | 0 | 0 | 0 | 0 | 0 | 0 | 0 | 0 | 0 | 0 | 0 | 0 | 0 | 0 | 0 | 0 | 0 | 0 | 0 | 0 | 0 | 0 | 0 | 0 | 0 | 0 | 0 | 0 | 0 | 0 | 0 | 0 | 0 | 0 | 0 | 0 | 0 | 0 | 0 | 0 | 0 | 0 | 0 | 0 | 0 | 0 | 0 | 0 | 0 | 0 | 0
SCE Northern Area | Goodrich | 230 | Greater_LA_Li_Battery | Greater_LA_Solar | 0 | 0 | 0 | 0 | 0 | 0 | 0 | 0 | 0 | 0 | 0 | 0 | 0 | 0 | 0 | 0 | 0 | 0 | 0 | 0 | 0 | 0 | 0 | 0 | 0 | 0 | 0 | 0 | 0 | 0 | 0 | 0 | 0 | 0 | 0 | 0 | 0 | 0 | 0 | 0 | 0 | 0 | 0 | 0 | 0 | 0 | 0 | 0 | 0 | 0 | 0 | 0 | 0 | 0 | 0 | 0 | 0 | 0 | 0 | 0 | 0 | 0 | 0 | 0 | 0 | 0 | 0 | 0 | 0 | 0 | 0 | 0 | 0 | 0 | 0 | 0 | 0 | 0 | 0 | 0 | 0 | 0 | 0 | 0 | 0 | 0 | 0 | 0 | 0 | 0 | 0 | 0 | 0
PG&E East Kern Study Area | Goose Lake | 115 | Southern_PGAE_Li_Battery | Southern_PGAE_Solar | 0 | 0 | 0 | 0 | 0 | 0 | 0 | 0 | 0 | 0 | 0 | 0 | 0 | 0 | 0 | 0 | 0 | 0 | 0 | 0 | 0 | 0 | 0 | 0 | 0 | 0 | 0 | 0 | 0 | 0 | 0 | 0 | 0 | 0 | 0 | 0 | 0 | 0 | 0 | 0 | 0 | 0 | 0 | 0 | 0 | 0 | 0 | 0 | 0 | 0 | 0 | 0 | 0 | 0 | 0 | 0 | 0 | 0 | 0 | 0 | 0 | 0 | 0 | 0 | 0 | 0 | 0 | 0 | 0 | 0 | 0 | 0 | 0 | 0 | 0 | 0 | 0 | 0 | 0 | 0 | 0 | 0 | 0 | 0 | 0 | 0 | 0 | 0 | 0 | 0 | 0 | 0 | 0
SCE Northern Area | Gould | 230 | Greater_LA_Li_Battery | Greater_LA_Solar | 0 | 0 | 0 | 0 | 0 | 0 | 0 | 0 | 0 | 0 | 0 | 0 | 0 | 0 | 0 | 0 | 0 | 0 | 0 | 0 | 0 | 0 | 0 | 0 | 0 | 0 | 0 | 0 | 0 | 0 | 0 | 0 | 0 | 0 | 0 | 0 | 0 | 0 | 0 | 0 | 0 | 0 | 0 | 0 | 0 | 0 | 0 | 0 | 0 | 0 | 0 | 0 | 0 | 0 | 0 | 0 | 0 | 0 | 0 | 0 | 0 | 0 | 0 | 0 | 0 | 0 | 0 | 0 | 0 | 0 | 0 | 0 | 0 | 0 | 0 | 0 | 0 | 0 | 0 | 0 | 0 | 0 | 0 | 0 | 0 | 0 | 0 | 0 | 0 | 0 | 0 | 0 | 0
PG&E North of Greater Bay Study Area | Grand Island | 115 | Northern_California_Li_Battery | Northern_California_Solar | 0 | Solano_Wind | 0 | 0 | 0 | 0 | 0 | 0 | 0 | 0 | 0 | 0 | 0 | 0 | 0 | 0 | 0 | 0 | 0 | 0 | 0 | 0 | 0 | 0 | 0 | 0 | 0 | 0 | 0 | 0 | 0 | 0 | 0 | 0 | 0 | 0 | 0 | 0 | 0 | 0 | 0 | 0 | 0 | 0 | 0 | 0 | 0 | 0 | 0 | 0 | 0 | 0 | 0 | 0 | 0 | 0 | 0 | 0 | 0 | 0 | 0 | 0 | 0 | 0 | 0 | 0 | 0 | 0 | 0 | 0 | 0 | 0 | 0 | 0 | 0 | 0 | 0 | 0 | 0 | 0 | 0 | 0 | 0 | 0 | 0 | 0 | 0 | 0 | 0 | 0 | 0 | 0 | 0
PG&E North of Greater Bay Study Area | Green Ridge Midway | 115 | Northern_California_Li_Battery | Northern_California_Solar | 0 | 0 | 0 | 0 | 0 | 0 | 0 | 0 | 0 | 0 | 0 | 0 | 0 | 0 | 0 | 0 | 0 | 0 | 0 | 0 | 0 | 0 | 0 | 0 | 0 | 0 | 0 | 0 | 0 | 0 | 0 | 0 | 0 | 0 | 0 | 0 | 0 | 0 | 0 | 0 | 0 | 0 | 0 | 0 | 0 | 0 | 0 | 0 | 0 | 0 | 0 | 0 | 0 | 0 | 0 | 0 | 0 | 0 | 0 | 0 | 0 | 0 | 0 | 0 | 0 | 0 | 0 | 0 | 0 | 0 | 0 | 0 | 0 | 0 | 0 | 0 | 0 | 0 | 0 | 0 | 0 | 0 | 0 | 0 | 0 | 0 | 0 | 0 | 0 | 0 | 0 | 0 | 0
PG&E East Kern Study Area | Gregg | 230 | Southern_PGAE_Li_Battery | Southern_PGAE_Solar | 0 | 0 | 0 | 0 | 0 | 519.5522 | 0 | 0 | 0 | 0 | 0 | 160.2952 | 0 | 160.2952 | 0 | 0 | 0 | 0 | 0 | 0 | 0 | 0 | 0 | 0 | 0 | 0 | 0 | 0 | 0 | 0 | 0 | 0 | 0 | 0 | 0 | 0 | 0 | 0 | 0 | 0 | 0 | 0 | 0 | 0 | 0 | 0 | 0 | 0 | 0 | 0 | 0 | 0 | 0 | 0 | 0 | 0 | 0 | 0 | 0 | 0 | 0 | 0 | 0 | 0 | 0 | 0 | 0 | 0 | 0 | 0 | 0 | 0 | 0 | 0 | 0 | 0 | 0 | 0 | 0 | 0 | 0 | 0 | 0 | 0 | 0 | 0 | 0 | 0 | 0 | 0 | 0 | 0 | 0
PG&E Fresno Study Area | Grimway | 115 | Southern_PGAE_Li_Battery | Southern_PGAE_Solar | 0 | 0 | 0 | 0 | 0 | 0 | 0 | 0 | 0 | 0 | 0 | 0 | 0 | 0 | 0 | 0 | 0 | 0 | 0 | 0 | 0 | 0 | 0 | 0 | 0 | 0 | 0 | 0 | 0 | 0 | 0 | 0 | 0 | 0 | 0 | 0 | 0 | 0 | 0 | 0 | 0 | 0 | 0 | 0 | 0 | 0 | 0 | 0 | 0 | 0 | 0 | 0 | 0 | 0 | 0 | 0 | 0 | 0 | 0 | 0 | 0 | 0 | 0 | 0 | 0 | 0 | 0 | 0 | 0 | 0 | 0 | 0 | 0 | 0 | 0 | 0 | 0 | 0 | 0 | 0 | 0 | 0 | 0 | 0 | 0 | 0 | 0 | 0 | 0 | 0 | 0 | 0 | 0
PG&E East Kern Study Area | GWF Hanford Sw Sta | 115 | Southern_PGAE_Li_Battery | Southern_PGAE_Solar | 0 | 0 | 0 | 0 | 0 | 33.3216 | 0 | 0 | 0 | 0 | 0 | 13.5 | 13.5 | 0 | 0 | 0 | 0 | 0 | 0 | 0 | 0 | 0 | 0 | 0 | 0 | 0 | 0 | 0 | 0 | 0 | 0 | 0 | 0 | 13.5 | 13.5 | 0 | 0 | 0 | 0 | 0 | 0 | 0 | 0 | 0 | 13.5 | 13.5 | 0 | 0 | 0 | 0 | 0 | 0 | 0 | 0 | 0 | 13.5 | 13.5 | 0 | 0 | 0 | 0 | 0 | 0 | 0 | 0 | 0 | 13.5 | 13.5 | 0 | 0 | 0 | 0 | 0 | 0 | 0 | 0 | 0 | 13.5 | 13.5 | 0 | 0 | 0 | 0 | 0 | 0 | 0 | 0 | 0 | 13.5 | 13.5 | 0 | 0 | 0
SCE Metro Study Area | Harborgen | 230 | Greater_LA_Li_Battery | Greater_LA_Solar | 0 | 0 | 0 | 0 | 0 | 0 | 0 | 0 | 0 | 0 | 0 | 0 | 0 | 0 | 0 | 0 | 0 | 0 | 0 | 0 | 0 | 0 | 0 | 0 | 0 | 0 | 0 | 0 | 0 | 0 | 0 | 0 | 0 | 0 | 0 | 0 | 0 | 0 | 0 | 0 | 0 | 0 | 0 | 0 | 0 | 0 | 0 | 0 | 0 | 0 | 0 | 0 | 0 | 0 | 0 | 0 | 0 | 0 | 0 | 0 | 0 | 0 | 0 | 0 | 0 | 0 | 0 | 0 | 0 | 0 | 0 | 0 | 0 | 0 | 0 | 0 | 0 | 0 | 0 | 0 | 0 | 0 | 0 | 0 | 0 | 0 | 0 | 0 | 0 | 0 | 0 | 0 | 0
SDG&E Study Area | Hassayampa | 500 | Arizona_Li_Battery | Arizona_Solar | 0 | 0 | 0 | 0 | 0 | 1018.194 | 0 | 0 | 0 | 0 | 0 | 1559.194 | 342.9 | 1216.294 | 0 | 0 | 20 | 0 | 0 | 0 | 0 | 0 | 300 | 280 | 20 | 0 | 0 | 20 | 0 | 0 | 0 | 0 | 0 | 300 | 280 | 20 | 0 | 0 | 809.7 | 0 | 0 | 0 | 0 | 0 | 1350.7 | 342.9 | 1007.8 | 0 | 0 | 20 | 0 | 0 | 0 | 0 | 0 | 300 | 280 | 20 | 0 | 0 | 335.94 | 0 | 0 | 0 | 0 | 0 | 876.94 | 342.9 | 534.04 | 0 | 0 | 809.7 | 0 | 0 | 0 | 0 | 0 | 1350.7 | 342.9 | 1007.8 | 0 | 0 | 809.7 | 0 | 0 | 0 | 0 | 0 | 1350.7 | 342.9 | 1007.8 | 0 | 0
PG&E Fresno Study Area | Helm | 230 | Southern_PGAE_Li_Battery | Southern_PGAE_Solar | 0 | 0 | 0 | 0 | 0 | 741.5496 | 0 | 0 | 0 | 0 | 0 | 741.5776 | 0 | 741.5776 | 0 | 0 | 0 | 0 | 0 | 0 | 0 | 0 | 0 | 0 | 0 | 0 | 0 | 0 | 0 | 0 | 0 | 0 | 0 | 0 | 0 | 0 | 0 | 0 | 0 | 0 | 0 | 0 | 0 | 0 | 0 | 0 | 0 | 0 | 0 | 0 | 0 | 0 | 0 | 0 | 0 | 0 | 0 | 0 | 0 | 0 | 0 | 0 | 0 | 0 | 0 | 0 | 0 | 0 | 0 | 0 | 0 | 0 | 0 | 0 | 0 | 0 | 0 | 0 | 0 | 0 | 0 | 0 | 0 | 0 | 0 | 0 | 0 | 0 | 0 | 0 | 0 | 0 | 0
PG&E Fresno Study Area | Henrietta | 115 | Southern_PGAE_Li_Battery | Southern_PGAE_Solar | 0 | 0 | 0 | 0 | 0 | 172.33 | 0 | 0 | 0 | 0 | 0 | 102.85 | 18.95 | 83.9 | 0 | 0 | 0 | 0 | 0 | 0 | 0 | 0 | 20 | 0 | 20 | 0 | 0 | 0 | 0 | 0 | 0 | 0 | 0 | 20 | 0 | 20 | 0 | 0 | 21.05 | 0 | 0 | 0 | 0 | 0 | 41.05 | 18.95 | 22.1 | 0 | 0 | 0 | 0 | 0 | 0 | 0 | 0 | 20 | 0 | 20 | 0 | 0 | 21.05 | 0 | 0 | 0 | 0 | 0 | 41.05 | 18.95 | 22.1 | 0 | 0 | 21.05 | 0 | 0 | 0 | 0 | 0 | 41.05 | 18.95 | 22.1 | 0 | 0 | 21.05 | 0 | 0 | 0 | 0 | 0 | 41.05 | 18.95 | 22.1 | 0 | 0
PG&E North of Greater Bay Study Area | Higgins | 115 | Northern_California_Li_Battery | Northern_California_Solar | 0 | 0 | 0 | 0 | 0 | 0 | 0 | 0 | 0 | 0 | 0 | 0 | 0 | 0 | 0 | 0 | 0 | 0 | 0 | 0 | 0 | 0 | 0 | 0 | 0 | 0 | 0 | 0 | 0 | 0 | 0 | 0 | 0 | 0 | 0 | 0 | 0 | 0 | 0 | 0 | 0 | 0 | 0 | 0 | 0 | 0 | 0 | 0 | 0 | 0 | 0 | 0 | 0 | 0 | 0 | 0 | 0 | 0 | 0 | 0 | 0 | 0 | 0 | 0 | 0 | 0 | 0 | 0 | 0 | 0 | 0 | 0 | 0 | 0 | 0 | 0 | 0 | 0 | 0 | 0 | 0 | 0 | 0 | 0 | 0 | 0 | 0 | 0 | 0 | 0 | 0 | 0 | 0
SCE Northern Area | Highwind | 230 | Tehachapi_Li_Battery | Tehachapi_Solar | 0 | Tehachapi_Wind | 0 | 0 | 0 | 0 | 0 | 0 | 0 | 0 | 0 | 0 | 0 | 0 | 0 | 0 | 0 | 0 | 0 | 0 | 0 | 0 | 0 | 0 | 0 | 0 | 0 | 0 | 0 | 0 | 0 | 0 | 0 | 0 | 0 | 0 | 0 | 0 | 0 | 0 | 0 | 0 | 0 | 0 | 0 | 0 | 0 | 0 | 0 | 0 | 0 | 0 | 0 | 0 | 0 | 0 | 0 | 0 | 0 | 0 | 0 | 0 | 0 | 0 | 0 | 0 | 0 | 0 | 0 | 0 | 0 | 0 | 0 | 0 | 0 | 0 | 0 | 0 | 0 | 0 | 0 | 0 | 0 | 0 | 0 | 0 | 0 | 0 | 0 | 0 | 0 | 0 | 0
SCE Metro Study Area | Hinson | 230 | Greater_LA_Li_Battery | Greater_LA_Solar | 0 | 0 | 0 | 0 | 0 | 1105.6634 | 0 | 0 | 0 | 0 | 0 | 0 | 0 | 0 | 0 | 0 | 200 | 0 | 0 | 0 | 0 | 0 | 0 | 0 | 0 | 0 | 0 | 200 | 0 | 0 | 0 | 0 | 0 | 0 | 0 | 0 | 0 | 0 | 200 | 0 | 0 | 0 | 0 | 0 | 0 | 0 | 0 | 0 | 0 | 200 | 0 | 0 | 0 | 0 | 0 | 0 | 0 | 0 | 0 | 0 | 200 | 0 | 0 | 0 | 0 | 0 | 0 | 0 | 0 | 0 | 0 | 200 | 0 | 0 | 0 | 0 | 0 | 0 | 0 | 0 | 0 | 0 | 200 | 0 | 0 | 0 | 0 | 0 | 0 | 0 | 0 | 0 | 0
PG&E North of Greater Bay Study Area | Honcut | 115 | Northern_California_Li_Battery | Northern_California_Solar | 0 | 0 | 0 | 0 | 0 | 0 | 0 | 0 | 0 | 0 | 0 | 0 | 0 | 0 | 0 | 0 | 0 | 0 | 0 | 0 | 0 | 0 | 0 | 0 | 0 | 0 | 0 | 0 | 0 | 0 | 0 | 0 | 0 | 0 | 0 | 0 | 0 | 0 | 0 | 0 | 0 | 0 | 0 | 0 | 0 | 0 | 0 | 0 | 0 | 0 | 0 | 0 | 0 | 0 | 0 | 0 | 0 | 0 | 0 | 0 | 0 | 0 | 0 | 0 | 0 | 0 | 0 | 0 | 0 | 0 | 0 | 0 | 0 | 0 | 0 | 0 | 0 | 0 | 0 | 0 | 0 | 0 | 0 | 0 | 0 | 0 | 0 | 0 | 0 | 0 | 0 | 0 | 0
SDG&E Study Area | Hoodoo Wash | 500 | Arizona_Li_Battery | Arizona_Solar | 0 | 0 | 0 | 0 | 0 | 2711.47 | 0 | 0 | 0 | 0 | 0 | 2926.47 | 579.35 | 2347.12 | 0 | 0 | 547.5 | 0 | 0 | 0 | 0 | 0 | 750 | 202.5 | 547.5 | 0 | 0 | 0 | 0 | 0 | 0 | 0 | 0 | 0 | 0 | 0 | 0 | 0 | 1170.65 | 0 | 0 | 0 | 0 | 0 | 1774.62 | 579.35 | 1195.27 | 0 | 0 | 0 | 0 | 0 | 0 | 0 | 0 | 0 | 0 | 0 | 0 | 0 | 860.13 | 0 | 0 | 0 | 0 | 0 | 1409.54 | 539.87 | 869.67 | 0 | 0 | 1170.65 | 0 | 0 | 0 | 0 | 0 | 1774.62 | 579.35 | 1195.27 | 0 | 0 | 1170.65 | 0 | 0 | 0 | 0 | 0 | 1774.62 | 579.35 | 1195.27 | 0 | 0
PG&E North of Greater Bay Study Area | Humboldt | 115 | Northern_California_Li_Battery | Northern_California_Solar | 0 | Humboldt_Wind | 0 | Humboldt_Bay_Offshore_Wind | 0 | 0 | 0 | 0 | 0 | 0 | 161.925 | 0 | 0 | 0 | 0 | 0 | 0 | 0 | 0 | 0 | 0 | 161.925 | 0 | 0 | 0 | 0 | 0 | 0 | 0 | 0 | 0 | 0 | 0 | 0 | 0 | 0 | 0 | 0 | 0 | 0 | 0 | 0 | 0 | 161.925 | 0 | 0 | 0 | 0 | 0 | 0 | 0 | 0 | 0 | 0 | 0 | 0 | 0 | 0 | 0 | 0 | 0 | 0 | 0 | 0 | 0 | 0 | 0 | 0 | 0 | 0 | 0 | 0 | 0 | 0 | 0 | 0 | 0 | 0 | 0 | 0 | 0 | 0 | 0 | 0 | 0 | 0 | 0 | 161.925 | 0 | 0 | 0 | 0 | 0
PG&E North of Greater Bay Study Area | Humboldt (Proposed) | 500 | Northern_California_Li_Battery | Northern_California_Solar | 0 | 0 | 0 | Humboldt_Bay_Offshore_Wind | 0 | 0 | 0 | 0 | 0 | 0 | 0 | 0 | 0 | 0 | 0 | 0 | 0 | 0 | 0 | 0 | 0 | 0 | 0 | 0 | 0 | 0 | 0 | 0 | 0 | 0 | 0 | 0 | 0 | 0 | 0 | 0 | 0 | 0 | 0 | 0 | 0 | 0 | 0 | 0 | 0 | 0 | 0 | 0 | 0 | 0 | 0 | 0 | 0 | 0 | 0 | 0 | 0 | 0 | 0 | 0 | 0 | 0 | 0 | 0 | 0 | 0 | 0 | 0 | 0 | 0 | 0 | 0 | 0 | 0 | 0 | 0 | 0 | 0 | 0 | 0 | 0 | 0 | 0 | 0 | 0 | 0 | 0 | 0 | 0 | 0 | 0 | 0 | 0
SCE Metro Study Area | Huntington Beach | 230 | Greater_LA_Li_Battery | Greater_LA_Solar | 0 | 0 | 0 | 0 | 0 | 0 | 0 | 0 | 0 | 0 | 0 | 0 | 0 | 0 | 0 | 0 | 0 | 0 | 0 | 0 | 0 | 0 | 0 | 0 | 0 | 0 | 0 | 0 | 0 | 0 | 0 | 0 | 0 | 0 | 0 | 0 | 0 | 0 | 0 | 0 | 0 | 0 | 0 | 0 | 0 | 0 | 0 | 0 | 0 | 0 | 0 | 0 | 0 | 0 | 0 | 0 | 0 | 0 | 0 | 0 | 0 | 0 | 0 | 0 | 0 | 0 | 0 | 0 | 0 | 0 | 0 | 0 | 0 | 0 | 0 | 0 | 0 | 0 | 0 | 0 | 0 | 0 | 0 | 0 | 0 | 0 | 0 | 0 | 0 | 0 | 0 | 0 | 0
SDG&E Study Area | IID System | 230 | Imperial_Li_Battery | Imperial_Solar | Greater_Imperial_Geothermal | 0 | 0 | 0 | 0 | 0 | 0 | 0 | 0 | 0 | 0 | 0 | 0 | 0 | 0 | 0 | 0 | 0 | 0 | 0 | 0 | 0 | 0 | 0 | 0 | 0 | 0 | 0 | 0 | 0 | 0 | 0 | 0 | 0 | 0 | 0 | 0 | 0 | 0 | 0 | 0 | 0 | 0 | 0 | 0 | 0 | 0 | 0 | 0 | 0 | 0 | 0 | 0 | 0 | 0 | 0 | 0 | 0 | 0 | 0 | 0 | 0 | 0 | 0 | 0 | 0 | 0 | 0 | 0 | 0 | 0 | 0 | 0 | 0 | 0 | 0 | 0 | 0 | 0 | 0 | 0 | 0 | 0 | 0 | 0 | 0 | 0 | 0 | 0 | 0 | 0 | 0 | 0
SDG&E Study Area | IID System | 161 | Imperial_Li_Battery | Imperial_Solar | Greater_Imperial_Geothermal | 0 | 0 | 0 | 0 | 0 | 0 | 0 | 0 | 0 | 0 | 0 | 0 | 0 | 0 | 0 | 0 | 0 | 0 | 0 | 0 | 0 | 0 | 0 | 0 | 0 | 0 | 0 | 0 | 0 | 0 | 0 | 0 | 0 | 0 | 0 | 0 | 0 | 0 | 0 | 0 | 0 | 0 | 0 | 0 | 0 | 0 | 0 | 0 | 0 | 0 | 0 | 0 | 0 | 0 | 0 | 0 | 0 | 0 | 0 | 0 | 0 | 0 | 0 | 0 | 0 | 0 | 0 | 0 | 0 | 0 | 0 | 0 | 0 | 0 | 0 | 0 | 0 | 0 | 0 | 0 | 0 | 0 | 0 | 0 | 0 | 0 | 0 | 0 | 0 | 0 | 0 | 0
SDG&E Study Area | Imperial Valley | 500 | Imperial_Li_Battery | Imperial_Solar | 0 | 0 | 0 | 0 | 0 | 1182.38 | 0 | 0 | 0 | 0 | 0 | 1182.38 | 0 | 1182.38 | 0 | 0 | 0 | 0 | 0 | 0 | 0 | 0 | 0 | 0 | 0 | 0 | 0 | 0 | 0 | 0 | 0 | 0 | 0 | 0 | 0 | 0 | 0 | 0 | 0 | 0 | 0 | 0 | 0 | 0 | 0 | 0 | 0 | 0 | 0 | 0 | 0 | 0 | 0 | 0 | 0 | 0 | 0 | 0 | 0 | 0 | 0 | 0 | 0 | 0 | 0 | 0 | 0 | 0 | 0 | 0 | 0 | 0 | 0 | 0 | 0 | 0 | 0 | 0 | 0 | 0 | 0 | 0 | 0 | 0 | 0 | 0 | 0 | 0 | 0 | 0 | 0 | 0 | 0
SDG&E Study Area | Imperial Valley | 230 | Imperial_Li_Battery | Imperial_Solar | 0 | 0 | 0 | 0 | 0 | 2706.36 | 0 | 0 | 0 | 0 | 0 | 1099.83 | 197.87 | 901.96 | 0 | 0 | 200 | 0 | 0 | 0 | 0 | 0 | 200 | 0 | 200 | 0 | 0 | 325 | 0 | 0 | 0 | 0 | 0 | 300 | 100 | 200 | 0 | 0 | 1787.13 | 0 | 0 | 0 | 0 | 0 | 813.7 | 197.87 | 615.83 | 0 | 0 | 325 | 0 | 0 | 0 | 0 | 0 | 300 | 100 | 200 | 0 | 0 | 1087.13 | 0 | 0 | 0 | 0 | 0 | 813.7 | 197.87 | 615.83 | 0 | 0 | 1587.13 | 0 | 0 | 0 | 0 | 0 | 813.7 | 197.87 | 615.83 | 0 | 0 | 1587.13 | 0 | 0 | 0 | 0 | 0 | 813.7 | 197.87 | 615.83 | 0 | 0
East of Pisgah Study Area | Innovation | 230 | Southern_NV_Eldorado_Li_Battery | Southern_NV_Eldorado_Solar | 0 | Southern_Nevada_Wind | 0 | 0 | 0 | 150 | 0 | 0 | 0 | 0 | 0 | 300 | 150 | 150 | 0 | 0 | 0 | 0 | 0 | 0 | 0 | 0 | 0 | 0 | 0 | 0 | 0 | 150 | 0 | 0 | 0 | 0 | 0 | 300 | 150 | 150 | 0 | 0 | 150 | 0 | 0 | 0 | 0 | 0 | 300 | 150 | 150 | 0 | 0 | 0 | 0 | 0 | 0 | 0 | 0 | 0 | 0 | 0 | 0 | 0 | 0 | 0 | 0 | 0 | 0 | 0 | 0 | 0 | 0 | 0 | 0 | 150 | 0 | 0 | 0 | 0 | 0 | 300 | 150 | 150 | 0 | 0 | 150 | 0 | 0 | 0 | 0 | 0 | 300 | 150 | 150 | 0 | 0
East of Pisgah Study Area | Innovation | 115 | Southern_NV_Eldorado_Li_Battery | Southern_NV_Eldorado_Solar | 0 | Southern_Nevada_Wind | 0 | 0 | 0 | 0 | 0 | 0 | 0 | 0 | 0 | 0 | 0 | 0 | 0 | 0 | 0 | 0 | 0 | 0 | 0 | 0 | 0 | 0 | 0 | 0 | 0 | 0 | 0 | 0 | 0 | 0 | 0 | 0 | 0 | 0 | 0 | 0 | 0 | 0 | 0 | 0 | 0 | 0 | 0 | 0 | 0 | 0 | 0 | 0 | 0 | 0 | 0 | 0 | 0 | 0 | 0 | 0 | 0 | 0 | 0 | 0 | 0 | 0 | 0 | 0 | 0 | 0 | 0 | 0 | 0 | 0 | 0 | 0 | 0 | 0 | 0 | 0 | 0 | 0 | 0 | 0 | 0 | 0 | 0 | 0 | 0 | 0 | 0 | 0 | 0 | 0 | 0
East of Pisgah Study Area | Innovation | 138 | Southern_NV_Eldorado_Li_Battery | Southern_NV_Eldorado_Solar | 0 | Southern_Nevada_Wind | 0 | 0 | 0 | 0 | 0 | 0 | 0 | 0 | 0 | 0 | 0 | 0 | 0 | 0 | 0 | 0 | 0 | 0 | 0 | 0 | 0 | 0 | 0 | 0 | 0 | 0 | 0 | 0 | 0 | 0 | 0 | 0 | 0 | 0 | 0 | 0 | 0 | 0 | 0 | 0 | 0 | 0 | 0 | 0 | 0 | 0 | 0 | 0 | 0 | 0 | 0 | 0 | 0 | 0 | 0 | 0 | 0 | 0 | 0 | 0 | 0 | 0 | 0 | 0 | 0 | 0 | 0 | 0 | 0 | 0 | 0 | 0 | 0 | 0 | 0 | 0 | 0 | 0 | 0 | 0 | 0 | 0 | 0 | 0 | 0 | 0 | 0 | 0 | 0 | 0 | 0
SCE North of Lugo (NOL) Study Area | Inyo | 115 | Greater_Kramer_Li_Battery | Greater_Kramer_Solar | 0 | 0 | 0 | 0 | 0 | 0 | 0 | 0 | 0 | 0 | 0 | 0 | 0 | 0 | 0 | 0 | 0 | 0 | 0 | 0 | 0 | 0 | 0 | 0 | 0 | 0 | 0 | 0 | 0 | 0 | 0 | 0 | 0 | 0 | 0 | 0 | 0 | 0 | 0 | 0 | 0 | 0 | 0 | 0 | 0 | 0 | 0 | 0 | 0 | 0 | 0 | 0 | 0 | 0 | 0 | 0 | 0 | 0 | 0 | 0 | 0 | 0 | 0 | 0 | 0 | 0 | 0 | 0 | 0 | 0 | 0 | 0 | 0 | 0 | 0 | 0 | 0 | 0 | 0 | 0 | 0 | 0 | 0 | 0 | 0 | 0 | 0 | 0 | 0 | 0 | 0 | 0 | 0
SCE North of Lugo (NOL) Study Area | Inyokern | 115 | Greater_Kramer_Li_Battery | Greater_Kramer_Solar | 0 | 0 | 0 | 0 | 0 | 0 | 0 | 0 | 0 | 0 | 0 | 0 | 0 | 0 | 0 | 0 | 0 | 0 | 0 | 0 | 0 | 0 | 0 | 0 | 0 | 0 | 0 | 0 | 0 | 0 | 0 | 0 | 0 | 0 | 0 | 0 | 0 | 0 | 0 | 0 | 0 | 0 | 0 | 0 | 0 | 0 | 0 | 0 | 0 | 0 | 0 | 0 | 0 | 0 | 0 | 0 | 0 | 0 | 0 | 0 | 0 | 0 | 0 | 0 | 0 | 0 | 0 | 0 | 0 | 0 | 0 | 0 | 0 | 0 | 0 | 0 | 0 | 0 | 0 | 0 | 0 | 0 | 0 | 0 | 0 | 0 | 0 | 0 | 0 | 0 | 0 | 0 | 0
East of Pisgah Study Area | Ivanpah | 230 | Southern_NV_Eldorado_Li_Battery | Southern_NV_Eldorado_Solar | 0 | 0 | 0 | 0 | 0 | 200 | 0 | 0 | 0 | 0 | 0 | 230 | 30 | 200 | 0 | 0 | 0 | 0 | 0 | 0 | 0 | 0 | 0 | 0 | 0 | 0 | 0 | 200 | 0 | 0 | 0 | 0 | 0 | 230 | 30 | 200 | 0 | 0 | 200 | 0 | 0 | 0 | 0 | 0 | 230 | 30 | 200 | 0 | 0 | 200 | 0 | 0 | 0 | 0 | 0 | 230 | 30 | 200 | 0 | 0 | 200 | 0 | 0 | 0 | 0 | 0 | 230 | 30 | 200 | 0 | 0 | 200 | 0 | 0 | 0 | 0 | 0 | 230 | 30 | 200 | 0 | 0 | 200 | 0 | 0 | 0 | 0 | 0 | 230 | 30 | 200 | 0 | 0
East of Pisgah Study Area | Ivanpah | 115 | Southern_NV_Eldorado_Li_Battery | Southern_NV_Eldorado_Solar | 0 | 0 | 0 | 0 | 0 | 0 | 0 | 0 | 0 | 0 | 0 | 0 | 0 | 0 | 0 | 0 | 0 | 0 | 0 | 0 | 0 | 0 | 0 | 0 | 0 | 0 | 0 | 0 | 0 | 0 | 0 | 0 | 0 | 0 | 0 | 0 | 0 | 0 | 0 | 0 | 0 | 0 | 0 | 0 | 0 | 0 | 0 | 0 | 0 | 0 | 0 | 0 | 0 | 0 | 0 | 0 | 0 | 0 | 0 | 0 | 0 | 0 | 0 | 0 | 0 | 0 | 0 | 0 | 0 | 0 | 0 | 0 | 0 | 0 | 0 | 0 | 0 | 0 | 0 | 0 | 0 | 0 | 0 | 0 | 0 | 0 | 0 | 0 | 0 | 0 | 0 | 0 | 0
PG&E North of Greater Bay Study Area | Jessup | 115 | Northern_California_Li_Battery | Northern_California_Solar | 0 | Northern_California_Wind | 0 | 0 | 0 | 0 | 0 | 0 | 0 | 0 | 0 | 0 | 0 | 0 | 0 | 0 | 0 | 0 | 0 | 0 | 0 | 0 | 0 | 0 | 0 | 0 | 0 | 0 | 0 | 0 | 0 | 0 | 0 | 0 | 0 | 0 | 0 | 0 | 0 | 0 | 0 | 0 | 0 | 0 | 0 | 0 | 0 | 0 | 0 | 0 | 0 | 0 | 0 | 0 | 0 | 0 | 0 | 0 | 0 | 0 | 0 | 0 | 0 | 0 | 0 | 0 | 0 | 0 | 0 | 0 | 0 | 0 | 0 | 0 | 0 | 0 | 0 | 0 | 0 | 0 | 0 | 0 | 0 | 0 | 0 | 0 | 0 | 0 | 0 | 0 | 0 | 0 | 0
SCE Metro Study Area | Johanna | 230 | Greater_LA_Li_Battery | Greater_LA_Solar | 0 | 0 | 0 | 0 | 0 | 102.26 | 0 | 0 | 0 | 0 | 0 | 0 | 0 | 0 | 0 | 0 | 0 | 0 | 0 | 0 | 0 | 0 | 0 | 0 | 0 | 0 | 0 | 0 | 0 | 0 | 0 | 0 | 0 | 0 | 0 | 0 | 0 | 0 | 0 | 0 | 0 | 0 | 0 | 0 | 0 | 0 | 0 | 0 | 0 | 0 | 0 | 0 | 0 | 0 | 0 | 0 | 0 | 0 | 0 | 0 | 0 | 0 | 0 | 0 | 0 | 0 | 0 | 0 | 0 | 0 | 0 | 0 | 0 | 0 | 0 | 0 | 0 | 0 | 0 | 0 | 0 | 0 | 0 | 0 | 0 | 0 | 0 | 0 | 0 | 0 | 0 | 0 | 0
PG&E Fresno Study Area | Kearney | 230 | Southern_PGAE_Li_Battery | Southern_PGAE_Solar | 0 | 0 | 0 | 0 | 0 | 204.07 | 0 | 0 | 0 | 0 | 0 | 0 | 0 | 0 | 0 | 0 | 0 | 0 | 0 | 0 | 0 | 0 | 0 | 0 | 0 | 0 | 0 | 0 | 0 | 0 | 0 | 0 | 0 | 0 | 0 | 0 | 0 | 0 | 0 | 0 | 0 | 0 | 0 | 0 | 0 | 0 | 0 | 0 | 0 | 0 | 0 | 0 | 0 | 0 | 0 | 0 | 0 | 0 | 0 | 0 | 0 | 0 | 0 | 0 | 0 | 0 | 0 | 0 | 0 | 0 | 0 | 0 | 0 | 0 | 0 | 0 | 0 | 0 | 0 | 0 | 0 | 0 | 0 | 0 | 0 | 0 | 0 | 0 | 0 | 0 | 0 | 0 | 0
SDG&E Study Area | Kearny | 115 | San_Diego_Li_Battery | San_Diego_Solar | 0 | 0 | 0 | 0 | 0 | 0 | 0 | 0 | 0 | 0 | 0 | 0 | 0 | 0 | 0 | 0 | 0 | 0 | 0 | 0 | 0 | 0 | 0 | 0 | 0 | 0 | 0 | 0 | 0 | 0 | 0 | 0 | 0 | 0 | 0 | 0 | 0 | 0 | 0 | 0 | 0 | 0 | 0 | 0 | 0 | 0 | 0 | 0 | 0 | 0 | 0 | 0 | 0 | 0 | 0 | 0 | 0 | 0 | 0 | 0 | 0 | 0 | 0 | 0 | 0 | 0 | 0 | 0 | 0 | 0 | 0 | 0 | 0 | 0 | 0 | 0 | 0 | 0 | 0 | 0 | 0 | 0 | 0 | 0 | 0 | 0 | 0 | 0 | 0 | 0 | 0 | 0 | 0
PG&E North of Greater Bay Study Area | Kelso | 230 | Northern_California_Li_Battery | Northern_California_Solar | 0 | Solano_Wind | 0 | 0 | 0 | 77.8 | 163.3 | 135.5 | 27.8 | 0 | 0 | 101.72 | 49.2 | 52.52 | 0 | 0 | 0 | 51.1 | 44.8 | 6.3 | 0 | 0 | 0 | 0 | 0 | 0 | 0 | 0 | 51.1 | 44.8 | 6.3 | 0 | 0 | 0 | 0 | 0 | 0 | 0 | 0 | 163.3 | 135.5 | 27.8 | 0 | 0 | 0 | 0 | 0 | 0 | 0 | 0 | 51.1 | 44.8 | 6.3 | 0 | 0 | 0 | 0 | 0 | 0 | 0 | 0 | 158.3 | 135.5 | 22.8 | 0 | 0 | 0 | 0 | 0 | 0 | 0 | 0 | 158.3 | 135.5 | 22.8 | 0 | 0 | 0 | 0 | 0 | 0 | 0 | 0 | 158.3 | 135.5 | 22.8 | 0 | 0 | 0 | 0 | 0 | 0 | 0
PG&E East Kern Study Area | Kern | 115 | Southern_PGAE_Li_Battery | Southern_PGAE_Solar | 0 | 0 | 0 | 0 | 0 | 252.2814 | 0 | 0 | 0 | 0 | 0 | 256.6744 | 0 | 256.6744 | 0 | 0 | 0 | 0 | 0 | 0 | 0 | 0 | 0 | 0 | 0 | 0 | 0 | 0 | 0 | 0 | 0 | 0 | 0 | 0 | 0 | 0 | 0 | 0 | 0 | 0 | 0 | 0 | 0 | 0 | 0 | 0 | 0 | 0 | 0 | 0 | 0 | 0 | 0 | 0 | 0 | 0 | 0 | 0 | 0 | 0 | 0 | 0 | 0 | 0 | 0 | 0 | 0 | 0 | 0 | 0 | 0 | 0 | 0 | 0 | 0 | 0 | 0 | 0 | 0 | 0 | 0 | 0 | 0 | 0 | 0 | 0 | 0 | 0 | 0 | 0 | 0 | 0 | 0
PG&E East Kern Study Area | Kern Oil | 115 | Southern_PGAE_Li_Battery | Southern_PGAE_Solar | 0 | 0 | 0 | 0 | 0 | 0 | 0 | 0 | 0 | 0 | 0 | 0 | 0 | 0 | 0 | 0 | 0 | 0 | 0 | 0 | 0 | 0 | 0 | 0 | 0 | 0 | 0 | 0 | 0 | 0 | 0 | 0 | 0 | 0 | 0 | 0 | 0 | 0 | 0 | 0 | 0 | 0 | 0 | 0 | 0 | 0 | 0 | 0 | 0 | 0 | 0 | 0 | 0 | 0 | 0 | 0 | 0 | 0 | 0 | 0 | 0 | 0 | 0 | 0 | 0 | 0 | 0 | 0 | 0 | 0 | 0 | 0 | 0 | 0 | 0 | 0 | 0 | 0 | 0 | 0 | 0 | 0 | 0 | 0 | 0 | 0 | 0 | 0 | 0 | 0 | 0 | 0 | 0
PG&E East Kern Study Area | Kern Power | 115 | Southern_PGAE_Li_Battery | Southern_PGAE_Solar | 0 | 0 | 0 | 0 | 0 | 467.664 | 0 | 0 | 0 | 0 | 0 | 0 | 0 | 0 | 0 | 0 | 0 | 0 | 0 | 0 | 0 | 0 | 0 | 0 | 0 | 0 | 0 | 0 | 0 | 0 | 0 | 0 | 0 | 0 | 0 | 0 | 0 | 0 | 0 | 0 | 0 | 0 | 0 | 0 | 0 | 0 | 0 | 0 | 0 | 0 | 0 | 0 | 0 | 0 | 0 | 0 | 0 | 0 | 0 | 0 | 0 | 0 | 0 | 0 | 0 | 0 | 0 | 0 | 0 | 0 | 0 | 0 | 0 | 0 | 0 | 0 | 0 | 0 | 0 | 0 | 0 | 0 | 0 | 0 | 0 | 0 | 0 | 0 | 0 | 0 | 0 | 0 | 0
PG&E Fresno Study Area | Kingsburg | 115 | Southern_PGAE_Li_Battery | Southern_PGAE_Solar | 0 | 0 | 0 | 0 | 0 | 0 | 0 | 0 | 0 | 0 | 0 | 0 | 0 | 0 | 0 | 0 | 0 | 0 | 0 | 0 | 0 | 0 | 0 | 0 | 0 | 0 | 0 | 0 | 0 | 0 | 0 | 0 | 0 | 0 | 0 | 0 | 0 | 0 | 0 | 0 | 0 | 0 | 0 | 0 | 0 | 0 | 0 | 0 | 0 | 0 | 0 | 0 | 0 | 0 | 0 | 0 | 0 | 0 | 0 | 0 | 0 | 0 | 0 | 0 | 0 | 0 | 0 | 0 | 0 | 0 | 0 | 0 | 0 | 0 | 0 | 0 | 0 | 0 | 0 | 0 | 0 | 0 | 0 | 0 | 0 | 0 | 0 | 0 | 0 | 0 | 0 | 0 | 0
SCE North of Lugo (NOL) Study Area | Kramer | 230 | Greater_Kramer_Li_Battery | Greater_Kramer_Solar | 0 | 0 | 0 | 0 | 0 | 1211.8514 | 150 | 150 | 0 | 0 | 0 | 1539.7657 | 420.1486 | 1119.6171 | 0 | 0 | 607.26 | 0 | 0 | 0 | 0 | 0 | 785.1742 | 224.74 | 560.4342 | 0 | 0 | 534 | 0 | 0 | 0 | 0 | 0 | 702.74 | 148 | 554.74 | 0 | 0 | 1011.8514 | 0 | 0 | 0 | 0 | 0 | 1189.7657 | 270.1486 | 919.6171 | 0 | 0 | 534 | 0 | 0 | 0 | 0 | 0 | 702.74 | 148 | 554.74 | 0 | 0 | 607.26 | 0 | 0 | 0 | 0 | 0 | 785.1742 | 224.74 | 560.4342 | 0 | 0 | 1011.8514 | 0 | 0 | 0 | 0 | 0 | 1189.7657 | 270.1486 | 919.6171 | 0 | 0 | 1011.8514 | 0 | 0 | 0 | 0 | 0 | 1189.7657 | 270.1486 | 919.6171 | 0 | 0
SCE North of Lugo (NOL) Study Area | Kramer | 115 | Greater_Kramer_Li_Battery | Greater_Kramer_Solar | 0 | 0 | 0 | 0 | 0 | 0 | 0 | 0 | 0 | 0 | 0 | 0 | 0 | 0 | 0 | 0 | 0 | 0 | 0 | 0 | 0 | 0 | 0 | 0 | 0 | 0 | 0 | 0 | 0 | 0 | 0 | 0 | 0 | 0 | 0 | 0 | 0 | 0 | 0 | 0 | 0 | 0 | 0 | 0 | 0 | 0 | 0 | 0 | 0 | 0 | 0 | 0 | 0 | 0 | 0 | 0 | 0 | 0 | 0 | 0 | 0 | 0 | 0 | 0 | 0 | 0 | 0 | 0 | 0 | 0 | 0 | 0 | 0 | 0 | 0 | 0 | 0 | 0 | 0 | 0 | 0 | 0 | 0 | 0 | 0 | 0 | 0 | 0 | 0 | 0 | 0 | 0 | 0
SCE Metro Study Area | La Cienega | 230 | Greater_LA_Li_Battery | Greater_LA_Solar | 0 | 0 | 0 | 0 | 0 | 909.9509 | 0 | 0 | 0 | 0 | 0 | 0 | 0 | 0 | 0 | 0 | 0 | 0 | 0 | 0 | 0 | 0 | 0 | 0 | 0 | 0 | 0 | 0 | 0 | 0 | 0 | 0 | 0 | 0 | 0 | 0 | 0 | 0 | 0 | 0 | 0 | 0 | 0 | 0 | 0 | 0 | 0 | 0 | 0 | 0 | 0 | 0 | 0 | 0 | 0 | 0 | 0 | 0 | 0 | 0 | 0 | 0 | 0 | 0 | 0 | 0 | 0 | 0 | 0 | 0 | 0 | 0 | 0 | 0 | 0 | 0 | 0 | 0 | 0 | 0 | 0 | 0 | 0 | 0 | 0 | 0 | 0 | 0 | 0 | 0 | 0 | 0 | 0
SCE Metro Study Area | La Fresa | 230 | Greater_LA_Li_Battery | Greater_LA_Solar | 0 | 0 | 0 | 0 | 0 | 0 | 0 | 0 | 0 | 0 | 0 | 0 | 0 | 0 | 0 | 0 | 0 | 0 | 0 | 0 | 0 | 0 | 0 | 0 | 0 | 0 | 0 | 0 | 0 | 0 | 0 | 0 | 0 | 0 | 0 | 0 | 0 | 0 | 0 | 0 | 0 | 0 | 0 | 0 | 0 | 0 | 0 | 0 | 0 | 0 | 0 | 0 | 0 | 0 | 0 | 0 | 0 | 0 | 0 | 0 | 0 | 0 | 0 | 0 | 0 | 0 | 0 | 0 | 0 | 0 | 0 | 0 | 0 | 0 | 0 | 0 | 0 | 0 | 0 | 0 | 0 | 0 | 0 | 0 | 0 | 0 | 0 | 0 | 0 | 0 | 0 | 0 | 0
SCE Metro Study Area | Laguna Bell | 230 | Greater_LA_Li_Battery | Greater_LA_Solar | 0 | 0 | 0 | 0 | 0 | 1164.55 | 0 | 0 | 0 | 0 | 0 | 306 | 0 | 306 | 0 | 0 | 250 | 0 | 0 | 0 | 0 | 0 | 0 | 0 | 0 | 0 | 0 | 250 | 0 | 0 | 0 | 0 | 0 | 0 | 0 | 0 | 0 | 0 | 500 | 0 | 0 | 0 | 0 | 0 | 0 | 0 | 0 | 0 | 0 | 250 | 0 | 0 | 0 | 0 | 0 | 0 | 0 | 0 | 0 | 0 | 250 | 0 | 0 | 0 | 0 | 0 | 0 | 0 | 0 | 0 | 0 | 250 | 0 | 0 | 0 | 0 | 0 | 0 | 0 | 0 | 0 | 0 | 500 | 0 | 0 | 0 | 0 | 0 | 0 | 0 | 0 | 0 | 0
PG&E North of Greater Bay Study Area | Lakeville | 230 | Northern_California_Li_Battery | Northern_California_Solar | 0 | Solano_Wind | 0 | 0 | 0 | 832.5476 | 0 | 0 | 0 | 0 | 0 | 0 | 0 | 0 | 0 | 0 | 0 | 0 | 0 | 0 | 0 | 0 | 0 | 0 | 0 | 0 | 0 | 0 | 0 | 0 | 0 | 0 | 0 | 0 | 0 | 0 | 0 | 0 | 0 | 0 | 0 | 0 | 0 | 0 | 0 | 0 | 0 | 0 | 0 | 0 | 0 | 0 | 0 | 0 | 0 | 0 | 0 | 0 | 0 | 0 | 0 | 0 | 0 | 0 | 0 | 0 | 0 | 0 | 0 | 0 | 0 | 0 | 0 | 0 | 0 | 0 | 0 | 0 | 0 | 0 | 0 | 0 | 0 | 0 | 0 | 0 | 0 | 0 | 0 | 0 | 0 | 0 | 0
PG&E East Kern Study Area | Lamont | 115 | Southern_PGAE_Li_Battery | Southern_PGAE_Solar | 0 | 0 | 0 | 0 | 0 | 583.782 | 0 | 0 | 0 | 0 | 0 | 295.7435 | 138.599 | 157.1445 | 0 | 0 | 0 | 0 | 0 | 0 | 0 | 0 | 90 | 90 | 0 | 0 | 0 | 0 | 0 | 0 | 0 | 0 | 0 | 90 | 90 | 0 | 0 | 0 | 51.401 | 0 | 0 | 0 | 0 | 0 | 193.455 | 138.599 | 54.856 | 0 | 0 | 0 | 0 | 0 | 0 | 0 | 0 | 90 | 90 | 0 | 0 | 0 | 51.401 | 0 | 0 | 0 | 0 | 0 | 193.455 | 138.599 | 54.856 | 0 | 0 | 51.401 | 0 | 0 | 0 | 0 | 0 | 193.455 | 138.599 | 54.856 | 0 | 0 | 51.401 | 0 | 0 | 0 | 0 | 0 | 193.455 | 138.599 | 54.856 | 0 | 0
East of Pisgah Study Area | Lathrop | 138 | Southern_NV_Eldorado_Li_Battery | Southern_NV_Eldorado_Solar | 0 | 0 | 0 | 0 | 0 | 516.7638 | 0 | 0 | 0 | 0 | 0 | 516.7638 | 0 | 516.7638 | 0 | 0 | 0 | 0 | 0 | 0 | 0 | 0 | 0 | 0 | 0 | 0 | 0 | 0 | 0 | 0 | 0 | 0 | 0 | 0 | 0 | 0 | 0 | 0 | 0 | 0 | 0 | 0 | 0 | 0 | 0 | 0 | 0 | 0 | 0 | 0 | 0 | 0 | 0 | 0 | 0 | 0 | 0 | 0 | 0 | 0 | 0 | 0 | 0 | 0 | 0 | 0 | 0 | 0 | 0 | 0 | 0 | 0 | 0 | 0 | 0 | 0 | 0 | 0 | 0 | 0 | 0 | 0 | 0 | 0 | 0 | 0 | 0 | 0 | 0 | 0 | 0 | 0 | 0
PG&E Fresno Study Area | Le Grand | 115 | Southern_PGAE_Li_Battery | Southern_PGAE_Solar | 0 | 0 | 0 | 0 | 0 | 400.5191 | 0 | 0 | 0 | 0 | 0 | 285.792 | 64.53 | 221.262 | 0 | 0 | 0 | 0 | 0 | 0 | 0 | 0 | 0 | 0 | 0 | 0 | 0 | 0 | 0 | 0 | 0 | 0 | 0 | 0 | 0 | 0 | 0 | 0 | 0 | 0 | 0 | 0 | 0 | 0 | 0 | 0 | 0 | 0 | 0 | 0 | 0 | 0 | 0 | 0 | 0 | 0 | 0 | 0 | 0 | 0 | 0 | 0 | 0 | 0 | 0 | 0 | 0 | 0 | 0 | 0 | 0 | 0 | 0 | 0 | 0 | 0 | 0 | 0 | 0 | 0 | 0 | 0 | 0 | 0 | 0 | 0 | 0 | 0 | 0 | 0 | 0 | 0 | 0
SCE Eastern Study Area | Lee Lake (Proposed) | 500 | 0 | 0 | 0 | 0 | 0 | 0 | Riverside_West_Pumped_Storage | 0 | 0 | 0 | 0 | 0 | 0 | 0 | 0 | 0 | 0 | 500 | 0 | 0 | 0 | 0 | 0 | 0 | 0 | 0 | 0 | 0 | 0 | 0 | 0 | 0 | 0 | 0 | 0 | 0 | 0 | 0 | 0 | 500 | 0 | 0 | 0 | 0 | 0 | 0 | 0 | 0 | 0 | 0 | 500 | 0 | 0 | 0 | 0 | 0 | 0 | 0 | 0 | 0 | 0 | 0 | 0 | 0 | 0 | 0 | 0 | 0 | 0 | 0 | 0 | 0 | 0 | 0 | 0 | 0 | 0 | 0 | 0 | 0 | 0 | 0 | 0 | 0 | 0 | 0 | 0 | 0 | 0 | 0 | 0 | 0 | 0 | 0 | 0
PG&E Fresno Study Area | Leprino Jct | 115 | Southern_PGAE_Li_Battery | Southern_PGAE_Solar | 0 | 0 | 0 | 0 | 0 | 0 | 0 | 0 | 0 | 0 | 0 | 0 | 0 | 0 | 0 | 0 | 0 | 0 | 0 | 0 | 0 | 0 | 0 | 0 | 0 | 0 | 0 | 0 | 0 | 0 | 0 | 0 | 0 | 0 | 0 | 0 | 0 | 0 | 0 | 0 | 0 | 0 | 0 | 0 | 0 | 0 | 0 | 0 | 0 | 0 | 0 | 0 | 0 | 0 | 0 | 0 | 0 | 0 | 0 | 0 | 0 | 0 | 0 | 0 | 0 | 0 | 0 | 0 | 0 | 0 | 0 | 0 | 0 | 0 | 0 | 0 | 0 | 0 | 0 | 0 | 0 | 0 | 0 | 0 | 0 | 0 | 0 | 0 | 0 | 0 | 0 | 0 | 0
PG&E East Kern Study Area | Lerdo | 115 | Southern_PGAE_Li_Battery | Southern_PGAE_Solar | 0 | 0 | 0 | 0 | 0 | 0 | 0 | 0 | 0 | 0 | 0 | 0 | 0 | 0 | 0 | 0 | 0 | 0 | 0 | 0 | 0 | 0 | 0 | 0 | 0 | 0 | 0 | 0 | 0 | 0 | 0 | 0 | 0 | 0 | 0 | 0 | 0 | 0 | 0 | 0 | 0 | 0 | 0 | 0 | 0 | 0 | 0 | 0 | 0 | 0 | 0 | 0 | 0 | 0 | 0 | 0 | 0 | 0 | 0 | 0 | 0 | 0 | 0 | 0 | 0 | 0 | 0 | 0 | 0 | 0 | 0 | 0 | 0 | 0 | 0 | 0 | 0 | 0 | 0 | 0 | 0 | 0 | 0 | 0 | 0 | 0 | 0 | 0 | 0 | 0 | 0 | 0 | 0
SCE Metro Study Area | Lewis | 230 | Greater_LA_Li_Battery | Greater_LA_Solar | 0 | 0 | 0 | 0 | 0 | 0 | 0 | 0 | 0 | 0 | 0 | 0 | 0 | 0 | 0 | 0 | 0 | 0 | 0 | 0 | 0 | 0 | 0 | 0 | 0 | 0 | 0 | 0 | 0 | 0 | 0 | 0 | 0 | 0 | 0 | 0 | 0 | 0 | 0 | 0 | 0 | 0 | 0 | 0 | 0 | 0 | 0 | 0 | 0 | 0 | 0 | 0 | 0 | 0 | 0 | 0 | 0 | 0 | 0 | 0 | 0 | 0 | 0 | 0 | 0 | 0 | 0 | 0 | 0 | 0 | 0 | 0 | 0 | 0 | 0 | 0 | 0 | 0 | 0 | 0 | 0 | 0 | 0 | 0 | 0 | 0 | 0 | 0 | 0 | 0 | 0 | 0 | 0
SCE Metro Study Area | Lighthipe | 230 | Greater_LA_Li_Battery | Greater_LA_Solar | 0 | 0 | 0 | 0 | 0 | 0 | 0 | 0 | 0 | 0 | 0 | 0 | 0 | 0 | 0 | 0 | 0 | 0 | 0 | 0 | 0 | 0 | 0 | 0 | 0 | 0 | 0 | 0 | 0 | 0 | 0 | 0 | 0 | 0 | 0 | 0 | 0 | 0 | 0 | 0 | 0 | 0 | 0 | 0 | 0 | 0 | 0 | 0 | 0 | 0 | 0 | 0 | 0 | 0 | 0 | 0 | 0 | 0 | 0 | 0 | 0 | 0 | 0 | 0 | 0 | 0 | 0 | 0 | 0 | 0 | 0 | 0 | 0 | 0 | 0 | 0 | 0 | 0 | 0 | 0 | 0 | 0 | 0 | 0 | 0 | 0 | 0 | 0 | 0 | 0 | 0 | 0 | 0
PG&E North of Greater Bay Study Area | Lockeford | 115 | Northern_California_Li_Battery | Northern_California_Solar | 0 | 0 | 0 | 0 | 0 | 0 | 0 | 0 | 0 | 0 | 0 | 0 | 0 | 0 | 0 | 0 | 0 | 0 | 0 | 0 | 0 | 0 | 0 | 0 | 0 | 0 | 0 | 0 | 0 | 0 | 0 | 0 | 0 | 0 | 0 | 0 | 0 | 0 | 0 | 0 | 0 | 0 | 0 | 0 | 0 | 0 | 0 | 0 | 0 | 0 | 0 | 0 | 0 | 0 | 0 | 0 | 0 | 0 | 0 | 0 | 0 | 0 | 0 | 0 | 0 | 0 | 0 | 0 | 0 | 0 | 0 | 0 | 0 | 0 | 0 | 0 | 0 | 0 | 0 | 0 | 0 | 0 | 0 | 0 | 0 | 0 | 0 | 0 | 0 | 0 | 0 | 0 | 0
PG&E North of Greater Bay Study Area | Lone Tree | 230 | Northern_California_Li_Battery | Northern_California_Solar | 0 | Solano_Wind | 0 | 0 | 0 | 0 | 0 | 0 | 0 | 0 | 0 | 0 | 0 | 0 | 0 | 0 | 0 | 0 | 0 | 0 | 0 | 0 | 0 | 0 | 0 | 0 | 0 | 0 | 0 | 0 | 0 | 0 | 0 | 0 | 0 | 0 | 0 | 0 | 0 | 0 | 0 | 0 | 0 | 0 | 0 | 0 | 0 | 0 | 0 | 0 | 0 | 0 | 0 | 0 | 0 | 0 | 0 | 0 | 0 | 0 | 0 | 0 | 0 | 0 | 0 | 0 | 0 | 0 | 0 | 0 | 0 | 0 | 0 | 0 | 0 | 0 | 0 | 0 | 0 | 0 | 0 | 0 | 0 | 0 | 0 | 0 | 0 | 0 | 0 | 0 | 0 | 0 | 0
SCE Metro Study Area | Long Beach | 230 | Greater_LA_Li_Battery | Greater_LA_Solar | 0 | 0 | 0 | 0 | 0 | 0 | 0 | 0 | 0 | 0 | 0 | 0 | 0 | 0 | 0 | 0 | 0 | 0 | 0 | 0 | 0 | 0 | 0 | 0 | 0 | 0 | 0 | 0 | 0 | 0 | 0 | 0 | 0 | 0 | 0 | 0 | 0 | 0 | 0 | 0 | 0 | 0 | 0 | 0 | 0 | 0 | 0 | 0 | 0 | 0 | 0 | 0 | 0 | 0 | 0 | 0 | 0 | 0 | 0 | 0 | 0 | 0 | 0 | 0 | 0 | 0 | 0 | 0 | 0 | 0 | 0 | 0 | 0 | 0 | 0 | 0 | 0 | 0 | 0 | 0 | 0 | 0 | 0 | 0 | 0 | 0 | 0 | 0 | 0 | 0 | 0 | 0 | 0
PG&E Fresno Study Area | Los Banos | 230 | Southern_PGAE_Li_Battery | Southern_PGAE_Solar | 0 | Central_Valley_North_Los_Banos_Wind | 0 | 0 | 0 | 726.1524 | 140.45 | 125.06 | 15.39 | 0 | 0 | 923.5624 | 320 | 603.5624 | 0 | 0 | 80 | 80 | 76.35 | 3.65 | 0 | 0 | 405 | 320 | 85 | 0 | 0 | 80 | 80 | 76.35 | 3.65 | 0 | 0 | 302.5 | 220 | 82.5 | 0 | 0 | 134.94 | 140.45 | 125.06 | 15.39 | 0 | 0 | 433.35 | 320 | 113.35 | 0 | 0 | 80 | 80 | 76.35 | 3.65 | 0 | 0 | 200 | 120 | 80 | 0 | 0 | 80 | 80 | 76.35 | 3.65 | 0 | 0 | 228.35 | 120 | 108.35 | 0 | 0 | 80 | 80 | 76.35 | 3.65 | 0 | 0 | 433.35 | 320 | 113.35 | 0 | 0 | 134.94 | 140.45 | 125.06 | 15.39 | 0 | 0 | 433.35 | 320 | 113.35 | 0 | 0
PG&E S500 Study Area | Los Banos | 500 | Southern_PGAE_Li_Battery | Southern_PGAE_Solar | 0 | 0 | 0 | 0 | 0 | 1737.6 | 0 | 0 | 0 | 0 | 0 | 1737.6 | 0 | 1737.6 | 0 | 0 | 0 | 0 | 0 | 0 | 0 | 0 | 0 | 0 | 0 | 0 | 0 | 0 | 0 | 0 | 0 | 0 | 0 | 0 | 0 | 0 | 0 | 0 | 0 | 0 | 0 | 0 | 0 | 0 | 0 | 0 | 0 | 0 | 0 | 0 | 0 | 0 | 0 | 0 | 0 | 0 | 0 | 0 | 0 | 0 | 0 | 0 | 0 | 0 | 0 | 0 | 0 | 0 | 0 | 0 | 0 | 0 | 0 | 0 | 0 | 0 | 0 | 0 | 0 | 0 | 0 | 0 | 0 | 0 | 0 | 0 | 0 | 0 | 0 | 0 | 0 | 0 | 0
PG&E North of Greater Bay Study Area | Los Esteros | 115 | Northern_California_Li_Battery | Northern_California_Solar | 0 | 0 | 0 | 0 | 0 | 2463.05 | 0 | 0 | 0 | 0 | 0 | 0 | 0 | 0 | 0 | 0 | 6 | 0 | 0 | 0 | 0 | 0 | 0 | 0 | 0 | 0 | 0 | 203 | 0 | 0 | 0 | 0 | 0 | 0 | 0 | 0 | 0 | 0 | 206 | 0 | 0 | 0 | 0 | 0 | 0 | 0 | 0 | 0 | 0 | 203 | 0 | 0 | 0 | 0 | 0 | 0 | 0 | 0 | 0 | 0 | 206 | 0 | 0 | 0 | 0 | 0 | 0 | 0 | 0 | 0 | 0 | 206 | 0 | 0 | 0 | 0 | 0 | 0 | 0 | 0 | 0 | 0 | 206 | 0 | 0 | 0 | 0 | 0 | 0 | 0 | 0 | 0 | 0
SCE North of Lugo (NOL) Study Area | Lugo | 500 | Greater_Kramer_Li_Battery | Greater_Kramer_Solar | 0 | 0 | 0 | 0 | 0 | 512.58 | 0 | 0 | 0 | 0 | 0 | 0 | 0 | 0 | 0 | 0 | 0 | 0 | 0 | 0 | 0 | 0 | 0 | 0 | 0 | 0 | 0 | 0 | 0 | 0 | 0 | 0 | 0 | 0 | 0 | 0 | 0 | 0 | 0 | 0 | 0 | 0 | 0 | 0 | 0 | 0 | 0 | 0 | 0 | 0 | 0 | 0 | 0 | 0 | 0 | 0 | 0 | 0 | 0 | 0 | 0 | 0 | 0 | 0 | 0 | 0 | 0 | 0 | 0 | 0 | 0 | 0 | 0 | 0 | 0 | 0 | 0 | 0 | 0 | 0 | 0 | 0 | 0 | 0 | 0 | 0 | 0 | 0 | 0 | 0 | 0 | 0 | 0
SCE North of Lugo (NOL) Study Area | Lugo | 230 | Greater_Kramer_Li_Battery | Greater_Kramer_Solar | 0 | 0 | 0 | 0 | 0 | 408.12 | 0 | 0 | 0 | 0 | 0 | 0 | 0 | 0 | 0 | 0 | 0 | 0 | 0 | 0 | 0 | 0 | 0 | 0 | 0 | 0 | 0 | 0 | 0 | 0 | 0 | 0 | 0 | 0 | 0 | 0 | 0 | 0 | 0 | 0 | 0 | 0 | 0 | 0 | 0 | 0 | 0 | 0 | 0 | 0 | 0 | 0 | 0 | 0 | 0 | 0 | 0 | 0 | 0 | 0 | 0 | 0 | 0 | 0 | 0 | 0 | 0 | 0 | 0 | 0 | 0 | 0 | 0 | 0 | 0 | 0 | 0 | 0 | 0 | 0 | 0 | 0 | 0 | 0 | 0 | 0 | 0 | 0 | 0 | 0 | 0 | 0 | 0
SCE Northern Area | Magunden | 230 | Tehachapi_Li_Battery | Tehachapi_Solar | 0 | 0 | 0 | 0 | 0 | 0 | 0 | 0 | 0 | 0 | 0 | 0 | 0 | 0 | 0 | 0 | 0 | 0 | 0 | 0 | 0 | 0 | 0 | 0 | 0 | 0 | 0 | 0 | 0 | 0 | 0 | 0 | 0 | 0 | 0 | 0 | 0 | 0 | 0 | 0 | 0 | 0 | 0 | 0 | 0 | 0 | 0 | 0 | 0 | 0 | 0 | 0 | 0 | 0 | 0 | 0 | 0 | 0 | 0 | 0 | 0 | 0 | 0 | 0 | 0 | 0 | 0 | 0 | 0 | 0 | 0 | 0 | 0 | 0 | 0 | 0 | 0 | 0 | 0 | 0 | 0 | 0 | 0 | 0 | 0 | 0 | 0 | 0 | 0 | 0 | 0 | 0 | 0
SCE Northern Area | Magunden | 115 | Tehachapi_Li_Battery | Tehachapi_Solar | 0 | 0 | 0 | 0 | 0 | 101.6291 | 0 | 0 | 0 | 0 | 0 | 0 | 0 | 0 | 0 | 0 | 0 | 0 | 0 | 0 | 0 | 0 | 0 | 0 | 0 | 0 | 0 | 0 | 0 | 0 | 0 | 0 | 0 | 0 | 0 | 0 | 0 | 0 | 0 | 0 | 0 | 0 | 0 | 0 | 0 | 0 | 0 | 0 | 0 | 0 | 0 | 0 | 0 | 0 | 0 | 0 | 0 | 0 | 0 | 0 | 0 | 0 | 0 | 0 | 0 | 0 | 0 | 0 | 0 | 0 | 0 | 0 | 0 | 0 | 0 | 0 | 0 | 0 | 0 | 0 | 0 | 0 | 0 | 0 | 0 | 0 | 0 | 0 | 0 | 0 | 0 | 0 | 0
PG&E Fresno Study Area | Malaga | 115 | Southern_PGAE_Li_Battery | Southern_PGAE_Solar | 0 | 0 | 0 | 0 | 0 | 0 | 0 | 0 | 0 | 0 | 0 | 0 | 0 | 0 | 0 | 0 | 0 | 0 | 0 | 0 | 0 | 0 | 0 | 0 | 0 | 0 | 0 | 0 | 0 | 0 | 0 | 0 | 0 | 0 | 0 | 0 | 0 | 0 | 0 | 0 | 0 | 0 | 0 | 0 | 0 | 0 | 0 | 0 | 0 | 0 | 0 | 0 | 0 | 0 | 0 | 0 | 0 | 0 | 0 | 0 | 0 | 0 | 0 | 0 | 0 | 0 | 0 | 0 | 0 | 0 | 0 | 0 | 0 | 0 | 0 | 0 | 0 | 0 | 0 | 0 | 0 | 0 | 0 | 0 | 0 | 0 | 0 | 0 | 0 | 0 | 0 | 0 | 0
SCE Northern Area | Mandalay | 230 | Greater_LA_Li_Battery | Greater_LA_Solar | 0 | 0 | 0 | 0 | 0 | 409 | 0 | 0 | 0 | 0 | 0 | 0 | 0 | 0 | 0 | 0 | 0 | 0 | 0 | 0 | 0 | 0 | 0 | 0 | 0 | 0 | 0 | 0 | 0 | 0 | 0 | 0 | 0 | 0 | 0 | 0 | 0 | 0 | 409 | 0 | 0 | 0 | 0 | 0 | 0 | 0 | 0 | 0 | 0 | 0 | 0 | 0 | 0 | 0 | 0 | 0 | 0 | 0 | 0 | 0 | 0 | 0 | 0 | 0 | 0 | 0 | 0 | 0 | 0 | 0 | 0 | 0 | 0 | 0 | 0 | 0 | 0 | 0 | 0 | 0 | 0 | 0 | 409 | 0 | 0 | 0 | 0 | 0 | 0 | 0 | 0 | 0 | 0
PG&E North of Greater Bay Study Area | Martin (San Francisco H) | 115 | Northern_California_Li_Battery | Northern_California_Solar | 0 | 0 | 0 | 0 | 0 | 555.5 | 0 | 0 | 0 | 0 | 0 | 0 | 0 | 0 | 0 | 0 | 0 | 0 | 0 | 0 | 0 | 0 | 0 | 0 | 0 | 0 | 0 | 250 | 0 | 0 | 0 | 0 | 0 | 0 | 0 | 0 | 0 | 0 | 250 | 0 | 0 | 0 | 0 | 0 | 0 | 0 | 0 | 0 | 0 | 250 | 0 | 0 | 0 | 0 | 0 | 0 | 0 | 0 | 0 | 0 | 250 | 0 | 0 | 0 | 0 | 0 | 0 | 0 | 0 | 0 | 0 | 250 | 0 | 0 | 0 | 0 | 0 | 0 | 0 | 0 | 0 | 0 | 250 | 0 | 0 | 0 | 0 | 0 | 0 | 0 | 0 | 0 | 0
PG&E North of Greater Bay Study Area | Martinez | 115 | Northern_California_Li_Battery | Northern_California_Solar | 0 | Solano_Wind | 0 | 0 | 0 | 20 | 0 | 0 | 0 | 0 | 0 | 0 | 0 | 0 | 0 | 0 | 0 | 0 | 0 | 0 | 0 | 0 | 0 | 0 | 0 | 0 | 0 | 20 | 0 | 0 | 0 | 0 | 0 | 0 | 0 | 0 | 0 | 0 | 20 | 0 | 0 | 0 | 0 | 0 | 0 | 0 | 0 | 0 | 0 | 20 | 0 | 0 | 0 | 0 | 0 | 0 | 0 | 0 | 0 | 0 | 20 | 0 | 0 | 0 | 0 | 0 | 0 | 0 | 0 | 0 | 0 | 20 | 0 | 0 | 0 | 0 | 0 | 0 | 0 | 0 | 0 | 0 | 20 | 0 | 0 | 0 | 0 | 0 | 0 | 0 | 0 | 0 | 0
PG&E Fresno Study Area | McCall | 230 | Southern_PGAE_Li_Battery | Southern_PGAE_Solar | 0 | 0 | 0 | 0 | 0 | 772.245 | 0 | 0 | 0 | 0 | 0 | 0 | 0 | 0 | 0 | 0 | 0 | 0 | 0 | 0 | 0 | 0 | 0 | 0 | 0 | 0 | 0 | 0 | 0 | 0 | 0 | 0 | 0 | 0 | 0 | 0 | 0 | 0 | 0 | 0 | 0 | 0 | 0 | 0 | 0 | 0 | 0 | 0 | 0 | 0 | 0 | 0 | 0 | 0 | 0 | 0 | 0 | 0 | 0 | 0 | 0 | 0 | 0 | 0 | 0 | 0 | 0 | 0 | 0 | 0 | 0 | 0 | 0 | 0 | 0 | 0 | 0 | 0 | 0 | 0 | 0 | 0 | 0 | 0 | 0 | 0 | 0 | 0 | 0 | 0 | 0 | 0 | 0
PG&E Fresno Study Area | McCall | 115 | Southern_PGAE_Li_Battery | Southern_PGAE_Solar | 0 | 0 | 0 | 0 | 0 | 0 | 0 | 0 | 0 | 0 | 0 | 0 | 0 | 0 | 0 | 0 | 0 | 0 | 0 | 0 | 0 | 0 | 0 | 0 | 0 | 0 | 0 | 0 | 0 | 0 | 0 | 0 | 0 | 0 | 0 | 0 | 0 | 0 | 0 | 0 | 0 | 0 | 0 | 0 | 0 | 0 | 0 | 0 | 0 | 0 | 0 | 0 | 0 | 0 | 0 | 0 | 0 | 0 | 0 | 0 | 0 | 0 | 0 | 0 | 0 | 0 | 0 | 0 | 0 | 0 | 0 | 0 | 0 | 0 | 0 | 0 | 0 | 0 | 0 | 0 | 0 | 0 | 0 | 0 | 0 | 0 | 0 | 0 | 0 | 0 | 0 | 0 | 0
PG&E Fresno Study Area | Mc Mullin | 230 | Southern_PGAE_Li_Battery | Southern_PGAE_Solar | 0 | 0 | 0 | 0 | 0 | 0 | 0 | 0 | 0 | 0 | 0 | 0 | 0 | 0 | 0 | 0 | 0 | 0 | 0 | 0 | 0 | 0 | 0 | 0 | 0 | 0 | 0 | 0 | 0 | 0 | 0 | 0 | 0 | 0 | 0 | 0 | 0 | 0 | 0 | 0 | 0 | 0 | 0 | 0 | 0 | 0 | 0 | 0 | 0 | 0 | 0 | 0 | 0 | 0 | 0 | 0 | 0 | 0 | 0 | 0 | 0 | 0 | 0 | 0 | 0 | 0 | 0 | 0 | 0 | 0 | 0 | 0 | 0 | 0 | 0 | 0 | 0 | 0 | 0 | 0 | 0 | 0 | 0 | 0 | 0 | 0 | 0 | 0 | 0 | 0 | 0 | 0 | 0
East of Pisgah Study Area | Mead | 230 | Southern_NV_Eldorado_Li_Battery | Southern_NV_Eldorado_Solar | 0 | SW_Ext_Tx_Wind | 0 | 0 | 0 | 0 | 0 | 0 | 0 | 0 | 0 | 0 | 0 | 0 | 0 | 0 | 0 | 0 | 0 | 0 | 0 | 0 | 0 | 0 | 0 | 0 | 0 | 0 | 0 | 0 | 0 | 0 | 0 | 0 | 0 | 0 | 0 | 0 | 0 | 0 | 0 | 0 | 0 | 0 | 0 | 0 | 0 | 0 | 0 | 0 | 0 | 0 | 0 | 0 | 0 | 0 | 0 | 0 | 0 | 0 | 0 | 0 | 0 | 0 | 0 | 0 | 0 | 0 | 0 | 0 | 0 | 0 | 0 | 0 | 0 | 0 | 0 | 0 | 0 | 0 | 0 | 0 | 0 | 0 | 0 | 0 | 0 | 0 | 0 | 0 | 0 | 0 | 0
PG&E North of Greater Bay Study Area | Mendocino | 115 | Northern_California_Li_Battery | Northern_California_Solar | 0 | 0 | 0 | 0 | 0 | 0 | 0 | 0 | 0 | 0 | 0 | 0 | 0 | 0 | 0 | 0 | 0 | 0 | 0 | 0 | 0 | 0 | 0 | 0 | 0 | 0 | 0 | 0 | 0 | 0 | 0 | 0 | 0 | 0 | 0 | 0 | 0 | 0 | 0 | 0 | 0 | 0 | 0 | 0 | 0 | 0 | 0 | 0 | 0 | 0 | 0 | 0 | 0 | 0 | 0 | 0 | 0 | 0 | 0 | 0 | 0 | 0 | 0 | 0 | 0 | 0 | 0 | 0 | 0 | 0 | 0 | 0 | 0 | 0 | 0 | 0 | 0 | 0 | 0 | 0 | 0 | 0 | 0 | 0 | 0 | 0 | 0 | 0 | 0 | 0 | 0 | 0 | 0
PG&E Fresno Study Area | Mendota | 115 | Southern_PGAE_Li_Battery | Southern_PGAE_Solar | 0 | 0 | 0 | 0 | 0 | 153 | 0 | 0 | 0 | 0 | 0 | 153.3 | 0 | 153.3 | 0 | 0 | 0 | 0 | 0 | 0 | 0 | 0 | 0 | 0 | 0 | 0 | 0 | 0 | 0 | 0 | 0 | 0 | 0 | 0 | 0 | 0 | 0 | 0 | 0 | 0 | 0 | 0 | 0 | 0 | 0 | 0 | 0 | 0 | 0 | 0 | 0 | 0 | 0 | 0 | 0 | 0 | 0 | 0 | 0 | 0 | 0 | 0 | 0 | 0 | 0 | 0 | 0 | 0 | 0 | 0 | 0 | 0 | 0 | 0 | 0 | 0 | 0 | 0 | 0 | 0 | 0 | 0 | 0 | 0 | 0 | 0 | 0 | 0 | 0 | 0 | 0 | 0 | 0
PG&E Fresno Study Area | Merced | 115 | Southern_PGAE_Li_Battery | Southern_PGAE_Solar | 0 | 0 | 0 | 0 | 0 | 459.989 | 0 | 0 | 0 | 0 | 0 | 0 | 0 | 0 | 0 | 0 | 0 | 0 | 0 | 0 | 0 | 0 | 0 | 0 | 0 | 0 | 0 | 0 | 0 | 0 | 0 | 0 | 0 | 0 | 0 | 0 | 0 | 0 | 0 | 0 | 0 | 0 | 0 | 0 | 0 | 0 | 0 | 0 | 0 | 0 | 0 | 0 | 0 | 0 | 0 | 0 | 0 | 0 | 0 | 0 | 0 | 0 | 0 | 0 | 0 | 0 | 0 | 0 | 0 | 0 | 0 | 0 | 0 | 0 | 0 | 0 | 0 | 0 | 0 | 0 | 0 | 0 | 0 | 0 | 0 | 0 | 0 | 0 | 0 | 0 | 0 | 0 | 0
PG&E East Kern Study Area | Mesa | 115 | Southern_PGAE_Li_Battery | Southern_PGAE_Solar | 0 | 0 | 0 | 0 | 0 | 75 | 0 | 0 | 0 | 0 | 0 | 0 | 0 | 0 | 0 | 0 | 0 | 0 | 0 | 0 | 0 | 0 | 0 | 0 | 0 | 0 | 0 | 0 | 0 | 0 | 0 | 0 | 0 | 0 | 0 | 0 | 0 | 0 | 0 | 0 | 0 | 0 | 0 | 0 | 0 | 0 | 0 | 0 | 0 | 0 | 0 | 0 | 0 | 0 | 0 | 0 | 0 | 0 | 0 | 0 | 0 | 0 | 0 | 0 | 0 | 0 | 0 | 0 | 0 | 0 | 0 | 0 | 0 | 0 | 0 | 0 | 0 | 0 | 0 | 0 | 0 | 0 | 0 | 0 | 0 | 0 | 0 | 0 | 0 | 0 | 0 | 0 | 0
PG&E East Kern Study Area | Mesa | 230 | Southern_PGAE_Li_Battery | Southern_PGAE_Solar | 0 | 0 | 0 | 0 | 0 | 990.64 | 0 | 0 | 0 | 0 | 0 | 0 | 0 | 0 | 0 | 0 | 0 | 0 | 0 | 0 | 0 | 0 | 0 | 0 | 0 | 0 | 0 | 0 | 0 | 0 | 0 | 0 | 0 | 0 | 0 | 0 | 0 | 0 | 738.64 | 0 | 0 | 0 | 0 | 0 | 0 | 0 | 0 | 0 | 0 | 0 | 0 | 0 | 0 | 0 | 0 | 0 | 0 | 0 | 0 | 0 | 738.64 | 0 | 0 | 0 | 0 | 0 | 0 | 0 | 0 | 0 | 0 | 738.64 | 0 | 0 | 0 | 0 | 0 | 0 | 0 | 0 | 0 | 0 | 738.64 | 0 | 0 | 0 | 0 | 0 | 0 | 0 | 0 | 0 | 0
SCE Northern Area | Mesa (SCE) | 230 | Greater_LA_Li_Battery | Greater_LA_Solar | 0 | 0 | 0 | 0 | 0 | 0 | 0 | 0 | 0 | 0 | 0 | 0 | 0 | 0 | 0 | 0 | 0 | 0 | 0 | 0 | 0 | 0 | 0 | 0 | 0 | 0 | 0 | 0 | 0 | 0 | 0 | 0 | 0 | 0 | 0 | 0 | 0 | 0 | 0 | 0 | 0 | 0 | 0 | 0 | 0 | 0 | 0 | 0 | 0 | 0 | 0 | 0 | 0 | 0 | 0 | 0 | 0 | 0 | 0 | 0 | 0 | 0 | 0 | 0 | 0 | 0 | 0 | 0 | 0 | 0 | 0 | 0 | 0 | 0 | 0 | 0 | 0 | 0 | 0 | 0 | 0 | 0 | 0 | 0 | 0 | 0 | 0 | 0 | 0 | 0 | 0 | 0 | 0
PG&E North of Greater Bay Study Area | Metcalf | 230 | Northern_California_Li_Battery | Northern_California_Solar | 0 | 0 | 0 | 0 | 0 | 535.7148 | 0 | 0 | 0 | 0 | 0 | 0 | 0 | 0 | 0 | 0 | 0 | 0 | 0 | 0 | 0 | 0 | 0 | 0 | 0 | 0 | 0 | 75 | 0 | 0 | 0 | 0 | 0 | 0 | 0 | 0 | 0 | 0 | 429.88 | 0 | 0 | 0 | 0 | 0 | 0 | 0 | 0 | 0 | 0 | 75 | 0 | 0 | 0 | 0 | 0 | 0 | 0 | 0 | 0 | 0 | 75 | 0 | 0 | 0 | 0 | 0 | 0 | 0 | 0 | 0 | 0 | 429.88 | 0 | 0 | 0 | 0 | 0 | 0 | 0 | 0 | 0 | 0 | 429.88 | 0 | 0 | 0 | 0 | 0 | 0 | 0 | 0 | 0 | 0
PG&E East Kern Study Area | Midway | 230 | Southern_PGAE_Li_Battery | Southern_PGAE_Solar | 0 | 0 | 0 | 0 | 0 | 1091.575 | 0 | 0 | 0 | 0 | 0 | 1243.375 | 8 | 1235.375 | 0 | 0 | 0 | 0 | 0 | 0 | 0 | 0 | 235.6 | 0 | 235.6 | 0 | 0 | 92 | 0 | 0 | 0 | 0 | 0 | 100 | 8 | 92 | 0 | 0 | 92 | 0 | 0 | 0 | 0 | 0 | 335.6 | 8 | 327.6 | 0 | 0 | 92 | 0 | 0 | 0 | 0 | 0 | 100 | 8 | 92 | 0 | 0 | 92 | 0 | 0 | 0 | 0 | 0 | 335.6 | 8 | 327.6 | 0 | 0 | 92 | 0 | 0 | 0 | 0 | 0 | 335.6 | 8 | 327.6 | 0 | 0 | 92 | 0 | 0 | 0 | 0 | 0 | 335.6 | 8 | 327.6 | 0 | 0
PG&E East Kern Study Area | Midway | 500 | Southern_PGAE_Li_Battery | Southern_PGAE_Solar | 0 | 0 | 0 | 0 | 0 | 2000.384 | 0 | 0 | 0 | 0 | 0 | 2000.384 | 0 | 2000.384 | 0 | 0 | 0 | 0 | 0 | 0 | 0 | 0 | 0 | 0 | 0 | 0 | 0 | 818 | 0 | 0 | 0 | 0 | 0 | 818 | 0 | 818 | 0 | 0 | 818 | 0 | 0 | 0 | 0 | 0 | 818 | 0 | 818 | 0 | 0 | 0 | 0 | 0 | 0 | 0 | 0 | 0 | 0 | 0 | 0 | 0 | 0 | 0 | 0 | 0 | 0 | 0 | 0 | 0 | 0 | 0 | 0 | 0 | 0 | 0 | 0 | 0 | 0 | 0 | 0 | 0 | 0 | 0 | 818 | 0 | 0 | 0 | 0 | 0 | 818 | 0 | 818 | 0 | 0
PG&E East Kern Study Area | Midway | 115 | Southern_PGAE_Li_Battery | Southern_PGAE_Solar | 0 | 0 | 0 | 0 | 0 | 759.2 | 0 | 0 | 0 | 0 | 0 | 888.1 | 114 | 774.1 | 0 | 0 | 0 | 0 | 0 | 0 | 0 | 0 | 0 | 0 | 0 | 0 | 0 | 184 | 0 | 0 | 0 | 0 | 0 | 207.4 | 16 | 191.4 | 0 | 0 | 286 | 0 | 0 | 0 | 0 | 0 | 411.4 | 114 | 297.4 | 0 | 0 | 184 | 0 | 0 | 0 | 0 | 0 | 207.4 | 16 | 191.4 | 0 | 0 | 184 | 0 | 0 | 0 | 0 | 0 | 207.4 | 16 | 191.4 | 0 | 0 | 286 | 0 | 0 | 0 | 0 | 0 | 411.4 | 114 | 297.4 | 0 | 0 | 286 | 0 | 0 | 0 | 0 | 0 | 411.4 | 114 | 297.4 | 0 | 0
SDG&E Study Area | Miguel | 500 | San_Diego_Li_Battery | San_Diego_Solar | 0 | 0 | 0 | 0 | 0 | 0 | 0 | 0 | 0 | 0 | 0 | 0 | 0 | 0 | 0 | 0 | 0 | 0 | 0 | 0 | 0 | 0 | 0 | 0 | 0 | 0 | 0 | 0 | 0 | 0 | 0 | 0 | 0 | 0 | 0 | 0 | 0 | 0 | 0 | 0 | 0 | 0 | 0 | 0 | 0 | 0 | 0 | 0 | 0 | 0 | 0 | 0 | 0 | 0 | 0 | 0 | 0 | 0 | 0 | 0 | 0 | 0 | 0 | 0 | 0 | 0 | 0 | 0 | 0 | 0 | 0 | 0 | 0 | 0 | 0 | 0 | 0 | 0 | 0 | 0 | 0 | 0 | 0 | 0 | 0 | 0 | 0 | 0 | 0 | 0 | 0 | 0 | 0
SDG&E Study Area | Miguel | 230 | San_Diego_Li_Battery | San_Diego_Solar | 0 | 0 | 0 | 0 | 0 | 310.44 | 0 | 0 | 0 | 0 | 0 | 0 | 0 | 0 | 0 | 0 | 0 | 0 | 0 | 0 | 0 | 0 | 0 | 0 | 0 | 0 | 0 | 0 | 0 | 0 | 0 | 0 | 0 | 0 | 0 | 0 | 0 | 0 | 0 | 0 | 0 | 0 | 0 | 0 | 0 | 0 | 0 | 0 | 0 | 0 | 0 | 0 | 0 | 0 | 0 | 0 | 0 | 0 | 0 | 0 | 0 | 0 | 0 | 0 | 0 | 0 | 0 | 0 | 0 | 0 | 0 | 0 | 0 | 0 | 0 | 0 | 0 | 0 | 0 | 0 | 0 | 0 | 0 | 0 | 0 | 0 | 0 | 0 | 0 | 0 | 0 | 0 | 0
SCE Metro Study Area | Mira Loma | 500 | Greater_LA_Li_Battery | Greater_LA_Solar | 0 | 0 | 0 | 0 | 0 | 0 | 0 | 0 | 0 | 0 | 0 | 0 | 0 | 0 | 0 | 0 | 0 | 0 | 0 | 0 | 0 | 0 | 0 | 0 | 0 | 0 | 0 | 0 | 0 | 0 | 0 | 0 | 0 | 0 | 0 | 0 | 0 | 0 | 0 | 0 | 0 | 0 | 0 | 0 | 0 | 0 | 0 | 0 | 0 | 0 | 0 | 0 | 0 | 0 | 0 | 0 | 0 | 0 | 0 | 0 | 0 | 0 | 0 | 0 | 0 | 0 | 0 | 0 | 0 | 0 | 0 | 0 | 0 | 0 | 0 | 0 | 0 | 0 | 0 | 0 | 0 | 0 | 0 | 0 | 0 | 0 | 0 | 0 | 0 | 0 | 0 | 0 | 0
SCE Metro Study Area | Mira Loma | 230 | Greater_LA_Li_Battery | Greater_LA_Solar | 0 | 0 | 0 | 0 | 0 | 2045.305 | 0 | 0 | 0 | 0 | 0 | 0 | 0 | 0 | 0 | 0 | 0 | 0 | 0 | 0 | 0 | 0 | 0 | 0 | 0 | 0 | 0 | 0 | 0 | 0 | 0 | 0 | 0 | 0 | 0 | 0 | 0 | 0 | 312.96 | 0 | 0 | 0 | 0 | 0 | 0 | 0 | 0 | 0 | 0 | 0 | 0 | 0 | 0 | 0 | 0 | 0 | 0 | 0 | 0 | 0 | 0 | 0 | 0 | 0 | 0 | 0 | 0 | 0 | 0 | 0 | 0 | 312.96 | 0 | 0 | 0 | 0 | 0 | 0 | 0 | 0 | 0 | 0 | 312.96 | 0 | 0 | 0 | 0 | 0 | 0 | 0 | 0 | 0 | 0
SDG&E Study Area | Mission | 230 | San_Diego_Li_Battery | San_Diego_Solar | 0 | 0 | 0 | 0 | 0 | 0 | 0 | 0 | 0 | 0 | 0 | 0 | 0 | 0 | 0 | 0 | 0 | 0 | 0 | 0 | 0 | 0 | 0 | 0 | 0 | 0 | 0 | 0 | 0 | 0 | 0 | 0 | 0 | 0 | 0 | 0 | 0 | 0 | 0 | 0 | 0 | 0 | 0 | 0 | 0 | 0 | 0 | 0 | 0 | 0 | 0 | 0 | 0 | 0 | 0 | 0 | 0 | 0 | 0 | 0 | 0 | 0 | 0 | 0 | 0 | 0 | 0 | 0 | 0 | 0 | 0 | 0 | 0 | 0 | 0 | 0 | 0 | 0 | 0 | 0 | 0 | 0 | 0 | 0 | 0 | 0 | 0 | 0 | 0 | 0 | 0 | 0 | 0
SDG&E Study Area | Mission | 138 | San_Diego_Li_Battery | San_Diego_Solar | 0 | 0 | 0 | 0 | 0 | 151.873 | 0 | 0 | 0 | 0 | 0 | 0 | 0 | 0 | 0 | 0 | 50 | 0 | 0 | 0 | 0 | 0 | 0 | 0 | 0 | 0 | 0 | 50 | 0 | 0 | 0 | 0 | 0 | 0 | 0 | 0 | 0 | 0 | 100.774 | 0 | 0 | 0 | 0 | 0 | 0 | 0 | 0 | 0 | 0 | 50 | 0 | 0 | 0 | 0 | 0 | 0 | 0 | 0 | 0 | 0 | 100.774 | 0 | 0 | 0 | 0 | 0 | 0 | 0 | 0 | 0 | 0 | 100.774 | 0 | 0 | 0 | 0 | 0 | 0 | 0 | 0 | 0 | 0 | 100.774 | 0 | 0 | 0 | 0 | 0 | 0 | 0 | 0 | 0 | 0
East of Pisgah Study Area | Mohave | 500 | Southern_NV_Eldorado_Li_Battery | Southern_NV_Eldorado_Solar | 0 | 0 | 0 | 0 | 0 | 1770 | 0 | 0 | 0 | 0 | 0 | 1770 | 0 | 1770 | 0 | 0 | 0 | 0 | 0 | 0 | 0 | 0 | 0 | 0 | 0 | 0 | 0 | 0 | 0 | 0 | 0 | 0 | 0 | 0 | 0 | 0 | 0 | 0 | 1520 | 0 | 0 | 0 | 0 | 0 | 1520 | 0 | 1520 | 0 | 0 | 0 | 0 | 0 | 0 | 0 | 0 | 0 | 0 | 0 | 0 | 0 | 0 | 0 | 0 | 0 | 0 | 0 | 0 | 0 | 0 | 0 | 0 | 1070 | 0 | 0 | 0 | 0 | 0 | 1070 | 0 | 1070 | 0 | 0 | 1520 | 0 | 0 | 0 | 0 | 0 | 1520 | 0 | 1520 | 0 | 0
SCE Northern Area | Moorpark | 230 | Greater_LA_Li_Battery | Greater_LA_Solar | 0 | Tehachapi_Wind | 0 | 0 | 0 | 3544.0318 | 0 | 0 | 0 | 0 | 0 | 500 | 0 | 500 | 0 | 0 | 500 | 0 | 0 | 0 | 0 | 0 | 500 | 0 | 500 | 0 | 0 | 500 | 0 | 0 | 0 | 0 | 0 | 500 | 0 | 500 | 0 | 0 | 500 | 0 | 0 | 0 | 0 | 0 | 500 | 0 | 500 | 0 | 0 | 0 | 0 | 0 | 0 | 0 | 0 | 0 | 0 | 0 | 0 | 0 | 0 | 0 | 0 | 0 | 0 | 0 | 0 | 0 | 0 | 0 | 0 | 500 | 0 | 0 | 0 | 0 | 0 | 500 | 0 | 500 | 0 | 0 | 500 | 0 | 0 | 0 | 0 | 0 | 500 | 0 | 500 | 0 | 0
PG&E East Kern Study Area | Morro Bay | 230 | Southern_PGAE_Li_Battery | Southern_PGAE_Solar | 0 | 0 | 0 | Morro_Bay_Offshore_Wind | 0 | 1022 | 0 | 0 | 0 | 628.65 | 0 | 0 | 0 | 0 | 0 | 500 | 0 | 0 | 0 | 0 | 0 | 0 | 0 | 0 | 0 | 0 | 0 | 0 | 0 | 0 | 0 | 0 | 0 | 0 | 0 | 0 | 0 | 0 | 203.6 | 0 | 0 | 0 | 0 | 0 | 0 | 0 | 0 | 0 | 0 | 0 | 0 | 0 | 0 | 0 | 0 | 0 | 0 | 0 | 0 | 0 | 203.6 | 0 | 0 | 0 | 0 | 0 | 0 | 0 | 0 | 0 | 0 | 203.6 | 0 | 0 | 0 | 0 | 0 | 0 | 0 | 0 | 0 | 0 | 203.6 | 0 | 0 | 0 | 0 | 0 | 0 | 0 | 0 | 0 | 0
PG&E East Kern Study Area | Morro Bay (Proposed) | 500 | Southern_PGAE_Li_Battery | Southern_PGAE_Solar | 0 | 0 | 0 | Morro_Bay_Offshore_Wind | 0 | 319.35 | 0 | 0 | 0 | 1190 | 0 | 0 | 0 | 0 | 0 | 0 | 0 | 0 | 0 | 0 | 0 | 0 | 0 | 0 | 0 | 0 | 0 | 0 | 0 | 0 | 0 | 0 | 0 | 0 | 0 | 0 | 0 | 0 | 0 | 0 | 0 | 0 | 0 | 0 | 0 | 0 | 0 | 0 | 0 | 0 | 0 | 0 | 0 | 0 | 0 | 0 | 0 | 0 | 0 | 0 | 0 | 0 | 0 | 0 | 0 | 0 | 0 | 0 | 0 | 0 | 0 | 0 | 0 | 0 | 0 | 0 | 0 | 0 | 0 | 0 | 0 | 0 | 0 | 0 | 0 | 0 | 0 | 0 | 0 | 0 | 0 | 0 | 0
PG&E Fresno Study Area | Moss Landing | 500 | Southern_PGAE_Li_Battery | Southern_PGAE_Solar | 0 | 0 | 0 | 0 | 0 | 1904.603 | 0 | 0 | 0 | 1525.172 | 0 | 0 | 0 | 0 | 0 | 0 | 0 | 0 | 0 | 0 | 0 | 0 | 0 | 0 | 0 | 0 | 0 | 1147.79 | 0 | 0 | 0 | 0 | 0 | 0 | 0 | 0 | 0 | 0 | 1147.79 | 0 | 0 | 0 | 0 | 0 | 0 | 0 | 0 | 0 | 0 | 365 | 0 | 0 | 0 | 0 | 0 | 0 | 0 | 0 | 0 | 0 | 365 | 0 | 0 | 0 | 0 | 0 | 0 | 0 | 0 | 0 | 0 | 1147.79 | 0 | 0 | 0 | 0 | 0 | 0 | 0 | 0 | 0 | 0 | 1147.79 | 0 | 0 | 0 | 0 | 0 | 0 | 0 | 0 | 0 | 0
PG&E Fresno Study Area | Moss Landing | 230 | Southern_PGAE_Li_Battery | Southern_PGAE_Solar | 0 | 0 | 0 | 0 | 0 | 709.155 | 0 | 0 | 0 | 0 | 0 | 112.491 | 0 | 112.491 | 0 | 0 | 0 | 0 | 0 | 0 | 0 | 0 | 0 | 0 | 0 | 0 | 0 | 0 | 0 | 0 | 0 | 0 | 0 | 0 | 0 | 0 | 0 | 0 | 189 | 0 | 0 | 0 | 0 | 0 | 0 | 0 | 0 | 0 | 0 | 0 | 0 | 0 | 0 | 0 | 0 | 0 | 0 | 0 | 0 | 0 | 189 | 0 | 0 | 0 | 0 | 0 | 0 | 0 | 0 | 0 | 0 | 189 | 0 | 0 | 0 | 0 | 0 | 0 | 0 | 0 | 0 | 0 | 189 | 0 | 0 | 0 | 0 | 0 | 0 | 0 | 0 | 0 | 0
PG&E East Kern Study Area | Mustang | 230 | Southern_PGAE_Li_Battery | Southern_PGAE_Solar | 0 | 0 | 0 | 0 | 0 | 608.7 | 0 | 0 | 0 | 0 | 0 | 619.207 | 0 | 619.207 | 0 | 0 | 0 | 0 | 0 | 0 | 0 | 0 | 0 | 0 | 0 | 0 | 0 | 308.7 | 0 | 0 | 0 | 0 | 0 | 308.5 | 0 | 308.5 | 0 | 0 | 608.7 | 0 | 0 | 0 | 0 | 0 | 619.207 | 0 | 619.207 | 0 | 0 | 308.7 | 0 | 0 | 0 | 0 | 0 | 308.5 | 0 | 308.5 | 0 | 0 | 608.7 | 0 | 0 | 0 | 0 | 0 | 619.207 | 0 | 619.207 | 0 | 0 | 608.7 | 0 | 0 | 0 | 0 | 0 | 619.207 | 0 | 619.207 | 0 | 0 | 608.7 | 0 | 0 | 0 | 0 | 0 | 619.207 | 0 | 619.207 | 0 | 0
PG&E Fresno Study Area | Newhall | 115 | Southern_PGAE_Li_Battery | Southern_PGAE_Solar | 0 | 0 | 0 | 0 | 0 | 0 | 0 | 0 | 0 | 0 | 0 | 0 | 0 | 0 | 0 | 0 | 0 | 0 | 0 | 0 | 0 | 0 | 0 | 0 | 0 | 0 | 0 | 0 | 0 | 0 | 0 | 0 | 0 | 0 | 0 | 0 | 0 | 0 | 0 | 0 | 0 | 0 | 0 | 0 | 0 | 0 | 0 | 0 | 0 | 0 | 0 | 0 | 0 | 0 | 0 | 0 | 0 | 0 | 0 | 0 | 0 | 0 | 0 | 0 | 0 | 0 | 0 | 0 | 0 | 0 | 0 | 0 | 0 | 0 | 0 | 0 | 0 | 0 | 0 | 0 | 0 | 0 | 0 | 0 | 0 | 0 | 0 | 0 | 0 | 0 | 0 | 0 | 0
PG&E East Kern Study Area | Norco | 115 | Southern_PGAE_Li_Battery | Southern_PGAE_Solar | 0 | 0 | 0 | 0 | 0 | 0 | 0 | 0 | 0 | 0 | 0 | 0 | 0 | 0 | 0 | 0 | 0 | 0 | 0 | 0 | 0 | 0 | 0 | 0 | 0 | 0 | 0 | 0 | 0 | 0 | 0 | 0 | 0 | 0 | 0 | 0 | 0 | 0 | 0 | 0 | 0 | 0 | 0 | 0 | 0 | 0 | 0 | 0 | 0 | 0 | 0 | 0 | 0 | 0 | 0 | 0 | 0 | 0 | 0 | 0 | 0 | 0 | 0 | 0 | 0 | 0 | 0 | 0 | 0 | 0 | 0 | 0 | 0 | 0 | 0 | 0 | 0 | 0 | 0 | 0 | 0 | 0 | 0 | 0 | 0 | 0 | 0 | 0 | 0 | 0 | 0 | 0 | 0
SDG&E Study Area | North Gila | 500 | Arizona_Li_Battery | Arizona_Solar | 0 | 0 | 0 | 0 | 0 | 0 | 0 | 0 | 0 | 0 | 0 | 0 | 0 | 0 | 0 | 0 | 0 | 0 | 0 | 0 | 0 | 0 | 0 | 0 | 0 | 0 | 0 | 0 | 0 | 0 | 0 | 0 | 0 | 0 | 0 | 0 | 0 | 0 | 0 | 0 | 0 | 0 | 0 | 0 | 0 | 0 | 0 | 0 | 0 | 0 | 0 | 0 | 0 | 0 | 0 | 0 | 0 | 0 | 0 | 0 | 0 | 0 | 0 | 0 | 0 | 0 | 0 | 0 | 0 | 0 | 0 | 0 | 0 | 0 | 0 | 0 | 0 | 0 | 0 | 0 | 0 | 0 | 0 | 0 | 0 | 0 | 0 | 0 | 0 | 0 | 0 | 0 | 0
SDG&E Study Area | Ocotillo | 500 | Imperial_Li_Battery | Imperial_Solar | 0 | Baja_California_Wind | 0 | 0 | 0 | 313.9193 | 505.8 | 86.0807 | 419.7193 | 0 | 0 | 0 | 0 | 0 | 0 | 0 | 0 | 0 | 0 | 0 | 0 | 0 | 0 | 0 | 0 | 0 | 0 | 0 | 0 | 0 | 0 | 0 | 0 | 0 | 0 | 0 | 0 | 0 | 0 | 400 | 0 | 400 | 0 | 0 | 0 | 0 | 0 | 0 | 0 | 0 | 0 | 0 | 0 | 0 | 0 | 0 | 0 | 0 | 0 | 0 | 0 | 400 | 0 | 400 | 0 | 0 | 0 | 0 | 0 | 0 | 0 | 0 | 400 | 0 | 400 | 0 | 0 | 0 | 0 | 0 | 0 | 0 | 0 | 400 | 0 | 400 | 0 | 0 | 0 | 0 | 0 | 0 | 0
SDG&E Study Area | Old Town | 230 | San_Diego_Li_Battery | San_Diego_Solar | 0 | 0 | 0 | 0 | 0 | 26.6 | 0 | 0 | 0 | 0 | 0 | 0 | 0 | 0 | 0 | 0 | 0 | 0 | 0 | 0 | 0 | 0 | 0 | 0 | 0 | 0 | 0 | 0 | 0 | 0 | 0 | 0 | 0 | 0 | 0 | 0 | 0 | 0 | 26.6 | 0 | 0 | 0 | 0 | 0 | 0 | 0 | 0 | 0 | 0 | 0 | 0 | 0 | 0 | 0 | 0 | 0 | 0 | 0 | 0 | 0 | 26.6 | 0 | 0 | 0 | 0 | 0 | 0 | 0 | 0 | 0 | 0 | 26.6 | 0 | 0 | 0 | 0 | 0 | 0 | 0 | 0 | 0 | 0 | 26.6 | 0 | 0 | 0 | 0 | 0 | 0 | 0 | 0 | 0 | 0
SCE Metro Study Area | Olinda | 230 | Greater_LA_Li_Battery | Greater_LA_Solar | 0 | 0 | 0 | 0 | 0 | 0 | 0 | 0 | 0 | 0 | 0 | 0 | 0 | 0 | 0 | 0 | 0 | 0 | 0 | 0 | 0 | 0 | 0 | 0 | 0 | 0 | 0 | 0 | 0 | 0 | 0 | 0 | 0 | 0 | 0 | 0 | 0 | 0 | 0 | 0 | 0 | 0 | 0 | 0 | 0 | 0 | 0 | 0 | 0 | 0 | 0 | 0 | 0 | 0 | 0 | 0 | 0 | 0 | 0 | 0 | 0 | 0 | 0 | 0 | 0 | 0 | 0 | 0 | 0 | 0 | 0 | 0 | 0 | 0 | 0 | 0 | 0 | 0 | 0 | 0 | 0 | 0 | 0 | 0 | 0 | 0 | 0 | 0 | 0 | 0 | 0 | 0 | 0
PG&E East Kern Study Area | Olive | 115 | Southern_PGAE_Li_Battery | Southern_PGAE_Solar | 0 | 0 | 0 | 0 | 0 | 183.268 | 0 | 0 | 0 | 0 | 0 | 203.268 | 20 | 183.268 | 0 | 0 | 0 | 0 | 0 | 0 | 0 | 0 | 0 | 0 | 0 | 0 | 0 | 20 | 0 | 0 | 0 | 0 | 0 | 40 | 20 | 20 | 0 | 0 | 20 | 0 | 0 | 0 | 0 | 0 | 40 | 20 | 20 | 0 | 0 | 20 | 0 | 0 | 0 | 0 | 0 | 40 | 20 | 20 | 0 | 0 | 20 | 0 | 0 | 0 | 0 | 0 | 40 | 20 | 20 | 0 | 0 | 20 | 0 | 0 | 0 | 0 | 0 | 40 | 20 | 20 | 0 | 0 | 20 | 0 | 0 | 0 | 0 | 0 | 40 | 20 | 20 | 0 | 0
PG&E North of Greater Bay Study Area | Olivehurst | 115 | Northern_California_Li_Battery | Northern_California_Solar | 0 | Northern_California_Wind | 0 | 0 | 0 | 0 | 0 | 0 | 0 | 0 | 0 | 0 | 0 | 0 | 0 | 0 | 0 | 0 | 0 | 0 | 0 | 0 | 0 | 0 | 0 | 0 | 0 | 0 | 0 | 0 | 0 | 0 | 0 | 0 | 0 | 0 | 0 | 0 | 0 | 0 | 0 | 0 | 0 | 0 | 0 | 0 | 0 | 0 | 0 | 0 | 0 | 0 | 0 | 0 | 0 | 0 | 0 | 0 | 0 | 0 | 0 | 0 | 0 | 0 | 0 | 0 | 0 | 0 | 0 | 0 | 0 | 0 | 0 | 0 | 0 | 0 | 0 | 0 | 0 | 0 | 0 | 0 | 0 | 0 | 0 | 0 | 0 | 0 | 0 | 0 | 0 | 0 | 0
PG&E Fresno Study Area | Oro Loma | 115 | Southern_PGAE_Li_Battery | Southern_PGAE_Solar | 0 | 0 | 0 | 0 | 0 | 0 | 0 | 0 | 0 | 0 | 0 | 0 | 0 | 0 | 0 | 0 | 0 | 0 | 0 | 0 | 0 | 0 | 0 | 0 | 0 | 0 | 0 | 0 | 0 | 0 | 0 | 0 | 0 | 0 | 0 | 0 | 0 | 0 | 0 | 0 | 0 | 0 | 0 | 0 | 0 | 0 | 0 | 0 | 0 | 0 | 0 | 0 | 0 | 0 | 0 | 0 | 0 | 0 | 0 | 0 | 0 | 0 | 0 | 0 | 0 | 0 | 0 | 0 | 0 | 0 | 0 | 0 | 0 | 0 | 0 | 0 | 0 | 0 | 0 | 0 | 0 | 0 | 0 | 0 | 0 | 0 | 0 | 0 | 0 | 0 | 0 | 0 | 0
SDG&E Study Area | Otay Mesa | 230 | San_Diego_Li_Battery | San_Diego_Solar | 0 | 0 | 0 | 0 | 0 | 2177.6641 | 0 | 0 | 0 | 0 | 0 | 0 | 0 | 0 | 0 | 0 | 300 | 0 | 0 | 0 | 0 | 0 | 0 | 0 | 0 | 0 | 0 | 300 | 0 | 0 | 0 | 0 | 0 | 0 | 0 | 0 | 0 | 0 | 633.76 | 0 | 0 | 0 | 0 | 0 | 0 | 0 | 0 | 0 | 0 | 300 | 0 | 0 | 0 | 0 | 0 | 0 | 0 | 0 | 0 | 0 | 633.76 | 0 | 0 | 0 | 0 | 0 | 0 | 0 | 0 | 0 | 0 | 633.76 | 0 | 0 | 0 | 0 | 0 | 0 | 0 | 0 | 0 | 0 | 633.76 | 0 | 0 | 0 | 0 | 0 | 0 | 0 | 0 | 0 | 0
SCE Metro Study Area | Padua | 230 | Greater_LA_Li_Battery | Greater_LA_Solar | 0 | 0 | 0 | 0 | 0 | 0 | 0 | 0 | 0 | 0 | 0 | 0 | 0 | 0 | 0 | 0 | 0 | 0 | 0 | 0 | 0 | 0 | 0 | 0 | 0 | 0 | 0 | 0 | 0 | 0 | 0 | 0 | 0 | 0 | 0 | 0 | 0 | 0 | 0 | 0 | 0 | 0 | 0 | 0 | 0 | 0 | 0 | 0 | 0 | 0 | 0 | 0 | 0 | 0 | 0 | 0 | 0 | 0 | 0 | 0 | 0 | 0 | 0 | 0 | 0 | 0 | 0 | 0 | 0 | 0 | 0 | 0 | 0 | 0 | 0 | 0 | 0 | 0 | 0 | 0 | 0 | 0 | 0 | 0 | 0 | 0 | 0 | 0 | 0 | 0 | 0 | 0 | 0
East of Pisgah Study Area | Pahrump | 230 | Southern_NV_Eldorado_Li_Battery | Southern_NV_Eldorado_Solar | 0 | Southern_Nevada_Wind | 0 | 0 | 0 | 0 | 0 | 0 | 0 | 0 | 0 | 0 | 0 | 0 | 0 | 0 | 0 | 0 | 0 | 0 | 0 | 0 | 0 | 0 | 0 | 0 | 0 | 0 | 0 | 0 | 0 | 0 | 0 | 0 | 0 | 0 | 0 | 0 | 0 | 0 | 0 | 0 | 0 | 0 | 0 | 0 | 0 | 0 | 0 | 0 | 0 | 0 | 0 | 0 | 0 | 0 | 0 | 0 | 0 | 0 | 0 | 0 | 0 | 0 | 0 | 0 | 0 | 0 | 0 | 0 | 0 | 0 | 0 | 0 | 0 | 0 | 0 | 0 | 0 | 0 | 0 | 0 | 0 | 0 | 0 | 0 | 0 | 0 | 0 | 0 | 0 | 0 | 0
East of Pisgah Study Area | Pahrump | 138 | Southern_NV_Eldorado_Li_Battery | Southern_NV_Eldorado_Solar | 0 | Southern_Nevada_Wind | 0 | 0 | 0 | 0 | 0 | 0 | 0 | 0 | 0 | 0 | 0 | 0 | 0 | 0 | 0 | 0 | 0 | 0 | 0 | 0 | 0 | 0 | 0 | 0 | 0 | 0 | 0 | 0 | 0 | 0 | 0 | 0 | 0 | 0 | 0 | 0 | 0 | 0 | 0 | 0 | 0 | 0 | 0 | 0 | 0 | 0 | 0 | 0 | 0 | 0 | 0 | 0 | 0 | 0 | 0 | 0 | 0 | 0 | 0 | 0 | 0 | 0 | 0 | 0 | 0 | 0 | 0 | 0 | 0 | 0 | 0 | 0 | 0 | 0 | 0 | 0 | 0 | 0 | 0 | 0 | 0 | 0 | 0 | 0 | 0 | 0 | 0 | 0 | 0 | 0 | 0
PG&E North of Greater Bay Study Area | Palermo | 230 | Northern_California_Li_Battery | Northern_California_Solar | 0 | 0 | 0 | 0 | 0 | 213.55 | 0 | 0 | 0 | 0 | 0 | 0 | 0 | 0 | 0 | 0 | 0 | 0 | 0 | 0 | 0 | 0 | 0 | 0 | 0 | 0 | 0 | 0 | 0 | 0 | 0 | 0 | 0 | 0 | 0 | 0 | 0 | 0 | 0 | 0 | 0 | 0 | 0 | 0 | 0 | 0 | 0 | 0 | 0 | 0 | 0 | 0 | 0 | 0 | 0 | 0 | 0 | 0 | 0 | 0 | 0 | 0 | 0 | 0 | 0 | 0 | 0 | 0 | 0 | 0 | 0 | 0 | 0 | 0 | 0 | 0 | 0 | 0 | 0 | 0 | 0 | 0 | 0 | 0 | 0 | 0 | 0 | 0 | 0 | 0 | 0 | 0 | 0
SCE Eastern Study Area | Palo Verde | 500 | Arizona_Li_Battery | Arizona_Solar | 0 | SW_Ext_Tx_Wind | New_Mexico_Wind | 0 | 0 | 0 | 0 | 0 | 0 | 0 | 0 | 0 | 0 | 0 | 0 | 0 | 0 | 0 | 0 | 0 | 0 | 0 | 0 | 0 | 0 | 0 | 0 | 0 | 0 | 0 | 0 | 0 | 0 | 0 | 0 | 0 | 0 | 0 | 0 | 0 | 0 | 0 | 0 | 0 | 0 | 0 | 0 | 0 | 0 | 0 | 0 | 0 | 0 | 0 | 0 | 0 | 0 | 0 | 0 | 0 | 0 | 0 | 0 | 0 | 0 | 0 | 0 | 0 | 0 | 0 | 0 | 0 | 0 | 0 | 0 | 0 | 0 | 0 | 0 | 0 | 0 | 0 | 0 | 0 | 0 | 0 | 0 | 0 | 0 | 0 | 0 | 0 | 0
SDG&E Study Area | Palomar | 230 | San_Diego_Li_Battery | San_Diego_Solar | 0 | 0 | 0 | 0 | 0 | 0 | 0 | 0 | 0 | 0 | 0 | 0 | 0 | 0 | 0 | 0 | 0 | 0 | 0 | 0 | 0 | 0 | 0 | 0 | 0 | 0 | 0 | 0 | 0 | 0 | 0 | 0 | 0 | 0 | 0 | 0 | 0 | 0 | 0 | 0 | 0 | 0 | 0 | 0 | 0 | 0 | 0 | 0 | 0 | 0 | 0 | 0 | 0 | 0 | 0 | 0 | 0 | 0 | 0 | 0 | 0 | 0 | 0 | 0 | 0 | 0 | 0 | 0 | 0 | 0 | 0 | 0 | 0 | 0 | 0 | 0 | 0 | 0 | 0 | 0 | 0 | 0 | 0 | 0 | 0 | 0 | 0 | 0 | 0 | 0 | 0 | 0 | 0
PG&E Fresno Study Area | Panoche | 115 | Southern_PGAE_Li_Battery | Southern_PGAE_Solar | 0 | 0 | 0 | 0 | 0 | 213.55 | 0 | 0 | 0 | 0 | 0 | 0 | 0 | 0 | 0 | 0 | 0 | 0 | 0 | 0 | 0 | 0 | 0 | 0 | 0 | 0 | 0 | 0 | 0 | 0 | 0 | 0 | 0 | 0 | 0 | 0 | 0 | 0 | 0 | 0 | 0 | 0 | 0 | 0 | 0 | 0 | 0 | 0 | 0 | 0 | 0 | 0 | 0 | 0 | 0 | 0 | 0 | 0 | 0 | 0 | 0 | 0 | 0 | 0 | 0 | 0 | 0 | 0 | 0 | 0 | 0 | 0 | 0 | 0 | 0 | 0 | 0 | 0 | 0 | 0 | 0 | 0 | 0 | 0 | 0 | 0 | 0 | 0 | 0 | 0 | 0 | 0 | 0
PG&E Fresno Study Area | Panoche | 230 | Southern_PGAE_Li_Battery | Southern_PGAE_Solar | 0 | 0 | 0 | 0 | 0 | 371.245 | 0 | 0 | 0 | 0 | 0 | 371.733 | 0 | 371.733 | 0 | 0 | 0 | 0 | 0 | 0 | 0 | 0 | 0 | 0 | 0 | 0 | 0 | 0 | 0 | 0 | 0 | 0 | 0 | 0 | 0 | 0 | 0 | 0 | 0 | 0 | 0 | 0 | 0 | 0 | 0 | 0 | 0 | 0 | 0 | 0 | 0 | 0 | 0 | 0 | 0 | 0 | 0 | 0 | 0 | 0 | 0 | 0 | 0 | 0 | 0 | 0 | 0 | 0 | 0 | 0 | 0 | 0 | 0 | 0 | 0 | 0 | 0 | 0 | 0 | 0 | 0 | 0 | 0 | 0 | 0 | 0 | 0 | 0 | 0 | 0 | 0 | 0 | 0
SCE Northern Area | Pardee | 230 | Greater_LA_Li_Battery | Greater_LA_Solar | 0 | 0 | 0 | 0 | 0 | 0 | 0 | 0 | 0 | 0 | 0 | 0 | 0 | 0 | 0 | 0 | 0 | 0 | 0 | 0 | 0 | 0 | 0 | 0 | 0 | 0 | 0 | 0 | 0 | 0 | 0 | 0 | 0 | 0 | 0 | 0 | 0 | 0 | 0 | 0 | 0 | 0 | 0 | 0 | 0 | 0 | 0 | 0 | 0 | 0 | 0 | 0 | 0 | 0 | 0 | 0 | 0 | 0 | 0 | 0 | 0 | 0 | 0 | 0 | 0 | 0 | 0 | 0 | 0 | 0 | 0 | 0 | 0 | 0 | 0 | 0 | 0 | 0 | 0 | 0 | 0 | 0 | 0 | 0 | 0 | 0 | 0 | 0 | 0 | 0 | 0 | 0 | 0
SCE Northern Area | Pastoria | 230 | Tehachapi_Li_Battery | Tehachapi_Solar | 0 | 0 | 0 | 0 | 0 | 686.048 | 0 | 0 | 0 | 0 | 0 | 712.923 | 25.2 | 687.723 | 0 | 0 | 80 | 0 | 0 | 0 | 0 | 0 | 106.875 | 25.2 | 81.675 | 0 | 0 | 80 | 0 | 0 | 0 | 0 | 0 | 106.875 | 25.2 | 81.675 | 0 | 0 | 80 | 0 | 0 | 0 | 0 | 0 | 106.875 | 25.2 | 81.675 | 0 | 0 | 80 | 0 | 0 | 0 | 0 | 0 | 106.875 | 25.2 | 81.675 | 0 | 0 | 80 | 0 | 0 | 0 | 0 | 0 | 106.875 | 25.2 | 81.675 | 0 | 0 | 80 | 0 | 0 | 0 | 0 | 0 | 106.875 | 25.2 | 81.675 | 0 | 0 | 80 | 0 | 0 | 0 | 0 | 0 | 106.875 | 25.2 | 81.675 | 0 | 0
PG&E North of Greater Bay Study Area | Peabody | 230 | Northern_California_Li_Battery | Northern_California_Solar | 0 | Solano_Wind | 0 | 0 | 0 | 0 | 0 | 0 | 0 | 0 | 0 | 0 | 0 | 0 | 0 | 0 | 0 | 0 | 0 | 0 | 0 | 0 | 0 | 0 | 0 | 0 | 0 | 0 | 0 | 0 | 0 | 0 | 0 | 0 | 0 | 0 | 0 | 0 | 0 | 0 | 0 | 0 | 0 | 0 | 0 | 0 | 0 | 0 | 0 | 0 | 0 | 0 | 0 | 0 | 0 | 0 | 0 | 0 | 0 | 0 | 0 | 0 | 0 | 0 | 0 | 0 | 0 | 0 | 0 | 0 | 0 | 0 | 0 | 0 | 0 | 0 | 0 | 0 | 0 | 0 | 0 | 0 | 0 | 0 | 0 | 0 | 0 | 0 | 0 | 0 | 0 | 0 | 0
PG&E North of Greater Bay Study Area | Pease | 115 | Northern_California_Li_Battery | Northern_California_Solar | 0 | Northern_California_Wind | 0 | 0 | 0 | 101 | 0 | 0 | 0 | 0 | 0 | 0 | 0 | 0 | 0 | 0 | 0 | 0 | 0 | 0 | 0 | 0 | 0 | 0 | 0 | 0 | 0 | 0 | 0 | 0 | 0 | 0 | 0 | 0 | 0 | 0 | 0 | 0 | 0 | 0 | 0 | 0 | 0 | 0 | 0 | 0 | 0 | 0 | 0 | 0 | 0 | 0 | 0 | 0 | 0 | 0 | 0 | 0 | 0 | 0 | 0 | 0 | 0 | 0 | 0 | 0 | 0 | 0 | 0 | 0 | 0 | 0 | 0 | 0 | 0 | 0 | 0 | 0 | 0 | 0 | 0 | 0 | 0 | 0 | 0 | 0 | 0 | 0 | 0 | 0 | 0 | 0 | 0
SDG&E Study Area | Penasquitos | 230 | San_Diego_Li_Battery | San_Diego_Solar | 0 | 0 | 0 | 0 | 0 | 0 | 0 | 0 | 0 | 0 | 0 | 0 | 0 | 0 | 0 | 0 | 0 | 0 | 0 | 0 | 0 | 0 | 0 | 0 | 0 | 0 | 0 | 0 | 0 | 0 | 0 | 0 | 0 | 0 | 0 | 0 | 0 | 0 | 0 | 0 | 0 | 0 | 0 | 0 | 0 | 0 | 0 | 0 | 0 | 0 | 0 | 0 | 0 | 0 | 0 | 0 | 0 | 0 | 0 | 0 | 0 | 0 | 0 | 0 | 0 | 0 | 0 | 0 | 0 | 0 | 0 | 0 | 0 | 0 | 0 | 0 | 0 | 0 | 0 | 0 | 0 | 0 | 0 | 0 | 0 | 0 | 0 | 0 | 0 | 0 | 0 | 0 | 0
SDG&E Study Area | Penasquitos | 138 | San_Diego_Li_Battery | San_Diego_Solar | 0 | 0 | 0 | 0 | 0 | 0 | 0 | 0 | 0 | 0 | 0 | 0 | 0 | 0 | 0 | 0 | 0 | 0 | 0 | 0 | 0 | 0 | 0 | 0 | 0 | 0 | 0 | 0 | 0 | 0 | 0 | 0 | 0 | 0 | 0 | 0 | 0 | 0 | 0 | 0 | 0 | 0 | 0 | 0 | 0 | 0 | 0 | 0 | 0 | 0 | 0 | 0 | 0 | 0 | 0 | 0 | 0 | 0 | 0 | 0 | 0 | 0 | 0 | 0 | 0 | 0 | 0 | 0 | 0 | 0 | 0 | 0 | 0 | 0 | 0 | 0 | 0 | 0 | 0 | 0 | 0 | 0 | 0 | 0 | 0 | 0 | 0 | 0 | 0 | 0 | 0 | 0 | 0
PG&E North of Greater Bay Study Area | Peoria | 115 | Northern_California_Li_Battery | Northern_California_Solar | 0 | 0 | 0 | 0 | 0 | 0 | 0 | 0 | 0 | 0 | 0 | 0 | 0 | 0 | 0 | 0 | 0 | 0 | 0 | 0 | 0 | 0 | 0 | 0 | 0 | 0 | 0 | 0 | 0 | 0 | 0 | 0 | 0 | 0 | 0 | 0 | 0 | 0 | 0 | 0 | 0 | 0 | 0 | 0 | 0 | 0 | 0 | 0 | 0 | 0 | 0 | 0 | 0 | 0 | 0 | 0 | 0 | 0 | 0 | 0 | 0 | 0 | 0 | 0 | 0 | 0 | 0 | 0 | 0 | 0 | 0 | 0 | 0 | 0 | 0 | 0 | 0 | 0 | 0 | 0 | 0 | 0 | 0 | 0 | 0 | 0 | 0 | 0 | 0 | 0 | 0 | 0 | 0
SCE North of Lugo (NOL) Study Area | Pisgah | 230 | Greater_Kramer_Li_Battery | Greater_Kramer_Solar | 0 | 0 | 0 | 0 | 0 | 312.96 | 150 | 150 | 0 | 0 | 0 | 312.96 | 0 | 312.96 | 0 | 0 | 0 | 0 | 0 | 0 | 0 | 0 | 0 | 0 | 0 | 0 | 0 | 0 | 0 | 0 | 0 | 0 | 0 | 0 | 0 | 0 | 0 | 0 | 0 | 0 | 0 | 0 | 0 | 0 | 0 | 0 | 0 | 0 | 0 | 0 | 0 | 0 | 0 | 0 | 0 | 0 | 0 | 0 | 0 | 0 | 0 | 0 | 0 | 0 | 0 | 0 | 0 | 0 | 0 | 0 | 0 | 0 | 0 | 0 | 0 | 0 | 0 | 0 | 0 | 0 | 0 | 0 | 0 | 0 | 0 | 0 | 0 | 0 | 0 | 0 | 0 | 0 | 0
PG&E North of Greater Bay Study Area | Pit 1 | 230 | Northern_California_Li_Battery | Northern_California_Solar | Northern_California_Geothermal | Northern_California_Wind | 0 | 0 | 0 | 0 | 0 | 0 | 0 | 0 | 0 | 0 | 0 | 0 | 0 | 0 | 0 | 0 | 0 | 0 | 0 | 0 | 0 | 0 | 0 | 0 | 0 | 0 | 0 | 0 | 0 | 0 | 0 | 0 | 0 | 0 | 0 | 0 | 0 | 0 | 0 | 0 | 0 | 0 | 0 | 0 | 0 | 0 | 0 | 0 | 0 | 0 | 0 | 0 | 0 | 0 | 0 | 0 | 0 | 0 | 0 | 0 | 0 | 0 | 0 | 0 | 0 | 0 | 0 | 0 | 0 | 0 | 0 | 0 | 0 | 0 | 0 | 0 | 0 | 0 | 0 | 0 | 0 | 0 | 0 | 0 | 0 | 0 | 0 | 0 | 0 | 0 | 0
PG&E North of Greater Bay Study Area | Pittsburg | 230 | Northern_California_Li_Battery | Northern_California_Solar | 0 | Solano_Wind | 0 | 0 | 0 | 2158.786 | 0 | 0 | 0 | 0 | 0 | 0 | 0 | 0 | 0 | 0 | 0 | 0 | 0 | 0 | 0 | 0 | 0 | 0 | 0 | 0 | 0 | 200 | 0 | 0 | 0 | 0 | 0 | 0 | 0 | 0 | 0 | 0 | 875 | 0 | 0 | 0 | 0 | 0 | 0 | 0 | 0 | 0 | 0 | 200 | 0 | 0 | 0 | 0 | 0 | 0 | 0 | 0 | 0 | 0 | 200 | 0 | 0 | 0 | 0 | 0 | 0 | 0 | 0 | 0 | 0 | 875 | 0 | 0 | 0 | 0 | 0 | 0 | 0 | 0 | 0 | 0 | 875 | 0 | 0 | 0 | 0 | 0 | 0 | 0 | 0 | 0 | 0
PG&E North of Greater Bay Study Area | Pittsburg PP | 230 | Northern_California_Li_Battery | Northern_California_Solar | 0 | 0 | 0 | 0 | 0 | 179.4 | 0 | 0 | 0 | 0 | 0 | 0 | 0 | 0 | 0 | 0 | 0 | 0 | 0 | 0 | 0 | 0 | 0 | 0 | 0 | 0 | 0 | 0 | 0 | 0 | 0 | 0 | 0 | 0 | 0 | 0 | 0 | 0 | 0 | 0 | 0 | 0 | 0 | 0 | 0 | 0 | 0 | 0 | 0 | 0 | 0 | 0 | 0 | 0 | 0 | 0 | 0 | 0 | 0 | 0 | 0 | 0 | 0 | 0 | 0 | 0 | 0 | 0 | 0 | 0 | 0 | 0 | 0 | 0 | 0 | 0 | 0 | 0 | 0 | 0 | 0 | 0 | 0 | 0 | 0 | 0 | 0 | 0 | 0 | 0 | 0 | 0 | 0
PG&E North of Greater Bay Study Area | Placerville | 115 | Northern_California_Li_Battery | Northern_California_Solar | 0 | 0 | 0 | 0 | 0 | 0 | 0 | 0 | 0 | 0 | 0 | 0 | 0 | 0 | 0 | 0 | 0 | 0 | 0 | 0 | 0 | 0 | 0 | 0 | 0 | 0 | 0 | 0 | 0 | 0 | 0 | 0 | 0 | 0 | 0 | 0 | 0 | 0 | 0 | 0 | 0 | 0 | 0 | 0 | 0 | 0 | 0 | 0 | 0 | 0 | 0 | 0 | 0 | 0 | 0 | 0 | 0 | 0 | 0 | 0 | 0 | 0 | 0 | 0 | 0 | 0 | 0 | 0 | 0 | 0 | 0 | 0 | 0 | 0 | 0 | 0 | 0 | 0 | 0 | 0 | 0 | 0 | 0 | 0 | 0 | 0 | 0 | 0 | 0 | 0 | 0 | 0 | 0
PG&E North of Greater Bay Study Area | Pleasant Grove | 115 | Northern_California_Li_Battery | Northern_California_Solar | 0 | Northern_California_Wind | 0 | 0 | 0 | 0 | 0 | 0 | 0 | 0 | 0 | 0 | 0 | 0 | 0 | 0 | 0 | 0 | 0 | 0 | 0 | 0 | 0 | 0 | 0 | 0 | 0 | 0 | 0 | 0 | 0 | 0 | 0 | 0 | 0 | 0 | 0 | 0 | 0 | 0 | 0 | 0 | 0 | 0 | 0 | 0 | 0 | 0 | 0 | 0 | 0 | 0 | 0 | 0 | 0 | 0 | 0 | 0 | 0 | 0 | 0 | 0 | 0 | 0 | 0 | 0 | 0 | 0 | 0 | 0 | 0 | 0 | 0 | 0 | 0 | 0 | 0 | 0 | 0 | 0 | 0 | 0 | 0 | 0 | 0 | 0 | 0 | 0 | 0 | 0 | 0 | 0 | 0
PG&E East Kern Study Area | Poso Mountain | 115 | Southern_PGAE_Li_Battery | Southern_PGAE_Solar | 0 | 0 | 0 | 0 | 0 | 0 | 0 | 0 | 0 | 0 | 0 | 0 | 0 | 0 | 0 | 0 | 0 | 0 | 0 | 0 | 0 | 0 | 0 | 0 | 0 | 0 | 0 | 0 | 0 | 0 | 0 | 0 | 0 | 0 | 0 | 0 | 0 | 0 | 0 | 0 | 0 | 0 | 0 | 0 | 0 | 0 | 0 | 0 | 0 | 0 | 0 | 0 | 0 | 0 | 0 | 0 | 0 | 0 | 0 | 0 | 0 | 0 | 0 | 0 | 0 | 0 | 0 | 0 | 0 | 0 | 0 | 0 | 0 | 0 | 0 | 0 | 0 | 0 | 0 | 0 | 0 | 0 | 0 | 0 | 0 | 0 | 0 | 0 | 0 | 0 | 0 | 0 | 0
East of Pisgah Study Area | Primm | 230 | Southern_NV_Eldorado_Li_Battery | Southern_NV_Eldorado_Solar | 0 | Southern_Nevada_Wind | 0 | 0 | 0 | 0 | 0 | 0 | 0 | 0 | 0 | 0 | 0 | 0 | 0 | 0 | 0 | 0 | 0 | 0 | 0 | 0 | 0 | 0 | 0 | 0 | 0 | 0 | 0 | 0 | 0 | 0 | 0 | 0 | 0 | 0 | 0 | 0 | 0 | 0 | 0 | 0 | 0 | 0 | 0 | 0 | 0 | 0 | 0 | 0 | 0 | 0 | 0 | 0 | 0 | 0 | 0 | 0 | 0 | 0 | 0 | 0 | 0 | 0 | 0 | 0 | 0 | 0 | 0 | 0 | 0 | 0 | 0 | 0 | 0 | 0 | 0 | 0 | 0 | 0 | 0 | 0 | 0 | 0 | 0 | 0 | 0 | 0 | 0 | 0 | 0 | 0 | 0
PG&E Fresno Study Area | Pumpjack | 115 | Southern_PGAE_Li_Battery | Southern_PGAE_Solar | 0 | 0 | 0 | 0 | 0 | 0 | 0 | 0 | 0 | 0 | 0 | 0 | 0 | 0 | 0 | 0 | 0 | 0 | 0 | 0 | 0 | 0 | 0 | 0 | 0 | 0 | 0 | 0 | 0 | 0 | 0 | 0 | 0 | 0 | 0 | 0 | 0 | 0 | 0 | 0 | 0 | 0 | 0 | 0 | 0 | 0 | 0 | 0 | 0 | 0 | 0 | 0 | 0 | 0 | 0 | 0 | 0 | 0 | 0 | 0 | 0 | 0 | 0 | 0 | 0 | 0 | 0 | 0 | 0 | 0 | 0 | 0 | 0 | 0 | 0 | 0 | 0 | 0 | 0 | 0 | 0 | 0 | 0 | 0 | 0 | 0 | 0 | 0 | 0 | 0 | 0 | 0 | 0
PG&E North of Greater Bay Study Area | Putah Creek | 115 | Northern_California_Li_Battery | Northern_California_Solar | 0 | Solano_Wind | 0 | 0 | 0 | 0 | 0 | 0 | 0 | 0 | 0 | 0 | 0 | 0 | 0 | 0 | 0 | 0 | 0 | 0 | 0 | 0 | 0 | 0 | 0 | 0 | 0 | 0 | 0 | 0 | 0 | 0 | 0 | 0 | 0 | 0 | 0 | 0 | 0 | 0 | 0 | 0 | 0 | 0 | 0 | 0 | 0 | 0 | 0 | 0 | 0 | 0 | 0 | 0 | 0 | 0 | 0 | 0 | 0 | 0 | 0 | 0 | 0 | 0 | 0 | 0 | 0 | 0 | 0 | 0 | 0 | 0 | 0 | 0 | 0 | 0 | 0 | 0 | 0 | 0 | 0 | 0 | 0 | 0 | 0 | 0 | 0 | 0 | 0 | 0 | 0 | 0 | 0
PG&E North of Greater Bay Study Area | Quinto | 230 | Southern_PGAE_Li_Battery | Southern_PGAE_Solar | 0 | 0 | 0 | 0 | 0 | 0 | 159 | 150 | 9 | 0 | 0 | 0 | 0 | 0 | 0 | 0 | 0 | 0 | 0 | 0 | 0 | 0 | 0 | 0 | 0 | 0 | 0 | 0 | 0 | 0 | 0 | 0 | 0 | 0 | 0 | 0 | 0 | 0 | 0 | 0 | 0 | 0 | 0 | 0 | 0 | 0 | 0 | 0 | 0 | 0 | 0 | 0 | 0 | 0 | 0 | 0 | 0 | 0 | 0 | 0 | 0 | 0 | 0 | 0 | 0 | 0 | 0 | 0 | 0 | 0 | 0 | 0 | 0 | 0 | 0 | 0 | 0 | 0 | 0 | 0 | 0 | 0 | 0 | 0 | 0 | 0 | 0 | 0 | 0 | 0 | 0 | 0 | 0
SCE Metro Study Area | Rancho Vista | 500 | Greater_LA_Li_Battery | Greater_LA_Solar | 0 | 0 | 0 | 0 | 0 | 0 | 0 | 0 | 0 | 0 | 0 | 0 | 0 | 0 | 0 | 0 | 0 | 0 | 0 | 0 | 0 | 0 | 0 | 0 | 0 | 0 | 0 | 0 | 0 | 0 | 0 | 0 | 0 | 0 | 0 | 0 | 0 | 0 | 0 | 0 | 0 | 0 | 0 | 0 | 0 | 0 | 0 | 0 | 0 | 0 | 0 | 0 | 0 | 0 | 0 | 0 | 0 | 0 | 0 | 0 | 0 | 0 | 0 | 0 | 0 | 0 | 0 | 0 | 0 | 0 | 0 | 0 | 0 | 0 | 0 | 0 | 0 | 0 | 0 | 0 | 0 | 0 | 0 | 0 | 0 | 0 | 0 | 0 | 0 | 0 | 0 | 0 | 0
SCE Metro Study Area | Rancho Vista | 230 | Greater_LA_Li_Battery | Greater_LA_Solar | 0 | 0 | 0 | 0 | 0 | 0 | 0 | 0 | 0 | 0 | 0 | 0 | 0 | 0 | 0 | 0 | 0 | 0 | 0 | 0 | 0 | 0 | 0 | 0 | 0 | 0 | 0 | 0 | 0 | 0 | 0 | 0 | 0 | 0 | 0 | 0 | 0 | 0 | 0 | 0 | 0 | 0 | 0 | 0 | 0 | 0 | 0 | 0 | 0 | 0 | 0 | 0 | 0 | 0 | 0 | 0 | 0 | 0 | 0 | 0 | 0 | 0 | 0 | 0 | 0 | 0 | 0 | 0 | 0 | 0 | 0 | 0 | 0 | 0 | 0 | 0 | 0 | 0 | 0 | 0 | 0 | 0 | 0 | 0 | 0 | 0 | 0 | 0 | 0 | 0 | 0 | 0 | 0
SCE North of Lugo (NOL) Study Area | Ransburg | 115 | Greater_Kramer_Li_Battery | Greater_Kramer_Solar | Inyokern_North_Kramer_Geothermal | 0 | 0 | 0 | 0 | 0 | 0 | 0 | 0 | 0 | 0 | 0 | 0 | 0 | 0 | 0 | 0 | 0 | 0 | 0 | 0 | 0 | 0 | 0 | 0 | 0 | 0 | 0 | 0 | 0 | 0 | 0 | 0 | 0 | 0 | 0 | 0 | 0 | 0 | 0 | 0 | 0 | 0 | 0 | 0 | 0 | 0 | 0 | 0 | 0 | 0 | 0 | 0 | 0 | 0 | 0 | 0 | 0 | 0 | 0 | 0 | 0 | 0 | 0 | 0 | 0 | 0 | 0 | 0 | 0 | 0 | 0 | 0 | 0 | 0 | 0 | 0 | 0 | 0 | 0 | 0 | 0 | 0 | 0 | 0 | 0 | 0 | 0 | 0 | 0 | 0 | 0 | 0
SCE Northern Area | Rector | 230 | Tehachapi_Li_Battery | Tehachapi_Solar | 0 | 0 | 0 | 0 | 0 | 1037.9583 | 0 | 0 | 0 | 0 | 0 | 626.1724 | 0 | 626.1724 | 0 | 0 | 0 | 0 | 0 | 0 | 0 | 0 | 0 | 0 | 0 | 0 | 0 | 0 | 0 | 0 | 0 | 0 | 0 | 0 | 0 | 0 | 0 | 0 | 0 | 0 | 0 | 0 | 0 | 0 | 0 | 0 | 0 | 0 | 0 | 0 | 0 | 0 | 0 | 0 | 0 | 0 | 0 | 0 | 0 | 0 | 0 | 0 | 0 | 0 | 0 | 0 | 0 | 0 | 0 | 0 | 0 | 0 | 0 | 0 | 0 | 0 | 0 | 0 | 0 | 0 | 0 | 0 | 0 | 0 | 0 | 0 | 0 | 0 | 0 | 0 | 0 | 0 | 0
SCE Eastern Study Area | Redbluff | 500 | Riverside_Li_Battery | Riverside_Solar | 0 | Riverside_Palm_Springs_Wind | 0 | 0 | Riverside_East_Pumped_Storage | 2828.45 | 0 | 0 | 0 | 0 | 0 | 1594.05 | 0 | 1594.05 | 0 | 1400 | 0 | 0 | 0 | 0 | 0 | 0 | 0 | 0 | 0 | 0 | 0 | 518.4 | 0 | 0 | 0 | 0 | 0 | 518.4 | 0 | 518.4 | 0 | 0 | 718.4 | 0 | 0 | 0 | 0 | 0 | 918.4 | 0 | 918.4 | 0 | 1400 | 518.4 | 0 | 0 | 0 | 0 | 0 | 518.4 | 0 | 518.4 | 0 | 0 | 518.4 | 0 | 0 | 0 | 0 | 0 | 518.4 | 0 | 518.4 | 0 | 0 | 718.4 | 0 | 0 | 0 | 0 | 0 | 918.4 | 0 | 918.4 | 0 | 0 | 718.4 | 0 | 0 | 0 | 0 | 0 | 918.4 | 0 | 918.4 | 0 | 1400
SCE Eastern Study Area | Redbluff | 230 | Riverside_Li_Battery | Riverside_Solar | 0 | Riverside_Palm_Springs_Wind | 0 | 0 | 0 | 2840.9317 | 0 | 0 | 0 | 0 | 0 | 3083.3109 | 507.3211 | 2460.9898 | 0 | 0 | 0 | 0 | 0 | 0 | 0 | 0 | 0 | 0 | 0 | 0 | 0 | 1444 | 0 | 0 | 0 | 0 | 0 | 2131 | 456 | 1560 | 0 | 0 | 1509.6789 | 0 | 0 | 0 | 0 | 0 | 2257.2907 | 507.3211 | 1634.9696 | 0 | 0 | 1351 | 0 | 0 | 0 | 0 | 0 | 1631 | 49 | 1467 | 0 | 0 | 1351 | 0 | 0 | 0 | 0 | 0 | 1631 | 49 | 1467 | 0 | 0 | 1509.6789 | 0 | 0 | 0 | 0 | 0 | 2257.2907 | 507.3211 | 1634.9696 | 0 | 0 | 1509.6789 | 0 | 0 | 0 | 0 | 0 | 2257.2907 | 507.3211 | 1634.9696 | 0 | 0
SCE Metro Study Area | Redondo | 230 | Greater_LA_Li_Battery | Greater_LA_Solar | 0 | 0 | 0 | 0 | 0 | 0 | 0 | 0 | 0 | 0 | 0 | 0 | 0 | 0 | 0 | 0 | 0 | 0 | 0 | 0 | 0 | 0 | 0 | 0 | 0 | 0 | 0 | 0 | 0 | 0 | 0 | 0 | 0 | 0 | 0 | 0 | 0 | 0 | 0 | 0 | 0 | 0 | 0 | 0 | 0 | 0 | 0 | 0 | 0 | 0 | 0 | 0 | 0 | 0 | 0 | 0 | 0 | 0 | 0 | 0 | 0 | 0 | 0 | 0 | 0 | 0 | 0 | 0 | 0 | 0 | 0 | 0 | 0 | 0 | 0 | 0 | 0 | 0 | 0 | 0 | 0 | 0 | 0 | 0 | 0 | 0 | 0 | 0 | 0 | 0 | 0 | 0 | 0
PG&E Fresno Study Area | Reedley | 115 | Southern_PGAE_Li_Battery | Southern_PGAE_Solar | 0 | 0 | 0 | 0 | 0 | 0 | 0 | 0 | 0 | 0 | 0 | 0 | 0 | 0 | 0 | 0 | 0 | 0 | 0 | 0 | 0 | 0 | 0 | 0 | 0 | 0 | 0 | 0 | 0 | 0 | 0 | 0 | 0 | 0 | 0 | 0 | 0 | 0 | 0 | 0 | 0 | 0 | 0 | 0 | 0 | 0 | 0 | 0 | 0 | 0 | 0 | 0 | 0 | 0 | 0 | 0 | 0 | 0 | 0 | 0 | 0 | 0 | 0 | 0 | 0 | 0 | 0 | 0 | 0 | 0 | 0 | 0 | 0 | 0 | 0 | 0 | 0 | 0 | 0 | 0 | 0 | 0 | 0 | 0 | 0 | 0 | 0 | 0 | 0 | 0 | 0 | 0 | 0
PG&E Fresno Study Area | Regulus | 115 | Southern_PGAE_Li_Battery | Southern_PGAE_Solar | 0 | 0 | 0 | 0 | 0 | 0 | 0 | 0 | 0 | 0 | 0 | 0 | 0 | 0 | 0 | 0 | 0 | 0 | 0 | 0 | 0 | 0 | 0 | 0 | 0 | 0 | 0 | 0 | 0 | 0 | 0 | 0 | 0 | 0 | 0 | 0 | 0 | 0 | 0 | 0 | 0 | 0 | 0 | 0 | 0 | 0 | 0 | 0 | 0 | 0 | 0 | 0 | 0 | 0 | 0 | 0 | 0 | 0 | 0 | 0 | 0 | 0 | 0 | 0 | 0 | 0 | 0 | 0 | 0 | 0 | 0 | 0 | 0 | 0 | 0 | 0 | 0 | 0 | 0 | 0 | 0 | 0 | 0 | 0 | 0 | 0 | 0 | 0 | 0 | 0 | 0 | 0 | 0
PG&E East Kern Study Area | Renfro | 115 | Southern_PGAE_Li_Battery | Southern_PGAE_Solar | 0 | 0 | 0 | 0 | 0 | 0 | 0 | 0 | 0 | 0 | 0 | 0 | 0 | 0 | 0 | 0 | 0 | 0 | 0 | 0 | 0 | 0 | 0 | 0 | 0 | 0 | 0 | 0 | 0 | 0 | 0 | 0 | 0 | 0 | 0 | 0 | 0 | 0 | 0 | 0 | 0 | 0 | 0 | 0 | 0 | 0 | 0 | 0 | 0 | 0 | 0 | 0 | 0 | 0 | 0 | 0 | 0 | 0 | 0 | 0 | 0 | 0 | 0 | 0 | 0 | 0 | 0 | 0 | 0 | 0 | 0 | 0 | 0 | 0 | 0 | 0 | 0 | 0 | 0 | 0 | 0 | 0 | 0 | 0 | 0 | 0 | 0 | 0 | 0 | 0 | 0 | 0 | 0
East of Pisgah Study Area | Rest of VEA 138 kV System | 138 | Southern_NV_Eldorado_Li_Battery | Southern_NV_Eldorado_Solar | Southern_Nevada_Geothermal | Southern_Nevada_Wind | 0 | 0 | 0 | 0 | 0 | 0 | 0 | 0 | 0 | 0 | 0 | 0 | 0 | 0 | 0 | 0 | 0 | 0 | 0 | 0 | 0 | 0 | 0 | 0 | 0 | 0 | 0 | 0 | 0 | 0 | 0 | 0 | 0 | 0 | 0 | 0 | 0 | 0 | 0 | 0 | 0 | 0 | 0 | 0 | 0 | 0 | 0 | 0 | 0 | 0 | 0 | 0 | 0 | 0 | 0 | 0 | 0 | 0 | 0 | 0 | 0 | 0 | 0 | 0 | 0 | 0 | 0 | 0 | 0 | 0 | 0 | 0 | 0 | 0 | 0 | 0 | 0 | 0 | 0 | 0 | 0 | 0 | 0 | 0 | 0 | 0 | 0 | 0 | 0 | 0 | 0
PG&E North of Greater Bay Study Area | Richmond | 115 | Northern_California_Li_Battery | Northern_California_Solar | 0 | 0 | 0 | 0 | 0 | 332.85 | 0 | 0 | 0 | 0 | 0 | 0 | 0 | 0 | 0 | 0 | 0 | 0 | 0 | 0 | 0 | 0 | 0 | 0 | 0 | 0 | 0 | 0 | 0 | 0 | 0 | 0 | 0 | 0 | 0 | 0 | 0 | 0 | 0 | 0 | 0 | 0 | 0 | 0 | 0 | 0 | 0 | 0 | 0 | 0 | 0 | 0 | 0 | 0 | 0 | 0 | 0 | 0 | 0 | 0 | 0 | 0 | 0 | 0 | 0 | 0 | 0 | 0 | 0 | 0 | 0 | 0 | 0 | 0 | 0 | 0 | 0 | 0 | 0 | 0 | 0 | 0 | 0 | 0 | 0 | 0 | 0 | 0 | 0 | 0 | 0 | 0 | 0
PG&E East Kern Study Area | Rio Bravo | 115 | Southern_PGAE_Li_Battery | Southern_PGAE_Solar | 0 | 0 | 0 | 0 | 0 | 157.5635 | 0 | 0 | 0 | 0 | 0 | 158.154 | 0 | 158.154 | 0 | 0 | 0 | 0 | 0 | 0 | 0 | 0 | 0 | 0 | 0 | 0 | 0 | 0 | 0 | 0 | 0 | 0 | 0 | 0 | 0 | 0 | 0 | 0 | 55.8 | 0 | 0 | 0 | 0 | 0 | 55.9 | 0 | 55.9 | 0 | 0 | 0 | 0 | 0 | 0 | 0 | 0 | 0 | 0 | 0 | 0 | 0 | 55.8 | 0 | 0 | 0 | 0 | 0 | 55.9 | 0 | 55.9 | 0 | 0 | 55.8 | 0 | 0 | 0 | 0 | 0 | 55.9 | 0 | 55.9 | 0 | 0 | 55.8 | 0 | 0 | 0 | 0 | 0 | 55.9 | 0 | 55.9 | 0 | 0
SCE Metro Study Area | Rio Hondo | 230 | Greater_LA_Li_Battery | Greater_LA_Solar | 0 | 0 | 0 | 0 | 0 | 1021.1109 | 0 | 0 | 0 | 0 | 0 | 0 | 0 | 0 | 0 | 0 | 0 | 0 | 0 | 0 | 0 | 0 | 0 | 0 | 0 | 0 | 0 | 0 | 0 | 0 | 0 | 0 | 0 | 0 | 0 | 0 | 0 | 0 | 0 | 0 | 0 | 0 | 0 | 0 | 0 | 0 | 0 | 0 | 0 | 0 | 0 | 0 | 0 | 0 | 0 | 0 | 0 | 0 | 0 | 0 | 0 | 0 | 0 | 0 | 0 | 0 | 0 | 0 | 0 | 0 | 0 | 0 | 0 | 0 | 0 | 0 | 0 | 0 | 0 | 0 | 0 | 0 | 0 | 0 | 0 | 0 | 0 | 0 | 0 | 0 | 0 | 0 | 0
PG&E North of Greater Bay Study Area | Rio Oso | 230 | Northern_California_Li_Battery | Northern_California_Solar | 0 | Northern_California_Wind | 0 | 0 | 0 | 833.024 | 0 | 0 | 0 | 0 | 0 | 582.69 | 159.696 | 422.994 | 0 | 0 | 0 | 0 | 0 | 0 | 0 | 0 | 0 | 0 | 0 | 0 | 0 | 0 | 0 | 0 | 0 | 0 | 0 | 0 | 0 | 0 | 0 | 0 | 102 | 0 | 0 | 0 | 0 | 0 | 0 | 0 | 0 | 0 | 0 | 0 | 0 | 0 | 0 | 0 | 0 | 0 | 0 | 0 | 0 | 0 | 102 | 0 | 0 | 0 | 0 | 0 | 0 | 0 | 0 | 0 | 0 | 102 | 0 | 0 | 0 | 0 | 0 | 0 | 0 | 0 | 0 | 0 | 102 | 0 | 0 | 0 | 0 | 0 | 0 | 0 | 0 | 0 | 0
PG&E North of Greater Bay Study Area | Ripon | 115 | Northern_California_Li_Battery | Northern_California_Solar | 0 | 0 | 0 | 0 | 0 | 100 | 0 | 0 | 0 | 0 | 0 | 0 | 0 | 0 | 0 | 0 | 0 | 0 | 0 | 0 | 0 | 0 | 0 | 0 | 0 | 0 | 0 | 100 | 0 | 0 | 0 | 0 | 0 | 0 | 0 | 0 | 0 | 0 | 100 | 0 | 0 | 0 | 0 | 0 | 0 | 0 | 0 | 0 | 0 | 0 | 0 | 0 | 0 | 0 | 0 | 0 | 0 | 0 | 0 | 0 | 0 | 0 | 0 | 0 | 0 | 0 | 0 | 0 | 0 | 0 | 0 | 100 | 0 | 0 | 0 | 0 | 0 | 0 | 0 | 0 | 0 | 0 | 100 | 0 | 0 | 0 | 0 | 0 | 0 | 0 | 0 | 0 | 0
PG&E North of Greater Bay Study Area | Riverbank | 115 | Northern_California_Li_Battery | Northern_California_Solar | 0 | 0 | 0 | 0 | 0 | 0 | 0 | 0 | 0 | 0 | 0 | 0 | 0 | 0 | 0 | 0 | 0 | 0 | 0 | 0 | 0 | 0 | 0 | 0 | 0 | 0 | 0 | 0 | 0 | 0 | 0 | 0 | 0 | 0 | 0 | 0 | 0 | 0 | 0 | 0 | 0 | 0 | 0 | 0 | 0 | 0 | 0 | 0 | 0 | 0 | 0 | 0 | 0 | 0 | 0 | 0 | 0 | 0 | 0 | 0 | 0 | 0 | 0 | 0 | 0 | 0 | 0 | 0 | 0 | 0 | 0 | 0 | 0 | 0 | 0 | 0 | 0 | 0 | 0 | 0 | 0 | 0 | 0 | 0 | 0 | 0 | 0 | 0 | 0 | 0 | 0 | 0 | 0
SCE North of Lugo (NOL) Study Area | Roadway | 115 | Greater_Kramer_Li_Battery | Greater_Kramer_Solar | 0 | North_Victor_Wind | 0 | 0 | 0 | 159.94 | 0 | 0 | 0 | 0 | 0 | 220.92 | 50.1 | 170.82 | 0 | 0 | 159.94 | 0 | 0 | 0 | 0 | 0 | 220.92 | 50.1 | 170.82 | 0 | 0 | 159.94 | 0 | 0 | 0 | 0 | 0 | 220.92 | 50.1 | 170.82 | 0 | 0 | 159.94 | 0 | 0 | 0 | 0 | 0 | 220.92 | 50.1 | 170.82 | 0 | 0 | 159.94 | 0 | 0 | 0 | 0 | 0 | 220.92 | 50.1 | 170.82 | 0 | 0 | 159.94 | 0 | 0 | 0 | 0 | 0 | 220.92 | 50.1 | 170.82 | 0 | 0 | 159.94 | 0 | 0 | 0 | 0 | 0 | 220.92 | 50.1 | 170.82 | 0 | 0 | 159.94 | 0 | 0 | 0 | 0 | 0 | 220.92 | 50.1 | 170.82 | 0 | 0
PG&E East Kern Study Area | Rosedale | 115 | Southern_PGAE_Li_Battery | Southern_PGAE_Solar | 0 | 0 | 0 | 0 | 0 | 0 | 0 | 0 | 0 | 0 | 0 | 0 | 0 | 0 | 0 | 0 | 0 | 0 | 0 | 0 | 0 | 0 | 0 | 0 | 0 | 0 | 0 | 0 | 0 | 0 | 0 | 0 | 0 | 0 | 0 | 0 | 0 | 0 | 0 | 0 | 0 | 0 | 0 | 0 | 0 | 0 | 0 | 0 | 0 | 0 | 0 | 0 | 0 | 0 | 0 | 0 | 0 | 0 | 0 | 0 | 0 | 0 | 0 | 0 | 0 | 0 | 0 | 0 | 0 | 0 | 0 | 0 | 0 | 0 | 0 | 0 | 0 | 0 | 0 | 0 | 0 | 0 | 0 | 0 | 0 | 0 | 0 | 0 | 0 | 0 | 0 | 0 | 0
PG&E North of Greater Bay Study Area | Round Mountain | 230 | Northern_California_Li_Battery | Northern_California_Solar | Northern_California_Geothermal | Northern_California_Wind | NW_Ext_Tx_Wind | 0 | 0 | 312.96 | 206 | 200 | 6 | 0 | 0 | 0 | 0 | 0 | 0 | 0 | 0 | 0 | 0 | 0 | 0 | 0 | 0 | 0 | 0 | 0 | 0 | 0 | 206 | 200 | 6 | 0 | 0 | 0 | 0 | 0 | 0 | 0 | 312.96 | 206 | 200 | 6 | 0 | 0 | 0 | 0 | 0 | 0 | 0 | 0 | 206 | 200 | 6 | 0 | 0 | 0 | 0 | 0 | 0 | 0 | 312.96 | 206 | 200 | 6 | 0 | 0 | 0 | 0 | 0 | 0 | 0 | 312.96 | 206 | 200 | 6 | 0 | 0 | 0 | 0 | 0 | 0 | 0 | 312.96 | 206 | 200 | 6 | 0 | 0 | 0 | 0 | 0 | 0 | 0
PG&E North of Greater Bay Study Area | Round Mountain | 500 | Northern_California_Li_Battery | Northern_California_Solar | Northern_California_Geothermal | Northern_California_Wind | NW_Ext_Tx_Wind | 0 | 0 | 0 | 0 | 0 | 0 | 0 | 0 | 0 | 0 | 0 | 0 | 0 | 0 | 0 | 0 | 0 | 0 | 0 | 0 | 0 | 0 | 0 | 0 | 0 | 0 | 0 | 0 | 0 | 0 | 0 | 0 | 0 | 0 | 0 | 0 | 0 | 0 | 0 | 0 | 0 | 0 | 0 | 0 | 0 | 0 | 0 | 0 | 0 | 0 | 0 | 0 | 0 | 0 | 0 | 0 | 0 | 0 | 0 | 0 | 0 | 0 | 0 | 0 | 0 | 0 | 0 | 0 | 0 | 0 | 0 | 0 | 0 | 0 | 0 | 0 | 0 | 0 | 0 | 0 | 0 | 0 | 0 | 0 | 0 | 0 | 0 | 0 | 0 | 0
PG&E Fresno Study Area | S0478 | 115 | Southern_PGAE_Li_Battery | Southern_PGAE_Solar | 0 | 0 | 0 | 0 | 0 | 0 | 0 | 0 | 0 | 0 | 0 | 0 | 0 | 0 | 0 | 0 | 0 | 0 | 0 | 0 | 0 | 0 | 0 | 0 | 0 | 0 | 0 | 0 | 0 | 0 | 0 | 0 | 0 | 0 | 0 | 0 | 0 | 0 | 0 | 0 | 0 | 0 | 0 | 0 | 0 | 0 | 0 | 0 | 0 | 0 | 0 | 0 | 0 | 0 | 0 | 0 | 0 | 0 | 0 | 0 | 0 | 0 | 0 | 0 | 0 | 0 | 0 | 0 | 0 | 0 | 0 | 0 | 0 | 0 | 0 | 0 | 0 | 0 | 0 | 0 | 0 | 0 | 0 | 0 | 0 | 0 | 0 | 0 | 0 | 0 | 0 | 0 | 0
SCE Eastern Study Area | San Bernardino | 230 | Riverside_Li_Battery | Riverside_Solar | 0 | 0 | 0 | 0 | 0 | 202.8 | 0 | 0 | 0 | 0 | 0 | 0 | 0 | 0 | 0 | 0 | 0 | 0 | 0 | 0 | 0 | 0 | 0 | 0 | 0 | 0 | 0 | 0 | 0 | 0 | 0 | 0 | 0 | 0 | 0 | 0 | 0 | 0 | 0 | 0 | 0 | 0 | 0 | 0 | 0 | 0 | 0 | 0 | 0 | 0 | 0 | 0 | 0 | 0 | 0 | 0 | 0 | 0 | 0 | 0 | 0 | 0 | 0 | 0 | 0 | 0 | 0 | 0 | 0 | 0 | 0 | 0 | 0 | 0 | 0 | 0 | 0 | 0 | 0 | 0 | 0 | 0 | 0 | 0 | 0 | 0 | 0 | 0 | 0 | 0 | 0 | 0 | 0
PG&E East Kern Study Area | San Luis Obispo | 115 | Southern_PGAE_Li_Battery | Southern_PGAE_Solar | 0 | 0 | 0 | 0 | 0 | 0 | 0 | 0 | 0 | 0 | 0 | 0 | 0 | 0 | 0 | 0 | 0 | 0 | 0 | 0 | 0 | 0 | 0 | 0 | 0 | 0 | 0 | 0 | 0 | 0 | 0 | 0 | 0 | 0 | 0 | 0 | 0 | 0 | 0 | 0 | 0 | 0 | 0 | 0 | 0 | 0 | 0 | 0 | 0 | 0 | 0 | 0 | 0 | 0 | 0 | 0 | 0 | 0 | 0 | 0 | 0 | 0 | 0 | 0 | 0 | 0 | 0 | 0 | 0 | 0 | 0 | 0 | 0 | 0 | 0 | 0 | 0 | 0 | 0 | 0 | 0 | 0 | 0 | 0 | 0 | 0 | 0 | 0 | 0 | 0 | 0 | 0 | 0
SDG&E Study Area | San Luis Rey | 230 | San_Diego_Li_Battery | San_Diego_Solar | 0 | 0 | 0 | 0 | 0 | 532.5 | 0 | 0 | 0 | 0 | 0 | 0 | 0 | 0 | 0 | 0 | 69.6 | 0 | 0 | 0 | 0 | 0 | 0 | 0 | 0 | 0 | 0 | 69.6 | 0 | 0 | 0 | 0 | 0 | 0 | 0 | 0 | 0 | 0 | 171.5 | 0 | 0 | 0 | 0 | 0 | 0 | 0 | 0 | 0 | 0 | 69.6 | 0 | 0 | 0 | 0 | 0 | 0 | 0 | 0 | 0 | 0 | 171.5 | 0 | 0 | 0 | 0 | 0 | 0 | 0 | 0 | 0 | 0 | 171.5 | 0 | 0 | 0 | 0 | 0 | 0 | 0 | 0 | 0 | 0 | 171.5 | 0 | 0 | 0 | 0 | 0 | 0 | 0 | 0 | 0 | 0
SDG&E Study Area | San Onofre | 230 | Greater_LA_Li_Battery | Greater_LA_Solar | 0 | 0 | 0 | 0 | 0 | 0 | 0 | 0 | 0 | 0 | 0 | 0 | 0 | 0 | 0 | 0 | 0 | 0 | 0 | 0 | 0 | 0 | 0 | 0 | 0 | 0 | 0 | 0 | 0 | 0 | 0 | 0 | 0 | 0 | 0 | 0 | 0 | 0 | 0 | 0 | 0 | 0 | 0 | 0 | 0 | 0 | 0 | 0 | 0 | 0 | 0 | 0 | 0 | 0 | 0 | 0 | 0 | 0 | 0 | 0 | 0 | 0 | 0 | 0 | 0 | 0 | 0 | 0 | 0 | 0 | 0 | 0 | 0 | 0 | 0 | 0 | 0 | 0 | 0 | 0 | 0 | 0 | 0 | 0 | 0 | 0 | 0 | 0 | 0 | 0 | 0 | 0 | 0
East of Pisgah Study Area | Sandy | 138 | Southern_NV_Eldorado_Li_Battery | Southern_NV_Eldorado_Solar | 0 | Southern_Nevada_Wind | 0 | 0 | 0 | 0 | 0 | 0 | 0 | 0 | 0 | 0 | 0 | 0 | 0 | 0 | 0 | 0 | 0 | 0 | 0 | 0 | 0 | 0 | 0 | 0 | 0 | 0 | 0 | 0 | 0 | 0 | 0 | 0 | 0 | 0 | 0 | 0 | 0 | 0 | 0 | 0 | 0 | 0 | 0 | 0 | 0 | 0 | 0 | 0 | 0 | 0 | 0 | 0 | 0 | 0 | 0 | 0 | 0 | 0 | 0 | 0 | 0 | 0 | 0 | 0 | 0 | 0 | 0 | 0 | 0 | 0 | 0 | 0 | 0 | 0 | 0 | 0 | 0 | 0 | 0 | 0 | 0 | 0 | 0 | 0 | 0 | 0 | 0 | 0 | 0 | 0 | 0
PG&E Fresno Study Area | Sanger | 115 | Southern_PGAE_Li_Battery | Southern_PGAE_Solar | 0 | 0 | 0 | 0 | 0 | 203.699 | 0 | 0 | 0 | 0 | 0 | 0 | 0 | 0 | 0 | 0 | 0 | 0 | 0 | 0 | 0 | 0 | 0 | 0 | 0 | 0 | 0 | 0 | 0 | 0 | 0 | 0 | 0 | 0 | 0 | 0 | 0 | 0 | 0 | 0 | 0 | 0 | 0 | 0 | 0 | 0 | 0 | 0 | 0 | 0 | 0 | 0 | 0 | 0 | 0 | 0 | 0 | 0 | 0 | 0 | 0 | 0 | 0 | 0 | 0 | 0 | 0 | 0 | 0 | 0 | 0 | 0 | 0 | 0 | 0 | 0 | 0 | 0 | 0 | 0 | 0 | 0 | 0 | 0 | 0 | 0 | 0 | 0 | 0 | 0 | 0 | 0 | 0
SCE Northern Area | Santa Clara | 230 | Greater_LA_Li_Battery | Greater_LA_Solar | 0 | 0 | 0 | 0 | 0 | 0 | 0 | 0 | 0 | 0 | 0 | 0 | 0 | 0 | 0 | 0 | 0 | 0 | 0 | 0 | 0 | 0 | 0 | 0 | 0 | 0 | 0 | 0 | 0 | 0 | 0 | 0 | 0 | 0 | 0 | 0 | 0 | 0 | 0 | 0 | 0 | 0 | 0 | 0 | 0 | 0 | 0 | 0 | 0 | 0 | 0 | 0 | 0 | 0 | 0 | 0 | 0 | 0 | 0 | 0 | 0 | 0 | 0 | 0 | 0 | 0 | 0 | 0 | 0 | 0 | 0 | 0 | 0 | 0 | 0 | 0 | 0 | 0 | 0 | 0 | 0 | 0 | 0 | 0 | 0 | 0 | 0 | 0 | 0 | 0 | 0 | 0 | 0
SCE Metro Study Area | Santiago | 230 | Greater_LA_Li_Battery | Greater_LA_Solar | 0 | 0 | 0 | 0 | 0 | 0 | 0 | 0 | 0 | 0 | 0 | 0 | 0 | 0 | 0 | 0 | 0 | 0 | 0 | 0 | 0 | 0 | 0 | 0 | 0 | 0 | 0 | 0 | 0 | 0 | 0 | 0 | 0 | 0 | 0 | 0 | 0 | 0 | 0 | 0 | 0 | 0 | 0 | 0 | 0 | 0 | 0 | 0 | 0 | 0 | 0 | 0 | 0 | 0 | 0 | 0 | 0 | 0 | 0 | 0 | 0 | 0 | 0 | 0 | 0 | 0 | 0 | 0 | 0 | 0 | 0 | 0 | 0 | 0 | 0 | 0 | 0 | 0 | 0 | 0 | 0 | 0 | 0 | 0 | 0 | 0 | 0 | 0 | 0 | 0 | 0 | 0 | 0
SCE Northern Area | Saugus | 230 | Greater_LA_Li_Battery | Greater_LA_Solar | 0 | 0 | 0 | 0 | 0 | 0 | 0 | 0 | 0 | 0 | 0 | 0 | 0 | 0 | 0 | 0 | 0 | 0 | 0 | 0 | 0 | 0 | 0 | 0 | 0 | 0 | 0 | 0 | 0 | 0 | 0 | 0 | 0 | 0 | 0 | 0 | 0 | 0 | 0 | 0 | 0 | 0 | 0 | 0 | 0 | 0 | 0 | 0 | 0 | 0 | 0 | 0 | 0 | 0 | 0 | 0 | 0 | 0 | 0 | 0 | 0 | 0 | 0 | 0 | 0 | 0 | 0 | 0 | 0 | 0 | 0 | 0 | 0 | 0 | 0 | 0 | 0 | 0 | 0 | 0 | 0 | 0 | 0 | 0 | 0 | 0 | 0 | 0 | 0 | 0 | 0 | 0 | 0
PG&E Fresno Study Area | Schindler | 115 | Southern_PGAE_Li_Battery | Southern_PGAE_Solar | 0 | 0 | 0 | 0 | 0 | 200.19 | 0 | 0 | 0 | 0 | 0 | 180.77 | 0 | 180.77 | 0 | 0 | 10.45 | 0 | 0 | 0 | 0 | 0 | 53.2 | 0 | 53.2 | 0 | 0 | 0 | 0 | 0 | 0 | 0 | 0 | 0 | 0 | 0 | 0 | 0 | 10.45 | 0 | 0 | 0 | 0 | 0 | 53.2 | 0 | 53.2 | 0 | 0 | 0 | 0 | 0 | 0 | 0 | 0 | 0 | 0 | 0 | 0 | 0 | 10.45 | 0 | 0 | 0 | 0 | 0 | 53.2 | 0 | 53.2 | 0 | 0 | 10.45 | 0 | 0 | 0 | 0 | 0 | 53.2 | 0 | 53.2 | 0 | 0 | 10.45 | 0 | 0 | 0 | 0 | 0 | 53.2 | 0 | 53.2 | 0 | 0
PG&E North of Greater Bay Study Area | Schulte Switching Station | 115 | Northern_California_Li_Battery | Northern_California_Solar | 0 | 0 | 0 | 0 | 0 | 676.12 | 0 | 0 | 0 | 0 | 0 | 0 | 0 | 0 | 0 | 0 | 0 | 0 | 0 | 0 | 0 | 0 | 0 | 0 | 0 | 0 | 0 | 0 | 0 | 0 | 0 | 0 | 0 | 0 | 0 | 0 | 0 | 0 | 0 | 0 | 0 | 0 | 0 | 0 | 0 | 0 | 0 | 0 | 0 | 0 | 0 | 0 | 0 | 0 | 0 | 0 | 0 | 0 | 0 | 0 | 0 | 0 | 0 | 0 | 0 | 0 | 0 | 0 | 0 | 0 | 0 | 0 | 0 | 0 | 0 | 0 | 0 | 0 | 0 | 0 | 0 | 0 | 0 | 0 | 0 | 0 | 0 | 0 | 0 | 0 | 0 | 0 | 0
PG&E Fresno Study Area | Semitropic | 115 | Southern_PGAE_Li_Battery | Southern_PGAE_Solar | 0 | 0 | 0 | 0 | 0 | 101.7915 | 0 | 0 | 0 | 0 | 0 | 102.3049 | 0 | 102.3049 | 0 | 0 | 0 | 0 | 0 | 0 | 0 | 0 | 0 | 0 | 0 | 0 | 0 | 0 | 0 | 0 | 0 | 0 | 0 | 0 | 0 | 0 | 0 | 0 | 0 | 0 | 0 | 0 | 0 | 0 | 0 | 0 | 0 | 0 | 0 | 0 | 0 | 0 | 0 | 0 | 0 | 0 | 0 | 0 | 0 | 0 | 0 | 0 | 0 | 0 | 0 | 0 | 0 | 0 | 0 | 0 | 0 | 0 | 0 | 0 | 0 | 0 | 0 | 0 | 0 | 0 | 0 | 0 | 0 | 0 | 0 | 0 | 0 | 0 | 0 | 0 | 0 | 0 | 0
SCE Metro Study Area | Serrano | 500 | Greater_LA_Li_Battery | Greater_LA_Solar | 0 | 0 | 0 | 0 | 0 | 0 | 0 | 0 | 0 | 0 | 0 | 0 | 0 | 0 | 0 | 0 | 0 | 0 | 0 | 0 | 0 | 0 | 0 | 0 | 0 | 0 | 0 | 0 | 0 | 0 | 0 | 0 | 0 | 0 | 0 | 0 | 0 | 0 | 0 | 0 | 0 | 0 | 0 | 0 | 0 | 0 | 0 | 0 | 0 | 0 | 0 | 0 | 0 | 0 | 0 | 0 | 0 | 0 | 0 | 0 | 0 | 0 | 0 | 0 | 0 | 0 | 0 | 0 | 0 | 0 | 0 | 0 | 0 | 0 | 0 | 0 | 0 | 0 | 0 | 0 | 0 | 0 | 0 | 0 | 0 | 0 | 0 | 0 | 0 | 0 | 0 | 0 | 0
SCE Metro Study Area | Serrano | 230 | Greater_LA_Li_Battery | Greater_LA_Solar | 0 | 0 | 0 | 0 | 0 | 300 | 0 | 0 | 0 | 0 | 0 | 0 | 0 | 0 | 0 | 0 | 0 | 0 | 0 | 0 | 0 | 0 | 0 | 0 | 0 | 0 | 0 | 0 | 0 | 0 | 0 | 0 | 0 | 0 | 0 | 0 | 0 | 0 | 0 | 0 | 0 | 0 | 0 | 0 | 0 | 0 | 0 | 0 | 0 | 0 | 0 | 0 | 0 | 0 | 0 | 0 | 0 | 0 | 0 | 0 | 0 | 0 | 0 | 0 | 0 | 0 | 0 | 0 | 0 | 0 | 0 | 0 | 0 | 0 | 0 | 0 | 0 | 0 | 0 | 0 | 0 | 0 | 0 | 0 | 0 | 0 | 0 | 0 | 0 | 0 | 0 | 0 | 0
PG&E East Kern Study Area | Shafter | 115 | Southern_PGAE_Li_Battery | Southern_PGAE_Solar | 0 | 0 | 0 | 0 | 0 | 101.7635 | 0 | 0 | 0 | 0 | 0 | 102.254 | 0 | 102.254 | 0 | 0 | 0 | 0 | 0 | 0 | 0 | 0 | 0 | 0 | 0 | 0 | 0 | 0 | 0 | 0 | 0 | 0 | 0 | 0 | 0 | 0 | 0 | 0 | 0 | 0 | 0 | 0 | 0 | 0 | 0 | 0 | 0 | 0 | 0 | 0 | 0 | 0 | 0 | 0 | 0 | 0 | 0 | 0 | 0 | 0 | 0 | 0 | 0 | 0 | 0 | 0 | 0 | 0 | 0 | 0 | 0 | 0 | 0 | 0 | 0 | 0 | 0 | 0 | 0 | 0 | 0 | 0 | 0 | 0 | 0 | 0 | 0 | 0 | 0 | 0 | 0 | 0 | 0
PG&E North of Greater Bay Study Area | Shilo III | 230 | Northern_California_Li_Battery | Northern_California_Solar | 0 | Solano_Wind | 0 | 0 | 0 | 0 | 0 | 0 | 0 | 0 | 0 | 0 | 0 | 0 | 0 | 0 | 0 | 0 | 0 | 0 | 0 | 0 | 0 | 0 | 0 | 0 | 0 | 0 | 0 | 0 | 0 | 0 | 0 | 0 | 0 | 0 | 0 | 0 | 0 | 0 | 0 | 0 | 0 | 0 | 0 | 0 | 0 | 0 | 0 | 0 | 0 | 0 | 0 | 0 | 0 | 0 | 0 | 0 | 0 | 0 | 0 | 0 | 0 | 0 | 0 | 0 | 0 | 0 | 0 | 0 | 0 | 0 | 0 | 0 | 0 | 0 | 0 | 0 | 0 | 0 | 0 | 0 | 0 | 0 | 0 | 0 | 0 | 0 | 0 | 0 | 0 | 0 | 0
SDG&E Study Area | Silvergate | 230 | San_Diego_Li_Battery | San_Diego_Solar | 0 | 0 | 0 | 0 | 0 | 413.5487 | 0 | 0 | 0 | 0 | 0 | 0 | 0 | 0 | 0 | 0 | 200 | 0 | 0 | 0 | 0 | 0 | 0 | 0 | 0 | 0 | 0 | 200 | 0 | 0 | 0 | 0 | 0 | 0 | 0 | 0 | 0 | 0 | 200 | 0 | 0 | 0 | 0 | 0 | 0 | 0 | 0 | 0 | 0 | 200 | 0 | 0 | 0 | 0 | 0 | 0 | 0 | 0 | 0 | 0 | 200 | 0 | 0 | 0 | 0 | 0 | 0 | 0 | 0 | 0 | 0 | 200 | 0 | 0 | 0 | 0 | 0 | 0 | 0 | 0 | 0 | 0 | 200 | 0 | 0 | 0 | 0 | 0 | 0 | 0 | 0 | 0 | 0
PG&E East Kern Study Area | Sisquoc | 115 | Southern_PGAE_Li_Battery | Southern_PGAE_Solar | 0 | 0 | 0 | 0 | 0 | 0 | 0 | 0 | 0 | 0 | 0 | 0 | 0 | 0 | 0 | 0 | 0 | 0 | 0 | 0 | 0 | 0 | 0 | 0 | 0 | 0 | 0 | 0 | 0 | 0 | 0 | 0 | 0 | 0 | 0 | 0 | 0 | 0 | 0 | 0 | 0 | 0 | 0 | 0 | 0 | 0 | 0 | 0 | 0 | 0 | 0 | 0 | 0 | 0 | 0 | 0 | 0 | 0 | 0 | 0 | 0 | 0 | 0 | 0 | 0 | 0 | 0 | 0 | 0 | 0 | 0 | 0 | 0 | 0 | 0 | 0 | 0 | 0 | 0 | 0 | 0 | 0 | 0 | 0 | 0 | 0 | 0 | 0 | 0 | 0 | 0 | 0 | 0
East of Pisgah Study Area | Sloan Canyon (fka Bob) | 230 | Southern_NV_Eldorado_Li_Battery | Southern_NV_Eldorado_Solar | 0 | Southern_Nevada_Wind | 0 | 0 | 0 | 0 | 310 | 303 | 7 | 0 | 0 | 0 | 0 | 0 | 0 | 0 | 0 | 0 | 0 | 0 | 0 | 0 | 0 | 0 | 0 | 0 | 0 | 0 | 310 | 303 | 7 | 0 | 0 | 0 | 0 | 0 | 0 | 0 | 0 | 310 | 303 | 7 | 0 | 0 | 0 | 0 | 0 | 0 | 0 | 0 | 0 | 0 | 0 | 0 | 0 | 0 | 0 | 0 | 0 | 0 | 0 | 0 | 0 | 0 | 0 | 0 | 0 | 0 | 0 | 0 | 0 | 0 | 310 | 303 | 7 | 0 | 0 | 0 | 0 | 0 | 0 | 0 | 0 | 310 | 303 | 7 | 0 | 0 | 0 | 0 | 0 | 0 | 0
PG&E East Kern Study Area | Smyrna | 115 | Southern_PGAE_Li_Battery | Southern_PGAE_Solar | 0 | 0 | 0 | 0 | 0 | 101.7808 | 0 | 0 | 0 | 0 | 0 | 102.2971 | 0 | 102.2971 | 0 | 0 | 0 | 0 | 0 | 0 | 0 | 0 | 0 | 0 | 0 | 0 | 0 | 0 | 0 | 0 | 0 | 0 | 0 | 0 | 0 | 0 | 0 | 0 | 0 | 0 | 0 | 0 | 0 | 0 | 0 | 0 | 0 | 0 | 0 | 0 | 0 | 0 | 0 | 0 | 0 | 0 | 0 | 0 | 0 | 0 | 0 | 0 | 0 | 0 | 0 | 0 | 0 | 0 | 0 | 0 | 0 | 0 | 0 | 0 | 0 | 0 | 0 | 0 | 0 | 0 | 0 | 0 | 0 | 0 | 0 | 0 | 0 | 0 | 0 | 0 | 0 | 0 | 0
PG&E East Kern Study Area | Solar SS | 230 | Southern_PGAE_Li_Battery | Southern_PGAE_Solar | 0 | 0 | 0 | 0 | 0 | 65.46 | 0 | 0 | 0 | 0 | 0 | 131.4 | 64.54 | 66.86 | 0 | 0 | 0 | 0 | 0 | 0 | 0 | 0 | 0 | 0 | 0 | 0 | 0 | 0 | 0 | 0 | 0 | 0 | 0 | 0 | 0 | 0 | 0 | 0 | 0 | 0 | 0 | 0 | 0 | 0 | 0 | 0 | 0 | 0 | 0 | 0 | 0 | 0 | 0 | 0 | 0 | 0 | 0 | 0 | 0 | 0 | 0 | 0 | 0 | 0 | 0 | 0 | 0 | 0 | 0 | 0 | 0 | 0 | 0 | 0 | 0 | 0 | 0 | 0 | 0 | 0 | 0 | 0 | 0 | 0 | 0 | 0 | 0 | 0 | 0 | 0 | 0 | 0 | 0
PG&E East Kern Study Area | Solar SW | 230 | Southern_PGAE_Li_Battery | Southern_PGAE_Solar | 0 | 0 | 0 | 0 | 0 | 0 | 0 | 0 | 0 | 0 | 0 | 0 | 0 | 0 | 0 | 0 | 0 | 0 | 0 | 0 | 0 | 0 | 0 | 0 | 0 | 0 | 0 | 0 | 0 | 0 | 0 | 0 | 0 | 0 | 0 | 0 | 0 | 0 | 0 | 0 | 0 | 0 | 0 | 0 | 0 | 0 | 0 | 0 | 0 | 0 | 0 | 0 | 0 | 0 | 0 | 0 | 0 | 0 | 0 | 0 | 0 | 0 | 0 | 0 | 0 | 0 | 0 | 0 | 0 | 0 | 0 | 0 | 0 | 0 | 0 | 0 | 0 | 0 | 0 | 0 | 0 | 0 | 0 | 0 | 0 | 0 | 0 | 0 | 0 | 0 | 0 | 0 | 0
SCE Northern Area | Springville | 230 | Tehachapi_Li_Battery | Tehachapi_Solar | 0 | 0 | 0 | 0 | 0 | 996.1549 | 0 | 0 | 0 | 0 | 0 | 1115.8066 | 115 | 1000.8066 | 0 | 0 | 0 | 0 | 0 | 0 | 0 | 0 | 0 | 0 | 0 | 0 | 0 | 0 | 0 | 0 | 0 | 0 | 0 | 0 | 0 | 0 | 0 | 0 | 0 | 0 | 0 | 0 | 0 | 0 | 0 | 0 | 0 | 0 | 0 | 0 | 0 | 0 | 0 | 0 | 0 | 0 | 0 | 0 | 0 | 0 | 0 | 0 | 0 | 0 | 0 | 0 | 0 | 0 | 0 | 0 | 0 | 0 | 0 | 0 | 0 | 0 | 0 | 0 | 0 | 0 | 0 | 0 | 0 | 0 | 0 | 0 | 0 | 0 | 0 | 0 | 0 | 0 | 0
PG&E North of Greater Bay Study Area | Stagg | 230 | Northern_California_Li_Battery | Northern_California_Solar | 0 | 0 | 0 | 0 | 0 | 0 | 0 | 0 | 0 | 0 | 0 | 0 | 0 | 0 | 0 | 0 | 0 | 0 | 0 | 0 | 0 | 0 | 0 | 0 | 0 | 0 | 0 | 0 | 0 | 0 | 0 | 0 | 0 | 0 | 0 | 0 | 0 | 0 | 0 | 0 | 0 | 0 | 0 | 0 | 0 | 0 | 0 | 0 | 0 | 0 | 0 | 0 | 0 | 0 | 0 | 0 | 0 | 0 | 0 | 0 | 0 | 0 | 0 | 0 | 0 | 0 | 0 | 0 | 0 | 0 | 0 | 0 | 0 | 0 | 0 | 0 | 0 | 0 | 0 | 0 | 0 | 0 | 0 | 0 | 0 | 0 | 0 | 0 | 0 | 0 | 0 | 0 | 0
PG&E East Kern Study Area | Stockdale | 230 | Southern_PGAE_Li_Battery | Southern_PGAE_Solar | 0 | 0 | 0 | 0 | 0 | 0 | 0 | 0 | 0 | 0 | 0 | 0 | 0 | 0 | 0 | 0 | 0 | 0 | 0 | 0 | 0 | 0 | 0 | 0 | 0 | 0 | 0 | 0 | 0 | 0 | 0 | 0 | 0 | 0 | 0 | 0 | 0 | 0 | 0 | 0 | 0 | 0 | 0 | 0 | 0 | 0 | 0 | 0 | 0 | 0 | 0 | 0 | 0 | 0 | 0 | 0 | 0 | 0 | 0 | 0 | 0 | 0 | 0 | 0 | 0 | 0 | 0 | 0 | 0 | 0 | 0 | 0 | 0 | 0 | 0 | 0 | 0 | 0 | 0 | 0 | 0 | 0 | 0 | 0 | 0 | 0 | 0 | 0 | 0 | 0 | 0 | 0 | 0
PG&E Fresno Study Area | Stockdale A | 230 | Southern_PGAE_Li_Battery | Southern_PGAE_Solar | 0 | 0 | 0 | 0 | 0 | 0 | 0 | 0 | 0 | 0 | 0 | 0 | 0 | 0 | 0 | 0 | 0 | 0 | 0 | 0 | 0 | 0 | 0 | 0 | 0 | 0 | 0 | 0 | 0 | 0 | 0 | 0 | 0 | 0 | 0 | 0 | 0 | 0 | 0 | 0 | 0 | 0 | 0 | 0 | 0 | 0 | 0 | 0 | 0 | 0 | 0 | 0 | 0 | 0 | 0 | 0 | 0 | 0 | 0 | 0 | 0 | 0 | 0 | 0 | 0 | 0 | 0 | 0 | 0 | 0 | 0 | 0 | 0 | 0 | 0 | 0 | 0 | 0 | 0 | 0 | 0 | 0 | 0 | 0 | 0 | 0 | 0 | 0 | 0 | 0 | 0 | 0 | 0
SDG&E Study Area | Suncrest | 500 | San_Diego_Li_Battery | San_Diego_Solar | 0 | Baja_California_Wind | 0 | 0 | 0 | 0 | 0 | 0 | 0 | 0 | 0 | 0 | 0 | 0 | 0 | 0 | 0 | 0 | 0 | 0 | 0 | 0 | 0 | 0 | 0 | 0 | 0 | 0 | 0 | 0 | 0 | 0 | 0 | 0 | 0 | 0 | 0 | 0 | 0 | 0 | 0 | 0 | 0 | 0 | 0 | 0 | 0 | 0 | 0 | 0 | 0 | 0 | 0 | 0 | 0 | 0 | 0 | 0 | 0 | 0 | 0 | 0 | 0 | 0 | 0 | 0 | 0 | 0 | 0 | 0 | 0 | 0 | 0 | 0 | 0 | 0 | 0 | 0 | 0 | 0 | 0 | 0 | 0 | 0 | 0 | 0 | 0 | 0 | 0 | 0 | 0 | 0 | 0
SDG&E Study Area | Suncrest | 230 | San_Diego_Li_Battery | San_Diego_Solar | 0 | Baja_California_Wind | 0 | 0 | 0 | 721.8185 | 0 | 0 | 0 | 0 | 0 | 0 | 0 | 0 | 0 | 0 | 0 | 0 | 0 | 0 | 0 | 0 | 0 | 0 | 0 | 0 | 0 | 0 | 0 | 0 | 0 | 0 | 0 | 0 | 0 | 0 | 0 | 0 | 0 | 0 | 0 | 0 | 0 | 0 | 0 | 0 | 0 | 0 | 0 | 0 | 0 | 0 | 0 | 0 | 0 | 0 | 0 | 0 | 0 | 0 | 0 | 0 | 0 | 0 | 0 | 0 | 0 | 0 | 0 | 0 | 0 | 0 | 0 | 0 | 0 | 0 | 0 | 0 | 0 | 0 | 0 | 0 | 0 | 0 | 0 | 0 | 0 | 0 | 0 | 0 | 0 | 0 | 0
SDG&E Study Area | Sycamore | 230 | San_Diego_Li_Battery | San_Diego_Solar | 0 | 0 | 0 | 0 | San_Diego_Pumped_Storage | 434.2 | 0 | 0 | 0 | 0 | 0 | 0 | 0 | 0 | 0 | 0 | 0 | 0 | 0 | 0 | 0 | 0 | 0 | 0 | 0 | 0 | 0 | 0 | 0 | 0 | 0 | 0 | 0 | 0 | 0 | 0 | 0 | 0 | 101.9 | 0 | 0 | 0 | 0 | 0 | 0 | 0 | 0 | 0 | 0 | 0 | 0 | 0 | 0 | 0 | 0 | 0 | 0 | 0 | 0 | 0 | 101.9 | 0 | 0 | 0 | 0 | 0 | 0 | 0 | 0 | 0 | 0 | 101.9 | 0 | 0 | 0 | 0 | 0 | 0 | 0 | 0 | 0 | 0 | 101.9 | 0 | 0 | 0 | 0 | 0 | 0 | 0 | 0 | 0 | 0
SDG&E Study Area | Sycamore | 138 | San_Diego_Li_Battery | San_Diego_Solar | 0 | 0 | 0 | 0 | 0 | 1119.4283 | 0 | 0 | 0 | 0 | 0 | 0 | 0 | 0 | 0 | 0 | 401.5 | 0 | 0 | 0 | 0 | 0 | 0 | 0 | 0 | 0 | 0 | 300 | 0 | 0 | 0 | 0 | 0 | 0 | 0 | 0 | 0 | 0 | 556.775 | 0 | 0 | 0 | 0 | 0 | 0 | 0 | 0 | 0 | 0 | 300 | 0 | 0 | 0 | 0 | 0 | 0 | 0 | 0 | 0 | 0 | 556.775 | 0 | 0 | 0 | 0 | 0 | 0 | 0 | 0 | 0 | 0 | 556.775 | 0 | 0 | 0 | 0 | 0 | 0 | 0 | 0 | 0 | 0 | 556.775 | 0 | 0 | 0 | 0 | 0 | 0 | 0 | 0 | 0 | 0
SCE Northern Area | Sylmar | 230 | Greater_LA_Li_Battery | Greater_LA_Solar | 0 | 0 | 0 | 0 | 0 | 171.738 | 0 | 0 | 0 | 0 | 0 | 0 | 0 | 0 | 0 | 0 | 0 | 0 | 0 | 0 | 0 | 0 | 0 | 0 | 0 | 0 | 0 | 0 | 0 | 0 | 0 | 0 | 0 | 0 | 0 | 0 | 0 | 0 | 0 | 0 | 0 | 0 | 0 | 0 | 0 | 0 | 0 | 0 | 0 | 0 | 0 | 0 | 0 | 0 | 0 | 0 | 0 | 0 | 0 | 0 | 0 | 0 | 0 | 0 | 0 | 0 | 0 | 0 | 0 | 0 | 0 | 0 | 0 | 0 | 0 | 0 | 0 | 0 | 0 | 0 | 0 | 0 | 0 | 0 | 0 | 0 | 0 | 0 | 0 | 0 | 0 | 0 | 0
PG&E North of Greater Bay Study Area | Table Mountain | 115 | Northern_California_Li_Battery | Northern_California_Solar | 0 | Northern_California_Wind | 0 | 0 | 0 | 430.1 | 0 | 0 | 0 | 0 | 0 | 232.1 | 0 | 232.1 | 0 | 0 | 0 | 0 | 0 | 0 | 0 | 0 | 0 | 0 | 0 | 0 | 0 | 0 | 0 | 0 | 0 | 0 | 0 | 0 | 0 | 0 | 0 | 0 | 0 | 0 | 0 | 0 | 0 | 0 | 0 | 0 | 0 | 0 | 0 | 0 | 0 | 0 | 0 | 0 | 0 | 0 | 0 | 0 | 0 | 0 | 0 | 0 | 0 | 0 | 0 | 0 | 0 | 0 | 0 | 0 | 0 | 0 | 0 | 0 | 0 | 0 | 0 | 0 | 0 | 0 | 0 | 0 | 0 | 0 | 0 | 0 | 0 | 0 | 0 | 0 | 0 | 0 | 0
PG&E East Kern Study Area | Taft | 115 | Southern_PGAE_Li_Battery | Southern_PGAE_Solar | 0 | 0 | 0 | 0 | 0 | 0 | 0 | 0 | 0 | 0 | 0 | 0 | 0 | 0 | 0 | 0 | 0 | 0 | 0 | 0 | 0 | 0 | 0 | 0 | 0 | 0 | 0 | 0 | 0 | 0 | 0 | 0 | 0 | 0 | 0 | 0 | 0 | 0 | 0 | 0 | 0 | 0 | 0 | 0 | 0 | 0 | 0 | 0 | 0 | 0 | 0 | 0 | 0 | 0 | 0 | 0 | 0 | 0 | 0 | 0 | 0 | 0 | 0 | 0 | 0 | 0 | 0 | 0 | 0 | 0 | 0 | 0 | 0 | 0 | 0 | 0 | 0 | 0 | 0 | 0 | 0 | 0 | 0 | 0 | 0 | 0 | 0 | 0 | 0 | 0 | 0 | 0 | 0
SDG&E Study Area | Talega | 230 | Greater_LA_Li_Battery | Greater_LA_Solar | 0 | 0 | 0 | 0 | 0 | 600 | 0 | 0 | 0 | 0 | 0 | 0 | 0 | 0 | 0 | 0 | 200 | 0 | 0 | 0 | 0 | 0 | 0 | 0 | 0 | 0 | 0 | 200 | 0 | 0 | 0 | 0 | 0 | 0 | 0 | 0 | 0 | 0 | 200 | 0 | 0 | 0 | 0 | 0 | 0 | 0 | 0 | 0 | 0 | 200 | 0 | 0 | 0 | 0 | 0 | 0 | 0 | 0 | 0 | 0 | 200 | 0 | 0 | 0 | 0 | 0 | 0 | 0 | 0 | 0 | 0 | 200 | 0 | 0 | 0 | 0 | 0 | 0 | 0 | 0 | 0 | 0 | 200 | 0 | 0 | 0 | 0 | 0 | 0 | 0 | 0 | 0 | 0
PG&E East Kern Study Area | Temblor | 115 | Southern_PGAE_Li_Battery | Southern_PGAE_Solar | 0 | 0 | 0 | 0 | 0 | 0 | 0 | 0 | 0 | 0 | 0 | 0 | 0 | 0 | 0 | 0 | 0 | 0 | 0 | 0 | 0 | 0 | 0 | 0 | 0 | 0 | 0 | 0 | 0 | 0 | 0 | 0 | 0 | 0 | 0 | 0 | 0 | 0 | 0 | 0 | 0 | 0 | 0 | 0 | 0 | 0 | 0 | 0 | 0 | 0 | 0 | 0 | 0 | 0 | 0 | 0 | 0 | 0 | 0 | 0 | 0 | 0 | 0 | 0 | 0 | 0 | 0 | 0 | 0 | 0 | 0 | 0 | 0 | 0 | 0 | 0 | 0 | 0 | 0 | 0 | 0 | 0 | 0 | 0 | 0 | 0 | 0 | 0 | 0 | 0 | 0 | 0 | 0
PG&E East Kern Study Area | Templeton | 115 | Southern_PGAE_Li_Battery | Southern_PGAE_Solar | 0 | Carrizo_Wind | 0 | 0 | 0 | 0 | 0 | 0 | 0 | 0 | 0 | 0 | 0 | 0 | 0 | 0 | 0 | 0 | 0 | 0 | 0 | 0 | 0 | 0 | 0 | 0 | 0 | 0 | 0 | 0 | 0 | 0 | 0 | 0 | 0 | 0 | 0 | 0 | 0 | 0 | 0 | 0 | 0 | 0 | 0 | 0 | 0 | 0 | 0 | 0 | 0 | 0 | 0 | 0 | 0 | 0 | 0 | 0 | 0 | 0 | 0 | 0 | 0 | 0 | 0 | 0 | 0 | 0 | 0 | 0 | 0 | 0 | 0 | 0 | 0 | 0 | 0 | 0 | 0 | 0 | 0 | 0 | 0 | 0 | 0 | 0 | 0 | 0 | 0 | 0 | 0 | 0 | 0
PG&E East Kern Study Area | Templeton | 230 | Southern_PGAE_Li_Battery | Southern_PGAE_Solar | 0 | Carrizo_Wind | 0 | 0 | 0 | 514.83 | 0 | 0 | 0 | 0 | 0 | 0 | 0 | 0 | 0 | 0 | 0 | 0 | 0 | 0 | 0 | 0 | 0 | 0 | 0 | 0 | 0 | 0 | 0 | 0 | 0 | 0 | 0 | 0 | 0 | 0 | 0 | 0 | 0 | 0 | 0 | 0 | 0 | 0 | 0 | 0 | 0 | 0 | 0 | 0 | 0 | 0 | 0 | 0 | 0 | 0 | 0 | 0 | 0 | 0 | 0 | 0 | 0 | 0 | 0 | 0 | 0 | 0 | 0 | 0 | 0 | 0 | 0 | 0 | 0 | 0 | 0 | 0 | 0 | 0 | 0 | 0 | 0 | 0 | 0 | 0 | 0 | 0 | 0 | 0 | 0 | 0 | 0
PG&E North of Greater Bay Study Area | Tesla | 115 | Northern_California_Li_Battery | Northern_California_Solar | 0 | Solano_Wind | 0 | 0 | 0 | 0 | 0 | 0 | 0 | 0 | 0 | 0 | 0 | 0 | 0 | 0 | 0 | 0 | 0 | 0 | 0 | 0 | 0 | 0 | 0 | 0 | 0 | 0 | 0 | 0 | 0 | 0 | 0 | 0 | 0 | 0 | 0 | 0 | 0 | 0 | 0 | 0 | 0 | 0 | 0 | 0 | 0 | 0 | 0 | 0 | 0 | 0 | 0 | 0 | 0 | 0 | 0 | 0 | 0 | 0 | 0 | 0 | 0 | 0 | 0 | 0 | 0 | 0 | 0 | 0 | 0 | 0 | 0 | 0 | 0 | 0 | 0 | 0 | 0 | 0 | 0 | 0 | 0 | 0 | 0 | 0 | 0 | 0 | 0 | 0 | 0 | 0 | 0
PG&E North of Greater Bay Study Area | Tesla | 230 | Northern_California_Li_Battery | Northern_California_Solar | 0 | Solano_Wind | 0 | 0 | 0 | 2406.72 | 176.5 | 80 | 96.5 | 0 | 0 | 0 | 0 | 0 | 0 | 0 | 0 | 0 | 0 | 0 | 0 | 0 | 0 | 0 | 0 | 0 | 0 | 418 | 176.5 | 80 | 96.5 | 0 | 0 | 0 | 0 | 0 | 0 | 0 | 418 | 176.5 | 80 | 96.5 | 0 | 0 | 0 | 0 | 0 | 0 | 0 | 418 | 176.5 | 80 | 96.5 | 0 | 0 | 0 | 0 | 0 | 0 | 0 | 418 | 176.5 | 80 | 96.5 | 0 | 0 | 0 | 0 | 0 | 0 | 0 | 418 | 176.5 | 80 | 96.5 | 0 | 0 | 0 | 0 | 0 | 0 | 0 | 418 | 176.5 | 80 | 96.5 | 0 | 0 | 0 | 0 | 0 | 0 | 0
PG&E North of Greater Bay Study Area | Tesla | 500 | Northern_California_Li_Battery | Northern_California_Solar | 0 | Solano_Wind | 0 | 0 | 0 | 921.318 | 408.8 | 0 | 408.8 | 0 | 0 | 410.04 | 0 | 410.04 | 0 | 0 | 0 | 0 | 0 | 0 | 0 | 0 | 0 | 0 | 0 | 0 | 0 | 0 | 0 | 0 | 0 | 0 | 0 | 0 | 0 | 0 | 0 | 0 | 405.9 | 408.8 | 0 | 408.8 | 0 | 0 | 410.04 | 0 | 410.04 | 0 | 0 | 0 | 0 | 0 | 0 | 0 | 0 | 0 | 0 | 0 | 0 | 0 | 405.9 | 408.8 | 0 | 408.8 | 0 | 0 | 410.04 | 0 | 410.04 | 0 | 0 | 405.9 | 408.8 | 0 | 408.8 | 0 | 0 | 410.04 | 0 | 410.04 | 0 | 0 | 405.9 | 408.8 | 0 | 408.8 | 0 | 0 | 410.04 | 0 | 410.04 | 0 | 0
PG&E East Kern Study Area | Tevis | 115 | Southern_PGAE_Li_Battery | Southern_PGAE_Solar | 0 | 0 | 0 | 0 | 0 | 0 | 0 | 0 | 0 | 0 | 0 | 0 | 0 | 0 | 0 | 0 | 0 | 0 | 0 | 0 | 0 | 0 | 0 | 0 | 0 | 0 | 0 | 0 | 0 | 0 | 0 | 0 | 0 | 0 | 0 | 0 | 0 | 0 | 0 | 0 | 0 | 0 | 0 | 0 | 0 | 0 | 0 | 0 | 0 | 0 | 0 | 0 | 0 | 0 | 0 | 0 | 0 | 0 | 0 | 0 | 0 | 0 | 0 | 0 | 0 | 0 | 0 | 0 | 0 | 0 | 0 | 0 | 0 | 0 | 0 | 0 | 0 | 0 | 0 | 0 | 0 | 0 | 0 | 0 | 0 | 0 | 0 | 0 | 0 | 0 | 0 | 0 | 0
PG&E North of Greater Bay Study Area | Thermalito | 230 | Northern_California_Li_Battery | Northern_California_Solar | 0 | Northern_California_Wind | 0 | 0 | 0 | 0 | 0 | 0 | 0 | 0 | 0 | 0 | 0 | 0 | 0 | 0 | 0 | 0 | 0 | 0 | 0 | 0 | 0 | 0 | 0 | 0 | 0 | 0 | 0 | 0 | 0 | 0 | 0 | 0 | 0 | 0 | 0 | 0 | 0 | 0 | 0 | 0 | 0 | 0 | 0 | 0 | 0 | 0 | 0 | 0 | 0 | 0 | 0 | 0 | 0 | 0 | 0 | 0 | 0 | 0 | 0 | 0 | 0 | 0 | 0 | 0 | 0 | 0 | 0 | 0 | 0 | 0 | 0 | 0 | 0 | 0 | 0 | 0 | 0 | 0 | 0 | 0 | 0 | 0 | 0 | 0 | 0 | 0 | 0 | 0 | 0 | 0 | 0
SDG&E Study Area | Trabuco | 138 | San_Diego_Li_Battery | San_Diego_Solar | 0 | 0 | 0 | 0 | 0 | 304.1932 | 0 | 0 | 0 | 0 | 0 | 0 | 0 | 0 | 0 | 0 | 0 | 0 | 0 | 0 | 0 | 0 | 0 | 0 | 0 | 0 | 0 | 0 | 0 | 0 | 0 | 0 | 0 | 0 | 0 | 0 | 0 | 0 | 0 | 0 | 0 | 0 | 0 | 0 | 0 | 0 | 0 | 0 | 0 | 0 | 0 | 0 | 0 | 0 | 0 | 0 | 0 | 0 | 0 | 0 | 0 | 0 | 0 | 0 | 0 | 0 | 0 | 0 | 0 | 0 | 0 | 0 | 0 | 0 | 0 | 0 | 0 | 0 | 0 | 0 | 0 | 0 | 0 | 0 | 0 | 0 | 0 | 0 | 0 | 0 | 0 | 0 | 0
PG&E Fresno Study Area | Tranquility | 230 | Southern_PGAE_Li_Battery | Southern_PGAE_Solar | 0 | 0 | 0 | 0 | 0 | 1282.25 | 0 | 0 | 0 | 0 | 0 | 1549.03 | 47.5 | 1501.53 | 0 | 0 | 352.5 | 0 | 0 | 0 | 0 | 0 | 721.19 | 47.5 | 673.69 | 0 | 0 | 772.5 | 0 | 0 | 0 | 0 | 0 | 827 | 47.5 | 779.5 | 0 | 0 | 772.5 | 0 | 0 | 0 | 0 | 0 | 1139.09 | 47.5 | 1091.59 | 0 | 0 | 604 | 0 | 0 | 0 | 0 | 0 | 623 | 16 | 607 | 0 | 0 | 604 | 0 | 0 | 0 | 0 | 0 | 935.09 | 16 | 919.09 | 0 | 0 | 772.5 | 0 | 0 | 0 | 0 | 0 | 1139.09 | 47.5 | 1091.59 | 0 | 0 | 772.5 | 0 | 0 | 0 | 0 | 0 | 1139.09 | 47.5 | 1091.59 | 0 | 0
East of Pisgah Study Area | Trout Canyon (fka Crazy Eyes) | 230 | Southern_NV_Eldorado_Li_Battery | Southern_NV_Eldorado_Solar | 0 | Southern_Nevada_Wind | 0 | 0 | 0 | 3001.1067 | 0 | 0 | 0 | 0 | 0 | 3383.42 | 325 | 3058.42 | 0 | 0 | 125 | 0 | 0 | 0 | 0 | 0 | 254.05 | 125 | 129.05 | 0 | 0 | 125 | 0 | 0 | 0 | 0 | 0 | 254.05 | 125 | 129.05 | 0 | 0 | 1642.02 | 0 | 0 | 0 | 0 | 0 | 2024.004 | 325 | 1699.004 | 0 | 0 | 125 | 0 | 0 | 0 | 0 | 0 | 254.05 | 125 | 129.05 | 0 | 0 | 728.8 | 0 | 0 | 0 | 0 | 0 | 1102.85 | 325 | 777.85 | 0 | 0 | 1137.04 | 0 | 0 | 0 | 0 | 0 | 1512.05 | 325 | 1187.05 | 0 | 0 | 1642.02 | 0 | 0 | 0 | 0 | 0 | 2024.004 | 325 | 1699.004 | 0 | 0
PG&E North of Greater Bay Study Area | Tulucay | 230 | Northern_California_Li_Battery | Northern_California_Solar | 0 | Solano_Wind | 0 | 0 | 0 | 252 | 0 | 0 | 0 | 0 | 0 | 0 | 0 | 0 | 0 | 0 | 0 | 0 | 0 | 0 | 0 | 0 | 0 | 0 | 0 | 0 | 0 | 0 | 0 | 0 | 0 | 0 | 0 | 0 | 0 | 0 | 0 | 0 | 0 | 0 | 0 | 0 | 0 | 0 | 0 | 0 | 0 | 0 | 0 | 0 | 0 | 0 | 0 | 0 | 0 | 0 | 0 | 0 | 0 | 0 | 0 | 0 | 0 | 0 | 0 | 0 | 0 | 0 | 0 | 0 | 0 | 0 | 0 | 0 | 0 | 0 | 0 | 0 | 0 | 0 | 0 | 0 | 0 | 0 | 0 | 0 | 0 | 0 | 0 | 0 | 0 | 0 | 0
PG&E East Kern Study Area | Tupman | 115 | Southern_PGAE_Li_Battery | Southern_PGAE_Solar | 0 | 0 | 0 | 0 | 0 | 0 | 0 | 0 | 0 | 0 | 0 | 0 | 0 | 0 | 0 | 0 | 0 | 0 | 0 | 0 | 0 | 0 | 0 | 0 | 0 | 0 | 0 | 0 | 0 | 0 | 0 | 0 | 0 | 0 | 0 | 0 | 0 | 0 | 0 | 0 | 0 | 0 | 0 | 0 | 0 | 0 | 0 | 0 | 0 | 0 | 0 | 0 | 0 | 0 | 0 | 0 | 0 | 0 | 0 | 0 | 0 | 0 | 0 | 0 | 0 | 0 | 0 | 0 | 0 | 0 | 0 | 0 | 0 | 0 | 0 | 0 | 0 | 0 | 0 | 0 | 0 | 0 | 0 | 0 | 0 | 0 | 0 | 0 | 0 | 0 | 0 | 0 | 0
PG&E North of Greater Bay Study Area | UltraPower Chinese Station | 115 | Northern_California_Li_Battery | Northern_California_Solar | 0 | 0 | 0 | 0 | 0 | 0 | 0 | 0 | 0 | 0 | 0 | 0 | 0 | 0 | 0 | 0 | 0 | 0 | 0 | 0 | 0 | 0 | 0 | 0 | 0 | 0 | 0 | 0 | 0 | 0 | 0 | 0 | 0 | 0 | 0 | 0 | 0 | 0 | 0 | 0 | 0 | 0 | 0 | 0 | 0 | 0 | 0 | 0 | 0 | 0 | 0 | 0 | 0 | 0 | 0 | 0 | 0 | 0 | 0 | 0 | 0 | 0 | 0 | 0 | 0 | 0 | 0 | 0 | 0 | 0 | 0 | 0 | 0 | 0 | 0 | 0 | 0 | 0 | 0 | 0 | 0 | 0 | 0 | 0 | 0 | 0 | 0 | 0 | 0 | 0 | 0 | 0 | 0
PG&E North of Greater Bay Study Area | Vaca Dixon | 500 | Northern_California_Li_Battery | Northern_California_Solar | 0 | Solano_Wind | 0 | 0 | 0 | 710.6 | 0 | 0 | 0 | 0 | 0 | 0 | 0 | 0 | 0 | 0 | 0 | 0 | 0 | 0 | 0 | 0 | 0 | 0 | 0 | 0 | 0 | 0 | 0 | 0 | 0 | 0 | 0 | 0 | 0 | 0 | 0 | 0 | 0 | 0 | 0 | 0 | 0 | 0 | 0 | 0 | 0 | 0 | 0 | 0 | 0 | 0 | 0 | 0 | 0 | 0 | 0 | 0 | 0 | 0 | 0 | 0 | 0 | 0 | 0 | 0 | 0 | 0 | 0 | 0 | 0 | 0 | 0 | 0 | 0 | 0 | 0 | 0 | 0 | 0 | 0 | 0 | 0 | 0 | 0 | 0 | 0 | 0 | 0 | 0 | 0 | 0 | 0
PG&E North of Greater Bay Study Area | Vaca Dixon | 115 | Northern_California_Li_Battery | Northern_California_Solar | 0 | Solano_Wind | 0 | 0 | 0 | 891.61 | 0 | 0 | 0 | 0 | 0 | 24.5 | 24.5 | 0 | 0 | 0 | 0 | 0 | 0 | 0 | 0 | 0 | 0 | 0 | 0 | 0 | 0 | 313.5 | 0 | 0 | 0 | 0 | 0 | 24.5 | 24.5 | 0 | 0 | 0 | 313.5 | 0 | 0 | 0 | 0 | 0 | 24.5 | 24.5 | 0 | 0 | 0 | 313.5 | 0 | 0 | 0 | 0 | 0 | 0 | 0 | 0 | 0 | 0 | 313.5 | 0 | 0 | 0 | 0 | 0 | 0 | 0 | 0 | 0 | 0 | 313.5 | 0 | 0 | 0 | 0 | 0 | 24.5 | 24.5 | 0 | 0 | 0 | 313.5 | 0 | 0 | 0 | 0 | 0 | 24.5 | 24.5 | 0 | 0 | 0
SCE Eastern Study Area | Valley | 500 | Riverside_Li_Battery | Riverside_Solar | 0 | 0 | 0 | 0 | Riverside_West_Pumped_Storage | 1187.6 | 0 | 0 | 0 | 0 | 0 | 0 | 0 | 0 | 0 | 0 | 0 | 0 | 0 | 0 | 0 | 0 | 0 | 0 | 0 | 0 | 0 | 680 | 0 | 0 | 0 | 0 | 0 | 0 | 0 | 0 | 0 | 0 | 1187.6 | 0 | 0 | 0 | 0 | 0 | 0 | 0 | 0 | 0 | 0 | 680 | 0 | 0 | 0 | 0 | 0 | 0 | 0 | 0 | 0 | 0 | 680 | 0 | 0 | 0 | 0 | 0 | 0 | 0 | 0 | 0 | 0 | 1187.6 | 0 | 0 | 0 | 0 | 0 | 0 | 0 | 0 | 0 | 0 | 1187.6 | 0 | 0 | 0 | 0 | 0 | 0 | 0 | 0 | 0 | 0
East of Pisgah Study Area | Valley (VEA) | 138 | Southern_NV_Eldorado_Li_Battery | Southern_NV_Eldorado_Solar | 0 | Southern_Nevada_Wind | 0 | 0 | 0 | 40 | 0 | 0 | 0 | 0 | 0 | 50 | 10 | 40 | 0 | 0 | 0 | 0 | 0 | 0 | 0 | 0 | 0 | 0 | 0 | 0 | 0 | 40 | 0 | 0 | 0 | 0 | 0 | 50 | 10 | 40 | 0 | 0 | 40 | 0 | 0 | 0 | 0 | 0 | 50 | 10 | 40 | 0 | 0 | 40 | 0 | 0 | 0 | 0 | 0 | 50 | 10 | 40 | 0 | 0 | 40 | 0 | 0 | 0 | 0 | 0 | 50 | 10 | 40 | 0 | 0 | 40 | 0 | 0 | 0 | 0 | 0 | 50 | 10 | 40 | 0 | 0 | 40 | 0 | 0 | 0 | 0 | 0 | 50 | 10 | 40 | 0 | 0
SCE Northern Area | Vestal | 230 | Tehachapi_Li_Battery | Tehachapi_Solar | 0 | 0 | 0 | 0 | 0 | 602.963 | 0 | 0 | 0 | 0 | 0 | 706.13 | 97.037 | 609.093 | 0 | 0 | 0 | 0 | 0 | 0 | 0 | 0 | 0 | 0 | 0 | 0 | 0 | 300 | 0 | 0 | 0 | 0 | 0 | 300 | 0 | 300 | 0 | 0 | 602.963 | 0 | 0 | 0 | 0 | 0 | 706.13 | 97.037 | 609.093 | 0 | 0 | 300 | 0 | 0 | 0 | 0 | 0 | 300 | 0 | 300 | 0 | 0 | 300 | 0 | 0 | 0 | 0 | 0 | 300 | 0 | 300 | 0 | 0 | 300 | 0 | 0 | 0 | 0 | 0 | 300 | 0 | 300 | 0 | 0 | 602.963 | 0 | 0 | 0 | 0 | 0 | 706.13 | 97.037 | 609.093 | 0 | 0
SCE North of Lugo (NOL) Study Area | Victor | 230 | Greater_Kramer_Li_Battery | Greater_Kramer_Solar | 0 | 0 | 0 | 0 | 0 | 816.851 | 0 | 0 | 0 | 0 | 0 | 406.091 | 0 | 406.091 | 0 | 0 | 0 | 0 | 0 | 0 | 0 | 0 | 0 | 0 | 0 | 0 | 0 | 0 | 0 | 0 | 0 | 0 | 0 | 0 | 0 | 0 | 0 | 0 | 0 | 0 | 0 | 0 | 0 | 0 | 0 | 0 | 0 | 0 | 0 | 0 | 0 | 0 | 0 | 0 | 0 | 0 | 0 | 0 | 0 | 0 | 0 | 0 | 0 | 0 | 0 | 0 | 0 | 0 | 0 | 0 | 0 | 0 | 0 | 0 | 0 | 0 | 0 | 0 | 0 | 0 | 0 | 0 | 0 | 0 | 0 | 0 | 0 | 0 | 0 | 0 | 0 | 0 | 0
SCE North of Lugo (NOL) Study Area | Victor | 115 | Greater_Kramer_Li_Battery | Greater_Kramer_Solar | 0 | 0 | 0 | 0 | 0 | 0 | 0 | 0 | 0 | 0 | 0 | 0 | 0 | 0 | 0 | 0 | 0 | 0 | 0 | 0 | 0 | 0 | 0 | 0 | 0 | 0 | 0 | 0 | 0 | 0 | 0 | 0 | 0 | 0 | 0 | 0 | 0 | 0 | 0 | 0 | 0 | 0 | 0 | 0 | 0 | 0 | 0 | 0 | 0 | 0 | 0 | 0 | 0 | 0 | 0 | 0 | 0 | 0 | 0 | 0 | 0 | 0 | 0 | 0 | 0 | 0 | 0 | 0 | 0 | 0 | 0 | 0 | 0 | 0 | 0 | 0 | 0 | 0 | 0 | 0 | 0 | 0 | 0 | 0 | 0 | 0 | 0 | 0 | 0 | 0 | 0 | 0 | 0
SCE Metro Study Area | Viejo | 230 | Greater_LA_Li_Battery | Greater_LA_Solar | 0 | 0 | 0 | 0 | 0 | 302.4 | 0 | 0 | 0 | 0 | 0 | 0 | 0 | 0 | 0 | 0 | 0 | 0 | 0 | 0 | 0 | 0 | 0 | 0 | 0 | 0 | 0 | 0 | 0 | 0 | 0 | 0 | 0 | 0 | 0 | 0 | 0 | 0 | 0 | 0 | 0 | 0 | 0 | 0 | 0 | 0 | 0 | 0 | 0 | 0 | 0 | 0 | 0 | 0 | 0 | 0 | 0 | 0 | 0 | 0 | 0 | 0 | 0 | 0 | 0 | 0 | 0 | 0 | 0 | 0 | 0 | 0 | 0 | 0 | 0 | 0 | 0 | 0 | 0 | 0 | 0 | 0 | 0 | 0 | 0 | 0 | 0 | 0 | 0 | 0 | 0 | 0 | 0
PG&E North of Greater Bay Study Area | Vierra | 115 | Northern_California_Li_Battery | Northern_California_Solar | 0 | Solano_Wind | 0 | 0 | 0 | 102 | 0 | 0 | 0 | 0 | 0 | 0 | 0 | 0 | 0 | 0 | 0 | 0 | 0 | 0 | 0 | 0 | 0 | 0 | 0 | 0 | 0 | 0 | 0 | 0 | 0 | 0 | 0 | 0 | 0 | 0 | 0 | 0 | 102 | 0 | 0 | 0 | 0 | 0 | 0 | 0 | 0 | 0 | 0 | 0 | 0 | 0 | 0 | 0 | 0 | 0 | 0 | 0 | 0 | 0 | 102 | 0 | 0 | 0 | 0 | 0 | 0 | 0 | 0 | 0 | 0 | 102 | 0 | 0 | 0 | 0 | 0 | 0 | 0 | 0 | 0 | 0 | 102 | 0 | 0 | 0 | 0 | 0 | 0 | 0 | 0 | 0 | 0
SCE Metro Study Area | Villa Park | 230 | Greater_LA_Li_Battery | Greater_LA_Solar | 0 | 0 | 0 | 0 | 0 | 0 | 0 | 0 | 0 | 0 | 0 | 0 | 0 | 0 | 0 | 0 | 0 | 0 | 0 | 0 | 0 | 0 | 0 | 0 | 0 | 0 | 0 | 0 | 0 | 0 | 0 | 0 | 0 | 0 | 0 | 0 | 0 | 0 | 0 | 0 | 0 | 0 | 0 | 0 | 0 | 0 | 0 | 0 | 0 | 0 | 0 | 0 | 0 | 0 | 0 | 0 | 0 | 0 | 0 | 0 | 0 | 0 | 0 | 0 | 0 | 0 | 0 | 0 | 0 | 0 | 0 | 0 | 0 | 0 | 0 | 0 | 0 | 0 | 0 | 0 | 0 | 0 | 0 | 0 | 0 | 0 | 0 | 0 | 0 | 0 | 0 | 0 | 0
SCE Northern Area | Vincent | 230 | Greater_LA_Li_Battery | Greater_LA_Solar | 0 | 0 | 0 | 0 | 0 | 3111.7134 | 0 | 0 | 0 | 0 | 0 | 1403.5 | 0 | 1403.5 | 0 | 0 | 305 | 0 | 0 | 0 | 0 | 0 | 0 | 0 | 0 | 0 | 0 | 1555 | 0 | 0 | 0 | 0 | 0 | 1250 | 0 | 1250 | 0 | 0 | 1555 | 0 | 0 | 0 | 0 | 0 | 1250 | 0 | 1250 | 0 | 0 | 405 | 0 | 0 | 0 | 0 | 0 | 100 | 0 | 100 | 0 | 0 | 405 | 0 | 0 | 0 | 0 | 0 | 100 | 0 | 100 | 0 | 0 | 405 | 0 | 0 | 0 | 0 | 0 | 100 | 0 | 100 | 0 | 0 | 1555 | 0 | 0 | 0 | 0 | 0 | 1250 | 0 | 1250 | 0 | 0
SCE Eastern Study Area | Vista | 230 | Riverside_Li_Battery | Riverside_Solar | 0 | 0 | 0 | 0 | 0 | 0 | 0 | 0 | 0 | 0 | 0 | 0 | 0 | 0 | 0 | 0 | 0 | 0 | 0 | 0 | 0 | 0 | 0 | 0 | 0 | 0 | 0 | 0 | 0 | 0 | 0 | 0 | 0 | 0 | 0 | 0 | 0 | 0 | 0 | 0 | 0 | 0 | 0 | 0 | 0 | 0 | 0 | 0 | 0 | 0 | 0 | 0 | 0 | 0 | 0 | 0 | 0 | 0 | 0 | 0 | 0 | 0 | 0 | 0 | 0 | 0 | 0 | 0 | 0 | 0 | 0 | 0 | 0 | 0 | 0 | 0 | 0 | 0 | 0 | 0 | 0 | 0 | 0 | 0 | 0 | 0 | 0 | 0 | 0 | 0 | 0 | 0 | 0
East of Pisgah Study Area | Vista (VEA) | 138 | Southern_NV_Eldorado_Li_Battery | Southern_NV_Eldorado_Solar | 0 | 0 | 0 | 0 | 0 | 110.87 | 0 | 0 | 0 | 0 | 0 | 223.33 | 109.13 | 114.2 | 0 | 0 | 0 | 0 | 0 | 0 | 0 | 0 | 0 | 0 | 0 | 0 | 0 | 0 | 0 | 0 | 0 | 0 | 0 | 0 | 0 | 0 | 0 | 0 | 0 | 0 | 0 | 0 | 0 | 0 | 0 | 0 | 0 | 0 | 0 | 0 | 0 | 0 | 0 | 0 | 0 | 0 | 0 | 0 | 0 | 0 | 0 | 0 | 0 | 0 | 0 | 0 | 0 | 0 | 0 | 0 | 0 | 0 | 0 | 0 | 0 | 0 | 0 | 0 | 0 | 0 | 0 | 0 | 0 | 0 | 0 | 0 | 0 | 0 | 0 | 0 | 0 | 0 | 0
PG&E Fresno Study Area | Wahtoke | 115 | Southern_PGAE_Li_Battery | Southern_PGAE_Solar | 0 | 0 | 0 | 0 | 0 | 0 | 0 | 0 | 0 | 0 | 0 | 0 | 0 | 0 | 0 | 0 | 0 | 0 | 0 | 0 | 0 | 0 | 0 | 0 | 0 | 0 | 0 | 0 | 0 | 0 | 0 | 0 | 0 | 0 | 0 | 0 | 0 | 0 | 0 | 0 | 0 | 0 | 0 | 0 | 0 | 0 | 0 | 0 | 0 | 0 | 0 | 0 | 0 | 0 | 0 | 0 | 0 | 0 | 0 | 0 | 0 | 0 | 0 | 0 | 0 | 0 | 0 | 0 | 0 | 0 | 0 | 0 | 0 | 0 | 0 | 0 | 0 | 0 | 0 | 0 | 0 | 0 | 0 | 0 | 0 | 0 | 0 | 0 | 0 | 0 | 0 | 0 | 0
SCE Metro Study Area | Walnut | 230 | Greater_LA_Li_Battery | Greater_LA_Solar | 0 | 0 | 0 | 0 | 0 | 605.5148 | 0 | 0 | 0 | 0 | 0 | 0 | 0 | 0 | 0 | 0 | 200 | 0 | 0 | 0 | 0 | 0 | 0 | 0 | 0 | 0 | 0 | 200 | 0 | 0 | 0 | 0 | 0 | 0 | 0 | 0 | 0 | 0 | 200 | 0 | 0 | 0 | 0 | 0 | 0 | 0 | 0 | 0 | 0 | 200 | 0 | 0 | 0 | 0 | 0 | 0 | 0 | 0 | 0 | 0 | 200 | 0 | 0 | 0 | 0 | 0 | 0 | 0 | 0 | 0 | 0 | 200 | 0 | 0 | 0 | 0 | 0 | 0 | 0 | 0 | 0 | 0 | 200 | 0 | 0 | 0 | 0 | 0 | 0 | 0 | 0 | 0 | 0
PG&E Fresno Study Area | Westley | 230 | Southern_PGAE_Li_Battery | Southern_PGAE_Solar | 0 | 0 | 0 | 0 | 0 | 668.8495 | 0 | 0 | 0 | 0 | 0 | 240.32 | 150.5 | 89.82 | 0 | 0 | 15 | 0 | 0 | 0 | 0 | 0 | 20.32 | 5 | 15.32 | 0 | 0 | 154.5 | 0 | 0 | 0 | 0 | 0 | 220 | 145.5 | 74.5 | 0 | 0 | 169.5 | 0 | 0 | 0 | 0 | 0 | 240.32 | 150.5 | 89.82 | 0 | 0 | 154.5 | 0 | 0 | 0 | 0 | 0 | 220 | 145.5 | 74.5 | 0 | 0 | 169.5 | 0 | 0 | 0 | 0 | 0 | 240.32 | 150.5 | 89.82 | 0 | 0 | 169.5 | 0 | 0 | 0 | 0 | 0 | 240.32 | 150.5 | 89.82 | 0 | 0 | 169.5 | 0 | 0 | 0 | 0 | 0 | 240.32 | 150.5 | 89.82 | 0 | 0
PG&E Fresno Study Area | West Fresno | 115 | Southern_PGAE_Li_Battery | Southern_PGAE_Solar | 0 | 0 | 0 | 0 | 0 | 178.192 | 0 | 0 | 0 | 0 | 0 | 0 | 0 | 0 | 0 | 0 | 0 | 0 | 0 | 0 | 0 | 0 | 0 | 0 | 0 | 0 | 0 | 0 | 0 | 0 | 0 | 0 | 0 | 0 | 0 | 0 | 0 | 0 | 0 | 0 | 0 | 0 | 0 | 0 | 0 | 0 | 0 | 0 | 0 | 0 | 0 | 0 | 0 | 0 | 0 | 0 | 0 | 0 | 0 | 0 | 0 | 0 | 0 | 0 | 0 | 0 | 0 | 0 | 0 | 0 | 0 | 0 | 0 | 0 | 0 | 0 | 0 | 0 | 0 | 0 | 0 | 0 | 0 | 0 | 0 | 0 | 0 | 0 | 0 | 0 | 0 | 0 | 0
PG&E East Kern Study Area | Westpark | 115 | Southern_PGAE_Li_Battery | Southern_PGAE_Solar | 0 | 0 | 0 | 0 | 0 | 0 | 0 | 0 | 0 | 0 | 0 | 0 | 0 | 0 | 0 | 0 | 0 | 0 | 0 | 0 | 0 | 0 | 0 | 0 | 0 | 0 | 0 | 0 | 0 | 0 | 0 | 0 | 0 | 0 | 0 | 0 | 0 | 0 | 0 | 0 | 0 | 0 | 0 | 0 | 0 | 0 | 0 | 0 | 0 | 0 | 0 | 0 | 0 | 0 | 0 | 0 | 0 | 0 | 0 | 0 | 0 | 0 | 0 | 0 | 0 | 0 | 0 | 0 | 0 | 0 | 0 | 0 | 0 | 0 | 0 | 0 | 0 | 0 | 0 | 0 | 0 | 0 | 0 | 0 | 0 | 0 | 0 | 0 | 0 | 0 | 0 | 0 | 0
PG&E East Kern Study Area | Wheeler Ridge | 115 | Southern_PGAE_Li_Battery | Southern_PGAE_Solar | 0 | 0 | 0 | 0 | 0 | 214.9 | 0 | 0 | 0 | 0 | 0 | 277.041 | 53.1 | 223.941 | 0 | 0 | 0 | 0 | 0 | 0 | 0 | 0 | 0 | 0 | 0 | 0 | 0 | 162 | 0 | 0 | 0 | 0 | 0 | 175.321 | 8 | 167.321 | 0 | 0 | 162 | 0 | 0 | 0 | 0 | 0 | 175.321 | 8 | 167.321 | 0 | 0 | 162 | 0 | 0 | 0 | 0 | 0 | 175.321 | 8 | 167.321 | 0 | 0 | 162 | 0 | 0 | 0 | 0 | 0 | 175.321 | 8 | 167.321 | 0 | 0 | 162 | 0 | 0 | 0 | 0 | 0 | 175.321 | 8 | 167.321 | 0 | 0 | 162 | 0 | 0 | 0 | 0 | 0 | 175.321 | 8 | 167.321 | 0 | 0
PG&E East Kern Study Area | Wheeler Ridge | 230 | Southern_PGAE_Li_Battery | Southern_PGAE_Solar | 0 | 0 | 0 | 0 | 0 | 310.63 | 0 | 0 | 0 | 0 | 0 | 515.73 | 200 | 315.73 | 0 | 0 | 0 | 0 | 0 | 0 | 0 | 0 | 0 | 0 | 0 | 0 | 0 | 0 | 0 | 0 | 0 | 0 | 0 | 205.1 | 200 | 5.1 | 0 | 0 | 0 | 0 | 0 | 0 | 0 | 0 | 205.1 | 200 | 5.1 | 0 | 0 | 0 | 0 | 0 | 0 | 0 | 0 | 205.1 | 200 | 5.1 | 0 | 0 | 0 | 0 | 0 | 0 | 0 | 0 | 205.1 | 200 | 5.1 | 0 | 0 | 0 | 0 | 0 | 0 | 0 | 0 | 205.1 | 200 | 5.1 | 0 | 0 | 0 | 0 | 0 | 0 | 0 | 0 | 205.1 | 200 | 5.1 | 0 | 0
SCE Northern Area | Whirlwind | 500 | Tehachapi_Li_Battery | Tehachapi_Solar | 0 | Tehachapi_Wind | 0 | 0 | Tehachapi_Pumped_Storage | 920.83 | 0 | 0 | 0 | 0 | 0 | 407.63 | 0 | 407.63 | 0 | 0 | 0 | 0 | 0 | 0 | 0 | 0 | 0 | 0 | 0 | 0 | 0 | 0 | 0 | 0 | 0 | 0 | 0 | 0 | 0 | 0 | 0 | 0 | 0 | 0 | 0 | 0 | 0 | 0 | 0 | 0 | 0 | 0 | 0 | 0 | 0 | 0 | 0 | 0 | 0 | 0 | 0 | 0 | 0 | 0 | 0 | 0 | 0 | 0 | 0 | 0 | 0 | 0 | 0 | 0 | 0 | 0 | 0 | 0 | 0 | 0 | 0 | 0 | 0 | 0 | 0 | 0 | 0 | 0 | 0 | 0 | 0 | 0 | 0 | 0 | 0 | 0 | 0
SCE Northern Area | Whirlwind | 230 | Tehachapi_Li_Battery | Tehachapi_Solar | 0 | Tehachapi_Wind | 0 | 0 | Tehachapi_Pumped_Storage | 2356.18 | 100 | 100 | 0 | 0 | 0 | 2711.538 | 610.12 | 2101.418 | 0 | 500 | 734 | 0 | 0 | 0 | 0 | 0 | 703.878 | 130.77 | 573.108 | 0 | 0 | 1092 | 0 | 0 | 0 | 0 | 0 | 1408.058 | 485.12 | 922.938 | 0 | 0 | 1200 | 100 | 100 | 0 | 0 | 0 | 1408.058 | 485.12 | 922.938 | 0 | 500 | 1092 | 0 | 0 | 0 | 0 | 0 | 1408.058 | 485.12 | 922.938 | 0 | 0 | 1092 | 0 | 0 | 0 | 0 | 0 | 1408.058 | 485.12 | 922.938 | 0 | 0 | 1092 | 0 | 0 | 0 | 0 | 0 | 1408.058 | 485.12 | 922.938 | 0 | 0 | 1092 | 100 | 100 | 0 | 0 | 0 | 1408.058 | 485.12 | 922.938 | 0 | 0
SCE Northern Area | Windhub | 500 | Tehachapi_Li_Battery | Tehachapi_Solar | 0 | Tehachapi_Wind | 0 | 0 | Tehachapi_Pumped_Storage | 1180.22 | 0 | 0 | 0 | 0 | 0 | 1287.2156 | 728.45 | 558.7656 | 0 | 0 | 671.55 | 0 | 0 | 0 | 0 | 0 | 778.5456 | 728.45 | 50.0956 | 0 | 0 | 671.55 | 0 | 0 | 0 | 0 | 0 | 778.5456 | 728.45 | 50.0956 | 0 | 0 | 671.55 | 0 | 0 | 0 | 0 | 0 | 778.5456 | 728.45 | 50.0956 | 0 | 0 | 0 | 0 | 0 | 0 | 0 | 0 | 0 | 0 | 0 | 0 | 0 | 0 | 0 | 0 | 0 | 0 | 0 | 0 | 0 | 0 | 0 | 0 | 671.55 | 0 | 0 | 0 | 0 | 0 | 778.5456 | 728.45 | 50.0956 | 0 | 0 | 671.55 | 0 | 0 | 0 | 0 | 0 | 778.5456 | 728.45 | 50.0956 | 0 | 0
SCE Northern Area | Windhub | 230 | Tehachapi_Li_Battery | Tehachapi_Solar | 0 | Tehachapi_Wind | 0 | 0 | Tehachapi_Pumped_Storage | 2491.4768 | 0 | 0 | 0 | 0 | 0 | 1929.5914 | 633.4086 | 1296.1828 | 0 | 500 | 266 | 0 | 0 | 0 | 0 | 0 | 118 | 34 | 84 | 0 | 0 | 1712 | 0 | 0 | 0 | 0 | 0 | 1725 | 588 | 1137 | 0 | 0 | 2491.4768 | 0 | 0 | 0 | 0 | 0 | 1929.5914 | 633.4086 | 1296.1828 | 0 | 0 | 1212 | 0 | 0 | 0 | 0 | 0 | 1225 | 588 | 637 | 0 | 0 | 1266.5914 | 0 | 0 | 0 | 0 | 0 | 1279.5914 | 633.4086 | 646.1828 | 0 | 0 | 1766.5914 | 0 | 0 | 0 | 0 | 0 | 1779.5914 | 633.4086 | 1146.1828 | 0 | 0 | 2491.4768 | 0 | 0 | 0 | 0 | 0 | 1929.5914 | 633.4086 | 1296.1828 | 0 | 0
PG&E North of Greater Bay Study Area | Woodland | 115 | Northern_California_Li_Battery | Northern_California_Solar | 0 | Northern_California_Wind | 0 | 0 | 0 | 96.9117 | 0 | 0 | 0 | 0 | 0 | 96.9957 | 0 | 96.9957 | 0 | 0 | 12.1 | 0 | 0 | 0 | 0 | 0 | 12 | 0 | 12 | 0 | 0 | 12.1 | 0 | 0 | 0 | 0 | 0 | 12 | 0 | 12 | 0 | 0 | 12.1 | 0 | 0 | 0 | 0 | 0 | 12 | 0 | 12 | 0 | 0 | 12.1 | 0 | 0 | 0 | 0 | 0 | 12 | 0 | 12 | 0 | 0 | 12.1 | 0 | 0 | 0 | 0 | 0 | 12 | 0 | 12 | 0 | 0 | 12.1 | 0 | 0 | 0 | 0 | 0 | 12 | 0 | 12 | 0 | 0 | 12.1 | 0 | 0 | 0 | 0 | 0 | 12 | 0 | 12 | 0 | 0
PG&E North of Greater Bay Study Area | Wyandotte | 115 | Northern_California_Li_Battery | Northern_California_Solar | 0 | Northern_California_Wind | 0 | 0 | 0 | 0 | 0 | 0 | 0 | 0 | 0 | 0 | 0 | 0 | 0 | 0 | 0 | 0 | 0 | 0 | 0 | 0 | 0 | 0 | 0 | 0 | 0 | 0 | 0 | 0 | 0 | 0 | 0 | 0 | 0 | 0 | 0 | 0 | 0 | 0 | 0 | 0 | 0 | 0 | 0 | 0 | 0 | 0 | 0 | 0 | 0 | 0 | 0 | 0 | 0 | 0 | 0 | 0 | 0 | 0 | 0 | 0 | 0 | 0 | 0 | 0 | 0 | 0 | 0 | 0 | 0 | 0 | 0 | 0 | 0 | 0 | 0 | 0 | 0 | 0 | 0 | 0 | 0 | 0 | 0 | 0 | 0 | 0 | 0 | 0 | 0 | 0 | 0

## OtherQueues_bySub
Commercial Interest in Select non-CAISO queues | [9 empty] | Data Sources: |  | SCE WDAT Queue, 4-1-2022 |  |  | PGE WDT Queue, 3-31-2022 |  |  | SDGE WDAT Queue, 3-2-2022 |  |  | IID Queue, 3-16-2022
Summary of MW and substation interconnection locations of larger or specific Geothermal, Solar, Battery, and Wind projects pulled from SCE, PGE, SDGE WDT and WDAT queues. Also includes geothermal projects from the IID queue | [9 empty] | Key resource Projects | [11 empty] | Projects with
[10 empty] | In other queues | [11 empty] | Study Status: | Executed | IA
Area | Substation | Voltage | Li_Battery | Solar | Geothermal | Wind | OOS Wind | OSW Wind | PSH | Battery | Wind (Total) | Wind (FCDS) | Wind (EODS) | Offshore Wind (FCDS) | Offshore Wind (EODS) | Solar (Total) | Solar (FCDS) | Solar (EODS) | Geothermal | Biomass | LDES | Battery | Wind (Total) | Wind (FCDS) | Wind (EODS) | Offshore Wind (FCDS) | Offshore Wind (EODS) | Solar (Total) | Solar (FCDS) | Solar (EODS) | Geothermal | Biomass | LDES
PG&E East Kern Study Area | 7th Standard | 115 | Southern_PGAE_Li_Battery | Southern_PGAE_Solar | 0 | 0 | 0 | 0 | 0
SCE Metro Study Area | Alamitos | 230 | Greater_LA_Li_Battery | Greater_LA_Solar | 0 | 0 | 0 | 0 | 0
PG&E Fresno Study Area | Alpaugh | 115 | Southern_PGAE_Li_Battery | Southern_PGAE_Solar | 0 | 0 | 0 | 0 | 0
SCE Northern Area | Antelope | 500 | Tehachapi_Li_Battery | Tehachapi_Solar | 0 | 0 | 0 | 0 | 0
SCE Northern Area | Antelope | 230 | Tehachapi_Li_Battery | Tehachapi_Solar | 0 | 0 | 0 | 0 | 0 | 58 | 3 | 3 |  |  |  | 98.55 | 58.55 | 40 |  |  |  |  | 3 | 3 |  |  |  | 38.55 | 38.55
PG&E East Kern Study Area | Arco | 230 | Southern_PGAE_Li_Battery | Southern_PGAE_Solar | 0 | 0 | 0 | 0 | 0
SCE Metro Study Area | Arcogen | 230 | Greater_LA_Li_Battery | Greater_LA_Solar | 0 | 0 | 0 | 0 | 0
PG&E East Kern Study Area | Avenal | 115 | Southern_PGAE_Li_Battery | Southern_PGAE_Solar | 0 | 0 | 0 | 0 | 0
SCE Northern Area | Bailey | 230 | Tehachapi_Li_Battery | Tehachapi_Solar | 0 | 0 | 0 | 0 | 0 |  | 0.15 | 0.15 | [10 empty] | 0.15 | 0.15
PG&E East Kern Study Area | Bakersfield | 230 | Southern_PGAE_Li_Battery | Southern_PGAE_Solar | 0 | 0 | 0 | 0 | 0
SCE Metro Study Area | Barre | 230 | Greater_LA_Li_Battery | Greater_LA_Solar | 0 | 0 | 0 | 0 | 0 | 40 | [5 empty] | 20 |  | 20 |  |  |  | 10 | [5 empty] | 10 |  | 10
SDG&E Study Area | Bay Boulevard | 230 | San_Diego_Li_Battery | San_Diego_Solar | 0 | 0 | 0 | 0 | 0
East of Pisgah Study Area | Beatty | 138
PG&E North of Greater Bay Study Area | Bellota | 230
PG&E North of Greater Bay Study Area | Bellota | 115 | Northern_California_Li_Battery | Northern_California_Solar | 0 | 0 | 0 | 0 | 0
PG&E North of Greater Bay Study Area | Bellevue | 115 | Northern_California_Li_Battery | Northern_California_Solar | 0 | 0 | 0 | 0 | 0
SCE Northern Area | Big Creek Hydro Facilities | 230 | Tehachapi_Li_Battery | Tehachapi_Solar | 0 | 0 | 0 | 0 | 0
PG&E North of Greater Bay Study Area | Birds Landing | 230 | Northern_California_Li_Battery | Northern_California_Solar | 0 | Solano_Wind | 0 | 0 | 0
SDG&E Study Area | BlytheSC 161 kV | 161 | Imperial_Li_Battery | Imperial_Solar | 0 | 0 | 0 | 0 | 0
PG&E Fresno Study Area | Borden | 230 | Southern_PGAE_Li_Battery | Southern_PGAE_Solar | 0 | 0 | 0 | 0 | 0
PG&E North of Greater Bay Study Area | Brentwood | 230 | Northern_California_Li_Battery | Northern_California_Solar | 0 | 0 | 0 | 0 | 0
PG&E North of Greater Bay Study Area | Bridgeville | 115 | Northern_California_Li_Battery | Northern_California_Solar | 0 | Humboldt_Wind | 0 | 0 | 0
PG&E Fresno Study Area | Cabrillo | 115 | Southern_PGAE_Li_Battery | Southern_PGAE_Solar | 0 | Carrizo_Wind | 0 | 0 | 0 |  | 99 | 99 |  | 60 | [8 empty] | 99 | 99
PG&E Fresno Study Area | Cal Ave | 115 | Southern_PGAE_Li_Battery | Southern_PGAE_Solar | 0 | 0 | 0 | 0 | 0
SCE North of Lugo (NOL) Study Area | Calcite | 230 | Greater_Kramer_Li_Battery | Greater_Kramer_Solar | 0 | 0 | 0 | 0 | 0
PG&E East Kern Study Area | Caliente | 230 | Southern_PGAE_Li_Battery | Southern_PGAE_Solar | 0 | Kern_Greater_Carrizo_Wind | 0 | 0 | 0
PG&E East Kern Study Area | California Water | 115 | Southern_PGAE_Li_Battery | Southern_PGAE_Solar | 0 | 0 | 0 | 0 | 0
PG&E Fresno Study Area | Cantua | 115 | Southern_PGAE_Li_Battery | Southern_PGAE_Solar | 0 | 0 | 0 | 0 | 0
SDG&E Study Area | Capistrano | 230 | Greater_LA_Li_Battery | Greater_LA_Solar | 0 | 0 | 0 | 0 | 0
SDG&E Study Area | Capistrano | 138 | Greater_LA_Li_Battery | Greater_LA_Solar | 0 | 0 | 0 | 0 | 0
East of Pisgah Study Area | Carpenter Canyon (fka Gamebird) | 230 | Southern_NV_Eldorado_Li_Battery | Southern_NV_Eldorado_Solar | 0 | Southern_Nevada_Wind | 0 | 0 | 0
PG&E North of Greater Bay Study Area | Carquinez | 115 | Northern_California_Li_Battery | Northern_California_Solar | 0 | Solano_Wind | 0 | 0 | 0
PG&E North of Greater Bay Study Area | Cayetano | 230 | Northern_California_Li_Battery | Northern_California_Solar | 0 | 0 | 0 | 0 | 0
SCE Metro Study Area | Center | 230 | Greater_LA_Li_Battery | Greater_LA_Solar | 0 | 0 | 0 | 0 | 0 | 120
PG&E Fresno Study Area | Cheney | 115 | Southern_PGAE_Li_Battery | Southern_PGAE_Solar | 0 | 0 | 0 | 0 | 0
SCE Metro Study Area | Chevmain | 230 | Greater_LA_Li_Battery | Greater_LA_Solar | 0 | 0 | 0 | 0 | 0
SCE Metro Study Area | Chino | 230 | Greater_LA_Li_Battery | Greater_LA_Solar | 0 | 0 | 0 | 0 | 0 | 119.8
PG&E East Kern Study Area | Cholame | 70 | Southern_PGAE_Li_Battery | Southern_PGAE_Solar | 0 | Kern_Greater_Carrizo_Wind | 0 | 0 | 0
PG&E North of Greater Bay Study Area | Clayton | 115 | Northern_California_Li_Battery | Northern_California_Solar | 0 | 0 | 0 | 0 | 0
PG&E North of Greater Bay Study Area | Cloverdale | 115 | Northern_California_Li_Battery | Northern_California_Solar | 0 | 0 | 0 | 0 | 0
PG&E Fresno Study Area | Coburn | 230 | Southern_PGAE_Li_Battery | Southern_PGAE_Solar | 0 | 0 | 0 | 0 | 0
SCE Eastern Study Area | Colorado River | 500 | Riverside_Li_Battery | Riverside_Solar | 0 | Riverside_Palm_Springs_Wind | 0 | 0 | 0
SCE Eastern Study Area | Colorado River | 230 | Riverside_Li_Battery | Riverside_Solar | Riverside_Palm_Springs_Geothermal | Riverside_Palm_Springs_Wind | 0 | 0 | 0
PG&E East Kern Study Area | Columbus | 115 | Southern_PGAE_Li_Battery | Southern_PGAE_Solar | 0 | 0 | 0 | 0 | 0
PG&E North of Greater Bay Study Area | Contra Costa | 230 | Northern_California_Li_Battery | Northern_California_Solar | 0 | Solano_Wind | 0 | 0 | 0
SCE North of Lugo (NOL) Study Area | Control | 115 | Greater_Kramer_Li_Battery | Greater_Kramer_Solar | Inyokern_North_Kramer_Geothermal | 0 | 0 | 0 | 0 | [9 empty] | 45.2 | [11 empty] | 40.7
SCE North of Lugo (NOL) Study Area | Coolwater | 230 | Greater_Kramer_Li_Battery | Greater_Kramer_Solar | 0 | North_Victor_Wind | 0 | 0 | 0 | 12.6 | [5 empty] | 25.2 | 7.4 | 17.8
SCE North of Lugo (NOL) Study Area | Coolwater | 115 | Greater_Kramer_Li_Battery | Greater_Kramer_Solar | 0 | North_Victor_Wind | 0 | 0 | 0
PG&E East Kern Study Area | Corcoran | 115 | Southern_PGAE_Li_Battery | Southern_PGAE_Solar | 0 | 0 | 0 | 0 | 0
PG&E North of Greater Bay Study Area | Cortina | 115 | Northern_California_Li_Battery | Northern_California_Solar | 0 | Solano_Wind | 0 | 0 | 0
PG&E North of Greater Bay Study Area | Cottonwood | 230 | Northern_California_Li_Battery | Northern_California_Solar | 0 | 0 | 0 | 0 | 0
PG&E Fresno Study Area | Cove Rd | 230 | Southern_PGAE_Li_Battery | Southern_PGAE_Solar | 0 | 0 | 0 | 0 | 0
PG&E North of Greater Bay Study Area | Curtis | 115 | Northern_California_Li_Battery | Northern_California_Solar | 0 | 0 | 0 | 0 | 0
PG&E Fresno Study Area | Dairyland | 115 | Southern_PGAE_Li_Battery | Southern_PGAE_Solar | 0 | 0 | 0 | 0 | 0
PG&E North of Greater Bay Study Area | Davis | 115 | Northern_California_Li_Battery | Northern_California_Solar | 0 | 0 | 0 | 0 | 0
SCE Metro Study Area | Del Amo | 230 | Greater_LA_Li_Battery | Greater_LA_Solar | 0 | 0 | 0 | 0 | 0
SCE Eastern Study Area | Delaney | 500 | Arizona_Li_Battery | Arizona_Solar | 0 | 0 | 0 | 0 | 0
PG&E North of Greater Bay Study Area | Delevan | 230 | Northern_California_Li_Battery | Northern_California_Solar | 0 | Northern_California_Wind | 0 | 0 | 0
PG&E North of Greater Bay Study Area | Delta Switching Yard | 230 | Northern_California_Li_Battery | Northern_California_Solar | 0 | Solano_Wind | 0 | 0 | 0
East of Pisgah Study Area | Desert View | 230 | Southern_NV_Eldorado_Li_Battery | Southern_NV_Eldorado_Solar | 0 | Southern_Nevada_Wind | 0 | 0 | 0
SCE Eastern Study Area | Devers | 500 | Riverside_Li_Battery | Riverside_Solar | 0 | Riverside_Palm_Springs_Wind | 0 | 0 | 0 | [6 empty] | 37.8 | 37.8
SCE Eastern Study Area | Devers | 230 | Riverside_Li_Battery | Riverside_Solar | 0 | Riverside_Palm_Springs_Wind | 0 | 0 | 0 | 40 | 230.5 | 230.5 | [9 empty] | 10 | 30 | 30
PG&E East Kern Study Area | Diablo | 230 | Southern_PGAE_Li_Battery | Southern_PGAE_Solar | 0 | 0 | 0 | Diablo_Canyon_Offshore_Wind | 0
PG&E S500 Study Area | Diablo | 500 | Southern_PGAE_Li_Battery | Southern_PGAE_Solar | 0 | 0 | 0 | Diablo_Canyon_Offshore_Wind | 0
PG&E North of Greater Bay Study Area | Donnells | 115 | Northern_California_Li_Battery | Northern_California_Solar | 0 | 0 | 0 | 0 | 0
SCE Northern Area | Eagle Rock | 230 | Greater_LA_Li_Battery | Greater_LA_Solar | 0 | 0 | 0 | 0 | 0
PG&E North of Greater Bay Study Area | Eagle Rock | 115 | Northern_California_Li_Battery | Northern_California_Solar | Solano_Geothermal | Solano_Wind | 0 | 0 | 0 |  | 120 | 120
PG&E North of Greater Bay Study Area | East Marysville | 115 | Northern_California_Li_Battery | Northern_California_Solar | 0 | 0 | 0 | 0 | 0
SDG&E Study Area | ECO | 500 | Imperial_Li_Battery | Imperial_Solar | 0 | Baja_California_Wind | 0 | 0 | 0
SDG&E Study Area | ECO | 230 | Imperial_Li_Battery | Imperial_Solar | 0 | Baja_California_Wind | 0 | 0 | 0
SDG&E Study Area | ECO | 115 | Imperial_Li_Battery | Imperial_Solar | 0 | 0 | 0 | 0 | 0
SCE Eastern Study Area | El Casco | 230 | Riverside_Li_Battery | Riverside_Solar | 0 | 0 | 0 | 0 | 0 | 265
SCE Metro Study Area | El Nido | 230 | Greater_LA_Li_Battery | Greater_LA_Solar | 0 | 0 | 0 | 0 | 0 | 13 | [11 empty] | 13
SCE Metro Study Area | El Segundo | 230 | Greater_LA_Li_Battery | Greater_LA_Solar | 0 | 0 | 0 | 0 | 0
East of Pisgah Study Area | Eldorado | 500 | Southern_NV_Eldorado_Li_Battery | Southern_NV_Eldorado_Solar | 0 | SW_Ext_Tx_Wind | Wyoming_Wind | 0 | 0
East of Pisgah Study Area | Eldorado | 230 | Southern_NV_Eldorado_Li_Battery | Southern_NV_Eldorado_Solar | 0 | Southern_Nevada_Wind | 0 | 0 | 0
PG&E Fresno Study Area | Elk Hills | 230 | Southern_PGAE_Li_Battery | Southern_PGAE_Solar | 0 | 0 | 0 | 0 | 0
SCE Metro Study Area | Ellis | 230 | Greater_LA_Li_Battery | Greater_LA_Solar | 0 | 0 | 0 | 0 | 0
SDG&E Study Area | Encina | 230 | San_Diego_Li_Battery | San_Diego_Solar | 0 | 0 | 0 | 0 | 0
SDG&E Study Area | Encina | 115 | San_Diego_Li_Battery | San_Diego_Solar | 0 | 0 | 0 | 0 | 0
SDG&E Study Area | Escondido | 230 | San_Diego_Li_Battery | San_Diego_Solar | 0 | 0 | 0 | 0 | 0
SCE Metro Study Area | Etiwanda | 230 | Greater_LA_Li_Battery | Greater_LA_Solar | 0 | 0 | 0 | 0 | 0 | 350 | [11 empty] | 100
PG&E North of Greater Bay Study Area | Fulton | 230 | Northern_California_Li_Battery | Northern_California_Solar | 0 | 0 | 0 | 0 | 0
East of Pisgah Study Area | Gamebird | 115 | Southern_NV_Eldorado_Li_Battery | Southern_NV_Eldorado_Solar | 0 | 0 | 0 | 0 | 0
PG&E S500 Study Area | Gates | 500 | Southern_PGAE_Li_Battery | Southern_PGAE_Solar | 0 | 0 | 0 | 0 | 0
PG&E East Kern Study Area | Gates | 230 | Southern_PGAE_Li_Battery | Southern_PGAE_Solar | 0 | 0 | 0 | 0 | 0
PG&E North of Greater Bay Study Area | Geysers | 230 | Northern_California_Li_Battery | Northern_California_Solar | Solano_Geothermal | Solano_Wind | 0 | 0 | 0
PG&E North of Greater Bay Study Area | Glenn | 230 | Northern_California_Li_Battery | Northern_California_Solar | 0 | Northern_California_Wind | 0 | 0 | 0
PG&E North of Greater Bay Study Area | Gold Hill | 115 | Northern_California_Li_Battery | Northern_California_Solar | 0 | 0 | 0 | 0 | 0
SCE Northern Area | Goleta | 230 | Greater_LA_Li_Battery | Greater_LA_Solar | 0 | 0 | 0 | 0 | 0 | 135 | [11 empty] | 50
SCE Northern Area | Goodrich | 230 | Greater_LA_Li_Battery | Greater_LA_Solar | 0 | 0 | 0 | 0 | 0
PG&E East Kern Study Area | Goose Lake | 115 | Southern_PGAE_Li_Battery | Southern_PGAE_Solar | 0 | 0 | 0 | 0 | 0
SCE Northern Area | Gould | 230 | Greater_LA_Li_Battery | Greater_LA_Solar | 0 | 0 | 0 | 0 | 0
PG&E North of Greater Bay Study Area | Grand Island | 115 | Northern_California_Li_Battery | Northern_California_Solar | 0 | Solano_Wind | 0 | 0 | 0
PG&E North of Greater Bay Study Area | Green Ridge Midway | 115 | Northern_California_Li_Battery | Northern_California_Solar | 0 | 0 | 0 | 0 | 0
PG&E East Kern Study Area | Gregg | 230 | Southern_PGAE_Li_Battery | Southern_PGAE_Solar | 0 | 0 | 0 | 0 | 0
PG&E Fresno Study Area | Grimway | 115 | Southern_PGAE_Li_Battery | Southern_PGAE_Solar | 0 | 0 | 0 | 0 | 0
PG&E East Kern Study Area | GWF Hanford Sw Sta | 115 | Southern_PGAE_Li_Battery | Southern_PGAE_Solar | 0 | 0 | 0 | 0 | 0
SCE Metro Study Area | Harborgen | 230 | Greater_LA_Li_Battery | Greater_LA_Solar | 0 | 0 | 0 | 0 | 0
SDG&E Study Area | Hassayampa | 500 | Arizona_Li_Battery | Arizona_Solar | 0 | 0 | 0 | 0 | 0
PG&E Fresno Study Area | Helm | 230 | Southern_PGAE_Li_Battery | Southern_PGAE_Solar | 0 | 0 | 0 | 0 | 0
PG&E Fresno Study Area | Henrietta | 115 | Southern_PGAE_Li_Battery | Southern_PGAE_Solar | 0 | 0 | 0 | 0 | 0
PG&E North of Greater Bay Study Area | Higgins | 115 | Northern_California_Li_Battery | Northern_California_Solar | 0 | 0 | 0 | 0 | 0
SCE Northern Area | Highwind | 230 | Tehachapi_Li_Battery | Tehachapi_Solar | 0 | Tehachapi_Wind | 0 | 0 | 0
SCE Metro Study Area | Hinson | 230 | Greater_LA_Li_Battery | Greater_LA_Solar | 0 | 0 | 0 | 0 | 0 | 125
PG&E North of Greater Bay Study Area | Honcut | 115 | Northern_California_Li_Battery | Northern_California_Solar | 0 | 0 | 0 | 0 | 0
SDG&E Study Area | Hoodoo Wash | 500 | Arizona_Li_Battery | Arizona_Solar | 0 | 0 | 0 | 0 | 0
PG&E North of Greater Bay Study Area | Humboldt | 115 | Northern_California_Li_Battery | Northern_California_Solar | 0 | Humboldt_Wind | 0 | Humboldt_Bay_Offshore_Wind | 0
PG&E North of Greater Bay Study Area | Humboldt (Proposed) | 500 | Northern_California_Li_Battery | Northern_California_Solar | 0 | 0 | 0 | Humboldt_Bay_Offshore_Wind | 0
SCE Metro Study Area | Huntington Beach | 230 | Greater_LA_Li_Battery | Greater_LA_Solar | 0 | 0 | 0 | 0 | 0
SDG&E Study Area | IID System | 230 | Imperial_Li_Battery | Imperial_Solar | Greater_Imperial_Geothermal | 0 | 0 | 0 | 0 | [9 empty] | 857
SDG&E Study Area | IID System | 161 | Imperial_Li_Battery | Imperial_Solar | Greater_Imperial_Geothermal | 0 | 0 | 0 | 0 | [9 empty] | 50 | [11 empty] | 50
SDG&E Study Area | Imperial Valley | 500 | Imperial_Li_Battery | Imperial_Solar | 0 | 0 | 0 | 0 | 0
SDG&E Study Area | Imperial Valley | 230 | Imperial_Li_Battery | Imperial_Solar | 0 | 0 | 0 | 0 | 0
East of Pisgah Study Area | Innovation | 230 | Southern_NV_Eldorado_Li_Battery | Southern_NV_Eldorado_Solar | 0 | Southern_Nevada_Wind | 0 | 0 | 0
East of Pisgah Study Area | Innovation | 115 | Southern_NV_Eldorado_Li_Battery | Southern_NV_Eldorado_Solar | 0 | Southern_Nevada_Wind | 0 | 0 | 0
East of Pisgah Study Area | Innovation | 138 | Southern_NV_Eldorado_Li_Battery | Southern_NV_Eldorado_Solar | 0 | Southern_Nevada_Wind | 0 | 0 | 0
SCE North of Lugo (NOL) Study Area | Inyo | 115 | Greater_Kramer_Li_Battery | Greater_Kramer_Solar | 0 | 0 | 0 | 0 | 0
SCE North of Lugo (NOL) Study Area | Inyokern | 115 | Greater_Kramer_Li_Battery | Greater_Kramer_Solar | 0 | 0 | 0 | 0 | 0 | 12.6 | [5 empty] | 37.2 | 19.4 | 17.8
East of Pisgah Study Area | Ivanpah | 230 | Southern_NV_Eldorado_Li_Battery | Southern_NV_Eldorado_Solar | 0 | 0 | 0 | 0 | 0
East of Pisgah Study Area | Ivanpah | 115 | Southern_NV_Eldorado_Li_Battery | Southern_NV_Eldorado_Solar | 0 | 0 | 0 | 0 | 0
PG&E North of Greater Bay Study Area | Jessup | 115 | Northern_California_Li_Battery | Northern_California_Solar | 0 | Northern_California_Wind | 0 | 0 | 0
SCE Metro Study Area | Johanna | 230 | Greater_LA_Li_Battery | Greater_LA_Solar | 0 | 0 | 0 | 0 | 0 | 65 | [11 empty] | 15
PG&E Fresno Study Area | Kearney | 230 | Southern_PGAE_Li_Battery | Southern_PGAE_Solar | 0 | 0 | 0 | 0 | 0
SDG&E Study Area | Kearny | 115 | San_Diego_Li_Battery | San_Diego_Solar | 0 | 0 | 0 | 0 | 0
PG&E North of Greater Bay Study Area | Kelso | 230 | Northern_California_Li_Battery | Northern_California_Solar | 0 | Solano_Wind | 0 | 0 | 0
PG&E East Kern Study Area | Kern | 115 | Southern_PGAE_Li_Battery | Southern_PGAE_Solar | 0 | 0 | 0 | 0 | 0
PG&E East Kern Study Area | Kern Oil | 115 | Southern_PGAE_Li_Battery | Southern_PGAE_Solar | 0 | 0 | 0 | 0 | 0
PG&E East Kern Study Area | Kern Power | 115 | Southern_PGAE_Li_Battery | Southern_PGAE_Solar | 0 | 0 | 0 | 0 | 0
PG&E Fresno Study Area | Kingsburg | 115 | Southern_PGAE_Li_Battery | Southern_PGAE_Solar | 0 | 0 | 0 | 0 | 0
SCE North of Lugo (NOL) Study Area | Kramer | 230 | Greater_Kramer_Li_Battery | Greater_Kramer_Solar | 0 | 0 | 0 | 0 | 0
SCE North of Lugo (NOL) Study Area | Kramer | 115 | Greater_Kramer_Li_Battery | Greater_Kramer_Solar | 0 | 0 | 0 | 0 | 0
SCE Metro Study Area | La Cienega | 230 | Greater_LA_Li_Battery | Greater_LA_Solar | 0 | 0 | 0 | 0 | 0
SCE Metro Study Area | La Fresa | 230 | Greater_LA_Li_Battery | Greater_LA_Solar | 0 | 0 | 0 | 0 | 0 | 74
SCE Metro Study Area | Laguna Bell | 230 | Greater_LA_Li_Battery | Greater_LA_Solar | 0 | 0 | 0 | 0 | 0 | 120
PG&E North of Greater Bay Study Area | Lakeville | 230 | Northern_California_Li_Battery | Northern_California_Solar | 0 | Solano_Wind | 0 | 0 | 0
PG&E East Kern Study Area | Lamont | 115 | Southern_PGAE_Li_Battery | Southern_PGAE_Solar | 0 | 0 | 0 | 0 | 0
East of Pisgah Study Area | Lathrop | 138
PG&E Fresno Study Area | Le Grand | 115 | Southern_PGAE_Li_Battery | Southern_PGAE_Solar | 0 | 0 | 0 | 0 | 0
SCE Eastern Study Area | Lee Lake (Proposed) | 500 | 0 | 0 | 0 | 0 | 0 | 0 | Riverside_West_Pumped_Storage
PG&E Fresno Study Area | Leprino Jct | 115 | Southern_PGAE_Li_Battery | Southern_PGAE_Solar | 0 | 0 | 0 | 0 | 0
PG&E East Kern Study Area | Lerdo | 115 | Southern_PGAE_Li_Battery | Southern_PGAE_Solar | 0 | 0 | 0 | 0 | 0
SCE Metro Study Area | Lewis | 230 | Greater_LA_Li_Battery | Greater_LA_Solar | 0 | 0 | 0 | 0 | 0
SCE Metro Study Area | Lighthipe | 230 | Greater_LA_Li_Battery | Greater_LA_Solar | 0 | 0 | 0 | 0 | 0 | 275
PG&E North of Greater Bay Study Area | Lockeford | 115 | Northern_California_Li_Battery | Northern_California_Solar | 0 | 0 | 0 | 0 | 0
PG&E North of Greater Bay Study Area | Lone Tree | 230 | Northern_California_Li_Battery | Northern_California_Solar | 0 | Solano_Wind | 0 | 0 | 0
SCE Metro Study Area | Long Beach | 230 | Greater_LA_Li_Battery | Greater_LA_Solar | 0 | 0 | 0 | 0 | 0
PG&E Fresno Study Area | Los Banos | 230 | Southern_PGAE_Li_Battery | Southern_PGAE_Solar | 0 | Central_Valley_North_Los_Banos_Wind | 0 | 0 | 0
PG&E S500 Study Area | Los Banos | 500 | Southern_PGAE_Li_Battery | Southern_PGAE_Solar | 0 | 0 | 0 | 0 | 0
PG&E North of Greater Bay Study Area | Los Esteros | 115 | Northern_California_Li_Battery | Northern_California_Solar | 0 | 0 | 0 | 0 | 0
SCE North of Lugo (NOL) Study Area | Lugo | 500 | 0 | 0 | 0 | 0 | 0 | 0 | 0
SCE North of Lugo (NOL) Study Area | Lugo | 230 | Greater_Kramer_Li_Battery | Greater_Kramer_Solar | 0 | 0 | 0 | 0 | 0
SCE Northern Area | Magunden | 230 | Tehachapi_Li_Battery | Tehachapi_Solar | 0 | 0 | 0 | 0 | 0
SCE Northern Area | Magunden | 115 | Tehachapi_Li_Battery | Tehachapi_Solar | 0 | 0 | 0 | 0 | 0
PG&E Fresno Study Area | Malaga | 115 | Southern_PGAE_Li_Battery | Southern_PGAE_Solar | 0 | 0 | 0 | 0 | 0
SCE Northern Area | Mandalay | 230 | Greater_LA_Li_Battery | Greater_LA_Solar | 0 | 0 | 0 | 0 | 0
PG&E North of Greater Bay Study Area | Martin (San Francisco H) | 115 | Northern_California_Li_Battery | Northern_California_Solar | 0 | 0 | 0 | 0 | 0
PG&E North of Greater Bay Study Area | Martinez | 115 | Northern_California_Li_Battery | Northern_California_Solar | 0 | Solano_Wind | 0 | 0 | 0
PG&E Fresno Study Area | McCall | 230 | Southern_PGAE_Li_Battery | Southern_PGAE_Solar | 0 | 0 | 0 | 0 | 0
PG&E Fresno Study Area | McCall | 115 | Southern_PGAE_Li_Battery | Southern_PGAE_Solar | 0 | 0 | 0 | 0 | 0
PG&E Fresno Study Area | Mc Mullin | 230 | Southern_PGAE_Li_Battery | Southern_PGAE_Solar | 0 | 0 | 0 | 0 | 0
East of Pisgah Study Area | Mead | 230 | 0 | 0 | 0 | SW_Ext_Tx_Wind | 0 | 0 | 0
PG&E North of Greater Bay Study Area | Mendocino | 115 | Northern_California_Li_Battery | Northern_California_Solar | 0 | 0 | 0 | 0 | 0
PG&E Fresno Study Area | Mendota | 115 | Southern_PGAE_Li_Battery | Southern_PGAE_Solar | 0 | 0 | 0 | 0 | 0
PG&E Fresno Study Area | Merced | 115 | Southern_PGAE_Li_Battery | Southern_PGAE_Solar | 0 | 0 | 0 | 0 | 0
PG&E East Kern Study Area | Mesa | 115 | Southern_PGAE_Li_Battery | Southern_PGAE_Solar | 0 | 0 | 0 | 0 | 0
PG&E East Kern Study Area | Mesa | 230 | Southern_PGAE_Li_Battery | Southern_PGAE_Solar | 0 | 0 | 0 | 0 | 0
SCE Northern Area | Mesa (SCE) | 230 | Greater_LA_Li_Battery | Greater_LA_Solar | 0 | 0 | 0 | 0 | 0
PG&E North of Greater Bay Study Area | Metcalf | 230 | Northern_California_Li_Battery | Northern_California_Solar | 0 | 0 | 0 | 0 | 0
PG&E East Kern Study Area | Midway | 230 | Southern_PGAE_Li_Battery | Southern_PGAE_Solar | 0 | 0 | 0 | 0 | 0
PG&E East Kern Study Area | Midway | 500 | Southern_PGAE_Li_Battery | Southern_PGAE_Solar | 0 | 0 | 0 | 0 | 0
PG&E East Kern Study Area | Midway | 115 | Southern_PGAE_Li_Battery | Southern_PGAE_Solar | 0 | 0 | 0 | 0 | 0
SDG&E Study Area | Miguel | 500 | San_Diego_Li_Battery | San_Diego_Solar | 0 | 0 | 0 | 0 | 0
SDG&E Study Area | Miguel | 230 | San_Diego_Li_Battery | San_Diego_Solar | 0 | 0 | 0 | 0 | 0
SCE Metro Study Area | Mira Loma | 500 | Greater_LA_Li_Battery | Greater_LA_Solar | 0 | 0 | 0 | 0 | 0
SCE Metro Study Area | Mira Loma | 230 | Greater_LA_Li_Battery | Greater_LA_Solar | 0 | 0 | 0 | 0 | 0
SDG&E Study Area | Mission | 230 | San_Diego_Li_Battery | San_Diego_Solar | 0 | 0 | 0 | 0 | 0
SDG&E Study Area | Mission | 138 | San_Diego_Li_Battery | San_Diego_Solar | 0 | 0 | 0 | 0 | 0
East of Pisgah Study Area | Mohave | 500 | Southern_NV_Eldorado_Li_Battery | Southern_NV_Eldorado_Solar | 0 | 0 | 0 | 0 | 0
SCE Northern Area | Moorpark | 230 | Greater_LA_Li_Battery | Greater_LA_Solar | 0 | Tehachapi_Wind | 0 | 0 | 0 | 165
PG&E East Kern Study Area | Morro Bay | 230 | Southern_PGAE_Li_Battery | Southern_PGAE_Solar | 0 | 0 | 0 | Morro_Bay_Offshore_Wind | 0
PG&E East Kern Study Area | Morro Bay (Proposed) | 500 | Southern_PGAE_Li_Battery | Southern_PGAE_Solar | 0 | 0 | 0 | Morro_Bay_Offshore_Wind | 0
PG&E Fresno Study Area | Moss Landing | 500 | Southern_PGAE_Li_Battery | Southern_PGAE_Solar | 0 | 0 | 0 | 0 | 0
PG&E Fresno Study Area | Moss Landing | 230 | Southern_PGAE_Li_Battery | Southern_PGAE_Solar | 0 | 0 | 0 | 0 | 0
PG&E East Kern Study Area | Mustang | 230 | Southern_PGAE_Li_Battery | Southern_PGAE_Solar | 0 | 0 | 0 | 0 | 0
PG&E Fresno Study Area | Newhall | 115 | Southern_PGAE_Li_Battery | Southern_PGAE_Solar | 0 | 0 | 0 | 0 | 0
PG&E East Kern Study Area | Norco | 115 | Southern_PGAE_Li_Battery | Southern_PGAE_Solar | 0 | 0 | 0 | 0 | 0
SDG&E Study Area | North Gila | 500 | Arizona_Li_Battery | Arizona_Solar | 0 | 0 | 0 | 0 | 0
SDG&E Study Area | Ocotillo | 500 | Imperial_Li_Battery | Imperial_Solar | 0 | Baja_California_Wind | 0 | 0 | 0
SDG&E Study Area | Old Town | 230 | San_Diego_Li_Battery | San_Diego_Solar | 0 | 0 | 0 | 0 | 0
SCE Metro Study Area | Olinda | 230 | Greater_LA_Li_Battery | Greater_LA_Solar | 0 | 0 | 0 | 0 | 0
PG&E East Kern Study Area | Olive | 115 | Southern_PGAE_Li_Battery | Southern_PGAE_Solar | 0 | 0 | 0 | 0 | 0
PG&E North of Greater Bay Study Area | Olivehurst | 115 | Northern_California_Li_Battery | Northern_California_Solar | 0 | Northern_California_Wind | 0 | 0 | 0
PG&E Fresno Study Area | Oro Loma | 115 | Southern_PGAE_Li_Battery | Southern_PGAE_Solar | 0 | 0 | 0 | 0 | 0
SDG&E Study Area | Otay Mesa | 230 | San_Diego_Li_Battery | San_Diego_Solar | 0 | 0 | 0 | 0 | 0
SCE Metro Study Area | Padua | 230 | Greater_LA_Li_Battery | Greater_LA_Solar | 0 | 0 | 0 | 0 | 0 | 220
East of Pisgah Study Area | Pahrump | 230 | Southern_NV_Eldorado_Li_Battery | Southern_NV_Eldorado_Solar | 0 | Southern_Nevada_Wind | 0 | 0 | 0
East of Pisgah Study Area | Pahrump | 138 | Southern_NV_Eldorado_Li_Battery | Southern_NV_Eldorado_Solar | 0 | Southern_Nevada_Wind | 0 | 0 | 0
PG&E North of Greater Bay Study Area | Palermo | 230 | Northern_California_Li_Battery | Northern_California_Solar | 0 | 0 | 0 | 0 | 0
SCE Eastern Study Area | Palo Verde | 500 | Arizona_Li_Battery | Arizona_Solar | 0 | SW_Ext_Tx_Wind | New_Mexico_Wind | 0 | 0
SDG&E Study Area | Palomar | 230 | San_Diego_Li_Battery | San_Diego_Solar | 0 | 0 | 0 | 0 | 0
PG&E Fresno Study Area | Panoche | 115 | Southern_PGAE_Li_Battery | Southern_PGAE_Solar | 0 | 0 | 0 | 0 | 0
PG&E Fresno Study Area | Panoche | 230 | Southern_PGAE_Li_Battery | Southern_PGAE_Solar | 0 | 0 | 0 | 0 | 0
SCE Northern Area | Pardee | 230 | Greater_LA_Li_Battery | Greater_LA_Solar | 0 | 0 | 0 | 0 | 0 | 95
SCE Northern Area | Pastoria | 230 | Tehachapi_Li_Battery | Tehachapi_Solar | 0 | 0 | 0 | 0 | 0
PG&E North of Greater Bay Study Area | Peabody | 230 | Northern_California_Li_Battery | Northern_California_Solar | 0 | Solano_Wind | 0 | 0 | 0
PG&E North of Greater Bay Study Area | Pease | 115 | Northern_California_Li_Battery | Northern_California_Solar | 0 | Northern_California_Wind | 0 | 0 | 0
SDG&E Study Area | Penasquitos | 230 | San_Diego_Li_Battery | San_Diego_Solar | 0 | 0 | 0 | 0 | 0
SDG&E Study Area | Penasquitos | 138 | San_Diego_Li_Battery | San_Diego_Solar | 0 | 0 | 0 | 0 | 0
PG&E North of Greater Bay Study Area | Peoria | 115 | Northern_California_Li_Battery | Northern_California_Solar | 0 | 0 | 0 | 0 | 0
SCE North of Lugo (NOL) Study Area | Pisgah | 230 | Greater_Kramer_Li_Battery | Greater_Kramer_Solar | 0 | 0 | 0 | 0 | 0
PG&E North of Greater Bay Study Area | Pit 1 | 230 | Northern_California_Li_Battery | Northern_California_Solar | Northern_California_Geothermal | Northern_California_Wind | 0 | 0 | 0
PG&E North of Greater Bay Study Area | Pittsburg | 230 | Northern_California_Li_Battery | Northern_California_Solar | 0 | Solano_Wind | 0 | 0 | 0
PG&E North of Greater Bay Study Area | Pittsburg PP | 230 | Northern_California_Li_Battery | Northern_California_Solar | 0 | 0 | 0 | 0 | 0
PG&E North of Greater Bay Study Area | Placerville | 115 | Northern_California_Li_Battery | Northern_California_Solar | 0 | 0 | 0 | 0 | 0
PG&E North of Greater Bay Study Area | Pleasant Grove | 115 | Northern_California_Li_Battery | Northern_California_Solar | 0 | Northern_California_Wind | 0 | 0 | 0
PG&E East Kern Study Area | Poso Mountain | 115 | Southern_PGAE_Li_Battery | Southern_PGAE_Solar | 0 | 0 | 0 | 0 | 0
East of Pisgah Study Area | Primm | 230 | Southern_NV_Eldorado_Li_Battery | Southern_NV_Eldorado_Solar | 0 | Southern_Nevada_Wind | 0 | 0 | 0
PG&E Fresno Study Area | Pumpjack | 115 | Southern_PGAE_Li_Battery | Southern_PGAE_Solar | 0 | 0 | 0 | 0 | 0
PG&E North of Greater Bay Study Area | Putah Creek | 115 | Northern_California_Li_Battery | Northern_California_Solar | 0 | Solano_Wind | 0 | 0 | 0
PG&E North of Greater Bay Study Area | Quinto | 230 | Southern_PGAE_Li_Battery | Southern_PGAE_Solar | 0 | 0 | 0 | 0 | 0
SCE Metro Study Area | Rancho Vista | 500 | Greater_LA_Li_Battery | Greater_LA_Solar | 0 | 0 | 0 | 0 | 0
SCE Metro Study Area | Rancho Vista | 230 | Greater_LA_Li_Battery | Greater_LA_Solar | 0 | 0 | 0 | 0 | 0
SCE North of Lugo (NOL) Study Area | Ransburg | 115 | Greater_Kramer_Li_Battery | Greater_Kramer_Solar | Inyokern_North_Kramer_Geothermal | 0 | 0 | 0 | 0
SCE Northern Area | Rector | 230 | Tehachapi_Li_Battery | Tehachapi_Solar | 0 | 0 | 0 | 0 | 0 | 245 | [5 empty] | 130 | 50 | 80
SCE Eastern Study Area | Redbluff | 500 | Riverside_Li_Battery | Riverside_Solar | 0 | Riverside_Palm_Springs_Wind | 0 | 0 | Riverside_East_Pumped_Storage
SCE Eastern Study Area | Redbluff | 230 | Riverside_Li_Battery | Riverside_Solar | 0 | Riverside_Palm_Springs_Wind | 0 | 0 | 0
SCE Metro Study Area | Redondo | 230 | Greater_LA_Li_Battery | Greater_LA_Solar | 0 | 0 | 0 | 0 | 0
PG&E Fresno Study Area | Reedley | 115 | Southern_PGAE_Li_Battery | Southern_PGAE_Solar | 0 | 0 | 0 | 0 | 0
PG&E Fresno Study Area | Regulus | 115 | Southern_PGAE_Li_Battery | Southern_PGAE_Solar | 0 | 0 | 0 | 0 | 0
PG&E East Kern Study Area | Renfro | 115 | Southern_PGAE_Li_Battery | Southern_PGAE_Solar | 0 | 0 | 0 | 0 | 0
East of Pisgah Study Area | Rest of VEA 138 kV System | 138 | Southern_NV_Eldorado_Li_Battery | Southern_NV_Eldorado_Solar | Southern_Nevada_Geothermal | Southern_Nevada_Wind | 0 | 0 | 0
PG&E North of Greater Bay Study Area | Richmond | 115 | Northern_California_Li_Battery | Northern_California_Solar | 0 | 0 | 0 | 0 | 0
PG&E East Kern Study Area | Rio Bravo | 115 | Southern_PGAE_Li_Battery | Southern_PGAE_Solar | 0 | 0 | 0 | 0 | 0
SCE Metro Study Area | Rio Hondo | 230 | Greater_LA_Li_Battery | Greater_LA_Solar | 0 | 0 | 0 | 0 | 0 | 100
PG&E North of Greater Bay Study Area | Rio Oso | 230 | Northern_California_Li_Battery | Northern_California_Solar | 0 | Northern_California_Wind | 0 | 0 | 0
PG&E North of Greater Bay Study Area | Ripon | 115 | Northern_California_Li_Battery | Northern_California_Solar | 0 | 0 | 0 | 0 | 0
PG&E North of Greater Bay Study Area | Riverbank | 115 | Northern_California_Li_Battery | Northern_California_Solar | 0 | 0 | 0 | 0 | 0
SCE North of Lugo (NOL) Study Area | Roadway | 115 | Greater_Kramer_Li_Battery | Greater_Kramer_Solar | 0 | North_Victor_Wind | 0 | 0 | 0
PG&E East Kern Study Area | Rosedale | 115 | Southern_PGAE_Li_Battery | Southern_PGAE_Solar | 0 | 0 | 0 | 0 | 0
PG&E North of Greater Bay Study Area | Round Mountain | 230 | Northern_California_Li_Battery | Northern_California_Solar | Northern_California_Geothermal | Northern_California_Wind | NW_Ext_Tx_Wind | 0 | 0
PG&E North of Greater Bay Study Area | Round Mountain | 500 | Northern_California_Li_Battery | Northern_California_Solar | Northern_California_Geothermal | Northern_California_Wind | NW_Ext_Tx_Wind | 0 | 0
PG&E Fresno Study Area | S0478 | 115 | Southern_PGAE_Li_Battery | Southern_PGAE_Solar | 0 | 0 | 0 | 0 | 0
SCE Eastern Study Area | San Bernardino | 230 | Riverside_Li_Battery | Riverside_Solar | 0 | 0 | 0 | 0 | 0 | 100
PG&E East Kern Study Area | San Luis Obispo | 115 | Southern_PGAE_Li_Battery | Southern_PGAE_Solar | 0 | 0 | 0 | 0 | 0
SDG&E Study Area | San Luis Rey | 230 | San_Diego_Li_Battery | San_Diego_Solar | 0 | 0 | 0 | 0 | 0
SDG&E Study Area | San Onofre | 230 | Greater_LA_Li_Battery | Greater_LA_Solar | 0 | 0 | 0 | 0 | 0
East of Pisgah Study Area | Sandy | 138 | Southern_NV_Eldorado_Li_Battery | Southern_NV_Eldorado_Solar | 0 | Southern_Nevada_Wind | 0 | 0 | 0
PG&E Fresno Study Area | Sanger | 115 | Southern_PGAE_Li_Battery | Southern_PGAE_Solar | 0 | 0 | 0 | 0 | 0
SCE Northern Area | Santa Clara | 230 | Greater_LA_Li_Battery | Greater_LA_Solar | 0 | 0 | 0 | 0 | 0 | 45
SCE Metro Study Area | Santiago | 230 | Greater_LA_Li_Battery | Greater_LA_Solar | 0 | 0 | 0 | 0 | 0
SCE Northern Area | Saugus | 230 | Greater_LA_Li_Battery | Greater_LA_Solar | 0 | 0 | 0 | 0 | 0
PG&E Fresno Study Area | Schindler | 115 | Southern_PGAE_Li_Battery | Southern_PGAE_Solar | 0 | 0 | 0 | 0 | 0
PG&E North of Greater Bay Study Area | Schulte Switching Station | 115 | Northern_California_Li_Battery | Northern_California_Solar | 0 | 0 | 0 | 0 | 0
PG&E Fresno Study Area | Semitropic | 115 | Southern_PGAE_Li_Battery | Southern_PGAE_Solar | 0 | 0 | 0 | 0 | 0
SCE Metro Study Area | Serrano | 500 | Greater_LA_Li_Battery | Greater_LA_Solar | 0 | 0 | 0 | 0 | 0
SCE Metro Study Area | Serrano | 230 | Greater_LA_Li_Battery | Greater_LA_Solar | 0 | 0 | 0 | 0 | 0
PG&E East Kern Study Area | Shafter | 115 | Southern_PGAE_Li_Battery | Southern_PGAE_Solar | 0 | 0 | 0 | 0 | 0
PG&E North of Greater Bay Study Area | Shilo III | 230 | Northern_California_Li_Battery | Northern_California_Solar | 0 | Solano_Wind | 0 | 0 | 0
SDG&E Study Area | Silvergate | 230 | San_Diego_Li_Battery | San_Diego_Solar | 0 | 0 | 0 | 0 | 0
PG&E East Kern Study Area | Sisquoc | 115 | Southern_PGAE_Li_Battery | Southern_PGAE_Solar | 0 | 0 | 0 | 0 | 0
East of Pisgah Study Area | Sloan Canyon (fka Bob) | 230 | Southern_NV_Eldorado_Li_Battery | Southern_NV_Eldorado_Solar | 0 | Southern_Nevada_Wind | 0 | 0 | 0
PG&E East Kern Study Area | Smyrna | 115 | Southern_PGAE_Li_Battery | Southern_PGAE_Solar | 0 | 0 | 0 | 0 | 0
PG&E East Kern Study Area | Solar SS | 230 | Southern_PGAE_Li_Battery | Southern_PGAE_Solar | 0 | 0 | 0 | 0 | 0
PG&E East Kern Study Area | Solar SW | 230 | Southern_PGAE_Li_Battery | Southern_PGAE_Solar | 0 | 0 | 0 | 0 | 0
SCE Northern Area | Springville | 230 | Tehachapi_Li_Battery | Tehachapi_Solar | 0 | 0 | 0 | 0 | 0
PG&E North of Greater Bay Study Area | Stagg | 230 | Northern_California_Li_Battery | Northern_California_Solar | 0 | 0 | 0 | 0 | 0
PG&E East Kern Study Area | Stockdale | 230 | Southern_PGAE_Li_Battery | Southern_PGAE_Solar | 0 | 0 | 0 | 0 | 0
PG&E Fresno Study Area | Stockdale A | 230 | Southern_PGAE_Li_Battery | Southern_PGAE_Solar | 0 | 0 | 0 | 0 | 0
SDG&E Study Area | Suncrest | 500 | San_Diego_Li_Battery | San_Diego_Solar | 0 | Baja_California_Wind | 0 | 0 | 0
SDG&E Study Area | Suncrest | 230 | San_Diego_Li_Battery | San_Diego_Solar | 0 | Baja_California_Wind | 0 | 0 | 0
SDG&E Study Area | Sycamore | 230 | San_Diego_Li_Battery | San_Diego_Solar | 0 | 0 | 0 | 0 | San_Diego_Pumped_Storage
SDG&E Study Area | Sycamore | 138 | San_Diego_Li_Battery | San_Diego_Solar | 0 | 0 | 0 | 0 | 0
SCE Northern Area | Sylmar | 230 | Greater_LA_Li_Battery | Greater_LA_Solar | 0 | 0 | 0 | 0 | 0
PG&E North of Greater Bay Study Area | Table Mountain | 115 | Northern_California_Li_Battery | Northern_California_Solar | 0 | Northern_California_Wind | 0 | 0 | 0
PG&E East Kern Study Area | Taft | 115 | Southern_PGAE_Li_Battery | Southern_PGAE_Solar | 0 | 0 | 0 | 0 | 0
SDG&E Study Area | Talega | 230 | Greater_LA_Li_Battery | Greater_LA_Solar | 0 | 0 | 0 | 0 | 0
PG&E East Kern Study Area | Temblor | 115 | Southern_PGAE_Li_Battery | Southern_PGAE_Solar | 0 | 0 | 0 | 0 | 0
PG&E East Kern Study Area | Templeton | 115 | Southern_PGAE_Li_Battery | Southern_PGAE_Solar | 0 | Carrizo_Wind | 0 | 0 | 0
PG&E East Kern Study Area | Templeton | 230 | Southern_PGAE_Li_Battery | Southern_PGAE_Solar | 0 | Carrizo_Wind | 0 | 0 | 0
PG&E North of Greater Bay Study Area | Tesla | 115 | Northern_California_Li_Battery | Northern_California_Solar | 0 | Solano_Wind | 0 | 0 | 0
PG&E North of Greater Bay Study Area | Tesla | 230 | Northern_California_Li_Battery | Northern_California_Solar | 0 | Solano_Wind | 0 | 0 | 0
PG&E North of Greater Bay Study Area | Tesla | 500 | Northern_California_Li_Battery | Northern_California_Solar | 0 | Solano_Wind | 0 | 0 | 0
PG&E East Kern Study Area | Tevis | 115 | Southern_PGAE_Li_Battery | Southern_PGAE_Solar | 0 | 0 | 0 | 0 | 0
PG&E North of Greater Bay Study Area | Thermalito | 230 | Northern_California_Li_Battery | Northern_California_Solar | 0 | Northern_California_Wind | 0 | 0 | 0
SDG&E Study Area | Trabuco | 138 | San_Diego_Li_Battery | San_Diego_Solar | 0 | 0 | 0 | 0 | 0
PG&E Fresno Study Area | Tranquility | 230 | Southern_PGAE_Li_Battery | Southern_PGAE_Solar | 0 | 0 | 0 | 0 | 0
East of Pisgah Study Area | Trout Canyon (fka Crazy Eyes) | 230 | Southern_NV_Eldorado_Li_Battery | Southern_NV_Eldorado_Solar | 0 | Southern_Nevada_Wind | 0 | 0 | 0
PG&E North of Greater Bay Study Area | Tulucay | 230 | Northern_California_Li_Battery | Northern_California_Solar | 0 | Solano_Wind | 0 | 0 | 0
PG&E East Kern Study Area | Tupman | 115 | Southern_PGAE_Li_Battery | Southern_PGAE_Solar | 0 | 0 | 0 | 0 | 0
PG&E North of Greater Bay Study Area | UltraPower Chinese Station | 115 | Northern_California_Li_Battery | Northern_California_Solar | 0 | 0 | 0 | 0 | 0
PG&E North of Greater Bay Study Area | Vaca Dixon | 500 | Northern_California_Li_Battery | Northern_California_Solar | 0 | Solano_Wind | 0 | 0 | 0
PG&E North of Greater Bay Study Area | Vaca Dixon | 115 | Northern_California_Li_Battery | Northern_California_Solar | 0 | Solano_Wind | 0 | 0 | 0
SCE Eastern Study Area | Valley | 500 | Riverside_Li_Battery | Riverside_Solar | 0 | 0 | 0 | 0 | Riverside_West_Pumped_Storage | 350 | [5 empty] | 20
East of Pisgah Study Area | Valley (VEA) | 138 | Southern_NV_Eldorado_Li_Battery | Southern_NV_Eldorado_Solar | 0 | Southern_Nevada_Wind | 0 | 0 | 0
SCE Northern Area | Vestal | 230 | Tehachapi_Li_Battery | Tehachapi_Solar | 0 | 0 | 0 | 0 | 0 | 140 | [5 empty] | 57 |  | 57 |  |  |  | 50 | [5 empty] | 57 |  | 57
SCE North of Lugo (NOL) Study Area | Victor | 230 | Greater_Kramer_Li_Battery | Greater_Kramer_Solar | 0 | 0 | 0 | 0 | 0
SCE North of Lugo (NOL) Study Area | Victor | 115 | Greater_Kramer_Li_Battery | Greater_Kramer_Solar | 0 | 0 | 0 | 0 | 0
SCE Metro Study Area | Viejo | 230 | Greater_LA_Li_Battery | Greater_LA_Solar | 0 | 0 | 0 | 0 | 0
PG&E North of Greater Bay Study Area | Vierra | 115 | Northern_California_Li_Battery | Northern_California_Solar | 0 | Solano_Wind | 0 | 0 | 0
SCE Metro Study Area | Villa Park | 230 | Greater_LA_Li_Battery | Greater_LA_Solar | 0 | 0 | 0 | 0 | 0
SCE Northern Area | Vincent | 230 | Greater_LA_Li_Battery | Greater_LA_Solar | 0 | 0 | 0 | 0 | 0
SCE Eastern Study Area | Vista | 230 | Riverside_Li_Battery | Riverside_Solar | 0 | 0 | 0 | 0 | 0 | 500
East of Pisgah Study Area | Vista (VEA) | 138
PG&E Fresno Study Area | Wahtoke | 115 | Southern_PGAE_Li_Battery | Southern_PGAE_Solar | 0 | 0 | 0 | 0 | 0
SCE Metro Study Area | Walnut | 230 | Greater_LA_Li_Battery | Greater_LA_Solar | 0 | 0 | 0 | 0 | 0
PG&E Fresno Study Area | Westley | 230 | Southern_PGAE_Li_Battery | Southern_PGAE_Solar | 0 | 0 | 0 | 0 | 0
PG&E Fresno Study Area | West Fresno | 115 | Southern_PGAE_Li_Battery | Southern_PGAE_Solar | 0 | 0 | 0 | 0 | 0
PG&E East Kern Study Area | Westpark | 115 | Southern_PGAE_Li_Battery | Southern_PGAE_Solar | 0 | 0 | 0 | 0 | 0
PG&E East Kern Study Area | Wheeler Ridge | 115 | Southern_PGAE_Li_Battery | Southern_PGAE_Solar | 0 | 0 | 0 | 0 | 0
PG&E East Kern Study Area | Wheeler Ridge | 230 | Southern_PGAE_Li_Battery | Southern_PGAE_Solar | 0 | 0 | 0 | 0 | 0
SCE Northern Area | Whirlwind | 500 | Tehachapi_Li_Battery | Tehachapi_Solar | 0 | Tehachapi_Wind | 0 | 0 | Tehachapi_Pumped_Storage
SCE Northern Area | Whirlwind | 230 | Tehachapi_Li_Battery | Tehachapi_Solar | 0 | Tehachapi_Wind | 0 | 0 | Tehachapi_Pumped_Storage
SCE Northern Area | Windhub | 500 | Tehachapi_Li_Battery | Tehachapi_Solar | 0 | Tehachapi_Wind | 0 | 0 | Tehachapi_Pumped_Storage
SCE Northern Area | Windhub | 230 | Tehachapi_Li_Battery | Tehachapi_Solar | 0 | Tehachapi_Wind | 0 | 0 | Tehachapi_Pumped_Storage | 8 | 23.52 | 23.52 | [9 empty] | 8 | 23.52 | 23.52
PG&E North of Greater Bay Study Area | Woodland | 115 | Northern_California_Li_Battery | Northern_California_Solar | 0 | Northern_California_Wind | 0 | 0 | 0
PG&E North of Greater Bay Study Area | Wyandotte | 115 | Northern_California_Li_Battery | Northern_California_Solar | 0 | Northern_California_Wind | 0 | 0 | 0
0 | 0 | 0
0 | 0 | 0
0 | 0 | 0
0 | 0 | 0

## NVEP_geo_queue
Interconnection Infromation on Geothermal Projects in Nevada in NVEP interconnection queue
Date Pulled | 2022-05-25
Queue Position | Date of Request | Max. | County/State | Point of Interconnection | Projected InService Date | Interconnection Service Rqstd. | Availability of any studies related to request | Generating Facility | Status of Request
Company EV | 2010-04-14 | 38.5 | Churchill/NV | Bannock 120 kV | 2022-04-01 | ER | Yes | Geothermal | Executed
Company HG | 2016-05-09 | 38.5 | Pershing/NV | Oreana 120 kV Sub | 2024-04-01 | NR | Yes | Geothermal | Executed
Company HJ | 2016-09-27 | 20 | Churchill/NV | Line #2309 | 2023-12-01 | NR | Yes | Geothermal | Executed
Company HN | 2017-08-15 | 45 | Washoe/NV | Eagle 120 kV | 2024-05-31 | NR | Yes | Geothermal | Executed
Company HU | 2017-09-28 | 38.5 | Churchill/NV | Bannock 120 kV | 2023-01-14 | ER | Yes | Geothermal | Executed
Company IQ | 2018-07-17 | 14 | Pershing/NV | Winnemucca - Oreana 60 kV Line | 2021-12-01 | ER/NR | Yes | Geothermal | Executed
Company KG | 2020-02-28 | 38.5 | Eureka/NV | Falcon - Cortez 120 kV | 2023-01-01 | NR | Yes | Geothermal | Executed
Company KH | 2020-02-28 | 38.5 | Esmeralda/NV | Millers-Silver Peak 57.5 kV line | 2022-06-01 | NR | Yes | Geothermal | Executed
Company KI | 2020-02-28 | 38.5 | Washoe/NV Lyon/ NV | Eagle 120 kV | 2025-05-01 | NR | Yes | Geothermal | Executed
Company KJ | 2020-02-28 | 38.5 | Washoe/NV | Eagle 120 kV | 2023-01-01 | NR | Yes | Geothermal | Executed
Company KO | 2020-09-17 | 4.8 | Lyon/NV | Ft Churchill 24.9 kV | 2024-09-01 | NR | Yes | Geothermal | Executed
Company KY | 2021-03-03 | 38.5 | Esmeralda/NV | Millers 120 kV | 2024-01-01 | ER/NR | Yes | Geothermal | In Study
Company KZ | 2021-03-03 | 38.5 | Churchill County/NV | Carson Lake 230 kV | 2024-01-01 | ER/NR | Yes | Geothermal | In Study
Company LB | 2021-03-26 | 115 | Pershing/NV | Valmy - Tracy #3422 345 kV | 2025-12-31 | ER/NR | Yes | Geothermal | In Study
Company LO | 2021-09-20 | 20 | Pershing/NV | Oreana-Lovelock #652 60 kV | 2025-01-01 | ER | No | Geothermal | In Study
Company LR | 2021-09-28 | 29 | Lander/NV | Battle Mountain- Reese River #643 60 kV | 2024-04-01 | ER/NR | Yes | Geothermal | In Study
Company LT | 2021-09-28 | 40 | Lander/NV | Falcon - Cortez 120 kV | 2026-01-01 | ER/NR | Yes | Geothermal | In Study
Company MM | 2021-12-08 | 19.8 | Esmeralda/NV | Silver Peak 57.5 kV | 2023-03-31 | ER/NR | Yes | Geothermal | In Study
Company MN | 2021-12-21 | 1.3 | Lyon/NV | Nightingale 120 kV | 2022-06-01 | ER | Yes | Geothermal/Solar | In Study
Company MP | 2022-03-02 | 25 | Churchill/NV | Nightingale Sub 120 kV | 2022-12-01 | NR | Yes | Geothermal | In Study

## Solar_Env
Criteria 1 Distance, 3a, and 3b Analysis for Solar Resources | [11 empty] | Criteria 3a Analysis | [6 empty] | 3 flags |  | 2 flags |  | Criteria 3b | Criteria 3a | Criteria 1
|  |  | Criteria 3b Analysis | [8 empty] | ACRES_LOW IMPLICATION | ACRES_HIGH IMPLICATION | RESOURCE TOTAL ACRES |  | 7 |  |  | 4 | 2 | 2 | 1 | Flag | Flag | Flag
AREA | SUBSTATIONS | Radius from Sub | Intactness | Biodiversity | Connectivity | Rarity | Native Species | Audubon Important Bird Areas (IBA) | Important habitat | Wildfire threat | Irreplaceability | within radius | within radius | within radius | Solar MWs | Acres/MW |  |  | 0.75 | 0.95 | 0.75 | 0.95
PG&E Fresno Study Area | Alpaugh | 10 | 0.01% | 32.03% | 3.67% | 25.72% | 4.5% | 74% | 14.86% | 0% | 18.9% | 42728.7213 | 7570.3788 | 50299.1001 | 220 | 1540 | 3.604% | 3.062% | FALSE | FALSE | FALSE | FALSE | 1 | 1 | 1
SCE Northern Area | Antelope | 10 | 25.5% | 24.53% | 18.5% | 21.77% | 24.86% | 0% | 57.57% | 4.309% | 1.452% | 133787 | 41932 | 175719 | 1272 | 8904 | 6.655% | 5.067% | FALSE | FALSE | FALSE | FALSE | 1 | 1 | 1
PG&E East Kern Study Area | Arco | 10 | 3.88% | 20.17% | 15.19% | 19.08% | 22.72% | 11.11% | 30.07% | 0.4377% | 10.98% | 136156 | 32162 | 168318 | 651 | 4557 | 3.347% | 2.707% | FALSE | FALSE | FALSE | FALSE | 1 | 1 | 1
SCE Northern Area | Bailey | 10 | 28.89% | 89.47% | 21.25% | 50.21% | 87.81% | 25% | 26.25% | 90% | 63.16% | 12424.7318 | 26253.4406 | 38678.1724 | 0 | 0 | 0% | 0% | FALSE | FALSE | TRUE | FALSE | 2 | 1 | 1
SCE Metro Study Area | Barre | 10 | 0% | 0% | 0% | 0% | 0% | 2% | 0% | 0% | 0% | 0.1 | 0.1 | 0.1 | 0 | 0 | 0% | 0% | FALSE | FALSE | FALSE | FALSE | 1 | 1 | 1
East of Pisgah Study Area | BEATTY | 10 | [9 empty] | 32434.5483 | 72316.7441 | 136819.1587 | 400 | 2800 | 8.633% | 2.046% | FALSE | FALSE | FALSE | FALSE | 1 | 1 | 1
PG&E North of Greater Bay Study Area | Bellota | 10 | 42.13% | 54.6% | 41.38% | 28.01% | 34.12% | 0% | 39.85% | 3% | 50.96% | 53016.8126 | 75368.705 | 128385.5176 | 590 | 4130 | 7.79% | 3.217% | FALSE | FALSE | FALSE | FALSE | 1 | 1 | 1
PG&E North of Greater Bay Study Area | Birds Landing | 10 | 6.6% | 51.18% | 1.62% | 66.75% | 23.33% | 55% | 35.73% | 0% | 37.69% | 55672.744 | 39498.1693 | 95170.9132 | 100 | 700 | 1.257% | 0.7355% | FALSE | FALSE | FALSE | FALSE | 1 | 1 | 1
SDG&E Study Area | BlytheSC 161 kV | 10 | 16.43% | 79.01% | 0% | 42% | 99.4% | 11% | 0.34% | 0% | 19.13% | 80750.1224 | 31339.3521 | 112089.4745 | 0 | 0 | 0% | 0% | FALSE | FALSE | TRUE | TRUE | 2 | 1 | 1
PG&E Fresno Study Area | Borden | 10 | 14.92% | 55.88% | 0% | 29.6% | 84.44% | 8% | 9.19% | 0% | 55.35% | 82825.0549 | 23600.0319 | 106425.0868 | 200 | 1400 | 1.69% | 1.315% | FALSE | FALSE | FALSE | FALSE | 1 | 1 | 1
SCE North of Lugo (NOL) Study Area | Calcite | 10 | 38.17% | 60.46% | 10.05% | 45.35% | 92.5% | 0% | 5.977% | 0% | 12.84% | 32069 | 92508 | 124577 | 450 | 3150 | 9.823% | 2.529% | FALSE | FALSE | FALSE | FALSE | 1 | 1 | 1
PG&E East Kern Study Area | Caliente | 10 | 37.31% | 51.13% | 0% | 51.64% | 9.38% | 25% | 73.34% | 0% | 47.18% | 54125.1187 | 51596.0886 | 105721.2074 | 100 | 700 | 1.293% | 0.6621% | FALSE | FALSE | FALSE | FALSE | 1 | 1 | 1
East of Pisgah Study Area | Carpenter Canyon (fka Gamebird) | 10 | [9 empty] | 14982.237 | 18148.2025 | 35126.1613 | 720 | 5040 | 33.64% | 14.35% | FALSE | FALSE | FALSE | FALSE | 1 | 1 | 1
PG&E North of Greater Bay Study Area | Cayetano | 10 | 22% | 92% | 11% | 98% | 33% | 37% | 47% | 22% | 83% | 16115.7581 | 34783.7983 | 50899.5565 | 110 | 770 | 4.778% | 1.513% | FALSE | FALSE | TRUE | TRUE | 2 | 1 | 1
PG&E Fresno Study Area | Coburn | 10 | 29.92% | 10.06% | 13.08% | 9.89% | 17.88% | 13% | 8.62% | 25% | 10.44% | 43175.2278 | 31087.6785 | 74262.9063 | 120 | 840 | 1.946% | 1.131% | FALSE | FALSE | FALSE | FALSE | 1 | 1 | 1
SCE Eastern Study Area | Colorado River | 10 | 61.53% | 77.89% | 25.75% | 68.23% | 92.15% | 0% | 10.69% | 0% | 39.54% | 42246 | 128525 | 170771 | 2618 | 18326 | 43.38% | 10.73% | FALSE | FALSE | TRUE | FALSE | 2 | 1 | 1
SCE Eastern Study Area | Colorado River | 15 | 52% | 73% | 16% | 52% | 92% | 1.78% | 11% | 0% | 33% | 140633 | 181388 | 322021 | 2618 | 18326 | 13.03% | 5.691% | FALSE | FALSE | FALSE | FALSE | 1 | 1 | 2
SCE North of Lugo (NOL) Study Area | Coolwater | 10 | 33.71% | 79.43% | 20.68% | 71.24% | 92.68% | 0% | 7.822% | 0% | 30.64% | 11644 | 76354 | 87997 | 338.96 | 2372.72 | 20.38% | 2.696% | FALSE | FALSE | TRUE | FALSE | 2 | 1 | 1
SCE North of Lugo (NOL) Study Area | Coolwater | 15 | 29% | 75% | 17% | 60% | 94% | 0.3% | 8% | 0% | 22.29% | 57381 | 98231 | 155612 | 338.96 | 2372.72 | 4.135% | 1.525% | FALSE | FALSE | TRUE | FALSE | 2 | 1 | 2
SCE Eastern Study Area | Delaney | 10 | [9 empty] | 70921.063 | 9520.9103 | 92900.3368 | 1760 | 12320 | 17.37% | 13.26% | FALSE | FALSE | FALSE | FALSE | 1 | 1 | 1
PG&E North of Greater Bay Study Area | Delevan | 10 | 21.34% | 42.28% | 17.81% | 13.03% | 17.77% | 12% | 37.23% | 21% | 40.88% | 58354.0141 | 25210.1047 | 83564.1188 | 350 | 2450 | 4.199% | 2.932% | FALSE | FALSE | FALSE | FALSE | 1 | 1 | 1
East of Pisgah Study Area | Desert View | 10 | [9 empty] | 6846.362 | 42941.369 | 67766.9224 | 350 | 2450 | 35.79% | 3.615% | FALSE | FALSE | FALSE | FALSE | 1 | 1 | 1
SCE Eastern Study Area | Devers | 10 | 13.64% | 89.03% | 7.834% | 85.01% | 73.17% | 0.2016% | 8.038% | 52.93% | 36.46% | 34471 | 43908 | 78378 | 450 | 3150 | 9.138% | 4.019% | FALSE | FALSE | TRUE | FALSE | 2 | 1 | 1
SDG&E Study Area | ECO | 10 | 39.01% | 64.3% | 44.87% | 48.62% | 34.88% | 0% | 29.55% | 19% | 39.19% | 1262.9772 | 17289.0409 | 18552.0181 | 90 | 630 | 49.88% | 3.396% | FALSE | FALSE | FALSE | FALSE | 1 | 1 | 1
East of Pisgah Study Area | Eldorado | 10 | [9 empty] | 3192.2835 | 61765.0495 | 94331.6097 | 300 | 2100 | 65.78% | 2.226% | FALSE | FALSE | FALSE | FALSE | 1 | 2 | 1
East of Pisgah Study Area | Eldorado | 15 | [9 empty] | 5651.9053 | 137446.3076 | 193194.1219 | 300 | 2100 | 37.16% | 1.087% | FALSE | FALSE | FALSE | FALSE | 1 | 1 | 2
PG&E East Kern Study Area | Gates | 10 | 1% | 28% | 10% | 28% | 28% | 0% | 9% | 0% | 24% | 118630 | 18932 | 137562 | 1677 | 11739 | 9.895% | 8.534% | FALSE | FALSE | FALSE | FALSE | 1 | 1 | 1
PG&E North of Greater Bay Study Area | Glenn | 10 | 4.36% | 8.25% | 9.88% | 7.35% | 9.68% | 3% | 7.6% | 0% | 1.65% | 101042.9022 | 17973.6455 | 119016.5477 | 0 | 0 | 0% | 0% | FALSE | FALSE | FALSE | FALSE | 1 | 1 | 1
PG&E East Kern Study Area | Gregg | 10 | 9.67% | 45.94% | 0% | 33.31% | 77.01% | 1% | 2.32% | 0% | 45.94% | 77264.9406 | 12651.6581 | 89916.5987 | 150 | 1050 | 1.359% | 1.168% | FALSE | FALSE | FALSE | FALSE | 1 | 1 | 1
SDG&E Study Area | Hassayampa | 10 | [9 empty] | 32842.982 | 22703.9834 | 61791.3161 | 871 | 6097 | 18.56% | 9.867% | FALSE | FALSE | FALSE | FALSE | 1 | 1 | 1
PG&E Fresno Study Area | Helm | 10 | 0% | 23.95% | 0% | 16.27% | 34.5% | 2.555% | 1.28% | 0% | 15.67% | 159275 | 1744 | 161019 | 725.1746 | 5076.2222 | 3.187% | 3.153% | FALSE | FALSE | FALSE | FALSE | 1 | 1 | 1
PG&E Fresno Study Area | Henrietta | 10 | 0% | 8.705% | 0% | 7.146% | 15.91% | 0.7408% | 0% | 0% | 6.879% | 144567 | - | 144567 | 113 | 791 | 0.5472% | 0.5472% | FALSE | FALSE | FALSE | FALSE | 1 | 1 | 1
SDG&E Study Area | Hoodoo Wash | 10 | [9 empty] | 130271.0911 | 10419.3513 | 143917.2728 | 0 | 0 | 0% | 0% | FALSE | FALSE | FALSE | FALSE | 1 | 1 | 1
SDG&E Study Area | Imperial Valley | 10 | 4% | 30% | 3% | 20% | 20% | 48.82% | 3% | 0% | 18% | 109560 | 7548 | 117108 | 563 | 3941 | 3.597% | 3.365% | FALSE | FALSE | FALSE | FALSE | 1 | 1 | 1
East of Pisgah Study Area | Innovation | 10 | [9 empty] | 39716.3631 | 25847.1559 | 76270.2915 | 345 | 2415 | 6.081% | 3.166% | FALSE | FALSE | FALSE | FALSE | 1 | 1 | 1
PG&E East Kern Study Area | Kern | 10 | 0.14% | 47.95% | 1.74% | 35.24% | 24.47% | 9% | 0% | 0% | 34.59% | 101138.4723 | 12548.7734 | 113687.2457 | 200 | 1400 | 1.384% | 1.231% | FALSE | FALSE | FALSE | FALSE | 1 | 1 | 1
SCE North of Lugo (NOL) Study Area | Kramer | 10 | 38.85% | 85.3% | 13% | 91.68% | 68.33% | 27.23% | 20.47% | 0% | 0% | 8700 | 47175 | 55875 | 1470.7657 | 10295.3596 | 118.3% | 18.43% | FALSE | FALSE | TRUE | FALSE | 2 | 2 | 1
SCE North of Lugo (NOL) Study Area | Kramer | 15 | 56% | 76% | 9% | 82% | 64% | 25.16% | 20% | 0% | 9% | 44883 | 85940 | 130823 | 1470.7657 | 10295.3596 | 22.94% | 7.87% | FALSE | FALSE | TRUE | FALSE | 2 | 1 | 2
SCE Metro Study Area | Laguna Bell | 10 | 0% | 0% | 0% | 0% | 0% | 3% | 0% | 7% | 0% | 0.1 | 0.1 | 0.1 | 0 | 0 | 0% | 0% | FALSE | FALSE | FALSE | FALSE | 1 | 1 | 1
PG&E East Kern Study Area | Lamont | 10 | 16% | 45% | 17% | 34% | 34% | 0% | 10% | 0% | 24% | 114748 | 51674 | 166422 | 300 | 2100 | 1.83% | 1.262% | FALSE | FALSE | FALSE | FALSE | 1 | 1 | 1
East of Pisgah Study Area | LATHROP | 10 | [9 empty] | 58584.8937 | 90216.7729 | 171841.2993 | 500 | 3500 | 5.974% | 2.037% | FALSE | FALSE | FALSE | FALSE | 1 | 1 | 1
PG&E Fresno Study Area | Le Grand | 10 | 6.97% | 49.48% | 9.04% | 38.68% | 73.3% | 23% | 6.61% | 0% | 38.68% | 65836.5097 | 26708.8083 | 92545.318 | 100 | 700 | 1.063% | 0.7564% | FALSE | FALSE | FALSE | FALSE | 1 | 1 | 1
PG&E Fresno Study Area | Los Banos | 10 | 30.7% | 58.56% | 45% | 44% | 61% | 5.329% | 46.29% | 0% | 27.99% | 68927 | 77722 | 146649 | 1240 | 8680 | 12.59% | 5.919% | FALSE | FALSE | FALSE | FALSE | 1 | 1 | 1
SCE North of Lugo (NOL) Study Area | Lugo | 10 | 18.71% | 93.73% | 10% | 60% | 93.49% | 0% | 8.313% | 58.28% | 54.99% | 88584 | 66204 | 154788 | 0 | 0 | 0% | 0% | FALSE | FALSE | TRUE | FALSE | 2 | 1 | 1
PG&E Fresno Study Area | McCall | 10 | 0% | 0% | 0% | 0% | 34.3% | 0% | 0.2968% | 0% | 0% | 202178 | - | 202178 | 100 | 700 | 0.3462% | 0.3462% | FALSE | FALSE | FALSE | FALSE | 1 | 1 | 1
PG&E Fresno Study Area | Mendota | 10 | 0% | 31% | 0% | 28% | 28% | 9.27% | 1% | 0% | 13% | 152928 | 7382 | 160309 | 160 | 1120 | 0.7324% | 0.6987% | FALSE | FALSE | FALSE | FALSE | 1 | 1 | 1
PG&E East Kern Study Area | Mesa | 10 | 30% | 16% | 4% | 23% | 23% | 3.11% | 12% | 45.27% | 14% | 134617 | 46289 | 180906 | 0 | 0 | 0% | 0% | FALSE | FALSE | FALSE | FALSE | 1 | 1 | 1
PG&E East Kern Study Area | Midway | 10 | 3.783% | 80.49% | 11.4% | 82.19% | 12.48% | 21.59% | 13.07% | 0% | 65.49% | 117644 | 47479 | 165123 | 1333.1844 | 9332.2908 | 7.933% | 5.652% | FALSE | FALSE | TRUE | FALSE | 2 | 1 | 1
East of Pisgah Study Area | Mohave | 10 | [9 empty] | 17221.9161 | 40310.2559 | 70165.0644 | 568 | 3975.9999 | 23.09% | 5.667% | FALSE | FALSE | FALSE | FALSE | 1 | 1 | 1
SCE Northern Area | Moorpark | 10 | 13.76% | 16.27% | 12.86% | 12.48% | 14.99% | 6.626% | 16.25% | 82.53% | 20.18% | 111933 | 29671 | 141604 | 500 | 3500 | 3.127% | 2.472% | FALSE | FALSE | FALSE | FALSE | 1 | 1 | 1
PG&E East Kern Study Area | Mustang | 10 | 0% | 8.705% | 0% | 7.146% | 15.91% | 0.7408% | 0% | 0% | 6.879% | 144567 | - | 144567 | 400 | 2800 | 1.937% | 1.937% | FALSE | FALSE | FALSE | FALSE | 1 | 1 | 1
SDG&E Study Area | Ocotillo | 10 | 48.96% | 23.34% | 36.79% | 38.92% | 3.01% | 0% | 25.98% | 0% | 9.14% | 11323.3067 | 36995.9475 | 48319.2542 | 0 | 0 | 0% | 0% | FALSE | FALSE | FALSE | FALSE | 1 | 1 | 1
PG&E East Kern Study Area | Olive | 10 | 18.52% | 46.71% | 16.71% | 59.7% | 74.96% | 2.244% | 18.59% | 63.39% | 14.88% | 30530 | 14513 | 45043 | 40 | 280 | 0.9171% | 0.6216% | FALSE | FALSE | FALSE | FALSE | 1 | 1 | 1
SDG&E Study Area | Otay Mesa | 10 | 22.54% | 89.04% | 35.36% | 95.67% | 78.68% | 3% | 22.06% | 42% | 90.67% | 3133.6208 | 5384.0288 | 8517.6496 | 0 | 0 | 0% | 0% | TRUE | FALSE | TRUE | TRUE | 3 | 1 | 1
East of Pisgah Study Area | Pahrump | 10 | [9 empty] | 23512.2323 | 6028.6198 | 30921.1033 | 0 | 0 | 0% | 0% | FALSE | FALSE | FALSE | FALSE | 1 | 1 | 1
SCE Eastern Study Area | Palo Verde | 10 | [9 empty] | 42762.1697 | 4187.8168 | 55905.2 | 0 | 0 | 0% | 0% | FALSE | FALSE | FALSE | FALSE | 1 | 1 | 1
PG&E Fresno Study Area | Panoche | 10 | 17% | 31% | 20% | 32% | 32% | 12.39% | 18% | 0% | 27% | 94822 | 34817 | 129638 | 370 | 2590 | 2.731% | 1.998% | FALSE | FALSE | FALSE | FALSE | 1 | 1 | 1
SCE Northern Area | Pastoria | 10 | 42.39% | 70.91% | 49.35% | 59.35% | 62.24% | 45.38% | 38.6% | 38.18% | 53.9% | 36194 | 94636 | 130830 | 106.875 | 748.125 | 2.067% | 0.5718% | FALSE | FALSE | FALSE | FALSE | 1 | 1 | 1
SCE North of Lugo (NOL) Study Area | Pisgah | 10 | 64.64% | 69.07% | 14.11% | 82.97% | 22.07% | 0% | 8.404% | 0% | 65.43% | 3484 | 42415 | 45899 | 300 | 2100 | 60.28% | 4.575% | FALSE | FALSE | FALSE | FALSE | 1 | 2 | 1
SCE North of Lugo (NOL) Study Area | Pisgah | 15 | 66% | 44% | 15% | 45% | 36% | 0% | 8% | 0% | 34% | 33413 | 58281 | 91694 | 300 | 2100 | 6.285% | 2.29% | FALSE | FALSE | FALSE | FALSE | 1 | 1 | 2
SCE Northern Area | Rector | 10 | 0.53% | 8.92% | 0% | 5.55% | 29.04% | 0% | 0% | 0% | 6.63% | 62541.0457 | 261.3039 | 62802.3496 | 100 | 700 | 1.119% | 1.115% | FALSE | FALSE | FALSE | FALSE | 1 | 1 | 1
SCE Eastern Study Area | Redbluff | 10 | 31% | 17% | 21% | 27% | 27% | 0% | 6% | 0% | 0% | 41709 | 54041 | 95750 | 2689 | 18823 | 45.13% | 19.66% | FALSE | FALSE | FALSE | FALSE | 1 | 1 | 1
SCE Eastern Study Area | Redbluff | 15 | 47% | 24% | 28% | 31% | 9% | 0% | 10% | 0% | 9% | 51720 | 112348 | 164067 | 2689 | 18823 | 36.39% | 11.47% | FALSE | FALSE | FALSE | FALSE | 1 | 1 | 2
PG&E East Kern Study Area | Rio Bravo | 10 | 25.24% | 63.33% | 24.38% | 53.06% | 58.73% | 0% | 15.35% | 51% | 33.38% | 29928.178 | 31797.6246 | 61725.8026 | 55 | 385 | 1.286% | 0.6237% | FALSE | FALSE | FALSE | FALSE | 1 | 1 | 1
PG&E North of Greater Bay Study Area | Rio Oso | 10 | 1.07% | 22.68% | 2.51% | 8.15% | 50.5% | 3% | 4.11% | 0% | 21.88% | 160912.2358 | 12127.3383 | 173039.5741 | 270 | 1890 | 1.175% | 1.092% | FALSE | FALSE | FALSE | FALSE | 1 | 1 | 1
SCE North of Lugo (NOL) Study Area | Roadway | 10 | 17.89% | 93.87% | 2.161% | 61.32% | 97.88% | 1.894% | 2.413% | 0% | 28.67% | 101237 | 79825 | 181061 | 220.92 | 1546.44 | 1.528% | 0.8541% | FALSE | FALSE | TRUE | TRUE | 2 | 1 | 1
SCE North of Lugo (NOL) Study Area | Roadway | 15 | 20% | 90% | 2% | 52% | 98% | 1.1% | 2% | 4.98% | 27% | 217013 | 154966 | 371979 | 220.92 | 1546.44 | 0.7126% | 0.4157% | FALSE | FALSE | TRUE | TRUE | 2 | 1 | 2
SCE Northern Area | Santa Clara | 10 | 6.99% | 19.63% | 3.38% | 14.13% | 19.83% | 5% | 3.58% | 52% | 22.14% | 24985.6386 | 3457.8901 | 28443.5286 | 400 | 2800 | 11.21% | 9.844% | FALSE | FALSE | FALSE | FALSE | 1 | 1 | 1
PG&E Fresno Study Area | Schindler | 10 | 0% | 3.9% | 0% | 0.68% | 6.66% | 0% | 0.83% | 0% | 1.26% | 38760.2454 | 0 | 38760.2454 | 150 | 1050 | 2.709% | 2.709% | FALSE | FALSE | FALSE | FALSE | 1 | 1 | 1
PG&E Fresno Study Area | Semitropic | 10 | 4.56% | 70.85% | 9.34% | 62.73% | 8.99% | 46% | 22.3% | 0% | 51.54% | 34449.3955 | 11700.8697 | 46150.2652 | 100 | 700 | 2.032% | 1.517% | FALSE | FALSE | FALSE | FALSE | 1 | 1 | 1
PG&E East Kern Study Area | Shafter | 10 | 0% | 40.58% | 0% | 33.64% | 3.77% | 10% | 0% | 0% | 22.34% | 66918.9184 | 276.3104 | 67195.2288 | 110 | 770 | 1.151% | 1.146% | FALSE | FALSE | FALSE | FALSE | 1 | 1 | 1
PG&E East Kern Study Area | Solar SS | 10 | 56.29% | 32.92% | 9.27% | 39.63% | 12.08% | 13% | 74% | 23% | 39.75% | 49662.6778 | 68854.5158 | 118517.1935 | 125 | 875 | 1.762% | 0.7383% | FALSE | FALSE | FALSE | FALSE | 1 | 1 | 1
SCE Northern Area | Springville | 10 | 32.83% | 34.04% | 24.89% | 22.37% | 40.45% | 4% | 17.42% | 60% | 20.77% | 32574.5019 | 31255.1974 | 63829.6993 | 190 | 1330 | 4.083% | 2.084% | FALSE | FALSE | FALSE | FALSE | 1 | 1 | 1
PG&E East Kern Study Area | Stockdale | 10 | 0.4% | 46.94% | 2.25% | 37.16% | 33.28% | 9% | 0% | 0% | 41.09% | 85884.1497 | 12159.6116 | 98043.7614 | 0 | 0 | 0% | 0% | FALSE | FALSE | FALSE | FALSE | 1 | 1 | 1
SDG&E Study Area | Suncrest | 10 | 50.86% | 72.25% | 73.28% | 72.83% | 85.82% | 0% | 57.35% | 100% | 63.49% | 1336.2751 | 15754.3236 | 17090.5986 | 0 | 0 | 0% | 0% | FALSE | FALSE | TRUE | TRUE | 2 | 1 | 1
PG&E North of Greater Bay Study Area | Tesla | 10 | 13.13% | 71.15% | 19.09% | 81.33% | 54.65% | 56% | 28.43% | 12% | 59.36% | 41245.07 | 33627.224 | 74872.294 | 400 | 2800 | 6.789% | 3.74% | FALSE | FALSE | FALSE | FALSE | 1 | 1 | 1
PG&E Fresno Study Area | Tranquility | 10 | 1% | 19% | 1% | 14% | 28% | 1.8% | 1% | 0% | 5% | 158330 | 5731 | 164061 | 1249 | 8743 | 5.522% | 5.329% | FALSE | FALSE | FALSE | FALSE | 1 | 1 | 1
East of Pisgah Study Area | Trout Canyon (fka Crazy Eyes) | 10 | [9 empty] | 8338.2109 | 75021.671 | 87922.6939 | 2083 | 14581 | 174.9% | 16.58% | FALSE | FALSE | FALSE | FALSE | 1 | 2 | 1
East of Pisgah Study Area | Trout Canyon (fka Crazy Eyes) | 15 | [9 empty] | 28551.3446 | 109222.9513 | 144975.7503 | 2083 | 14581 | 51.07% | 10.06% | FALSE | FALSE | FALSE | FALSE | 1 | 2 | 2
PG&E North of Greater Bay Study Area | Vaca Dixon | 10 | 8% | 32% | 4% | 37% | 0% | 4% | 8% | 22% | 20% | 61103.81 | 14831.18 | 75934.9884 | 24 | 168 | 0.2749% | 0.2212% | FALSE | FALSE | FALSE | FALSE | 1 | 1 | 1
East of Pisgah Study Area | Valley (VEA) | 10 | [9 empty] | 67141.2318 | 14043.7865 | 90604.0082 | 50 | 350 | 0.5213% | 0.3863% | FALSE | FALSE | FALSE | FALSE | 1 | 1 | 1
SCE Northern Area | Vestal | 10 | 13.05% | 10.95% | 8.789% | 4.088% | 7.704% | 0% | 13.52% | 8.383% | 8.146% | 158320 | 37418 | 195739 | 801.13 | 5607.91 | 3.542% | 2.865% | FALSE | FALSE | FALSE | FALSE | 1 | 1 | 1
SCE North of Lugo (NOL) Study Area | Victor | 10 | 6.496% | 94.67% | 0% | 57.32% | 97.98% | 1.152% | 2.303% | 5.841% | 34.31% | 144191 | 48995 | 193186 | 400.3943 | 2802.7604 | 1.944% | 1.451% | FALSE | FALSE | TRUE | TRUE | 2 | 1 | 1
SCE North of Lugo (NOL) Study Area | Victor | 15 | 18% | 92% | 3% | 57% | 98% | 0.87% | 14% | 19.38% | 36% | 226644 | 166946 | 393590 | 400.3943 | 2802.7604 | 1.237% | 0.7121% | FALSE | FALSE | TRUE | TRUE | 2 | 1 | 2
SCE Northern Area | Vincent | 10 | 30.92% | 45.08% | 3.713% | 37.62% | 56.36% | 2.884% | 18.76% | 80.19% | 32.83% | 94697 | 50491 | 145187 | 1303 | 9121 | 9.632% | 6.282% | FALSE | FALSE | FALSE | FALSE | 1 | 1 | 1
East of Pisgah Study Area | VISTA (VEA) | 10 | [9 empty] | 53511.1436 | 28579.3897 | 88191.4932 | 200 | 1400 | 2.616% | 1.587% | FALSE | FALSE | FALSE | FALSE | 1 | 1 | 1
PG&E Fresno Study Area | Westley | 10 | 13.02% | 34.92% | 12.99% | 36.55% | 24.45% | 30.71% | 24.51% | 5.631% | 24.89% | 104213 | 68655 | 172868 | 210.32 | 1472.24 | 1.413% | 0.8517% | FALSE | FALSE | FALSE | FALSE | 1 | 1 | 1
PG&E East Kern Study Area | Wheeler Ridge | 10 | 7.466% | 47.71% | 11.46% | 39.93% | 36.08% | 7.498% | 18.99% | 1.871% | 34.77% | 131241 | 34656 | 165896 | 775.321 | 5427.247 | 4.135% | 3.271% | FALSE | FALSE | FALSE | FALSE | 1 | 1 | 1
SCE Northern Area | Whirlwind | 10 | 19.77% | 79.18% | 8.577% | 33.89% | 96.94% | 88.76% | 12.84% | 41.7% | 22.64% | 133376 | 61017 | 194393 | 2528.995 | 17702.965 | 13.27% | 9.107% | FALSE | FALSE | TRUE | TRUE | 2 | 1 | 1
SCE Northern Area | Windhub | 10 | 16.47% | 61% | 1.35% | 38.55% | 77.86% | 12.48% | 2.005% | 34.38% | 35.45% | 119257 | 51760 | 171017 | 2984 | 20888 | 17.52% | 12.21% | FALSE | FALSE | FALSE | FALSE | 1 | 1 | 1
PG&E North of Greater Bay Study Area | Woodland | 10 | 0% | 36.32% | 4.38% | 41.81% | 52.18% | 24% | 8.01% | 0% | 33.95% | 67857.646 | 1470.7694 | 69328.4153 | 12 | 84 | 0.1238% | 0.1212% | FALSE | FALSE | FALSE | FALSE | 1 | 1 | 1

## Wind_Env
Criteria 1 Distance, 3a, and 3b Analysis for Wind' Resources | [10 empty] | Criteria 3a Analysis |  |  |  | Criteria 1 Distance Analysis |  |  |  |  | 3 flags |  | 2 flags |  | Criteria 3b | Criteria 3a | Criteria 1
|  | Criteria 3b Analysis | [8 empty] | ACRES_LOW IMPLICATION | ACRES_HIGH IMPLICATION | RESOURCE TOTAL ACRES |  | *Blank indicated 10 miles or less |  | 40 |  |  | 4 | 2 | 2 | 1 | Flag | Flag | Flag
AREA | SUBSTATIONS | Intactness | Biodiversity | Connectivity | Rarity | Native Species | Audubon Important Bird Areas (IBA) | Important habitat | Wildfire threat | Irreplaceability | 10 mi radius | 10 mi radius | 10 mi radius | Notes | Distance to Resource | Wind MWs | Acres/MW | Low Value % | All % | 0.75 | 0.95 | 0.75 | 0.95
SCE Northern Area | Antelope | 4.77% | 63.09% | 0% | 30.92% | 98.31% | 97.99% | 0% | 12.9% | 0.0084% | 18574.5869 | 834.8343 | 19409.4212 | There are no wind resource areas within a 10 mile buffer. The nearest wind resource area was Project "Wind 157" 10.8 miles from the substation | 11 | 0 | 0 | 0% | 0% | FALSE | TRUE | TRUE | TRUE | 3 | 1 | 2
PG&E North of Greater Bay Study Area | Birds Landing | 4.043% | 43.51% | 0.8362% | 56.95% | 40.8% | 60.73% | 12.25% | 7.715% | 30.14% | 231281.9072 | 50129.0401 | 281410.9473 | Portion of wind resource is greater than 15 miles from substation. | 15 | 120 | 4800 | 2.075% | 1.706% | FALSE | FALSE | FALSE | FALSE | 1 | 1 | 2
PG&E North of Greater Bay Study Area | Bridgeville | 100% | 0% | 89.99% | 0% | 0% | 0% | 54.04% | 10.48% | 0% | 0.44479 | 22050.1469 | 22050.5916 | No Low Implication Acres Identified in wind resource. |  | 0 | 0 | 0% | 0% | FALSE | FALSE | TRUE | TRUE | 2 | 1 | 1
PG&E Fresno Study Area | Cabrillo | 61% | 2% | 15% | 11% | 2% | 1% | 60% | 95% | 15% | 8075 | 18673 | 26748 |  |  | 99 | 3960 | 49.04% | 14.8% | FALSE | FALSE | FALSE | TRUE | 2 | 1 | 1
PG&E East Kern Study Area | Caliente | 59.71% | 9.779% | 0% | 32.99% | 0% | 0% | 79.08% | 0% | 14.12% | 11176.1755 | 9449.3403 | 20625.5157 | No wind resource identified within 15 miles of substation. Neasest wind resource is approximately 22 miles. (Substation to resource centerpoint) | 22 | 0 | 0 | 0% | 0% | FALSE | FALSE | FALSE | FALSE | 1 | 1 | 3
PG&E East Kern Study Area | Cholame | 59.71% | 9.779% | 0% | 32.99% | 0% | 0% | 79.08% | 0% | 14.12% | 11176 | 9449 | 20626 |  |  | 60 | 2400 | 21.47% | 11.64% | FALSE | FALSE | FALSE | FALSE | 1 | 1 | 1
PG&E North of Greater Bay Study Area | Cortina | 24.34% | 42.06% | 10.22% | 14.47% | 30.69% | 32.72% | 26.31% | 26.47% | 39.14% | 333380.2161 | 138104.7795 | 471484.9956 |  |  | 96.6 | 3864 | 1.159% | 0.8195% | FALSE | FALSE | FALSE | FALSE | 1 | 1 | 1
PG&E North of Greater Bay Study Area | Delevan | 0% | 29.29% | 1.801% | 49.94% | 0% | 11.63% | 0% | 0.308% | 29.29% | 58909.8567 | 3924.1192 | 62833.9759 |  |  | 83 | 3320 | 5.636% | 5.284% | FALSE | FALSE | FALSE | FALSE | 1 | 1 | 1
SCE Eastern Study Area | Devers | 62% | 41% | 40% | 31% | 41% | 0% | 21% | 17.65% | 7% | 29172 | 6879 | 36052 | Includes Wind Resource outside of 15mi Radius, up to approximately 20 miles (Substation to resource centerpoint) | 20 | 115.5 | 4620 | 15.84% | 12.81% | FALSE | FALSE | FALSE | FALSE | 1 | 1 | 2
SDG&E Study Area | ECO | 50.05% | 54.35% | 38.76% | 60.74% | 43.27% | 0% | 35.7% | 87.62% | 41.87% | 5591.4769 | 56008.6591 | 61600.136 | Estimated acre size of build exceeds the amount of Low Implication acres in wind resource. |  | 600 | 24000 | 429.2% | 38.96% | FALSE | FALSE | FALSE | FALSE | 1 | 2 | 1
PG&E North of Greater Bay Study Area | Glenn | 19.89% | 14.7% | 11.21% | 14.47% | 20.27% | 1.481% | 11.4% | 12.66% | 8.215% | 332764.2064 | 104002.2854 | 436766.4918 |  |  | 168 | 6720 | 2.019% | 1.539% | FALSE | FALSE | FALSE | FALSE | 1 | 1 | 1
PG&E North of Greater Bay Study Area | Kelso | 13.73% | 53.3% | 15.48% | 61.83% | 29.03% | 40% | 16.82% | 0.2223% | 39.75% | 50652.1155 | 23209.4731 | 73861.5886 | Kelso and Tesla Substations are in close proximity. 15 mile radius around each contains the same wind resource. |  | 100 | 4000 | 7.897% | 5.416% | FALSE | FALSE | FALSE | FALSE | 1 | 1 | 1
PG&E Fresno Study Area | Los Banos | 33.89% | 45.58% | 37.91% | 35.85% | 67.13% | 0% | 35.17% | 7.244% | 7.555% | 15209.5122 | 23160.2375 | 38369.7497 |  |  | 186 | 7440 | 48.92% | 19.39% | FALSE | FALSE | FALSE | FALSE | 1 | 1 | 1
PG&E North of Greater Bay Study Area | Pit 1 | 94% | 39.22% | 0% | 39.22% | 0% | 0% | 0% | 84.38% | 0% | 3215.3284 | 6016.3268 | 9231.6552 | Wind resource is greather than 15 miles from substation. Estimated acre size of build exceeds the amount of Low Implication acres in wind resource. Next available wind resource is approcimately 34 miles | 15 | 0 | 0 | 0% | 0% | FALSE | FALSE | TRUE | FALSE | 2 | 1 | 2
PG&E North of Greater Bay Study Area | Round Mountain | 83.12% | 50.64% | 20.96% | 29.23% | 100% | 0% | 2.615% | 100% | 6.626% | 3137.1287 | 40038.6221 | 43175.7507 | Estimated acre size of build exceeds the amount of Low Implication acres in wind resource |  | 324.5 | 12980 | 413.8% | 30.06% | FALSE | TRUE | TRUE | TRUE | 3 | 2 | 1
SDG&E Study Area | Suncrest | 53.64% | 59.26% | 61.64% | 63.64% | 89.22% | 5.548% | 46.67% | 100% | 30.46% | 2343.8747 | 33901.9954 | 36245.8701 | No wind resource identified within 15 miles of substation. Neasest wind resource(s) are approximately 19 and 20 miles (Substation to resource centerpoint). Estimated acre size of build eceeds the amount of Low Implication acres in wind resource | 20 | 0 | 0 | 0% | 0% | FALSE | FALSE | TRUE | TRUE | 2 | 1 | 2
PG&E East Kern Study Area | Templeton | 68.24% | 77.72% | 2.95% | 83.47% | 67.19% | 0% | 9.292% | 100% | 48.82% | 6729.9534 | 24299.8298 | 31029.7832 | Portion of wind resource is greater than 15 miles from substation. Estimated acre size of build exceeds the amount of Low Implication acres in wind resource | 15 | 188 | 7520 | 111.7% | 24.23% | FALSE | FALSE | TRUE | TRUE | 2 | 2 | 2
PG&E North of Greater Bay Study Area | Tesla | 13.73% | 53.3% | 15.48% | 61.83% | 29.03% | 40% | 16.82% | 0.2223% | 39.75% | 50652.1155 | 23209.4731 | 73861.5886 | Kelso and Tesla Substations are in close proximity. 15 mile radius around each contains the same wind resource. |  | 200 | 8000 | 15.79% | 10.83% | FALSE | FALSE | FALSE | FALSE | 1 | 1 | 1
PG&E North of Greater Bay Study Area | Thermalito | 0% | 69.79% | 0% | 27.42% | 3.366% | 17.51% | 0.1444% | 0% | 69.79% | 177838.3662 | 1010.9171 | 178849.2834 |  |  | 80 | 3200 | 1.799% | 1.789% | FALSE | FALSE | FALSE | FALSE | 1 | 1 | 1
PG&E North of Greater Bay Study Area | Tulucay | 29.39% | 23.61% | 30.63% | 15.76% | 52.58% | 4.458% | 23.29% | 45.46% | 15.36% | 81073.3615 | 73301.3784 | 154374.74 | Portion of wind resource is greater than 15 miles from substation. | 15 | 0 | 0 | 0% | 0% | FALSE | FALSE | FALSE | FALSE | 1 | 1 | 2
SCE Northern Area | Whirlwind | 16% | 67% | 7% | 36% | 67% | 98% | 3% | 25.12% | 15% | 29172 | 6879 | 36052 |  |  | 92.9 | 3716 | 12.74% | 10.31% | FALSE | FALSE | FALSE | TRUE | 2 | 1 | 1
SCE Northern Area | Windhub | 35% | 57% | 0% | 33% | 57% | 19% | 0% | 69.16% | 62% | 28952 | 26885 | 55837 | Includes Wind Resource outside of 15mi Radius, up to approximately 20 miles (Substation to resource centerpoint) | 20 | 188 | 7520 | 25.97% | 13.47% | FALSE | FALSE | FALSE | FALSE | 1 | 1 | 2
SDG&E Study Area | Ocotillo | 47.46% | 58.53% | 42% | 68.68% | 9.68% | 0% | 40.87% | 92% | 39.43% | 1224.9742 | 9705.1615 | 10930.1356 |  |  | 0 | 0 | 0% | 0% | FALSE | FALSE | FALSE | FALSE | 1 | 1 | 1
SCE North of Lugo (NOL) Study Area | Pisgah | 41.13% | 44.46% | 45.02% | 35.56% | 70.99% | 0% | 36.96% | 0% | 6.88% | 12821.077 | 16831.8074 | 29652.8844 |  |  | 100 | 4000 | 31.2% | 13.49% | FALSE | FALSE | FALSE | FALSE | 1 | 1 | 1
PG&E North of Greater Bay Study Area | Delta Switching Yard | 13.47% | 67.59% | 12.12% | 90.01% | 40.8% | 53% | 14.25% | 0% | 56.94% | 31078.3419 | 15347.849 | 46426.191 |  |  | 0 | 0 | 0% | 0% | FALSE | FALSE | FALSE | FALSE | 1 | 1 | 1
SCE North of Lugo (NOL) Study Area | Kramer | 80.43% | 86.17% | 21.99% | 59.05% | 94.23% | 0% | 24.66% | 0% | 0% | 1229.5169 | 28643.6938 | 29873.2108 |  |  | 0 | 0 | 0% | 0% | FALSE | FALSE | TRUE | FALSE | 2 | 1 | 1
PG&E North of Greater Bay Study Area | Rio Oso | 0% | 70.08% | 0% | 0.12% | 17.96% | 0% | 0% | 0% | 70.08% | 37372.5041 | 0 | 37372.5041 |  |  | 0 | 0 | 0% | 0% | FALSE | FALSE | FALSE | FALSE | 1 | 1 | 1
PG&E North of Greater Bay Study Area | Eagle Rock | 54.38% | 77.27% | 0% | 62.48% | 59.85% | 9% | 32.49% | 97% | 82.38% | 5097.5073 | 13917.1581 | 19014.6653 | Only 21 MW is available within 10 miles. Additional WRAs are within 24 miles. | 24 | 0 | 0 | 0% | 0% | FALSE | FALSE | TRUE | TRUE | 2 | 1 | 3
SCE North of Lugo (NOL) Study Area | Coolwater | 80.59% | 58.02% | 85.13% | 62.81% | 40.33% | 0% | 81% | 0% | 34.41% | 113.818 | 94012.8764 | 94126.6944 |  |  | 0 | 0 | 0% | 0% | FALSE | FALSE | TRUE | FALSE | 2 | 1 | 1
PG&E North of Greater Bay Study Area | Lakeville | 91.3% | 54.61% | 41.07% | 54.61% | 0% | 8% | 39.18% | 73% | 54.61% | 4208.7515 | 25334.2598 | 29543.0113 |  |  | 0 | 0 | 0% | 0% | FALSE | FALSE | FALSE | FALSE | 1 | 1 | 1
PG&E North of Greater Bay Study Area | Tulucay | 53.08% | 6.48% | 46.1% | 3.75% | 4.36% | 18% | 31.53% | 37% | 6.48% | 5366.728 | 11600.323 | 16967.051 |  |  | 0 | 0 | 0% | 0% | FALSE | FALSE | FALSE | FALSE | 1 | 1 | 1
PG&E North of Greater Bay Study Area | Vaca Dixon | 20.53% | 11.07% | 24.05% | 11.04% | 83.85% | 0% | 20.29% | 22% | 0% | 46917.3786 | 22858.6987 | 69776.0773 |  |  | 0 | 0 | 0% | 0% | FALSE | FALSE | FALSE | FALSE | 1 | 1 | 1
East of Pisgah Study Area | Innovation | [9 empty] | 1837.3144 | 7113.9844 | 9577.4901 | 10 mile distance |  | 139 | 5560 | 302.6% | 58.05% | FALSE | FALSE | FALSE | FALSE | 1 | 2 | 1
East of Pisgah Study Area | Sloan Canyon (fka Bob) | [9 empty] | 3442.3775 | 62479.6903 | 89342.265 | 10 mile distance |  | 303 | 12120 | 352.1% | 13.57% | FALSE | FALSE | FALSE | FALSE | 1 | 2 | 1
East of Pisgah Study Area | Pahrump | [9 empty] | 1555.6296 | 4707.619 | 6280.7769 | 10 mile distance |  | 0 | 0 | 0% | 0% | FALSE | FALSE | FALSE | FALSE | 1 | 1 | 1
East of Pisgah Study Area | Innovation | [9 empty] | 12750.491 | 12720.0934 | 27211.5455 | 15 mile distance | 15 | 139 | 5560 | 43.61% | 20.43% | FALSE | FALSE | FALSE | FALSE | 1 | 1 | 2
East of Pisgah Study Area | Sloan Canyon (fka Bob) | [9 empty] | 6353.5788 | 150755.2767 | 201484.9679 | 15 mile distance | 15 | 303 | 12120 | 190.8% | 6.015% | FALSE | FALSE | FALSE | FALSE | 1 | 2 | 2
East of Pisgah Study Area | Pahrump | [9 empty] | 6844.7469 | 8866.7227 | 15813.4486 | 15 mile distance | 15 | 0 | 0 | 0% | 0% | FALSE | FALSE | FALSE | FALSE | 1 | 1 | 2

## Geo_Env
Criteria 1 Distance, 3a, and 3b Analysis for Geothermal Resources | [10 empty] | Criteria 3a Analysis |  |  |  | Criteria 1 Distance Analysis |  |  |  |  | 3 flags |  | 2 flags |  | Criteria 3b | Criteria 3a | Criteria 1
|  | Criteria 3b Analysis | [8 empty] | ACRES_LOW IMPLICATION | ACRES_HIGH IMPLICATION | RESOURCE TOTAL ACRES |  | *Blank indicated 10 miles or less |  | 5 |  |  | 4 | 2 | 2 | 1 | Flag | Flag | Flag
AREA | SUBSTATIONS | Intactness | Biodiversity | Connectivity | Rarity | Native Species | Audubon Important Bird Areas (IBA) | Important habitat | Wildfire threat | Irreplaceability | 10 mi radius | 10 mi radius | 10 mi radius | Notes | Distance to Resource | Geothermal MWs | Acres/MW | Low Value % | All % | 0.75 | 0.95 | 0.75 | 0.95
SDG&E Study Area | IID System | 2% | 62% | 0% | 33% | 61% | 98% | 0% | 0% | 60% | 70689 | 51404 | 122093 | Mapped to Bannister |  | 900 | 4500 | 6.366% | 3.686% | FALSE | FALSE | FALSE | TRUE | 2 | 1 | 1
PG&E North of Greater Bay Study Area | Geysers | 50% | 58% | 1% | 44% | 83% | 23% | 13% | 97% | 62% | 117594 | 193941 | 311534 | Substation used: Calistoga 19 |  | 79 | 395 | 0.3359% | 0.1268% | FALSE | FALSE | TRUE | TRUE | 2 | 1 | 1
PG&E North of Greater Bay Study Area | Pit 1 | 93% | 19% | 43% | 22% | 1% | 0% | 25% | 84% | 11% | 24081 | 126071 | 150152 | Medicine Lake Area Geothermal Resource is approximately 42.5 Miles from Pit 1 Substation (Substation to centerpoint) | 42.5 | 0 | 0 | 0% | 0% | FALSE | FALSE | TRUE | FALSE | 2 | 1 | 3
SCE North of Lugo (NOL) Study Area | Randsburg | 100% | 58% | 100% | 89% | 12% | 0% | 100% | 0% | 0% | 1e-07 | 16765 | 16765 |  |  | 0 | 0 | 0% | 0% | TRUE | TRUE | TRUE | TRUE | 3 | 1 | 1
SCE North of Lugo (NOL) Study Area | Control | 70% | 59% | 0% | 47% | 48% | 55% | 50% | 86% | 21% | 76699 | 348940 | 425639 | Mono-Long Valley KGRA ranges approximately 23 to 35 miles from Control Substation to areas of lower implication (Substation to centerpoint); however Casa Diablo substation is close to area |  | 48 | 240 | 0.3129% | 0.05639% | FALSE | FALSE | FALSE | FALSE | 1 | 1 | 1

## CompareToPrevYr_bySub
Criteria 5: Comparison with Previous TPP Base Case |  |  |  |  | MW | Percentage
|  |  | Level 3 criteria flag |  | -1000 | 50% | or More less from prior year
|  |  | Level 2 criteria flag |  | -1 |  | or More less from prior year | [16 empty] | Geothermal | Wind FCDS | Wind EODS | OOS Wind FCDS | OOS Wind EODS | Offshore Wind | Solar FCDS | Solar EODS | Li_Battery | PSH
|  |  | 2021_2022 TPP Base Case: 2031 Resources | [9 empty] | Current Portfolio Mapped Resources | [10 empty] | Criteria Alignment
|  |  | Geothermal | Wind | Wind | OOS Wind | OOS Wind | Offshore Wind | Solar | Solar | Li_Battery | PSH |  | Geothermal | Wind | Wind | OOS Wind | OOS Wind | Offshore Wind | Solar | Solar | Li_Battery | PSH | Geothermal | Wind | Wind | OOS Wind | OOS Wind | Offshore Wind | Solar | Solar | Li_Battery | PSH | Solar | Wind | Substation Flag
Area | Substation | Voltage | FCDS | FCDS | EODS | FCDS | EODS | FCDS | FCDS | EODS | FCDS | FCDS |  | FCDS | FCDS | EODS | FCDS | EODS | FCDS | FCDS | EODS | FCDS | FCDS | FCDS | FCDS | EODS | FCDS | EODS | FCDS | FCDS | EODS | FCDS | FCDS | Total | Total
PG&E East Kern Study Area | 7th Standard | 115 | 0 | 0 | 0 | 0 | 0 | 0 | 0 | 0 | 0 | 0 |  | 0 | 0 | 0 | 0 | 0 | 0 | 0 | 0 | 0 | 0 | 1 | 1 | 1 | 1 | 1 | 1 | 1 | 1 | 1 | 1 | 1 | 1 | 0
SCE Metro Study Area | Alamitos | 230 | 0 | 0 | 0 | 0 | 0 | 0 | 0 | 0 | 0 | 0 |  | 0 | 0 | 0 | 0 | 0 | 0 | 0 | 0 | 0 | 0 | 1 | 1 | 1 | 1 | 1 | 1 | 1 | 1 | 1 | 1 | 1 | 1 | 0
PG&E Fresno Study Area | Alpaugh | 115 | 0 | 0 | 0 | 0 | 0 | 0 | 0 | 0 | 0 | 0 |  | 0 | 0 | 0 | 0 | 0 | 0 | 20 | 200 | 145 | 0 | 1 | 1 | 1 | 1 | 1 | 1 | 1 | 1 | 1 | 1 | 1 | 1 | 0
SCE Northern Area | Antelope | 500 | 0 | 0 | 0 | 0 | 0 | 0 | 0 | 0 | 0 | 0 |  | 0 | 0 | 0 | 0 | 0 | 0 | 0 | 0 | 0 | 0 | 1 | 1 | 1 | 1 | 1 | 1 | 1 | 1 | 1 | 1 | 1 | 1 | 0
SCE Northern Area | Antelope | 230 | 0 | 0 | 0 | 0 | 0 | 0 | 395 | 852 | 575 | 0 |  | 0 | 0 | 0 | 0 | 0 | 0 | 650 | 622 | 513.8 | 0 | 1 | 1 | 1 | 1 | 1 | 1 | 1 | 2 | 2 | 1 | 1 | 1 | 1
PG&E East Kern Study Area | Arco | 230 | 0 | 0 | 0 | 0 | 0 | 0 | 0 | 144 | 0 | 0 |  | 0 | 0 | 0 | 0 | 0 | 0 | 130 | 521 | 380.64 | 0 | 1 | 1 | 1 | 1 | 1 | 1 | 1 | 1 | 1 | 1 | 1 | 1 | 0
SCE Metro Study Area | Arcogen | 230 | 0 | 0 | 0 | 0 | 0 | 0 | 0 | 0 | 0 | 0 |  | 0 | 0 | 0 | 0 | 0 | 0 | 0 | 0 | 0 | 0 | 1 | 1 | 1 | 1 | 1 | 1 | 1 | 1 | 1 | 1 | 1 | 1 | 0
PG&E East Kern Study Area | Avenal | 115 | 0 | 0 | 0 | 0 | 0 | 0 | 0 | 0 | 0 | 0 |  | 0 | 0 | 0 | 0 | 0 | 0 | 0 | 0 | 0 | 0 | 1 | 1 | 1 | 1 | 1 | 1 | 1 | 1 | 1 | 1 | 1 | 1 | 0
SCE Northern Area | Bailey | 230 | 0 | 0 | 0 | 0 | 0 | 0 | 0 | 0 | 0 | 0 |  | 0 | 0 | 0 | 0 | 0 | 0 | 0 | 0 | 0 | 0 | 1 | 1 | 1 | 1 | 1 | 1 | 1 | 1 | 1 | 1 | 1 | 1 | 0
PG&E East Kern Study Area | Bakersfield | 230 | 0 | 0 | 0 | 0 | 0 | 0 | 0 | 0 | 0 | 0 |  | 0 | 0 | 0 | 0 | 0 | 0 | 0 | 0 | 0 | 0 | 1 | 1 | 1 | 1 | 1 | 1 | 1 | 1 | 1 | 1 | 1 | 1 | 0
SCE Metro Study Area | Barre | 230 | 0 | 0 | 0 | 0 | 0 | 0 | 0 | 0 | 0 | 0 |  | 0 | 0 | 0 | 0 | 0 | 0 | 0 | 0 | 55 | 0 | 1 | 1 | 1 | 1 | 1 | 1 | 1 | 1 | 1 | 1 | 1 | 1 | 0
SDG&E Study Area | Bay Boulevard | 230 | 0 | 0 | 0 | 0 | 0 | 0 | 0 | 0 | 0 | 0 |  | 0 | 0 | 0 | 0 | 0 | 0 | 0 | 0 | 0 | 0 | 1 | 1 | 1 | 1 | 1 | 1 | 1 | 1 | 1 | 1 | 1 | 1 | 0
East of Pisgah Study Area | Beatty | 138 | 0 | 0 | 0 | 0 | 0 | 0 | 0 | 0 | 0 | 0 |  | 440 | 0 | 0 | 0 | 0 | 0 | 100 | 300 | 215 | 0 | 1 | 1 | 1 | 1 | 1 | 1 | 1 | 1 | 1 | 1 | 1 | 1 | 0
PG&E North of Greater Bay Study Area | Bellota | 230 | 0 | 0 | 0 | 0 | 0 | 0 | 0 | 0 | 0 | 0 |  | 0 | 0 | 0 | 0 | 0 | 0 | 100 | 250 | 175 | 0 | 1 | 1 | 1 | 1 | 1 | 1 | 1 | 1 | 1 | 1 | 1 | 1 | 0
PG&E North of Greater Bay Study Area | Bellota | 115 | 0 | 0 | 0 | 0 | 0 | 0 | 0 | 0 | 0 | 0 |  | 0 | 0 | 0 | 0 | 0 | 0 | 0 | 240 | 244 | 0 | 1 | 1 | 1 | 1 | 1 | 1 | 1 | 1 | 1 | 1 | 1 | 1 | 0
PG&E North of Greater Bay Study Area | Bellevue | 115 | 0 | 0 | 0 | 0 | 0 | 0 | 0 | 0 | 0 | 0 |  | 0 | 0 | 0 | 0 | 0 | 0 | 0 | 0 | 0 | 0 | 1 | 1 | 1 | 1 | 1 | 1 | 1 | 1 | 1 | 1 | 1 | 1 | 0
SCE Northern Area | Big Creek Hydro Facilities | 230 | 0 | 0 | 0 | 0 | 0 | 0 | 0 | 0 | 0 | 0 |  | 0 | 0 | 0 | 0 | 0 | 0 | 0 | 0 | 0 | 0 | 1 | 1 | 1 | 1 | 1 | 1 | 1 | 1 | 1 | 1 | 1 | 1 | 0
PG&E North of Greater Bay Study Area | Birds Landing | 230 | 0 | 0 | 0 | 0 | 0 | 0 | 0 | 0 | 5 | 0 |  | 0 | 120 | 0 | 0 | 0 | 0 | 0 | 100 | 70 | 0 | 1 | 1 | 1 | 1 | 1 | 1 | 1 | 1 | 1 | 1 | 1 | 1 | 0
SDG&E Study Area | BlytheSC 161 kV | 161 | 0 | 0 | 0 | 0 | 0 | 0 | 0 | 0 | 0 | 0 |  | 0 | 0 | 0 | 0 | 0 | 0 | 0 | 0 | 0 | 0 | 1 | 1 | 1 | 1 | 1 | 1 | 1 | 1 | 1 | 1 | 1 | 1 | 0
PG&E Fresno Study Area | Borden | 230 | 0 | 0 | 0 | 0 | 0 | 0 | 0 | 0 | 0 | 0 |  | 0 | 0 | 0 | 0 | 0 | 0 | 0 | 200 | 150 | 0 | 1 | 1 | 1 | 1 | 1 | 1 | 1 | 1 | 1 | 1 | 1 | 1 | 0
PG&E North of Greater Bay Study Area | Brentwood | 230 | 0 | 0 | 0 | 0 | 0 | 0 | 0 | 0 | 0 | 0 |  | 0 | 0 | 0 | 0 | 0 | 0 | 0 | 0 | 0 | 0 | 1 | 1 | 1 | 1 | 1 | 1 | 1 | 1 | 1 | 1 | 1 | 1 | 0
PG&E North of Greater Bay Study Area | Bridgeville | 115 | 0 | 0 | 34 | 0 | 0 | 0 | 0 | 0 | 0 | 0 |  | 0 | 0 | 0 | 0 | 0 | 0 | 0 | 0 | 0 | 0 | 1 | 1 | 3 | 1 | 1 | 1 | 1 | 1 | 1 | 1 | 1 | 3 | 1
PG&E Fresno Study Area | Cabrillo | 115 | 0 | 0 | 0 | 0 | 0 | 0 | 0 | 0 | 0 | 0 |  | 0 | 99 | 0 | 0 | 0 | 0 | 0 | 0 | 0 | 0 | 1 | 1 | 1 | 1 | 1 | 1 | 1 | 1 | 1 | 1 | 1 | 1 | 0
PG&E Fresno Study Area | Cal Ave | 115 | 0 | 0 | 0 | 0 | 0 | 0 | 0 | 0 | 0 | 0 |  | 0 | 0 | 0 | 0 | 0 | 0 | 0 | 0 | 0 | 0 | 1 | 1 | 1 | 1 | 1 | 1 | 1 | 1 | 1 | 1 | 1 | 1 | 0
SCE North of Lugo (NOL) Study Area | Calcite | 230 | 0 | 0 | 0 | 0 | 0 | 0 | 0 | 140 | 126 | 0 |  | 0 | 0 | 0 | 0 | 0 | 0 | 100 | 350 | 260 | 0 | 1 | 1 | 1 | 1 | 1 | 1 | 1 | 1 | 1 | 1 | 1 | 1 | 0
PG&E East Kern Study Area | Caliente | 230 | 0 | 0 | 0 | 0 | 0 | 0 | 0 | 0 | 0 | 0 |  | 0 | 0 | 0 | 0 | 0 | 0 | 100 | 0 | 0 | 0 | 1 | 1 | 1 | 1 | 1 | 1 | 1 | 1 | 1 | 1 | 1 | 1 | 0
PG&E East Kern Study Area | California Water | 115 | 0 | 0 | 0 | 0 | 0 | 0 | 0 | 0 | 0 | 0 |  | 0 | 0 | 0 | 0 | 0 | 0 | 0 | 0 | 0 | 0 | 1 | 1 | 1 | 1 | 1 | 1 | 1 | 1 | 1 | 1 | 1 | 1 | 0
PG&E Fresno Study Area | Cantua | 115 | 0 | 0 | 0 | 0 | 0 | 0 | 0 | 0 | 0 | 0 |  | 0 | 0 | 0 | 0 | 0 | 0 | 0 | 0 | 0 | 0 | 1 | 1 | 1 | 1 | 1 | 1 | 1 | 1 | 1 | 1 | 1 | 1 | 0
SDG&E Study Area | Capistrano | 230 | 0 | 0 | 0 | 0 | 0 | 0 | 0 | 0 | 0 | 0 |  | 0 | 0 | 0 | 0 | 0 | 0 | 0 | 0 | 0 | 0 | 1 | 1 | 1 | 1 | 1 | 1 | 1 | 1 | 1 | 1 | 1 | 1 | 0
SDG&E Study Area | Capistrano | 138 | 0 | 0 | 0 | 0 | 0 | 0 | 0 | 0 | 0 | 0 |  | 0 | 0 | 0 | 0 | 0 | 0 | 0 | 0 | 200 | 0 | 1 | 1 | 1 | 1 | 1 | 1 | 1 | 1 | 1 | 1 | 1 | 1 | 0
East of Pisgah Study Area | Carpenter Canyon (fka Gamebird) | 230 | 0 | 0 | 0 | 0 | 0 | 0 | 0 | 0 | 0 | 0 |  | 0 | 0 | 0 | 0 | 0 | 0 | 250 | 470 | 310 | 0 | 1 | 1 | 1 | 1 | 1 | 1 | 1 | 1 | 1 | 1 | 1 | 1 | 0
PG&E North of Greater Bay Study Area | Carquinez | 115 | 0 | 0 | 0 | 0 | 0 | 0 | 0 | 0 | 0 | 0 |  | 0 | 0 | 0 | 0 | 0 | 0 | 0 | 0 | 0 | 0 | 1 | 1 | 1 | 1 | 1 | 1 | 1 | 1 | 1 | 1 | 1 | 1 | 0
PG&E North of Greater Bay Study Area | Cayetano | 230 | 0 | 0 | 0 | 0 | 0 | 0 | 0 | 0 | 0 | 0 |  | 0 | 0 | 0 | 0 | 0 | 0 | 10 | 100 | 80 | 0 | 1 | 1 | 1 | 1 | 1 | 1 | 1 | 1 | 1 | 1 | 1 | 1 | 0
SCE Metro Study Area | Center | 230 | 0 | 0 | 0 | 0 | 0 | 0 | 0 | 0 | 0 | 0 |  | 0 | 0 | 0 | 0 | 0 | 0 | 0 | 0 | 0 | 0 | 1 | 1 | 1 | 1 | 1 | 1 | 1 | 1 | 1 | 1 | 1 | 1 | 0
PG&E Fresno Study Area | Cheney | 115 | 0 | 0 | 0 | 0 | 0 | 0 | 0 | 0 | 0 | 0 |  | 0 | 0 | 0 | 0 | 0 | 0 | 0 | 0 | 0 | 0 | 1 | 1 | 1 | 1 | 1 | 1 | 1 | 1 | 1 | 1 | 1 | 1 | 0
SCE Metro Study Area | Chevmain | 230 | 0 | 0 | 0 | 0 | 0 | 0 | 0 | 0 | 0 | 0 |  | 0 | 0 | 0 | 0 | 0 | 0 | 0 | 0 | 0 | 0 | 1 | 1 | 1 | 1 | 1 | 1 | 1 | 1 | 1 | 1 | 1 | 1 | 0
SCE Metro Study Area | Chino | 230 | 0 | 0 | 0 | 0 | 0 | 0 | 0 | 0 | 0 | 0 |  | 0 | 0 | 0 | 0 | 0 | 0 | 0 | 0 | 0 | 0 | 1 | 1 | 1 | 1 | 1 | 1 | 1 | 1 | 1 | 1 | 1 | 1 | 0
PG&E East Kern Study Area | Cholame | 70 | 0 | 20 | 0 | 0 | 0 | 0 | 0 | 0 | 0 | 0 |  | 0 | 60 | 0 | 0 | 0 | 0 | 0 | 0 | 0 | 0 | 1 | 1 | 1 | 1 | 1 | 1 | 1 | 1 | 1 | 1 | 1 | 1 | 0
PG&E North of Greater Bay Study Area | Clayton | 115 | 0 | 0 | 0 | 0 | 0 | 0 | 0 | 0 | 0 | 0 |  | 0 | 0 | 0 | 0 | 0 | 0 | 0 | 0 | 0 | 0 | 1 | 1 | 1 | 1 | 1 | 1 | 1 | 1 | 1 | 1 | 1 | 1 | 0
PG&E North of Greater Bay Study Area | Cloverdale | 115 | 0 | 0 | 0 | 0 | 0 | 0 | 0 | 0 | 0 | 0 |  | 0 | 0 | 0 | 0 | 0 | 0 | 0 | 0 | 0 | 0 | 1 | 1 | 1 | 1 | 1 | 1 | 1 | 1 | 1 | 1 | 1 | 1 | 0
PG&E Fresno Study Area | Coburn | 230 | 0 | 0 | 0 | 0 | 0 | 0 | 0 | 0 | 0 | 0 |  | 0 | 0 | 0 | 0 | 0 | 0 | 0 | 120 | 90 | 0 | 1 | 1 | 1 | 1 | 1 | 1 | 1 | 1 | 1 | 1 | 1 | 1 | 0
SCE Eastern Study Area | Colorado River | 500 | 0 | 0 | 0 | 0 | 0 | 0 | 0 | 504 | 0 | 0 |  | 0 | 0 | 0 | 0 | 0 | 0 | 355 | 763 | 638 | 0 | 1 | 1 | 1 | 1 | 1 | 1 | 1 | 1 | 1 | 1 | 1 | 1 | 0
SCE Eastern Study Area | Colorado River | 230 | 0 | 0 | 0 | 0 | 0 | 0 | 0 | 0 | 0 | 0 |  | 0 | 0 | 0 | 0 | 0 | 0 | 400 | 1100 | 900 | 0 | 1 | 1 | 1 | 1 | 1 | 1 | 1 | 1 | 1 | 1 | 1 | 1 | 0
PG&E East Kern Study Area | Columbus | 115 | 0 | 0 | 0 | 0 | 0 | 0 | 0 | 0 | 0 | 0 |  | 0 | 0 | 0 | 0 | 0 | 0 | 0 | 0 | 0 | 0 | 1 | 1 | 1 | 1 | 1 | 1 | 1 | 1 | 1 | 1 | 1 | 1 | 0
PG&E North of Greater Bay Study Area | Contra Costa | 230 | 0 | 0 | 0 | 0 | 0 | 0 | 0 | 0 | 0 | 0 |  | 0 | 0 | 0 | 0 | 0 | 0 | 0 | 0 | 0 | 0 | 1 | 1 | 1 | 1 | 1 | 1 | 1 | 1 | 1 | 1 | 1 | 1 | 0
SCE North of Lugo (NOL) Study Area | Control | 115 | 0 | 0 | 0 | 0 | 0 | 0 | 0 | 0 | 0 | 0 |  | 48 | 0 | 0 | 0 | 0 | 0 | 0 | 0 | 0 | 0 | 1 | 1 | 1 | 1 | 1 | 1 | 1 | 1 | 1 | 1 | 1 | 1 | 0
SCE North of Lugo (NOL) Study Area | Coolwater | 230 | 0 | 0 | 0 | 0 | 0 | 0 | 85 | 0 | 0 | 0 |  | 0 | 0 | 0 | 0 | 0 | 0 | 0 | 0 | 0 | 0 | 1 | 1 | 1 | 1 | 1 | 1 | 3 | 1 | 1 | 1 | 3 | 1 | 1
SCE North of Lugo (NOL) Study Area | Coolwater | 115 | 0 | 0 | 0 | 0 | 0 | 0 | 0 | 0 | 0 | 0 |  | 0 | 0 | 0 | 0 | 0 | 0 | 40 | 298.96 | 215 | 0 | 1 | 1 | 1 | 1 | 1 | 1 | 1 | 1 | 1 | 1 | 1 | 1 | 0
PG&E East Kern Study Area | Corcoran | 115 | 0 | 0 | 0 | 0 | 0 | 0 | 0 | 0 | 0 | 0 |  | 0 | 0 | 0 | 0 | 0 | 0 | 0 | 0 | 0 | 0 | 1 | 1 | 1 | 1 | 1 | 1 | 1 | 1 | 1 | 1 | 1 | 1 | 0
PG&E North of Greater Bay Study Area | Cortina | 115 | 0 | 0 | 0 | 0 | 0 | 0 | 0 | 0 | 0 | 0 |  | 0 | 49 | 47.6 | 0 | 0 | 0 | 0 | 0 | 0 | 0 | 1 | 1 | 1 | 1 | 1 | 1 | 1 | 1 | 1 | 1 | 1 | 1 | 0
PG&E North of Greater Bay Study Area | Cottonwood | 230 | 0 | 0 | 0 | 0 | 0 | 0 | 0 | 0 | 0 | 0 |  | 0 | 0 | 0 | 0 | 0 | 0 | 0 | 0 | 0 | 0 | 1 | 1 | 1 | 1 | 1 | 1 | 1 | 1 | 1 | 1 | 1 | 1 | 0
PG&E Fresno Study Area | Cove Rd | 230 | 0 | 0 | 0 | 0 | 0 | 0 | 0 | 0 | 0 | 0 |  | 0 | 0 | 0 | 0 | 0 | 0 | 0 | 0 | 0 | 0 | 1 | 1 | 1 | 1 | 1 | 1 | 1 | 1 | 1 | 1 | 1 | 1 | 0
PG&E North of Greater Bay Study Area | Curtis | 115 | 0 | 0 | 0 | 0 | 0 | 0 | 0 | 0 | 0 | 0 |  | 0 | 0 | 0 | 0 | 0 | 0 | 0 | 0 | 0 | 0 | 1 | 1 | 1 | 1 | 1 | 1 | 1 | 1 | 1 | 1 | 1 | 1 | 0
PG&E Fresno Study Area | Dairyland | 115 | 0 | 0 | 0 | 0 | 0 | 0 | 0 | 0 | 0 | 0 |  | 0 | 0 | 0 | 0 | 0 | 0 | 0 | 0 | 0 | 0 | 1 | 1 | 1 | 1 | 1 | 1 | 1 | 1 | 1 | 1 | 1 | 1 | 0
PG&E North of Greater Bay Study Area | Davis | 115 | 0 | 0 | 0 | 0 | 0 | 0 | 0 | 0 | 0 | 0 |  | 0 | 0 | 0 | 0 | 0 | 0 | 0 | 0 | 0 | 0 | 1 | 1 | 1 | 1 | 1 | 1 | 1 | 1 | 1 | 1 | 1 | 1 | 0
SCE Metro Study Area | Del Amo | 230 | 0 | 0 | 0 | 0 | 0 | 0 | 0 | 0 | 0 | 0 |  | 0 | 0 | 0 | 0 | 0 | 0 | 0 | 0 | 0 | 0 | 1 | 1 | 1 | 1 | 1 | 1 | 1 | 1 | 1 | 1 | 1 | 1 | 0
SCE Eastern Study Area | Delaney | 500 | 0 | 0 | 0 | 0 | 0 | 0 | 0 | 978 | 426 | 0 |  | 0 | 0 | 0 | 0 | 0 | 0 | 600 | 1160 | 960.109 | 0 | 1 | 1 | 1 | 1 | 1 | 1 | 1 | 1 | 1 | 1 | 1 | 1 | 0
PG&E North of Greater Bay Study Area | Delevan | 230 | 0 | 83 | 0 | 0 | 0 | 0 | 0 | 0 | 0 | 0 |  | 0 | 50 | 33 | 0 | 0 | 0 | 50 | 300 | 240 | 0 | 1 | 2 | 1 | 1 | 1 | 1 | 1 | 1 | 1 | 1 | 1 | 1 | 1
PG&E North of Greater Bay Study Area | Delta Switching Yard | 230 | 0 | 0 | 0 | 0 | 0 | 0 | 0 | 0 | 0 | 0 |  | 0 | 0 | 0 | 0 | 0 | 0 | 0 | 0 | 0 | 0 | 1 | 1 | 1 | 1 | 1 | 1 | 1 | 1 | 1 | 1 | 1 | 1 | 0
East of Pisgah Study Area | Desert View | 230 | 0 | 0 | 0 | 0 | 0 | 0 | 106 | 238 | 0 | 0 |  | 0 | 0 | 0 | 0 | 0 | 0 | 100 | 250 | 170 | 0 | 1 | 1 | 1 | 1 | 1 | 1 | 2 | 1 | 1 | 1 | 1 | 1 | 1
SCE Eastern Study Area | Devers | 500 | 0 | 0 | 0 | 0 | 0 | 0 | 0 | 0 | 0 | 0 |  | 0 | 0 | 0 | 0 | 0 | 0 | 0 | 0 | 0 | 0 | 1 | 1 | 1 | 1 | 1 | 1 | 1 | 1 | 1 | 1 | 1 | 1 | 0
SCE Eastern Study Area | Devers | 230 | 0 | 0 | 0 | 0 | 0 | 0 | 0 | 0 | 0 | 0 |  | 0 | 115.5 | 0 | 0 | 0 | 0 | 150 | 300 | 705 | 0 | 1 | 1 | 1 | 1 | 1 | 1 | 1 | 1 | 1 | 1 | 1 | 1 | 0
PG&E East Kern Study Area | Diablo | 230 | 0 | 0 | 0 | 0 | 0 | 0 | 0 | 0 | 0 | 0 |  | 0 | 0 | 0 | 0 | 0 | 0 | 0 | 0 | 0 | 0 | 1 | 1 | 1 | 1 | 1 | 1 | 1 | 1 | 1 | 1 | 1 | 1 | 0
PG&E S500 Study Area | Diablo | 500 | 0 | 0 | 0 | 0 | 0 | 0 | 0 | 0 | 0 | 0 |  | 0 | 0 | 0 | 0 | 0 | 3100 | 0 | 0 | 0 | 0 | 1 | 1 | 1 | 1 | 1 | 1 | 1 | 1 | 1 | 1 | 1 | 1 | 0
PG&E North of Greater Bay Study Area | Donnells | 115 | 0 | 0 | 0 | 0 | 0 | 0 | 0 | 0 | 0 | 0 |  | 0 | 0 | 0 | 0 | 0 | 0 | 0 | 0 | 0 | 0 | 1 | 1 | 1 | 1 | 1 | 1 | 1 | 1 | 1 | 1 | 1 | 1 | 0
SCE Northern Area | Eagle Rock | 230 | 0 | 0 | 0 | 0 | 0 | 0 | 0 | 0 | 0 | 0 |  | 0 | 0 | 0 | 0 | 0 | 0 | 0 | 0 | 0 | 0 | 1 | 1 | 1 | 1 | 1 | 1 | 1 | 1 | 1 | 1 | 1 | 1 | 0
PG&E North of Greater Bay Study Area | Eagle Rock | 115 | 0 | 0 | 0 | 0 | 0 | 0 | 0 | 0 | 0 | 0 |  | 0 | 0 | 0 | 0 | 0 | 0 | 0 | 0 | 0 | 0 | 1 | 1 | 1 | 1 | 1 | 1 | 1 | 1 | 1 | 1 | 1 | 1 | 0
PG&E North of Greater Bay Study Area | East Marysville | 115 | 0 | 0 | 0 | 0 | 0 | 0 | 0 | 0 | 0 | 0 |  | 0 | 0 | 0 | 0 | 0 | 0 | 0 | 0 | 0 | 0 | 1 | 1 | 1 | 1 | 1 | 1 | 1 | 1 | 1 | 1 | 1 | 1 | 0
SDG&E Study Area | ECO | 500 | 0 | 495 | 0 | 0 | 0 | 0 | 0 | 0 | 0 | 0 |  | 0 | 0 | 0 | 0 | 0 | 0 | 0 | 0 | 0 | 0 | 1 | 3 | 1 | 1 | 1 | 1 | 1 | 1 | 1 | 1 | 1 | 3 | 1
SDG&E Study Area | ECO | 230 | 0 | 0 | 0 | 0 | 0 | 0 | 0 | 0 | 0 | 0 |  | 0 | 600 | 0 | 0 | 0 | 0 | 0 | 0 | 0 | 0 | 1 | 1 | 1 | 1 | 1 | 1 | 1 | 1 | 1 | 1 | 1 | 1 | 0
SDG&E Study Area | ECO | 115 | 0 | 0 | 0 | 0 | 0 | 0 | 0 | 0 | 0 | 0 |  | 0 | 0 | 0 | 0 | 0 | 0 | 0 | 90 | 70 | 0 | 1 | 1 | 1 | 1 | 1 | 1 | 1 | 1 | 1 | 1 | 1 | 1 | 0
SCE Eastern Study Area | El Casco | 230 | 0 | 0 | 0 | 0 | 0 | 0 | 0 | 0 | 0 | 0 |  | 0 | 0 | 0 | 0 | 0 | 0 | 0 | 0 | 0 | 0 | 1 | 1 | 1 | 1 | 1 | 1 | 1 | 1 | 1 | 1 | 1 | 1 | 0
SCE Metro Study Area | El Nido | 230 | 0 | 0 | 0 | 0 | 0 | 0 | 0 | 0 | 0 | 0 |  | 0 | 0 | 0 | 0 | 0 | 0 | 0 | 0 | 13 | 0 | 1 | 1 | 1 | 1 | 1 | 1 | 1 | 1 | 1 | 1 | 1 | 1 | 0
SCE Metro Study Area | El Segundo | 230 | 0 | 0 | 0 | 0 | 0 | 0 | 0 | 0 | 0 | 0 |  | 0 | 0 | 0 | 0 | 0 | 0 | 0 | 0 | 0 | 0 | 1 | 1 | 1 | 1 | 1 | 1 | 1 | 1 | 1 | 1 | 1 | 1 | 0
East of Pisgah Study Area | Eldorado | 500 | 0 | 0 | 0 | 1062 | 0 | 0 | 0 | 165 | 149 | 0 |  | 327 | 136 | 0 | 2500 | 0 | 0 | 0 | 0 | 0 | 0 | 1 | 1 | 1 | 1 | 1 | 1 | 1 | 3 | 3 | 1 | 3 | 1 | 1
East of Pisgah Study Area | Eldorado | 230 | 0 | 0 | 0 | 0 | 0 | 0 | 0 | 83 | 75 | 0 |  | 0 | 0 | 0 | 0 | 0 | 0 | 0 | 300 | 333 | 0 | 1 | 1 | 1 | 1 | 1 | 1 | 1 | 1 | 1 | 1 | 1 | 1 | 0
PG&E Fresno Study Area | Elk Hills | 230 | 0 | 0 | 0 | 0 | 0 | 0 | 0 | 0 | 0 | 0 |  | 0 | 0 | 0 | 0 | 0 | 0 | 0 | 0 | 0 | 0 | 1 | 1 | 1 | 1 | 1 | 1 | 1 | 1 | 1 | 1 | 1 | 1 | 0
SCE Metro Study Area | Ellis | 230 | 0 | 0 | 0 | 0 | 0 | 0 | 0 | 0 | 0 | 0 |  | 0 | 0 | 0 | 0 | 0 | 0 | 0 | 0 | 0 | 0 | 1 | 1 | 1 | 1 | 1 | 1 | 1 | 1 | 1 | 1 | 1 | 1 | 0
SDG&E Study Area | Encina | 230 | 0 | 0 | 0 | 0 | 0 | 0 | 0 | 0 | 0 | 0 |  | 0 | 0 | 0 | 0 | 0 | 0 | 0 | 0 | 0 | 0 | 1 | 1 | 1 | 1 | 1 | 1 | 1 | 1 | 1 | 1 | 1 | 1 | 0
SDG&E Study Area | Encina | 115 | 0 | 0 | 0 | 0 | 0 | 0 | 0 | 0 | 160 | 0 |  | 0 | 0 | 0 | 0 | 0 | 0 | 0 | 0 | 60 | 0 | 1 | 1 | 1 | 1 | 1 | 1 | 1 | 1 | 3 | 1 | 1 | 1 | 1
SDG&E Study Area | Escondido | 230 | 0 | 0 | 0 | 0 | 0 | 0 | 0 | 0 | 50 | 0 |  | 0 | 0 | 0 | 0 | 0 | 0 | 0 | 0 | 469 | 0 | 1 | 1 | 1 | 1 | 1 | 1 | 1 | 1 | 1 | 1 | 1 | 1 | 0
SCE Metro Study Area | Etiwanda | 230 | 0 | 0 | 0 | 0 | 0 | 0 | 0 | 0 | 101 | 0 |  | 0 | 0 | 0 | 0 | 0 | 0 | 0 | 0 | 601 | 0 | 1 | 1 | 1 | 1 | 1 | 1 | 1 | 1 | 1 | 1 | 1 | 1 | 0
PG&E North of Greater Bay Study Area | Fulton | 230 | 0 | 0 | 0 | 0 | 0 | 0 | 0 | 0 | 0 | 0 |  | 0 | 0 | 0 | 0 | 0 | 0 | 0 | 0 | 0 | 0 | 1 | 1 | 1 | 1 | 1 | 1 | 1 | 1 | 1 | 1 | 1 | 1 | 0
East of Pisgah Study Area | Gamebird | 115 | 0 | 0 | 0 | 0 | 0 | 0 | 0 | 0 | 0 | 0 |  | 0 | 0 | 0 | 0 | 0 | 0 | 0 | 0 | 0 | 0 | 1 | 1 | 1 | 1 | 1 | 1 | 1 | 1 | 1 | 1 | 1 | 1 | 0
PG&E S500 Study Area | Gates | 500 | 0 | 0 | 0 | 0 | 0 | 0 | 0 | 217.89 | 186 | 0 |  | 0 | 0 | 0 | 0 | 0 | 0 | 0 | 0 | 0 | 0 | 1 | 1 | 1 | 1 | 1 | 1 | 1 | 3 | 3 | 1 | 3 | 1 | 1
PG&E East Kern Study Area | Gates | 230 | 0 | 0 | 0 | 0 | 0 | 0 | 0 | 151 | 136 | 0 |  | 0 | 0 | 0 | 0 | 0 | 0 | 850 | 827 | 620 | 0 | 1 | 1 | 1 | 1 | 1 | 1 | 1 | 1 | 1 | 1 | 1 | 1 | 0
PG&E North of Greater Bay Study Area | Geysers | 230 | 51 | 0 | 0 | 0 | 0 | 0 | 0 | 0 | 0 | 0 |  | 79 | 0 | 0 | 0 | 0 | 0 | 0 | 0 | 0 | 0 | 1 | 1 | 1 | 1 | 1 | 1 | 1 | 1 | 1 | 1 | 1 | 1 | 0
PG&E North of Greater Bay Study Area | Glenn | 230 | 0 | 354 | 0 | 0 | 0 | 0 | 0 | 0 | 0 | 0 |  | 0 | 100 | 68 | 0 | 0 | 0 | 0 | 0 | 0 | 0 | 1 | 3 | 1 | 1 | 1 | 1 | 1 | 1 | 1 | 1 | 1 | 3 | 1
PG&E North of Greater Bay Study Area | Gold Hill | 115 | 0 | 0 | 0 | 0 | 0 | 0 | 0 | 0 | 59 | 0 |  | 0 | 0 | 0 | 0 | 0 | 0 | 0 | 0 | 0 | 0 | 1 | 1 | 1 | 1 | 1 | 1 | 1 | 1 | 3 | 1 | 1 | 1 | 1
SCE Northern Area | Goleta | 230 | 0 | 0 | 0 | 0 | 0 | 0 | 0 | 0 | 0 | 0 |  | 0 | 0 | 0 | 0 | 0 | 0 | 0 | 0 | 125 | 0 | 1 | 1 | 1 | 1 | 1 | 1 | 1 | 1 | 1 | 1 | 1 | 1 | 0
SCE Northern Area | Goodrich | 230 | 0 | 0 | 0 | 0 | 0 | 0 | 0 | 0 | 0 | 0 |  | 0 | 0 | 0 | 0 | 0 | 0 | 0 | 0 | 0 | 0 | 1 | 1 | 1 | 1 | 1 | 1 | 1 | 1 | 1 | 1 | 1 | 1 | 0
PG&E East Kern Study Area | Goose Lake | 115 | 0 | 0 | 0 | 0 | 0 | 0 | 0 | 0 | 0 | 0 |  | 0 | 0 | 0 | 0 | 0 | 0 | 0 | 0 | 0 | 0 | 1 | 1 | 1 | 1 | 1 | 1 | 1 | 1 | 1 | 1 | 1 | 1 | 0
SCE Northern Area | Gould | 230 | 0 | 0 | 0 | 0 | 0 | 0 | 0 | 0 | 0 | 0 |  | 0 | 0 | 0 | 0 | 0 | 0 | 0 | 0 | 0 | 0 | 1 | 1 | 1 | 1 | 1 | 1 | 1 | 1 | 1 | 1 | 1 | 1 | 0
PG&E North of Greater Bay Study Area | Grand Island | 115 | 0 | 0 | 0 | 0 | 0 | 0 | 0 | 0 | 0 | 0 |  | 0 | 0 | 0 | 0 | 0 | 0 | 0 | 0 | 0 | 0 | 1 | 1 | 1 | 1 | 1 | 1 | 1 | 1 | 1 | 1 | 1 | 1 | 0
PG&E North of Greater Bay Study Area | Green Ridge Midway | 115 | 0 | 0 | 0 | 0 | 0 | 0 | 0 | 0 | 0 | 0 |  | 0 | 0 | 0 | 0 | 0 | 0 | 0 | 0 | 0 | 0 | 1 | 1 | 1 | 1 | 1 | 1 | 1 | 1 | 1 | 1 | 1 | 1 | 0
PG&E East Kern Study Area | Gregg | 230 | 0 | 0 | 0 | 0 | 0 | 0 | 0 | 0 | 0 | 0 |  | 0 | 0 | 0 | 0 | 0 | 0 | 0 | 150 | 110 | 0 | 1 | 1 | 1 | 1 | 1 | 1 | 1 | 1 | 1 | 1 | 1 | 1 | 0
PG&E Fresno Study Area | Grimway | 115 | 0 | 0 | 0 | 0 | 0 | 0 | 0 | 0 | 0 | 0 |  | 0 | 0 | 0 | 0 | 0 | 0 | 0 | 0 | 0 | 0 | 1 | 1 | 1 | 1 | 1 | 1 | 1 | 1 | 1 | 1 | 1 | 1 | 0
PG&E East Kern Study Area | GWF Hanford Sw Sta | 115 | 0 | 0 | 0 | 0 | 0 | 0 | 0 | 0 | 0 | 0 |  | 0 | 0 | 0 | 0 | 0 | 0 | 0 | 0 | 0 | 0 | 1 | 1 | 1 | 1 | 1 | 1 | 1 | 1 | 1 | 1 | 1 | 1 | 0
SCE Metro Study Area | Harborgen | 230 | 0 | 0 | 0 | 0 | 0 | 0 | 0 | 0 | 0 | 0 |  | 0 | 0 | 0 | 0 | 0 | 0 | 0 | 0 | 0 | 0 | 1 | 1 | 1 | 1 | 1 | 1 | 1 | 1 | 1 | 1 | 1 | 1 | 0
SDG&E Study Area | Hassayampa | 500 | 0 | 0 | 0 | 0 | 0 | 0 | 0 | 871 | 269 | 0 |  | 0 | 0 | 0 | 0 | 0 | 0 | 200 | 671 | 269 | 0 | 1 | 1 | 1 | 1 | 1 | 1 | 1 | 2 | 1 | 1 | 1 | 1 | 1
PG&E Fresno Study Area | Helm | 230 | 0 | 0 | 0 | 0 | 0 | 0 | 176 | 0 | 0 | 0 |  | 0 | 0 | 0 | 0 | 0 | 0 | 165 | 560.1746 | 409 | 0 | 1 | 1 | 1 | 1 | 1 | 1 | 2 | 1 | 1 | 1 | 1 | 1 | 1
PG&E Fresno Study Area | Henrietta | 115 | 0 | 0 | 0 | 0 | 0 | 0 | 163 | 0 | 0 | 0 |  | 0 | 0 | 0 | 0 | 0 | 0 | 25 | 88 | 64 | 0 | 1 | 1 | 1 | 1 | 1 | 1 | 3 | 1 | 1 | 1 | 2 | 1 | 1
PG&E North of Greater Bay Study Area | Higgins | 115 | 0 | 0 | 0 | 0 | 0 | 0 | 0 | 0 | 0 | 0 |  | 0 | 0 | 0 | 0 | 0 | 0 | 0 | 0 | 0 | 0 | 1 | 1 | 1 | 1 | 1 | 1 | 1 | 1 | 1 | 1 | 1 | 1 | 0
SCE Northern Area | Highwind | 230 | 0 | 0 | 0 | 0 | 0 | 0 | 0 | 0 | 0 | 0 |  | 0 | 0 | 0 | 0 | 0 | 0 | 0 | 0 | 0 | 0 | 1 | 1 | 1 | 1 | 1 | 1 | 1 | 1 | 1 | 1 | 1 | 1 | 0
SCE Metro Study Area | Hinson | 230 | 0 | 0 | 0 | 0 | 0 | 0 | 0 | 0 | 200 | 0 |  | 0 | 0 | 0 | 0 | 0 | 0 | 0 | 0 | 390 | 0 | 1 | 1 | 1 | 1 | 1 | 1 | 1 | 1 | 1 | 1 | 1 | 1 | 0
PG&E North of Greater Bay Study Area | Honcut | 115 | 0 | 0 | 0 | 0 | 0 | 0 | 0 | 0 | 0 | 0 |  | 0 | 0 | 0 | 0 | 0 | 0 | 0 | 0 | 0 | 0 | 1 | 1 | 1 | 1 | 1 | 1 | 1 | 1 | 1 | 1 | 1 | 1 | 0
SDG&E Study Area | Hoodoo Wash | 500 | 0 | 0 | 0 | 0 | 0 | 0 | 0 | 0 | 0 | 0 |  | 0 | 0 | 0 | 0 | 0 | 0 | 0 | 0 | 0 | 0 | 1 | 1 | 1 | 1 | 1 | 1 | 1 | 1 | 1 | 1 | 1 | 1 | 0
PG&E North of Greater Bay Study Area | Humboldt | 115 | 0 | 0 | 0 | 0 | 0 | 0 | 0 | 0 | 0 | 0 |  | 0 | 0 | 0 | 0 | 0 | 0 | 0 | 0 | 15 | 0 | 1 | 1 | 1 | 1 | 1 | 1 | 1 | 1 | 1 | 1 | 1 | 1 | 0
PG&E North of Greater Bay Study Area | Humboldt (Proposed) | 500 | 0 | 0 | 0 | 0 | 0 | 0 | 0 | 0 | 0 | 0 |  | 0 | 0 | 0 | 0 | 0 | 1487 | 0 | 0 | 0 | 0 | 1 | 1 | 1 | 1 | 1 | 1 | 1 | 1 | 1 | 1 | 1 | 1 | 0
SCE Metro Study Area | Huntington Beach | 230 | 0 | 0 | 0 | 0 | 0 | 0 | 0 | 0 | 0 | 0 |  | 0 | 0 | 0 | 0 | 0 | 0 | 0 | 0 | 0 | 0 | 1 | 1 | 1 | 1 | 1 | 1 | 1 | 1 | 1 | 1 | 1 | 1 | 0
SDG&E Study Area | IID System | 230 | 600 | 0 | 0 | 0 | 0 | 0 | 0 | 0 | 0 | 0 |  | 900 | 0 | 0 | 0 | 0 | 0 | 0 | 0 | 0 | 0 | 1 | 1 | 1 | 1 | 1 | 1 | 1 | 1 | 1 | 1 | 1 | 1 | 0
SDG&E Study Area | IID System | 161 | 0 | 0 | 0 | 0 | 0 | 0 | 0 | 0 | 0 | 0 |  | 0 | 0 | 0 | 0 | 0 | 0 | 0 | 0 | 0 | 0 | 1 | 1 | 1 | 1 | 1 | 1 | 1 | 1 | 1 | 1 | 1 | 1 | 0
SDG&E Study Area | Imperial Valley | 500 | 0 | 0 | 0 | 0 | 0 | 0 | 0 | 0 | 0 | 0 |  | 0 | 0 | 0 | 0 | 0 | 0 | 0 | 0 | 0 | 0 | 1 | 1 | 1 | 1 | 1 | 1 | 1 | 1 | 1 | 1 | 1 | 1 | 0
SDG&E Study Area | Imperial Valley | 230 | 0 | 0 | 0 | 0 | 0 | 0 | 0 | 333 | 0 | 0 |  | 0 | 0 | 0 | 0 | 0 | 0 | 125 | 438 | 180 | 0 | 1 | 1 | 1 | 1 | 1 | 1 | 1 | 1 | 1 | 1 | 1 | 1 | 0
East of Pisgah Study Area | Innovation | 230 | 0 | 0 | 0 | 0 | 0 | 0 | 0 | 445 | 123 | 0 |  | 0 | 139 | 0 | 0 | 0 | 0 | 145 | 200 | 125 | 0 | 1 | 1 | 1 | 1 | 1 | 1 | 1 | 3 | 1 | 1 | 2 | 1 | 1
East of Pisgah Study Area | Innovation | 115 | 0 | 0 | 0 | 0 | 0 | 0 | 0 | 0 | 0 | 0 |  | 0 | 0 | 0 | 0 | 0 | 0 | 0 | 0 | 0 | 0 | 1 | 1 | 1 | 1 | 1 | 1 | 1 | 1 | 1 | 1 | 1 | 1 | 0
East of Pisgah Study Area | Innovation | 138 | 0 | 0 | 0 | 0 | 0 | 0 | 0 | 0 | 0 | 0 |  | 0 | 0 | 0 | 0 | 0 | 0 | 0 | 0 | 0 | 0 | 1 | 1 | 1 | 1 | 1 | 1 | 1 | 1 | 1 | 1 | 1 | 1 | 0
SCE North of Lugo (NOL) Study Area | Inyo | 115 | 0 | 0 | 0 | 0 | 0 | 0 | 0 | 0 | 0 | 0 |  | 0 | 0 | 0 | 0 | 0 | 0 | 0 | 0 | 0 | 0 | 1 | 1 | 1 | 1 | 1 | 1 | 1 | 1 | 1 | 1 | 1 | 1 | 0
SCE North of Lugo (NOL) Study Area | Inyokern | 115 | 0 | 0 | 0 | 0 | 0 | 0 | 0 | 0 | 0 | 0 |  | 0 | 0 | 0 | 0 | 0 | 0 | 0 | 0 | 0 | 0 | 1 | 1 | 1 | 1 | 1 | 1 | 1 | 1 | 1 | 1 | 1 | 1 | 0
East of Pisgah Study Area | Ivanpah | 230 | 0 | 0 | 0 | 0 | 0 | 0 | 0 | 0 | 0 | 0 |  | 0 | 0 | 0 | 0 | 0 | 0 | 0 | 0 | 0 | 0 | 1 | 1 | 1 | 1 | 1 | 1 | 1 | 1 | 1 | 1 | 1 | 1 | 0
East of Pisgah Study Area | Ivanpah | 115 | 0 | 0 | 0 | 0 | 0 | 0 | 0 | 0 | 0 | 0 |  | 0 | 0 | 0 | 0 | 0 | 0 | 0 | 0 | 0 | 0 | 1 | 1 | 1 | 1 | 1 | 1 | 1 | 1 | 1 | 1 | 1 | 1 | 0
PG&E North of Greater Bay Study Area | Jessup | 115 | 0 | 0 | 0 | 0 | 0 | 0 | 0 | 0 | 0 | 0 |  | 0 | 0 | 0 | 0 | 0 | 0 | 0 | 0 | 0 | 0 | 1 | 1 | 1 | 1 | 1 | 1 | 1 | 1 | 1 | 1 | 1 | 1 | 0
SCE Metro Study Area | Johanna | 230 | 0 | 0 | 0 | 0 | 0 | 0 | 0 | 0 | 0 | 0 |  | 0 | 0 | 0 | 0 | 0 | 0 | 0 | 0 | 140 | 0 | 1 | 1 | 1 | 1 | 1 | 1 | 1 | 1 | 1 | 1 | 1 | 1 | 0
PG&E Fresno Study Area | Kearney | 230 | 0 | 0 | 0 | 0 | 0 | 0 | 0 | 0 | 0 | 0 |  | 0 | 0 | 0 | 0 | 0 | 0 | 0 | 0 | 0 | 0 | 1 | 1 | 1 | 1 | 1 | 1 | 1 | 1 | 1 | 1 | 1 | 1 | 0
SDG&E Study Area | Kearny | 115 | 0 | 0 | 0 | 0 | 0 | 0 | 0 | 0 | 10 | 0 |  | 0 | 0 | 0 | 0 | 0 | 0 | 0 | 0 | 20 | 0 | 1 | 1 | 1 | 1 | 1 | 1 | 1 | 1 | 1 | 1 | 1 | 1 | 0
PG&E North of Greater Bay Study Area | Kelso | 230 | 0 | 0 | 0 | 0 | 0 | 0 | 0 | 0 | 0 | 0 |  | 0 | 52 | 48 | 0 | 0 | 0 | 0 | 0 | 0 | 0 | 1 | 1 | 1 | 1 | 1 | 1 | 1 | 1 | 1 | 1 | 1 | 1 | 0
PG&E East Kern Study Area | Kern | 115 | 0 | 0 | 0 | 0 | 0 | 0 | 0 | 0 | 0 | 0 |  | 0 | 0 | 0 | 0 | 0 | 0 | 0 | 200 | 150 | 0 | 1 | 1 | 1 | 1 | 1 | 1 | 1 | 1 | 1 | 1 | 1 | 1 | 0
PG&E East Kern Study Area | Kern Oil | 115 | 0 | 0 | 0 | 0 | 0 | 0 | 0 | 0 | 0 | 0 |  | 0 | 0 | 0 | 0 | 0 | 0 | 0 | 0 | 0 | 0 | 1 | 1 | 1 | 1 | 1 | 1 | 1 | 1 | 1 | 1 | 1 | 1 | 0
PG&E East Kern Study Area | Kern Power | 115 | 0 | 0 | 0 | 0 | 0 | 0 | 0 | 0 | 0 | 0 |  | 0 | 0 | 0 | 0 | 0 | 0 | 0 | 0 | 0 | 0 | 1 | 1 | 1 | 1 | 1 | 1 | 1 | 1 | 1 | 1 | 1 | 1 | 0
PG&E Fresno Study Area | Kingsburg | 115 | 0 | 0 | 0 | 0 | 0 | 0 | 0 | 0 | 0 | 0 |  | 0 | 0 | 0 | 0 | 0 | 0 | 0 | 0 | 0 | 0 | 1 | 1 | 1 | 1 | 1 | 1 | 1 | 1 | 1 | 1 | 1 | 1 | 0
SCE North of Lugo (NOL) Study Area | Kramer | 230 | 0 | 0 | 0 | 0 | 0 | 0 | 0 | 0 | 0 | 0 |  | 0 | 0 | 0 | 0 | 0 | 0 | 380 | 1000.7657 | 784 | 0 | 1 | 1 | 1 | 1 | 1 | 1 | 1 | 1 | 1 | 1 | 1 | 1 | 0
SCE North of Lugo (NOL) Study Area | Kramer | 115 | 0 | 0 | 0 | 0 | 0 | 0 | 0 | 0 | 0 | 0 |  | 0 | 0 | 0 | 0 | 0 | 0 | 90 | 0 | 75 | 0 | 1 | 1 | 1 | 1 | 1 | 1 | 1 | 1 | 1 | 1 | 1 | 1 | 0
SCE Metro Study Area | La Cienega | 230 | 0 | 0 | 0 | 0 | 0 | 0 | 0 | 0 | 0 | 0 |  | 0 | 0 | 0 | 0 | 0 | 0 | 0 | 0 | 0 | 0 | 1 | 1 | 1 | 1 | 1 | 1 | 1 | 1 | 1 | 1 | 1 | 1 | 0
SCE Metro Study Area | La Fresa | 230 | 0 | 0 | 0 | 0 | 0 | 0 | 0 | 0 | 0 | 0 |  | 0 | 0 | 0 | 0 | 0 | 0 | 0 | 0 | 0 | 0 | 1 | 1 | 1 | 1 | 1 | 1 | 1 | 1 | 1 | 1 | 1 | 1 | 0
SCE Metro Study Area | Laguna Bell | 230 | 0 | 0 | 0 | 0 | 0 | 0 | 0 | 0 | 500 | 0 |  | 0 | 0 | 0 | 0 | 0 | 0 | 0 | 0 | 500 | 0 | 1 | 1 | 1 | 1 | 1 | 1 | 1 | 1 | 1 | 1 | 1 | 1 | 0
PG&E North of Greater Bay Study Area | Lakeville | 230 | 0 | 194 | 0 | 0 | 0 | 0 | 0 | 0 | 0 | 0 |  | 0 | 0 | 0 | 0 | 0 | 0 | 0 | 0 | 0 | 0 | 1 | 3 | 1 | 1 | 1 | 1 | 1 | 1 | 1 | 1 | 1 | 3 | 1
PG&E East Kern Study Area | Lamont | 115 | 0 | 0 | 0 | 0 | 0 | 0 | 0 | 105.56 | 95 | 0 |  | 0 | 0 | 0 | 0 | 0 | 0 | 130 | 170 | 135 | 0 | 1 | 1 | 1 | 1 | 1 | 1 | 1 | 1 | 1 | 1 | 1 | 1 | 0
East of Pisgah Study Area | Lathrop | 138 | 0 | 0 | 0 | 0 | 0 | 0 | 0 | 0 | 0 | 0 |  | 0 | 0 | 0 | 0 | 0 | 0 | 100 | 400 | 270 | 0 | 1 | 1 | 1 | 1 | 1 | 1 | 1 | 1 | 1 | 1 | 1 | 1 | 0
PG&E Fresno Study Area | Le Grand | 115 | 0 | 0 | 0 | 0 | 0 | 0 | 0 | 0 | 0 | 0 |  | 0 | 0 | 0 | 0 | 0 | 0 | 0 | 100 | 75 | 0 | 1 | 1 | 1 | 1 | 1 | 1 | 1 | 1 | 1 | 1 | 1 | 1 | 0
SCE Eastern Study Area | Lee Lake (Proposed) | 500 | 0 | 0 | 0 | 0 | 0 | 0 | 0 | 0 | 0 | 313 |  | 0 | 0 | 0 | 0 | 0 | 0 | 0 | 0 | 0 | 0 | 1 | 1 | 1 | 1 | 1 | 1 | 1 | 1 | 1 | 3 | 1 | 1 | 1
PG&E Fresno Study Area | Leprino Jct | 115 | 0 | 0 | 0 | 0 | 0 | 0 | 0 | 0 | 0 | 0 |  | 0 | 0 | 0 | 0 | 0 | 0 | 0 | 0 | 0 | 0 | 1 | 1 | 1 | 1 | 1 | 1 | 1 | 1 | 1 | 1 | 1 | 1 | 0
PG&E East Kern Study Area | Lerdo | 115 | 0 | 0 | 0 | 0 | 0 | 0 | 0 | 0 | 0 | 0 |  | 0 | 0 | 0 | 0 | 0 | 0 | 0 | 0 | 0 | 0 | 1 | 1 | 1 | 1 | 1 | 1 | 1 | 1 | 1 | 1 | 1 | 1 | 0
SCE Metro Study Area | Lewis | 230 | 0 | 0 | 0 | 0 | 0 | 0 | 0 | 0 | 0 | 0 |  | 0 | 0 | 0 | 0 | 0 | 0 | 0 | 0 | 0 | 0 | 1 | 1 | 1 | 1 | 1 | 1 | 1 | 1 | 1 | 1 | 1 | 1 | 0
SCE Metro Study Area | Lighthipe | 230 | 0 | 0 | 0 | 0 | 0 | 0 | 0 | 0 | 0 | 0 |  | 0 | 0 | 0 | 0 | 0 | 0 | 0 | 0 | 90 | 0 | 1 | 1 | 1 | 1 | 1 | 1 | 1 | 1 | 1 | 1 | 1 | 1 | 0
PG&E North of Greater Bay Study Area | Lockeford | 115 | 0 | 0 | 0 | 0 | 0 | 0 | 0 | 0 | 0 | 0 |  | 0 | 0 | 0 | 0 | 0 | 0 | 0 | 0 | 0 | 0 | 1 | 1 | 1 | 1 | 1 | 1 | 1 | 1 | 1 | 1 | 1 | 1 | 0
PG&E North of Greater Bay Study Area | Lone Tree | 230 | 0 | 30 | 0 | 0 | 0 | 0 | 0 | 0 | 0 | 0 |  | 0 | 0 | 0 | 0 | 0 | 0 | 0 | 0 | 0 | 0 | 1 | 3 | 1 | 1 | 1 | 1 | 1 | 1 | 1 | 1 | 1 | 3 | 1
SCE Metro Study Area | Long Beach | 230 | 0 | 0 | 0 | 0 | 0 | 0 | 0 | 0 | 0 | 0 |  | 0 | 0 | 0 | 0 | 0 | 0 | 0 | 0 | 0 | 0 | 1 | 1 | 1 | 1 | 1 | 1 | 1 | 1 | 1 | 1 | 1 | 1 | 0
PG&E Fresno Study Area | Los Banos | 230 | 0 | 173 | 0 | 0 | 0 | 0 | 0 | 0 | 0 | 0 |  | 0 | 186 | 0 | 0 | 0 | 0 | 200 | 190 | 145 | 0 | 1 | 1 | 1 | 1 | 1 | 1 | 1 | 1 | 1 | 1 | 1 | 1 | 0
PG&E S500 Study Area | Los Banos | 500 | 0 | 0 | 0 | 0 | 0 | 0 | 0 | 0 | 0 | 0 |  | 0 | 0 | 0 | 0 | 0 | 0 | 400 | 450 | 350 | 0 | 1 | 1 | 1 | 1 | 1 | 1 | 1 | 1 | 1 | 1 | 1 | 1 | 0
PG&E North of Greater Bay Study Area | Los Esteros | 115 | 0 | 0 | 0 | 0 | 0 | 0 | 0 | 0 | 0 | 0 |  | 0 | 0 | 0 | 0 | 0 | 0 | 0 | 0 | 200 | 0 | 1 | 1 | 1 | 1 | 1 | 1 | 1 | 1 | 1 | 1 | 1 | 1 | 0
SCE North of Lugo (NOL) Study Area | Lugo | 500 | 0 | 0 | 0 | 0 | 0 | 0 | 0 | 0 | 0 | 0 |  | 0 | 0 | 0 | 0 | 0 | 0 | 0 | 0 | 320 | 0 | 1 | 1 | 1 | 1 | 1 | 1 | 1 | 1 | 1 | 1 | 1 | 1 | 0
SCE North of Lugo (NOL) Study Area | Lugo | 230 | 0 | 0 | 0 | 0 | 0 | 0 | 47 | 0 | 0 | 0 |  | 0 | 0 | 0 | 0 | 0 | 0 | 0 | 0 | 0 | 0 | 1 | 1 | 1 | 1 | 1 | 1 | 3 | 1 | 1 | 1 | 3 | 1 | 1
SCE Northern Area | Magunden | 230 | 0 | 0 | 0 | 0 | 0 | 0 | 0 | 0 | 0 | 0 |  | 0 | 0 | 0 | 0 | 0 | 0 | 0 | 0 | 0 | 0 | 1 | 1 | 1 | 1 | 1 | 1 | 1 | 1 | 1 | 1 | 1 | 1 | 0
SCE Northern Area | Magunden | 115 | 0 | 0 | 0 | 0 | 0 | 0 | 0 | 0 | 0 | 0 |  | 0 | 0 | 0 | 0 | 0 | 0 | 0 | 0 | 0 | 0 | 1 | 1 | 1 | 1 | 1 | 1 | 1 | 1 | 1 | 1 | 1 | 1 | 0
PG&E Fresno Study Area | Malaga | 115 | 0 | 0 | 0 | 0 | 0 | 0 | 0 | 0 | 0 | 0 |  | 0 | 0 | 0 | 0 | 0 | 0 | 0 | 0 | 0 | 0 | 1 | 1 | 1 | 1 | 1 | 1 | 1 | 1 | 1 | 1 | 1 | 1 | 0
SCE Northern Area | Mandalay | 230 | 0 | 0 | 0 | 0 | 0 | 0 | 0 | 0 | 0 | 0 |  | 0 | 0 | 0 | 0 | 0 | 0 | 0 | 0 | 400 | 0 | 1 | 1 | 1 | 1 | 1 | 1 | 1 | 1 | 1 | 1 | 1 | 1 | 0
PG&E North of Greater Bay Study Area | Martin (San Francisco H) | 115 | 0 | 0 | 0 | 0 | 0 | 0 | 0 | 0 | 250 | 0 |  | 0 | 0 | 0 | 0 | 0 | 0 | 0 | 0 | 190 | 0 | 1 | 1 | 1 | 1 | 1 | 1 | 1 | 1 | 2 | 1 | 1 | 1 | 1
PG&E North of Greater Bay Study Area | Martinez | 115 | 0 | 0 | 0 | 0 | 0 | 0 | 0 | 0 | 0 | 0 |  | 0 | 0 | 0 | 0 | 0 | 0 | 0 | 0 | 0 | 0 | 1 | 1 | 1 | 1 | 1 | 1 | 1 | 1 | 1 | 1 | 1 | 1 | 0
PG&E Fresno Study Area | McCall | 230 | 0 | 0 | 0 | 0 | 0 | 0 | 204 | 0 | 0 | 0 |  | 0 | 0 | 0 | 0 | 0 | 0 | 0 | 100 | 100 | 0 | 1 | 1 | 1 | 1 | 1 | 1 | 3 | 1 | 1 | 1 | 3 | 1 | 1
PG&E Fresno Study Area | McCall | 115 | 0 | 0 | 0 | 0 | 0 | 0 | 0 | 0 | 0 | 0 |  | 0 | 0 | 0 | 0 | 0 | 0 | 0 | 0 | 0 | 0 | 1 | 1 | 1 | 1 | 1 | 1 | 1 | 1 | 1 | 1 | 1 | 1 | 0
PG&E Fresno Study Area | Mc Mullin | 230 | 0 | 0 | 0 | 0 | 0 | 0 | 190 | 0 | 0 | 0 |  | 0 | 0 | 0 | 0 | 0 | 0 | 0 | 0 | 0 | 0 | 1 | 1 | 1 | 1 | 1 | 1 | 3 | 1 | 1 | 1 | 3 | 1 | 1
East of Pisgah Study Area | Mead | 230 | 0 | 0 | 0 | 0 | 0 | 0 | 0 | 0 | 0 | 0 |  | 0 | 350 | 0 | 0 | 0 | 0 | 0 | 0 | 0 | 0 | 1 | 1 | 1 | 1 | 1 | 1 | 1 | 1 | 1 | 1 | 1 | 1 | 0
PG&E North of Greater Bay Study Area | Mendocino | 115 | 0 | 0 | 0 | 0 | 0 | 0 | 0 | 0 | 0 | 0 |  | 0 | 0 | 0 | 0 | 0 | 0 | 0 | 0 | 5 | 0 | 1 | 1 | 1 | 1 | 1 | 1 | 1 | 1 | 1 | 1 | 1 | 1 | 0
PG&E Fresno Study Area | Mendota | 115 | 0 | 0 | 0 | 0 | 0 | 0 | 0 | 0 | 0 | 0 |  | 0 | 0 | 0 | 0 | 0 | 0 | 160 | 0 | 0 | 0 | 1 | 1 | 1 | 1 | 1 | 1 | 1 | 1 | 1 | 1 | 1 | 1 | 0
PG&E Fresno Study Area | Merced | 115 | 0 | 0 | 0 | 0 | 0 | 0 | 0 | 0 | 0 | 0 |  | 0 | 0 | 0 | 0 | 0 | 0 | 0 | 0 | 0 | 0 | 1 | 1 | 1 | 1 | 1 | 1 | 1 | 1 | 1 | 1 | 1 | 1 | 0
PG&E East Kern Study Area | Mesa | 115 | 0 | 0 | 0 | 0 | 0 | 0 | 0 | 55.55 | 50 | 0 |  | 0 | 0 | 0 | 0 | 0 | 0 | 0 | 0 | 50 | 0 | 1 | 1 | 1 | 1 | 1 | 1 | 1 | 3 | 1 | 1 | 3 | 1 | 1
PG&E East Kern Study Area | Mesa | 230 | 0 | 0 | 0 | 0 | 0 | 0 | 0 | 0 | 0 | 0 |  | 0 | 0 | 0 | 0 | 0 | 0 | 0 | 0 | 0 | 0 | 1 | 1 | 1 | 1 | 1 | 1 | 1 | 1 | 1 | 1 | 1 | 1 | 0
SCE Northern Area | Mesa (SCE) | 230 | 0 | 0 | 0 | 0 | 0 | 0 | 0 | 0 | 0 | 0 |  | 0 | 0 | 0 | 0 | 0 | 0 | 0 | 0 | 0 | 0 | 1 | 1 | 1 | 1 | 1 | 1 | 1 | 1 | 1 | 1 | 1 | 1 | 0
PG&E North of Greater Bay Study Area | Metcalf | 230 | 0 | 0 | 0 | 0 | 0 | 0 | 0 | 0 | 0 | 0 |  | 0 | 0 | 0 | 0 | 0 | 0 | 0 | 0 | 195 | 0 | 1 | 1 | 1 | 1 | 1 | 1 | 1 | 1 | 1 | 1 | 1 | 1 | 0
PG&E East Kern Study Area | Midway | 230 | 0 | 0 | 0 | 0 | 0 | 0 | 0 | 140 | 0 | 0 |  | 0 | 0 | 0 | 0 | 0 | 0 | 8 | 425.1844 | 310 | 0 | 1 | 1 | 1 | 1 | 1 | 1 | 1 | 1 | 1 | 1 | 1 | 1 | 0
PG&E East Kern Study Area | Midway | 500 | 0 | 0 | 0 | 0 | 0 | 0 | 0 | 0 | 0 | 0 |  | 0 | 0 | 0 | 0 | 0 | 0 | 200 | 600 | 500 | 0 | 1 | 1 | 1 | 1 | 1 | 1 | 1 | 1 | 1 | 1 | 1 | 1 | 0
PG&E East Kern Study Area | Midway | 115 | 0 | 0 | 0 | 0 | 0 | 0 | 0 | 0 | 0 | 0 |  | 0 | 0 | 0 | 0 | 0 | 0 | 0 | 100 | 89 | 0 | 1 | 1 | 1 | 1 | 1 | 1 | 1 | 1 | 1 | 1 | 1 | 1 | 0
SDG&E Study Area | Miguel | 500 | 0 | 0 | 0 | 0 | 0 | 0 | 0 | 0 | 0 | 0 |  | 0 | 0 | 0 | 0 | 0 | 0 | 0 | 0 | 0 | 0 | 1 | 1 | 1 | 1 | 1 | 1 | 1 | 1 | 1 | 1 | 1 | 1 | 0
SDG&E Study Area | Miguel | 230 | 0 | 0 | 0 | 0 | 0 | 0 | 0 | 0 | 0 | 0 |  | 0 | 0 | 0 | 0 | 0 | 0 | 0 | 0 | 0 | 0 | 1 | 1 | 1 | 1 | 1 | 1 | 1 | 1 | 1 | 1 | 1 | 1 | 0
SCE Metro Study Area | Mira Loma | 500 | 0 | 0 | 0 | 0 | 0 | 0 | 0 | 0 | 0 | 0 |  | 0 | 0 | 0 | 0 | 0 | 0 | 0 | 0 | 0 | 0 | 1 | 1 | 1 | 1 | 1 | 1 | 1 | 1 | 1 | 1 | 1 | 1 | 0
SCE Metro Study Area | Mira Loma | 230 | 0 | 0 | 0 | 0 | 0 | 0 | 0 | 0 | 0 | 0 |  | 0 | 0 | 0 | 0 | 0 | 0 | 0 | 0 | 300 | 0 | 1 | 1 | 1 | 1 | 1 | 1 | 1 | 1 | 1 | 1 | 1 | 1 | 0
SDG&E Study Area | Mission | 230 | 0 | 0 | 0 | 0 | 0 | 0 | 0 | 0 | 0 | 0 |  | 0 | 0 | 0 | 0 | 0 | 0 | 0 | 0 | 0 | 0 | 1 | 1 | 1 | 1 | 1 | 1 | 1 | 1 | 1 | 1 | 1 | 1 | 0
SDG&E Study Area | Mission | 138 | 0 | 0 | 0 | 0 | 0 | 0 | 0 | 0 | 0 | 0 |  | 0 | 0 | 0 | 0 | 0 | 0 | 0 | 0 | 50 | 0 | 1 | 1 | 1 | 1 | 1 | 1 | 1 | 1 | 1 | 1 | 1 | 1 | 0
East of Pisgah Study Area | Mohave | 500 | 0 | 0 | 0 | 0 | 0 | 0 | 0 | 568 | 228 | 0 |  | 0 | 0 | 0 | 0 | 0 | 0 | 0 | 568 | 228.0034 | 0 | 1 | 1 | 1 | 1 | 1 | 1 | 1 | 1 | 1 | 1 | 1 | 1 | 0
SCE Northern Area | Moorpark | 230 | 0 | 0 | 0 | 0 | 0 | 0 | 0 | 0 | 500 | 0 |  | 0 | 0 | 0 | 0 | 0 | 0 | 0 | 500 | 500 | 0 | 1 | 1 | 1 | 1 | 1 | 1 | 1 | 1 | 1 | 1 | 1 | 1 | 0
PG&E East Kern Study Area | Morro Bay | 230 | 0 | 0 | 0 | 0 | 0 | 0 | 0 | 0 | 0 | 0 |  | 0 | 0 | 0 | 0 | 0 | 0 | 0 | 0 | 0 | 300 | 1 | 1 | 1 | 1 | 1 | 1 | 1 | 1 | 1 | 1 | 1 | 1 | 0
PG&E East Kern Study Area | Morro Bay (Proposed) | 500 | 0 | 0 | 0 | 0 | 0 | 0 | 0 | 0 | 0 | 0 |  | 0 | 0 | 0 | 0 | 0 | 0 | 0 | 0 | 0 | 0 | 1 | 1 | 1 | 1 | 1 | 1 | 1 | 1 | 1 | 1 | 1 | 1 | 0
PG&E Fresno Study Area | Moss Landing | 500 | 0 | 0 | 0 | 0 | 0 | 0 | 0 | 0 | 0 | 0 |  | 0 | 0 | 0 | 0 | 0 | 0 | 0 | 0 | 400 | 0 | 1 | 1 | 1 | 1 | 1 | 1 | 1 | 1 | 1 | 1 | 1 | 1 | 0
PG&E Fresno Study Area | Moss Landing | 230 | 0 | 0 | 0 | 0 | 0 | 0 | 0 | 0 | 0 | 0 |  | 0 | 0 | 0 | 0 | 0 | 0 | 0 | 0 | 0 | 0 | 1 | 1 | 1 | 1 | 1 | 1 | 1 | 1 | 1 | 1 | 1 | 1 | 0
PG&E East Kern Study Area | Mustang | 230 | 0 | 0 | 0 | 0 | 0 | 0 | 0 | 0 | 0 | 0 |  | 0 | 0 | 0 | 0 | 0 | 0 | 150 | 250 | 200 | 0 | 1 | 1 | 1 | 1 | 1 | 1 | 1 | 1 | 1 | 1 | 1 | 1 | 0
PG&E Fresno Study Area | Newhall | 115 | 0 | 0 | 0 | 0 | 0 | 0 | 0 | 0 | 0 | 0 |  | 0 | 0 | 0 | 0 | 0 | 0 | 0 | 0 | 0 | 0 | 1 | 1 | 1 | 1 | 1 | 1 | 1 | 1 | 1 | 1 | 1 | 1 | 0
PG&E East Kern Study Area | Norco | 115 | 0 | 0 | 0 | 0 | 0 | 0 | 0 | 0 | 0 | 0 |  | 0 | 0 | 0 | 0 | 0 | 0 | 0 | 0 | 0 | 0 | 1 | 1 | 1 | 1 | 1 | 1 | 1 | 1 | 1 | 1 | 1 | 1 | 0
SDG&E Study Area | North Gila | 500 | 0 | 0 | 0 | 0 | 0 | 0 | 0 | 0 | 0 | 0 |  | 0 | 0 | 0 | 0 | 0 | 0 | 0 | 0 | 0 | 0 | 1 | 1 | 1 | 1 | 1 | 1 | 1 | 1 | 1 | 1 | 1 | 1 | 0
SDG&E Study Area | Ocotillo | 500 | 0 | 0 | 0 | 0 | 0 | 0 | 0 | 215 | 0 | 0 |  | 0 | 0 | 0 | 0 | 0 | 0 | 0 | 0 | 0 | 0 | 1 | 1 | 1 | 1 | 1 | 1 | 1 | 3 | 1 | 1 | 3 | 1 | 1
SDG&E Study Area | Old Town | 230 | 0 | 0 | 0 | 0 | 0 | 0 | 0 | 0 | 0 | 0 |  | 0 | 0 | 0 | 0 | 0 | 0 | 0 | 0 | 0 | 0 | 1 | 1 | 1 | 1 | 1 | 1 | 1 | 1 | 1 | 1 | 1 | 1 | 0
SCE Metro Study Area | Olinda | 230 | 0 | 0 | 0 | 0 | 0 | 0 | 0 | 0 | 0 | 0 |  | 0 | 0 | 0 | 0 | 0 | 0 | 0 | 0 | 0 | 0 | 1 | 1 | 1 | 1 | 1 | 1 | 1 | 1 | 1 | 1 | 1 | 1 | 0
PG&E East Kern Study Area | Olive | 115 | 0 | 0 | 0 | 0 | 0 | 0 | 0 | 0 | 0 | 0 |  | 0 | 0 | 0 | 0 | 0 | 0 | 0 | 40 | 30 | 0 | 1 | 1 | 1 | 1 | 1 | 1 | 1 | 1 | 1 | 1 | 1 | 1 | 0
PG&E North of Greater Bay Study Area | Olivehurst | 115 | 0 | 0 | 0 | 0 | 0 | 0 | 0 | 0 | 0 | 0 |  | 0 | 0 | 0 | 0 | 0 | 0 | 0 | 0 | 0 | 0 | 1 | 1 | 1 | 1 | 1 | 1 | 1 | 1 | 1 | 1 | 1 | 1 | 0
PG&E Fresno Study Area | Oro Loma | 115 | 0 | 0 | 0 | 0 | 0 | 0 | 0 | 0 | 0 | 0 |  | 0 | 0 | 0 | 0 | 0 | 0 | 0 | 0 | 0 | 0 | 1 | 1 | 1 | 1 | 1 | 1 | 1 | 1 | 1 | 1 | 1 | 1 | 0
SDG&E Study Area | Otay Mesa | 230 | 0 | 0 | 0 | 0 | 0 | 0 | 0 | 0 | 0 | 0 |  | 0 | 0 | 0 | 0 | 0 | 0 | 0 | 0 | 225 | 0 | 1 | 1 | 1 | 1 | 1 | 1 | 1 | 1 | 1 | 1 | 1 | 1 | 0
SCE Metro Study Area | Padua | 230 | 0 | 0 | 0 | 0 | 0 | 0 | 0 | 0 | 0 | 0 |  | 0 | 0 | 0 | 0 | 0 | 0 | 0 | 0 | 0 | 0 | 1 | 1 | 1 | 1 | 1 | 1 | 1 | 1 | 1 | 1 | 1 | 1 | 0
East of Pisgah Study Area | Pahrump | 230 | 0 | 0 | 0 | 0 | 0 | 0 | 0 | 0 | 0 | 0 |  | 0 | 0 | 0 | 0 | 0 | 0 | 0 | 0 | 0 | 0 | 1 | 1 | 1 | 1 | 1 | 1 | 1 | 1 | 1 | 1 | 1 | 1 | 0
East of Pisgah Study Area | Pahrump | 138 | 0 | 0 | 0 | 0 | 0 | 0 | 0 | 0 | 0 | 0 |  | 0 | 0 | 0 | 0 | 0 | 0 | 0 | 0 | 0 | 0 | 1 | 1 | 1 | 1 | 1 | 1 | 1 | 1 | 1 | 1 | 1 | 1 | 0
PG&E North of Greater Bay Study Area | Palermo | 230 | 0 | 0 | 0 | 0 | 0 | 0 | 0 | 0 | 0 | 0 |  | 0 | 0 | 0 | 0 | 0 | 0 | 0 | 0 | 0 | 0 | 1 | 1 | 1 | 1 | 1 | 1 | 1 | 1 | 1 | 1 | 1 | 1 | 0
SCE Eastern Study Area | Palo Verde | 500 | 0 | 0 | 0 | 0 | 0 | 0 | 0 | 0 | 0 | 0 |  | 0 | 124 | 0 | 2328 | 0 | 0 | 0 | 0 | 0 | 0 | 1 | 1 | 1 | 1 | 1 | 1 | 1 | 1 | 1 | 1 | 1 | 1 | 0
SDG&E Study Area | Palomar | 230 | 0 | 0 | 0 | 0 | 0 | 0 | 0 | 0 | 0 | 0 |  | 0 | 0 | 0 | 0 | 0 | 0 | 0 | 0 | 0 | 0 | 1 | 1 | 1 | 1 | 1 | 1 | 1 | 1 | 1 | 1 | 1 | 1 | 0
PG&E Fresno Study Area | Panoche | 115 | 0 | 0 | 0 | 0 | 0 | 0 | 0 | 0 | 0 | 0 |  | 0 | 0 | 0 | 0 | 0 | 0 | 0 | 0 | 0 | 0 | 1 | 1 | 1 | 1 | 1 | 1 | 1 | 1 | 1 | 1 | 1 | 1 | 0
PG&E Fresno Study Area | Panoche | 230 | 0 | 0 | 0 | 0 | 0 | 0 | 50 | 110 | 99 | 0 |  | 0 | 0 | 0 | 0 | 0 | 0 | 0 | 370 | 270 | 0 | 1 | 1 | 1 | 1 | 1 | 1 | 3 | 1 | 1 | 1 | 1 | 1 | 1
SCE Northern Area | Pardee | 230 | 0 | 0 | 0 | 0 | 0 | 0 | 0 | 0 | 0 | 0 |  | 0 | 0 | 0 | 0 | 0 | 0 | 0 | 0 | 0 | 0 | 1 | 1 | 1 | 1 | 1 | 1 | 1 | 1 | 1 | 1 | 1 | 1 | 0
SCE Northern Area | Pastoria | 230 | 0 | 0 | 0 | 0 | 0 | 0 | 0 | 0 | 0 | 0 |  | 0 | 0 | 0 | 0 | 0 | 0 | 0 | 106.875 | 80 | 0 | 1 | 1 | 1 | 1 | 1 | 1 | 1 | 1 | 1 | 1 | 1 | 1 | 0
PG&E North of Greater Bay Study Area | Peabody | 230 | 0 | 0 | 0 | 0 | 0 | 0 | 0 | 0 | 0 | 0 |  | 0 | 0 | 0 | 0 | 0 | 0 | 0 | 0 | 0 | 0 | 1 | 1 | 1 | 1 | 1 | 1 | 1 | 1 | 1 | 1 | 1 | 1 | 0
PG&E North of Greater Bay Study Area | Pease | 115 | 0 | 0 | 0 | 0 | 0 | 0 | 0 | 0 | 0 | 0 |  | 0 | 0 | 0 | 0 | 0 | 0 | 0 | 0 | 0 | 0 | 1 | 1 | 1 | 1 | 1 | 1 | 1 | 1 | 1 | 1 | 1 | 1 | 0
SDG&E Study Area | Penasquitos | 230 | 0 | 0 | 0 | 0 | 0 | 0 | 0 | 0 | 0 | 0 |  | 0 | 0 | 0 | 0 | 0 | 0 | 0 | 0 | 0 | 0 | 1 | 1 | 1 | 1 | 1 | 1 | 1 | 1 | 1 | 1 | 1 | 1 | 0
SDG&E Study Area | Penasquitos | 138 | 0 | 0 | 0 | 0 | 0 | 0 | 0 | 0 | 0 | 0 |  | 0 | 0 | 0 | 0 | 0 | 0 | 0 | 0 | 0 | 0 | 1 | 1 | 1 | 1 | 1 | 1 | 1 | 1 | 1 | 1 | 1 | 1 | 0
PG&E North of Greater Bay Study Area | Peoria | 115 | 0 | 0 | 0 | 0 | 0 | 0 | 0 | 0 | 0 | 0 |  | 0 | 0 | 0 | 0 | 0 | 0 | 0 | 0 | 0 | 0 | 1 | 1 | 1 | 1 | 1 | 1 | 1 | 1 | 1 | 1 | 1 | 1 | 0
SCE North of Lugo (NOL) Study Area | Pisgah | 230 | 0 | 0 | 0 | 0 | 0 | 0 | 14 | 0 | 0 | 0 |  | 0 | 100 | 0 | 0 | 0 | 0 | 50 | 250 | 190 | 0 | 1 | 1 | 1 | 1 | 1 | 1 | 1 | 1 | 1 | 1 | 1 | 1 | 0
PG&E North of Greater Bay Study Area | Pit 1 | 230 | 0 | 0 | 0 | 0 | 0 | 0 | 0 | 0 | 0 | 0 |  | 0 | 0 | 0 | 0 | 0 | 0 | 0 | 0 | 0 | 0 | 1 | 1 | 1 | 1 | 1 | 1 | 1 | 1 | 1 | 1 | 1 | 1 | 0
PG&E North of Greater Bay Study Area | Pittsburg | 230 | 0 | 0 | 0 | 0 | 0 | 0 | 0 | 0 | 0 | 0 |  | 0 | 0 | 0 | 0 | 0 | 0 | 0 | 0 | 400 | 0 | 1 | 1 | 1 | 1 | 1 | 1 | 1 | 1 | 1 | 1 | 1 | 1 | 0
PG&E North of Greater Bay Study Area | Pittsburg PP | 230 | 0 | 0 | 0 | 0 | 0 | 0 | 0 | 0 | 0 | 0 |  | 0 | 0 | 0 | 0 | 0 | 0 | 0 | 0 | 0 | 0 | 1 | 1 | 1 | 1 | 1 | 1 | 1 | 1 | 1 | 1 | 1 | 1 | 0
PG&E North of Greater Bay Study Area | Placerville | 115 | 0 | 0 | 0 | 0 | 0 | 0 | 0 | 0 | 0 | 0 |  | 0 | 0 | 0 | 0 | 0 | 0 | 0 | 0 | 0 | 0 | 1 | 1 | 1 | 1 | 1 | 1 | 1 | 1 | 1 | 1 | 1 | 1 | 0
PG&E North of Greater Bay Study Area | Pleasant Grove | 115 | 0 | 0 | 0 | 0 | 0 | 0 | 0 | 0 | 0 | 0 |  | 0 | 0 | 0 | 0 | 0 | 0 | 0 | 0 | 0 | 0 | 1 | 1 | 1 | 1 | 1 | 1 | 1 | 1 | 1 | 1 | 1 | 1 | 0
PG&E East Kern Study Area | Poso Mountain | 115 | 0 | 0 | 0 | 0 | 0 | 0 | 0 | 0 | 0 | 0 |  | 0 | 0 | 0 | 0 | 0 | 0 | 0 | 0 | 0 | 0 | 1 | 1 | 1 | 1 | 1 | 1 | 1 | 1 | 1 | 1 | 1 | 1 | 0
East of Pisgah Study Area | Primm | 230 | 0 | 0 | 0 | 0 | 0 | 0 | 0 | 0 | 0 | 0 |  | 0 | 0 | 0 | 0 | 0 | 0 | 0 | 0 | 0 | 0 | 1 | 1 | 1 | 1 | 1 | 1 | 1 | 1 | 1 | 1 | 1 | 1 | 0
PG&E Fresno Study Area | Pumpjack | 115 | 0 | 0 | 0 | 0 | 0 | 0 | 0 | 0 | 0 | 0 |  | 0 | 0 | 0 | 0 | 0 | 0 | 0 | 0 | 0 | 0 | 1 | 1 | 1 | 1 | 1 | 1 | 1 | 1 | 1 | 1 | 1 | 1 | 0
PG&E North of Greater Bay Study Area | Putah Creek | 115 | 0 | 0 | 0 | 0 | 0 | 0 | 0 | 0 | 0 | 0 |  | 0 | 0 | 0 | 0 | 0 | 0 | 0 | 0 | 0 | 0 | 1 | 1 | 1 | 1 | 1 | 1 | 1 | 1 | 1 | 1 | 1 | 1 | 0
PG&E North of Greater Bay Study Area | Quinto | 230 | 0 | 0 | 0 | 0 | 0 | 0 | 0 | 0 | 0 | 0 |  | 0 | 0 | 0 | 0 | 0 | 0 | 0 | 0 | 0 | 0 | 1 | 1 | 1 | 1 | 1 | 1 | 1 | 1 | 1 | 1 | 1 | 1 | 0
SCE Metro Study Area | Rancho Vista | 500 | 0 | 0 | 0 | 0 | 0 | 0 | 0 | 0 | 0 | 0 |  | 0 | 0 | 0 | 0 | 0 | 0 | 0 | 0 | 0 | 0 | 1 | 1 | 1 | 1 | 1 | 1 | 1 | 1 | 1 | 1 | 1 | 1 | 0
SCE Metro Study Area | Rancho Vista | 230 | 0 | 0 | 0 | 0 | 0 | 0 | 0 | 0 | 0 | 0 |  | 0 | 0 | 0 | 0 | 0 | 0 | 0 | 0 | 0 | 0 | 1 | 1 | 1 | 1 | 1 | 1 | 1 | 1 | 1 | 1 | 1 | 1 | 0
SCE North of Lugo (NOL) Study Area | Ransburg | 115 | 0 | 0 | 0 | 0 | 0 | 0 | 0 | 0 | 0 | 0 |  | 0 | 0 | 0 | 0 | 0 | 0 | 0 | 0 | 0 | 0 | 1 | 1 | 1 | 1 | 1 | 1 | 1 | 1 | 1 | 1 | 1 | 1 | 0
SCE Northern Area | Rector | 230 | 0 | 0 | 0 | 0 | 0 | 0 | 0 | 0 | 0 | 0 |  | 0 | 0 | 0 | 0 | 0 | 0 | 0 | 100 | 0 | 0 | 1 | 1 | 1 | 1 | 1 | 1 | 1 | 1 | 1 | 1 | 1 | 1 | 0
SCE Eastern Study Area | Redbluff | 500 | 0 | 0 | 0 | 0 | 0 | 0 | 0 | 0 | 0 | 0 |  | 0 | 0 | 0 | 0 | 0 | 0 | 250 | 400 | 231.4 | 700 | 1 | 1 | 1 | 1 | 1 | 1 | 1 | 1 | 1 | 1 | 1 | 1 | 0
SCE Eastern Study Area | Redbluff | 230 | 0 | 0 | 0 | 0 | 0 | 0 | 0 | 0 | 0 | 0 |  | 0 | 0 | 0 | 0 | 0 | 0 | 912 | 1127 | 830.1536 | 0 | 1 | 1 | 1 | 1 | 1 | 1 | 1 | 1 | 1 | 1 | 1 | 1 | 0
SCE Metro Study Area | Redondo | 230 | 0 | 0 | 0 | 0 | 0 | 0 | 0 | 0 | 0 | 0 |  | 0 | 0 | 0 | 0 | 0 | 0 | 0 | 0 | 0 | 0 | 1 | 1 | 1 | 1 | 1 | 1 | 1 | 1 | 1 | 1 | 1 | 1 | 0
PG&E Fresno Study Area | Reedley | 115 | 0 | 0 | 0 | 0 | 0 | 0 | 0 | 0 | 0 | 0 |  | 0 | 0 | 0 | 0 | 0 | 0 | 0 | 0 | 0 | 0 | 1 | 1 | 1 | 1 | 1 | 1 | 1 | 1 | 1 | 1 | 1 | 1 | 0
PG&E Fresno Study Area | Regulus | 115 | 0 | 0 | 0 | 0 | 0 | 0 | 0 | 0 | 0 | 0 |  | 0 | 0 | 0 | 0 | 0 | 0 | 0 | 0 | 0 | 0 | 1 | 1 | 1 | 1 | 1 | 1 | 1 | 1 | 1 | 1 | 1 | 1 | 0
PG&E East Kern Study Area | Renfro | 115 | 0 | 0 | 0 | 0 | 0 | 0 | 0 | 143 | 0 | 0 |  | 0 | 0 | 0 | 0 | 0 | 0 | 0 | 0 | 0 | 0 | 1 | 1 | 1 | 1 | 1 | 1 | 1 | 3 | 1 | 1 | 3 | 1 | 1
East of Pisgah Study Area | Rest of VEA 138 kV System | 138 | 0 | 0 | 0 | 0 | 0 | 0 | 0 | 0 | 0 | 0 |  | 0 | 0 | 0 | 0 | 0 | 0 | 0 | 0 | 0 | 0 | 1 | 1 | 1 | 1 | 1 | 1 | 1 | 1 | 1 | 1 | 1 | 1 | 0
PG&E North of Greater Bay Study Area | Richmond | 115 | 0 | 0 | 0 | 0 | 0 | 0 | 0 | 0 | 0 | 0 |  | 0 | 0 | 0 | 0 | 0 | 0 | 0 | 0 | 0 | 0 | 1 | 1 | 1 | 1 | 1 | 1 | 1 | 1 | 1 | 1 | 1 | 1 | 0
PG&E East Kern Study Area | Rio Bravo | 115 | 0 | 0 | 0 | 0 | 0 | 0 | 0 | 0 | 0 | 0 |  | 0 | 0 | 0 | 0 | 0 | 0 | 0 | 55 | 55 | 0 | 1 | 1 | 1 | 1 | 1 | 1 | 1 | 1 | 1 | 1 | 1 | 1 | 0
SCE Metro Study Area | Rio Hondo | 230 | 0 | 0 | 0 | 0 | 0 | 0 | 0 | 0 | 0 | 0 |  | 0 | 0 | 0 | 0 | 0 | 0 | 0 | 0 | 0 | 0 | 1 | 1 | 1 | 1 | 1 | 1 | 1 | 1 | 1 | 1 | 1 | 1 | 0
PG&E North of Greater Bay Study Area | Rio Oso | 230 | 0 | 152 | 0 | 0 | 0 | 0 | 0 | 0 | 0 | 0 |  | 0 | 0 | 0 | 0 | 0 | 0 | 120 | 150 | 110 | 0 | 1 | 3 | 1 | 1 | 1 | 1 | 1 | 1 | 1 | 1 | 1 | 3 | 1
PG&E North of Greater Bay Study Area | Ripon | 115 | 0 | 0 | 0 | 0 | 0 | 0 | 0 | 0 | 0 | 0 |  | 0 | 0 | 0 | 0 | 0 | 0 | 0 | 0 | 0 | 0 | 1 | 1 | 1 | 1 | 1 | 1 | 1 | 1 | 1 | 1 | 1 | 1 | 0
PG&E North of Greater Bay Study Area | Riverbank | 115 | 0 | 0 | 0 | 0 | 0 | 0 | 0 | 0 | 0 | 0 |  | 0 | 0 | 0 | 0 | 0 | 0 | 0 | 0 | 0 | 0 | 1 | 1 | 1 | 1 | 1 | 1 | 1 | 1 | 1 | 1 | 1 | 1 | 0
SCE North of Lugo (NOL) Study Area | Roadway | 115 | 0 | 0 | 0 | 0 | 0 | 0 | 0 | 0 | 0 | 0 |  | 0 | 0 | 0 | 0 | 0 | 0 | 0 | 220.92 | 159.94 | 0 | 1 | 1 | 1 | 1 | 1 | 1 | 1 | 1 | 1 | 1 | 1 | 1 | 0
PG&E East Kern Study Area | Rosedale | 115 | 0 | 0 | 0 | 0 | 0 | 0 | 0 | 0 | 0 | 0 |  | 0 | 0 | 0 | 0 | 0 | 0 | 0 | 0 | 0 | 0 | 1 | 1 | 1 | 1 | 1 | 1 | 1 | 1 | 1 | 1 | 1 | 1 | 0
PG&E North of Greater Bay Study Area | Round Mountain | 230 | 0 | 0 | 0 | 0 | 0 | 0 | 0 | 0 | 0 | 0 |  | 0 | 115 | 209.5 | 0 | 0 | 0 | 0 | 0 | 0 | 0 | 1 | 1 | 1 | 1 | 1 | 1 | 1 | 1 | 1 | 1 | 1 | 1 | 0
PG&E North of Greater Bay Study Area | Round Mountain | 500 | 0 | 0 | 0 | 530 | 0 | 0 | 0 | 0 | 0 | 0 |  | 0 | 0 | 0 | 0 | 0 | 0 | 0 | 0 | 0 | 0 | 1 | 1 | 1 | 3 | 1 | 1 | 1 | 1 | 1 | 1 | 1 | 1 | 1
PG&E Fresno Study Area | S0478 | 115 | 0 | 0 | 0 | 0 | 0 | 0 | 0 | 0 | 0 | 0 |  | 0 | 0 | 0 | 0 | 0 | 0 | 0 | 0 | 0 | 0 | 1 | 1 | 1 | 1 | 1 | 1 | 1 | 1 | 1 | 1 | 1 | 1 | 0
SCE Eastern Study Area | San Bernardino | 230 | 0 | 0 | 0 | 0 | 0 | 0 | 0 | 0 | 0 | 0 |  | 0 | 0 | 0 | 0 | 0 | 0 | 0 | 0 | 0 | 0 | 1 | 1 | 1 | 1 | 1 | 1 | 1 | 1 | 1 | 1 | 1 | 1 | 0
PG&E East Kern Study Area | San Luis Obispo | 115 | 0 | 0 | 0 | 0 | 0 | 0 | 0 | 0 | 0 | 0 |  | 0 | 0 | 0 | 0 | 0 | 0 | 0 | 0 | 0 | 0 | 1 | 1 | 1 | 1 | 1 | 1 | 1 | 1 | 1 | 1 | 1 | 1 | 0
SDG&E Study Area | San Luis Rey | 230 | 0 | 0 | 0 | 0 | 0 | 0 | 0 | 0 | 0 | 0 |  | 0 | 0 | 0 | 0 | 0 | 0 | 0 | 0 | 65 | 0 | 1 | 1 | 1 | 1 | 1 | 1 | 1 | 1 | 1 | 1 | 1 | 1 | 0
SDG&E Study Area | San Onofre | 230 | 0 | 0 | 0 | 0 | 0 | 0 | 0 | 0 | 0 | 0 |  | 0 | 0 | 0 | 0 | 0 | 0 | 0 | 0 | 0 | 0 | 1 | 1 | 1 | 1 | 1 | 1 | 1 | 1 | 1 | 1 | 1 | 1 | 0
East of Pisgah Study Area | Sandy | 138 | 0 | 0 | 0 | 0 | 0 | 0 | 0 | 0 | 0 | 0 |  | 0 | 0 | 0 | 0 | 0 | 0 | 0 | 0 | 0 | 0 | 1 | 1 | 1 | 1 | 1 | 1 | 1 | 1 | 1 | 1 | 1 | 1 | 0
PG&E Fresno Study Area | Sanger | 115 | 0 | 0 | 0 | 0 | 0 | 0 | 0 | 0 | 0 | 0 |  | 0 | 0 | 0 | 0 | 0 | 0 | 0 | 0 | 0 | 0 | 1 | 1 | 1 | 1 | 1 | 1 | 1 | 1 | 1 | 1 | 1 | 1 | 0
SCE Northern Area | Santa Clara | 230 | 0 | 0 | 0 | 0 | 0 | 0 | 0 | 0 | 0 | 0 |  | 0 | 0 | 0 | 0 | 0 | 0 | 75 | 325 | 221 | 0 | 1 | 1 | 1 | 1 | 1 | 1 | 1 | 1 | 1 | 1 | 1 | 1 | 0
SCE Metro Study Area | Santiago | 230 | 0 | 0 | 0 | 0 | 0 | 0 | 0 | 0 | 0 | 0 |  | 0 | 0 | 0 | 0 | 0 | 0 | 0 | 0 | 0 | 0 | 1 | 1 | 1 | 1 | 1 | 1 | 1 | 1 | 1 | 1 | 1 | 1 | 0
SCE Northern Area | Saugus | 230 | 0 | 0 | 0 | 0 | 0 | 0 | 0 | 0 | 0 | 0 |  | 0 | 0 | 0 | 0 | 0 | 0 | 0 | 0 | 0 | 0 | 1 | 1 | 1 | 1 | 1 | 1 | 1 | 1 | 1 | 1 | 1 | 1 | 0
PG&E Fresno Study Area | Schindler | 115 | 0 | 0 | 0 | 0 | 0 | 0 | 0 | 0 | 0 | 0 |  | 0 | 0 | 0 | 0 | 0 | 0 | 50 | 100 | 75 | 0 | 1 | 1 | 1 | 1 | 1 | 1 | 1 | 1 | 1 | 1 | 1 | 1 | 0
PG&E North of Greater Bay Study Area | Schulte Switching Station | 115 | 0 | 0 | 0 | 0 | 0 | 0 | 0 | 0 | 0 | 0 |  | 0 | 0 | 0 | 0 | 0 | 0 | 0 | 0 | 0 | 0 | 1 | 1 | 1 | 1 | 1 | 1 | 1 | 1 | 1 | 1 | 1 | 1 | 0
PG&E Fresno Study Area | Semitropic | 115 | 0 | 0 | 0 | 0 | 0 | 0 | 0 | 0 | 0 | 0 |  | 0 | 0 | 0 | 0 | 0 | 0 | 0 | 100 | 75 | 0 | 1 | 1 | 1 | 1 | 1 | 1 | 1 | 1 | 1 | 1 | 1 | 1 | 0
SCE Metro Study Area | Serrano | 500 | 0 | 0 | 0 | 0 | 0 | 0 | 0 | 0 | 0 | 0 |  | 0 | 0 | 0 | 0 | 0 | 0 | 0 | 0 | 0 | 0 | 1 | 1 | 1 | 1 | 1 | 1 | 1 | 1 | 1 | 1 | 1 | 1 | 0
SCE Metro Study Area | Serrano | 230 | 0 | 0 | 0 | 0 | 0 | 0 | 0 | 0 | 0 | 0 |  | 0 | 0 | 0 | 0 | 0 | 0 | 0 | 0 | 0 | 0 | 1 | 1 | 1 | 1 | 1 | 1 | 1 | 1 | 1 | 1 | 1 | 1 | 0
PG&E East Kern Study Area | Shafter | 115 | 0 | 0 | 0 | 0 | 0 | 0 | 0 | 0 | 0 | 0 |  | 0 | 0 | 0 | 0 | 0 | 0 | 0 | 110 | 80 | 0 | 1 | 1 | 1 | 1 | 1 | 1 | 1 | 1 | 1 | 1 | 1 | 1 | 0
PG&E North of Greater Bay Study Area | Shilo III | 230 | 0 | 72 | 0 | 0 | 0 | 0 | 0 | 0 | 0 | 0 |  | 0 | 0 | 0 | 0 | 0 | 0 | 0 | 0 | 0 | 0 | 1 | 3 | 1 | 1 | 1 | 1 | 1 | 1 | 1 | 1 | 1 | 3 | 1
SDG&E Study Area | Silvergate | 230 | 0 | 0 | 0 | 0 | 0 | 0 | 0 | 0 | 200 | 0 |  | 0 | 0 | 0 | 0 | 0 | 0 | 0 | 0 | 200 | 0 | 1 | 1 | 1 | 1 | 1 | 1 | 1 | 1 | 1 | 1 | 1 | 1 | 0
PG&E East Kern Study Area | Sisquoc | 115 | 0 | 0 | 0 | 0 | 0 | 0 | 0 | 0 | 0 | 0 |  | 0 | 0 | 0 | 0 | 0 | 0 | 0 | 0 | 0 | 0 | 1 | 1 | 1 | 1 | 1 | 1 | 1 | 1 | 1 | 1 | 1 | 1 | 0
East of Pisgah Study Area | Sloan Canyon (fka Bob) | 230 | 0 | 0 | 0 | 0 | 0 | 0 | 0 | 0 | 0 | 0 |  | 0 | 303 | 0 | 0 | 0 | 0 | 0 | 0 | 0 | 0 | 1 | 1 | 1 | 1 | 1 | 1 | 1 | 1 | 1 | 1 | 1 | 1 | 0
PG&E East Kern Study Area | Smyrna | 115 | 0 | 0 | 0 | 0 | 0 | 0 | 0 | 0 | 0 | 0 |  | 0 | 0 | 0 | 0 | 0 | 0 | 0 | 0 | 0 | 0 | 1 | 1 | 1 | 1 | 1 | 1 | 1 | 1 | 1 | 1 | 1 | 1 | 0
PG&E East Kern Study Area | Solar SS | 230 | 0 | 0 | 0 | 0 | 0 | 0 | 0 | 0 | 0 | 0 |  | 0 | 0 | 0 | 0 | 0 | 0 | 60 | 65 | 55 | 0 | 1 | 1 | 1 | 1 | 1 | 1 | 1 | 1 | 1 | 1 | 1 | 1 | 0
PG&E East Kern Study Area | Solar SW | 230 | 0 | 0 | 0 | 0 | 0 | 0 | 0 | 0 | 0 | 0 |  | 0 | 0 | 0 | 0 | 0 | 0 | 0 | 0 | 0 | 0 | 1 | 1 | 1 | 1 | 1 | 1 | 1 | 1 | 1 | 1 | 1 | 1 | 0
SCE Northern Area | Springville | 230 | 0 | 0 | 0 | 0 | 0 | 0 | 0 | 0 | 0 | 0 |  | 0 | 0 | 0 | 0 | 0 | 0 | 50 | 140 | 50 | 0 | 1 | 1 | 1 | 1 | 1 | 1 | 1 | 1 | 1 | 1 | 1 | 1 | 0
PG&E North of Greater Bay Study Area | Stagg | 230 | 0 | 0 | 0 | 0 | 0 | 0 | 0 | 0 | 0 | 0 |  | 0 | 0 | 0 | 0 | 0 | 0 | 0 | 0 | 0 | 0 | 1 | 1 | 1 | 1 | 1 | 1 | 1 | 1 | 1 | 1 | 1 | 1 | 0
PG&E East Kern Study Area | Stockdale | 230 | 0 | 0 | 0 | 0 | 0 | 0 | 0 | 144 | 0 | 0 |  | 0 | 0 | 0 | 0 | 0 | 0 | 0 | 0 | 0 | 0 | 1 | 1 | 1 | 1 | 1 | 1 | 1 | 3 | 1 | 1 | 3 | 1 | 1
PG&E Fresno Study Area | Stockdale A | 230 | 0 | 0 | 0 | 0 | 0 | 0 | 0 | 0 | 0 | 0 |  | 0 | 0 | 0 | 0 | 0 | 0 | 0 | 0 | 0 | 0 | 1 | 1 | 1 | 1 | 1 | 1 | 1 | 1 | 1 | 1 | 1 | 1 | 0
SDG&E Study Area | Suncrest | 500 | 0 | 0 | 0 | 0 | 0 | 0 | 0 | 0 | 0 | 0 |  | 0 | 0 | 0 | 0 | 0 | 0 | 0 | 0 | 0 | 0 | 1 | 1 | 1 | 1 | 1 | 1 | 1 | 1 | 1 | 1 | 1 | 1 | 0
SDG&E Study Area | Suncrest | 230 | 0 | 0 | 0 | 0 | 0 | 0 | 0 | 0 | 0 | 0 |  | 0 | 0 | 0 | 0 | 0 | 0 | 0 | 0 | 0 | 0 | 1 | 1 | 1 | 1 | 1 | 1 | 1 | 1 | 1 | 1 | 1 | 1 | 0
SDG&E Study Area | Sycamore | 230 | 0 | 0 | 0 | 0 | 0 | 0 | 0 | 0 | 300 | 314 |  | 0 | 0 | 0 | 0 | 0 | 0 | 0 | 0 | 0 | 500 | 1 | 1 | 1 | 1 | 1 | 1 | 1 | 1 | 3 | 1 | 1 | 1 | 1
SDG&E Study Area | Sycamore | 138 | 0 | 0 | 0 | 0 | 0 | 0 | 0 | 0 | 0 | 0 |  | 0 | 0 | 0 | 0 | 0 | 0 | 0 | 0 | 300 | 0 | 1 | 1 | 1 | 1 | 1 | 1 | 1 | 1 | 1 | 1 | 1 | 1 | 0
SCE Northern Area | Sylmar | 230 | 0 | 0 | 0 | 0 | 0 | 0 | 0 | 0 | 0 | 0 |  | 0 | 0 | 0 | 0 | 0 | 0 | 0 | 0 | 0 | 0 | 1 | 1 | 1 | 1 | 1 | 1 | 1 | 1 | 1 | 1 | 1 | 1 | 0
PG&E North of Greater Bay Study Area | Table Mountain | 115 | 0 | 0 | 0 | 0 | 0 | 0 | 0 | 0 | 0 | 0 |  | 0 | 0 | 0 | 0 | 0 | 0 | 0 | 0 | 0 | 0 | 1 | 1 | 1 | 1 | 1 | 1 | 1 | 1 | 1 | 1 | 1 | 1 | 0
PG&E East Kern Study Area | Taft | 115 | 0 | 0 | 0 | 0 | 0 | 0 | 0 | 0 | 0 | 0 |  | 0 | 0 | 0 | 0 | 0 | 0 | 0 | 0 | 0 | 0 | 1 | 1 | 1 | 1 | 1 | 1 | 1 | 1 | 1 | 1 | 1 | 1 | 0
SDG&E Study Area | Talega | 230 | 0 | 0 | 0 | 0 | 0 | 0 | 0 | 0 | 200 | 0 |  | 0 | 0 | 0 | 0 | 0 | 0 | 0 | 0 | 80 | 0 | 1 | 1 | 1 | 1 | 1 | 1 | 1 | 1 | 3 | 1 | 1 | 1 | 1
PG&E East Kern Study Area | Temblor | 115 | 0 | 0 | 0 | 0 | 0 | 0 | 0 | 0 | 0 | 0 |  | 0 | 0 | 0 | 0 | 0 | 0 | 0 | 0 | 0 | 0 | 1 | 1 | 1 | 1 | 1 | 1 | 1 | 1 | 1 | 1 | 1 | 1 | 0
PG&E East Kern Study Area | Templeton | 115 | 0 | 0 | 0 | 0 | 0 | 0 | 0 | 0 | 0 | 0 |  | 0 | 0 | 0 | 0 | 0 | 0 | 0 | 0 | 0 | 0 | 1 | 1 | 1 | 1 | 1 | 1 | 1 | 1 | 1 | 1 | 1 | 1 | 0
PG&E East Kern Study Area | Templeton | 230 | 0 | 187 | 0 | 0 | 0 | 0 | 0 | 0 | 0 | 0 |  | 0 | 188 | 0 | 0 | 0 | 0 | 0 | 0 | 0 | 0 | 1 | 1 | 1 | 1 | 1 | 1 | 1 | 1 | 1 | 1 | 1 | 1 | 0
PG&E North of Greater Bay Study Area | Tesla | 115 | 0 | 0 | 0 | 0 | 0 | 0 | 0 | 0 | 0 | 0 |  | 0 | 0 | 0 | 0 | 0 | 0 | 0 | 0 | 0 | 0 | 1 | 1 | 1 | 1 | 1 | 1 | 1 | 1 | 1 | 1 | 1 | 1 | 0
PG&E North of Greater Bay Study Area | Tesla | 230 | 0 | 0 | 0 | 0 | 0 | 0 | 0 | 0 | 0 | 0 |  | 0 | 100 | 100 | 0 | 0 | 0 | 0 | 0 | 0 | 0 | 1 | 1 | 1 | 1 | 1 | 1 | 1 | 1 | 1 | 1 | 1 | 1 | 0
PG&E North of Greater Bay Study Area | Tesla | 500 | 0 | 0 | 0 | 0 | 0 | 0 | 0 | 0 | 0 | 0 |  | 0 | 0 | 0 | 0 | 0 | 0 | 50 | 350 | 250 | 0 | 1 | 1 | 1 | 1 | 1 | 1 | 1 | 1 | 1 | 1 | 1 | 1 | 0
PG&E East Kern Study Area | Tevis | 115 | 0 | 0 | 0 | 0 | 0 | 0 | 0 | 0 | 0 | 0 |  | 0 | 0 | 0 | 0 | 0 | 0 | 0 | 0 | 0 | 0 | 1 | 1 | 1 | 1 | 1 | 1 | 1 | 1 | 1 | 1 | 1 | 1 | 0
PG&E North of Greater Bay Study Area | Thermalito | 230 | 0 | 178 | 0 | 0 | 0 | 0 | 0 | 0 | 0 | 0 |  | 0 | 40 | 40 | 0 | 0 | 0 | 0 | 0 | 0 | 0 | 1 | 3 | 1 | 1 | 1 | 1 | 1 | 1 | 1 | 1 | 1 | 3 | 1
SDG&E Study Area | Trabuco | 138 | 0 | 0 | 0 | 0 | 0 | 0 | 0 | 0 | 250 | 0 |  | 0 | 0 | 0 | 0 | 0 | 0 | 0 | 0 | 0 | 0 | 1 | 1 | 1 | 1 | 1 | 1 | 1 | 1 | 3 | 1 | 1 | 1 | 1
PG&E Fresno Study Area | Tranquility | 230 | 0 | 0 | 0 | 0 | 0 | 0 | 0 | 0 | 0 | 0 |  | 0 | 0 | 0 | 0 | 0 | 0 | 416 | 833 | 575 | 0 | 1 | 1 | 1 | 1 | 1 | 1 | 1 | 1 | 1 | 1 | 1 | 1 | 0
East of Pisgah Study Area | Trout Canyon (fka Crazy Eyes) | 230 | 0 | 0 | 0 | 0 | 0 | 0 | 242 | 992 | 125 | 0 |  | 0 | 0 | 0 | 0 | 0 | 0 | 525 | 1558 | 955 | 0 | 1 | 1 | 1 | 1 | 1 | 1 | 1 | 1 | 1 | 1 | 1 | 1 | 0
PG&E North of Greater Bay Study Area | Tulucay | 230 | 0 | 20 | 0 | 0 | 0 | 0 | 0 | 0 | 0 | 0 |  | 0 | 0 | 0 | 0 | 0 | 0 | 0 | 0 | 0 | 0 | 1 | 3 | 1 | 1 | 1 | 1 | 1 | 1 | 1 | 1 | 1 | 3 | 1
PG&E East Kern Study Area | Tupman | 115 | 0 | 0 | 0 | 0 | 0 | 0 | 0 | 0 | 0 | 0 |  | 0 | 0 | 0 | 0 | 0 | 0 | 0 | 0 | 0 | 0 | 1 | 1 | 1 | 1 | 1 | 1 | 1 | 1 | 1 | 1 | 1 | 1 | 0
PG&E North of Greater Bay Study Area | UltraPower Chinese Station | 115 | 0 | 0 | 0 | 0 | 0 | 0 | 0 | 0 | 0 | 0 |  | 0 | 0 | 0 | 0 | 0 | 0 | 0 | 0 | 0 | 0 | 1 | 1 | 1 | 1 | 1 | 1 | 1 | 1 | 1 | 1 | 1 | 1 | 0
PG&E North of Greater Bay Study Area | Vaca Dixon | 500 | 0 | 146 | 0 | 0 | 0 | 0 | 0 | 0 | 0 | 0 |  | 0 | 0 | 0 | 0 | 0 | 0 | 0 | 0 | 0 | 0 | 1 | 3 | 1 | 1 | 1 | 1 | 1 | 1 | 1 | 1 | 1 | 3 | 1
PG&E North of Greater Bay Study Area | Vaca Dixon | 115 | 0 | 0 | 0 | 0 | 0 | 0 | 0 | 0 | 0 | 0 |  | 0 | 0 | 0 | 0 | 0 | 0 | 14 | 10 | 12 | 0 | 1 | 1 | 1 | 1 | 1 | 1 | 1 | 1 | 1 | 1 | 1 | 1 | 0
SCE Eastern Study Area | Valley | 500 | 0 | 0 | 0 | 0 | 0 | 0 | 0 | 0 | 0 | 0 |  | 0 | 0 | 0 | 0 | 0 | 0 | 0 | 0 | 0 | 0 | 1 | 1 | 1 | 1 | 1 | 1 | 1 | 1 | 1 | 1 | 1 | 1 | 0
East of Pisgah Study Area | Valley (VEA) | 138 | 0 | 0 | 0 | 0 | 0 | 0 | 0 | 0 | 0 | 0 |  | 0 | 0 | 0 | 0 | 0 | 0 | 0 | 50 | 40 | 0 | 1 | 1 | 1 | 1 | 1 | 1 | 1 | 1 | 1 | 1 | 1 | 1 | 0
SCE Northern Area | Vestal | 230 | 0 | 0 | 0 | 0 | 0 | 0 | 0 | 0 | 0 | 0 |  | 0 | 0 | 0 | 0 | 0 | 0 | 350 | 451.13 | 358 | 0 | 1 | 1 | 1 | 1 | 1 | 1 | 1 | 1 | 1 | 1 | 1 | 1 | 0
SCE North of Lugo (NOL) Study Area | Victor | 230 | 0 | 0 | 0 | 0 | 0 | 0 | 159 | 56 | 50 | 0 |  | 0 | 0 | 0 | 0 | 0 | 0 | 110 | 290.3943 | 220 | 0 | 1 | 1 | 1 | 1 | 1 | 1 | 2 | 1 | 1 | 1 | 1 | 1 | 1
SCE North of Lugo (NOL) Study Area | Victor | 115 | 0 | 0 | 0 | 0 | 0 | 0 | 0 | 0 | 0 | 0 |  | 0 | 0 | 0 | 0 | 0 | 0 | 0 | 0 | 0 | 0 | 1 | 1 | 1 | 1 | 1 | 1 | 1 | 1 | 1 | 1 | 1 | 1 | 0
SCE Metro Study Area | Viejo | 230 | 0 | 0 | 0 | 0 | 0 | 0 | 0 | 0 | 0 | 0 |  | 0 | 0 | 0 | 0 | 0 | 0 | 0 | 0 | 0 | 0 | 1 | 1 | 1 | 1 | 1 | 1 | 1 | 1 | 1 | 1 | 1 | 1 | 0
PG&E North of Greater Bay Study Area | Vierra | 115 | 0 | 0 | 0 | 0 | 0 | 0 | 0 | 0 | 0 | 0 |  | 0 | 0 | 0 | 0 | 0 | 0 | 0 | 0 | 0 | 0 | 1 | 1 | 1 | 1 | 1 | 1 | 1 | 1 | 1 | 1 | 1 | 1 | 0
SCE Metro Study Area | Villa Park | 230 | 0 | 0 | 0 | 0 | 0 | 0 | 0 | 0 | 0 | 0 |  | 0 | 0 | 0 | 0 | 0 | 0 | 0 | 0 | 0 | 0 | 1 | 1 | 1 | 1 | 1 | 1 | 1 | 1 | 1 | 1 | 1 | 1 | 0
SCE Northern Area | Vincent | 230 | 0 | 0 | 0 | 0 | 0 | 0 | 0 | 1003 | 809 | 0 |  | 0 | 0 | 0 | 0 | 0 | 0 | 0 | 1303 | 1223.59 | 0 | 1 | 1 | 1 | 1 | 1 | 1 | 1 | 1 | 1 | 1 | 1 | 1 | 0
SCE Eastern Study Area | Vista | 230 | 0 | 0 | 0 | 0 | 0 | 0 | 0 | 0 | 0 | 0 |  | 0 | 0 | 0 | 0 | 0 | 0 | 0 | 0 | 0 | 0 | 1 | 1 | 1 | 1 | 1 | 1 | 1 | 1 | 1 | 1 | 1 | 1 | 0
East of Pisgah Study Area | Vista (VEA) | 138 | 0 | 0 | 0 | 0 | 0 | 0 | 0 | 0 | 0 | 0 |  | 0 | 0 | 0 | 0 | 0 | 0 | 100 | 100 | 65 | 0 | 1 | 1 | 1 | 1 | 1 | 1 | 1 | 1 | 1 | 1 | 1 | 1 | 0
PG&E Fresno Study Area | Wahtoke | 115 | 0 | 0 | 0 | 0 | 0 | 0 | 0 | 0 | 0 | 0 |  | 0 | 0 | 0 | 0 | 0 | 0 | 0 | 0 | 0 | 0 | 1 | 1 | 1 | 1 | 1 | 1 | 1 | 1 | 1 | 1 | 1 | 1 | 0
SCE Metro Study Area | Walnut | 230 | 0 | 0 | 0 | 0 | 0 | 0 | 0 | 0 | 400 | 0 |  | 0 | 0 | 0 | 0 | 0 | 0 | 0 | 0 | 300 | 0 | 1 | 1 | 1 | 1 | 1 | 1 | 1 | 1 | 2 | 1 | 1 | 1 | 1
PG&E Fresno Study Area | Westley | 230 | 0 | 0 | 0 | 0 | 0 | 0 | 0 | 0 | 0 | 0 |  | 0 | 0 | 0 | 0 | 0 | 0 | 91 | 119.32 | 99.5 | 0 | 1 | 1 | 1 | 1 | 1 | 1 | 1 | 1 | 1 | 1 | 1 | 1 | 0
PG&E Fresno Study Area | West Fresno | 115 | 0 | 0 | 0 | 0 | 0 | 0 | 0 | 0 | 0 | 0 |  | 0 | 0 | 0 | 0 | 0 | 0 | 0 | 0 | 0 | 0 | 1 | 1 | 1 | 1 | 1 | 1 | 1 | 1 | 1 | 1 | 1 | 1 | 0
PG&E East Kern Study Area | Westpark | 115 | 0 | 0 | 0 | 0 | 0 | 0 | 0 | 0 | 0 | 0 |  | 0 | 0 | 0 | 0 | 0 | 0 | 0 | 0 | 0 | 0 | 1 | 1 | 1 | 1 | 1 | 1 | 1 | 1 | 1 | 1 | 1 | 1 | 0
PG&E East Kern Study Area | Wheeler Ridge | 115 | 0 | 0 | 0 | 0 | 0 | 0 | 0 | 0 | 0 | 0 |  | 0 | 0 | 0 | 0 | 0 | 0 | 170 | 155.321 | 117 | 0 | 1 | 1 | 1 | 1 | 1 | 1 | 1 | 1 | 1 | 1 | 1 | 1 | 0
PG&E East Kern Study Area | Wheeler Ridge | 230 | 0 | 0 | 0 | 0 | 0 | 0 | 0 | 129 | 0 | 0 |  | 0 | 0 | 0 | 0 | 0 | 0 | 210 | 240 | 170 | 0 | 1 | 1 | 1 | 1 | 1 | 1 | 1 | 1 | 1 | 1 | 1 | 1 | 0
SCE Northern Area | Whirlwind | 500 | 0 | 0 | 0 | 0 | 0 | 0 | 0 | 0 | 0 | 0 |  | 0 | 0 | 0 | 0 | 0 | 0 | 0 | 0 | 0 | 0 | 1 | 1 | 1 | 1 | 1 | 1 | 1 | 1 | 1 | 1 | 1 | 1 | 0
SCE Northern Area | Whirlwind | 230 | 0 | 0 | 0 | 0 | 0 | 0 | 0 | 1277 | 1645 | 0 |  | 0 | 92.9 | 0 | 0 | 0 | 0 | 650 | 1878.995 | 1516.62 | 500 | 1 | 1 | 1 | 1 | 1 | 1 | 1 | 1 | 2 | 1 | 1 | 1 | 1
SCE Northern Area | Windhub | 500 | 0 | 0 | 0 | 0 | 0 | 0 | 0 | 0 | 0 | 0 |  | 0 | 0 | 0 | 0 | 0 | 0 | 650 | 500 | 350 | 0 | 1 | 1 | 1 | 1 | 1 | 1 | 1 | 1 | 1 | 1 | 1 | 1 | 0
SCE Northern Area | Windhub | 230 | 0 | 275 | 0 | 0 | 0 | 0 | 0 | 1153 | 1007 | 0 |  | 0 | 188 | 0 | 0 | 0 | 0 | 681 | 1153 | 1015.205 | 0 | 1 | 2 | 1 | 1 | 1 | 1 | 1 | 1 | 1 | 1 | 1 | 2 | 1
PG&E North of Greater Bay Study Area | Woodland | 115 | 0 | 0 | 0 | 0 | 0 | 0 | 0 | 0 | 0 | 0 |  | 0 | 0 | 0 | 0 | 0 | 0 | 0 | 12 | 12 | 0 | 1 | 1 | 1 | 1 | 1 | 1 | 1 | 1 | 1 | 1 | 1 | 1 | 0
PG&E North of Greater Bay Study Area | Wyandotte | 115 | 0 | 0 | 0 | 0 | 0 | 0 | 0 | 0 | 0 | 0 |  | 0 | 0 | 0 | 0 | 0 | 0 | 0 | 0 | 0 | 0 | 1 | 1 | 1 | 1 | 1 | 1 | 1 | 1 | 1 | 1 | 1 | 1 | 0

## PreviousTPP_Portfolios
|  |  | 2021_2022 TPP Base Case Resources | [14 empty] | 2021_2022 TPP Sensitivity 1
|  |  | 2031 Resources Mapped to substations | [13 empty] | Sub Count | 2031 Resources Mapped to substations | [9 empty] | Sub Count
|  |  | Geothermal | Geothermal | Wind | Wind | OOS Wind | OOS Wind | Solar | Solar | Li_Battery | PSH | Geothermal | Wind | OOS Wind | Solar | 65 | Geothermal | Geothermal | Wind | Wind | OOS Wind | OOS Wind | Solar | Solar | Li_Battery | PSH | 66
CAISO Study Area | Substation | Voltage | FCDS | EODS | FCDS | EODS | FCDS | EODS | FCDS | EODS | FCDS | FCDS | Total | Total | Total | Total | Is in Base Case | FCDS | EODS | FCDS | EODS | FCDS | EODS | FCDS | EODS | FCDS | FCDS | Is in Sens. 1 Case
SCE Northern Area | Antelope | 230 | [6 empty] | 395 | 852 | 575 |  | 0 | 0 | 0 | 1247 | 1 | [6 empty] | 600 | 852 | 575 |  | 1
PG&E East Kern Study Area | Arco | 230 | [7 empty] | 144 |  |  | 0 | 0 | 0 | 144 | 1 | [7 empty] | 165 | 19 |  | 1
PG&E North of Greater Bay Study Area | Birds Landing | 230 | [8 empty] | 5 |  | 0 | 0 | 0 | 0 | 1 | [10 empty] | 0
PG&E North of Greater Bay Study Area | Bridgeville | 115 |  |  |  | 34 | [6 empty] | 0 | 34 | 0 | 0 | 1 |  |  |  | 34 | [6 empty] | 1
SCE North of Lugo (NOL) Study Area | Calcite | 230 | [7 empty] | 140 | 126 |  | 0 | 0 | 0 | 140 | 1 | [7 empty] | 140 | 126 |  | 1
PG&E North of Greater Bay Study Area | Cholame | 70 |  |  | 20 | [7 empty] | 0 | 20 | 0 | 0 | 1 |  |  | 20 | [7 empty] | 1
SCE Eastern Study Area | Colorado River | 500 | [7 empty] | 504 |  |  | 0 | 0 | 0 | 504 | 1 | [7 empty] | 520 | 331 |  | 1
PG&E North of Greater Bay Study Area | Contra Costa | 230 | [10 empty] | 0 | 0 | 0 | 0 | 0 | [7 empty] | 156 |  |  | 1
SCE North of Lugo (NOL) Study Area | Coolwater | 230 | [6 empty] | 85 |  |  |  | 0 | 0 | 0 | 85 | 1 | [10 empty] | 0
SCE Eastern Study Area | Delaney | 500 | [7 empty] | 978 | 426 |  | 0 | 0 | 0 | 978 | 1 | [7 empty] | 461 | 278 |  | 1
PG&E North of Greater Bay Study Area | Delevan | 230 |  |  | 83 | [7 empty] | 0 | 83 | 0 | 0 | 1 |  |  | 83 |  |  |  |  | 43 |  |  | 1
East of Pisgah Study Area | Desert View | 230 | [6 empty] | 106 | 238 |  |  | 0 | 0 | 0 | 344 | 1 |  |  | 75 | [7 empty] | 1
SDG&E Study Area | ECO | 500 |  |  | 495 | [7 empty] | 0 | 495 | 0 | 0 | 1 |  |  | 495 | [7 empty] | 1
East of Pisgah Study Area | Eldorado | 500 |  |  |  |  | 1062 |  |  | 165 | 149 |  | 0 | 0 | 1062 | 165 | 1 |  |  |  |  | 1500 |  |  | 165 | 149 |  | 1
East of Pisgah Study Area | Eldorado | 230 | [7 empty] | 83 | 75 |  | 0 | 0 | 0 | 83 | 1 | [7 empty] | 83 | 75 |  | 1
SDG&E Study Area | Encina | 115 | [8 empty] | 160 |  | 0 | 0 | 0 | 0 | 1 | [8 empty] | 160 |  | 1
SDG&E Study Area | Escondido | 230 | [8 empty] | 50 |  | 0 | 0 | 0 | 0 | 1 | [8 empty] | 50 |  | 1
SCE Metro Study Area | Etiwanda | 230 | [8 empty] | 101 |  | 0 | 0 | 0 | 0 | 1 | [8 empty] | 101 |  | 1
PG&E North of Greater Bay Study Area | Fulton | 230 | [10 empty] | 0 | 0 | 0 | 0 | 0 | [7 empty] | 159 |  |  | 1
PG&E S500 Study Area | Gates | 500 | [7 empty] | 217.89 | 186 |  | 0 | 0 | 0 | 217.89 | 1 | [7 empty] | 1044 | 341 |  | 1
PG&E East Kern Study Area | Gates | 230 | [7 empty] | 151 | 136 |  | 0 | 0 | 0 | 151 | 1 | [7 empty] | 151 | 136 |  | 1
PG&E North of Greater Bay Study Area | Geysers | 230 | 51 | [9 empty] | 51 | 0 | 0 | 0 | 1 | 57 | 48 | [8 empty] | 1
PG&E North of Greater Bay Study Area | Glenn | 230 |  |  | 354 | [7 empty] | 0 | 354 | 0 | 0 | 1 |  |  | 354 |  |  |  |  | 47 |  |  | 1
PG&E North of Greater Bay Study Area | Gold Hill | 115 | [8 empty] | 59 |  | 0 | 0 | 0 | 0 | 1 | [8 empty] | 59 |  | 1
SCE Eastern Study Area | Hassayampa | 500 | [7 empty] | 871 | 269 |  | 0 | 0 | 0 | 871 | 1 | [7 empty] | 600 | 53 |  | 1
PG&E Fresno Study Area | Helm | 230 | [6 empty] | 176 |  |  |  | 0 | 0 | 0 | 176 | 1 | [6 empty] | 176 |  |  |  | 1
PG&E Fresno Study Area | Henrietta | 115 | [6 empty] | 163 |  |  |  | 0 | 0 | 0 | 163 | 1 | [6 empty] | 163 |  |  |  | 1
SCE Metro Study Area | Hinson | 230 | [8 empty] | 200 |  | 0 | 0 | 0 | 0 | 1 | [8 empty] | 200 |  | 1
SDG&E Study Area | IID System | 230 | 600 | [9 empty] | 600 | 0 | 0 | 0 | 1 | [10 empty] | 0
SCE Eastern Study Area | Imperial Valley | 230 | [7 empty] | 333 |  |  | 0 | 0 | 0 | 333 | 1 | [6 empty] | 365 | 332 |  |  | 1
East of Pisgah Study Area | Innovation | 230 | [7 empty] | 445 | 123 |  | 0 | 0 | 0 | 445 | 1 |  |  | 97 |  |  |  |  | 40 | 36 |  | 1
SDG&E Study Area | Kearny | 115 | [8 empty] | 10 |  | 0 | 0 | 0 | 0 | 1 | [8 empty] | 10 |  | 1
PG&E East Kern Study Area | Kettleman | 70 | [8 empty] | 10 |  | 0 | 0 | 0 | 0
SCE Metro Study Area | Laguna Bell | 230 | [8 empty] | 500 |  | 0 | 0 | 0 | 0 | 1 | [8 empty] | 500 |  | 1
PG&E North of Greater Bay Study Area | Lakeville | 230 |  |  | 194 | [7 empty] | 0 | 194 | 0 | 0 | 1 |  |  | 194 | [7 empty] | 1
PG&E East Kern Study Area | Lamont | 115 | [7 empty] | 105.56 | 95 |  | 0 | 0 | 0 | 105.56
SCE Eastern Study Area | Lee Lake (Proposed) | 500 | [9 empty] | 313 | 0 | 0 | 0 | 0 | 1 | [9 empty] | 500 | 1
PG&E North of Greater Bay Study Area | Lone Tree | 230 |  |  | 30 | [7 empty] | 0 | 30 | 0 | 0 | 1 |  |  | 30 | [7 empty] | 1
PG&E Fresno Study Area | Los Banos | 230 |  |  | 173 | [7 empty] | 0 | 173 | 0 | 0 | 1 |  |  | 173 | [7 empty] | 0
SCE North of Lugo (NOL) Study Area | Lugo | 230 | [6 empty] | 47 |  |  |  | 0 | 0 | 0 | 47 | 1 | [6 empty] | 47 |  |  |  | 1
PG&E North of Greater Bay Study Area | Martin (San Francisco H) | 115 | [8 empty] | 250 |  | 0 | 0 | 0 | 0 | 1 | [8 empty] | 250 |  | 1
PG&E Fresno Study Area | McCall | 230 | [6 empty] | 204 |  |  |  | 0 | 0 | 0 | 204 | 1 | [6 empty] | 204 |  |  |  | 1
PG&E Fresno Study Area | Mc Mullin | 230 | [6 empty] | 190 |  |  |  | 0 | 0 | 0 | 190 | 1 | [6 empty] | 190 |  |  |  | 1
PG&E East Kern Study Area | Mesa | 115 | [7 empty] | 55.55 | 50 |  | 0 | 0 | 0 | 55.55
PG&E East Kern Study Area | Midway | 230 | [7 empty] | 140 |  |  | 0 | 0 | 0 | 140 | 1 | [7 empty] | 160 | 18 |  | 1
East of Pisgah Study Area | Mohave | 500 | [7 empty] | 568 | 228 |  | 0 | 0 | 0 | 568 | 1 | [7 empty] | 740 | 369 |  | 1
SCE Northern Area | Moorpark | 230 | [8 empty] | 500 |  | 0 | 0 | 0 | 0 | 1 | [8 empty] | 500 |  | 1
SDG&E Study Area | Ocotillo | 500 | [7 empty] | 215 |  |  | 0 | 0 | 0 | 215 | 1 | [6 empty] | 235 | 216 |  |  | 1
PG&E North of Greater Bay Study Area | Palemro | 230 | [10 empty] | 0 | 0 | 0 | 0 | 0 | [7 empty] | 46 |  |  | 1
SCE Eastern Study Area | Palo Verde | 500 | [10 empty] | 0 | 0 | 0 | 0 | 0 |  |  |  |  | 1500 | 500 |  |  |  |  | 1
PG&E Fresno Study Area | Panoche | 230 | [6 empty] | 50 | 110 | 99 |  | 0 | 0 | 0 | 160 | 1 | [6 empty] | 50 | 110 | 99 |  | 1
SCE North of Lugo (NOL) Study Area | Pisgah | 230 | [6 empty] | 14 |  |  |  | 0 | 0 | 0 | 14 | 1 | [6 empty] | 14 |  |  |  | 1
SCE Eastern Study Area | Redbluff | 500 | [10 empty] | 0 | 0 | 0 | 0 | 0 | [8 empty] | 278 | 843 | 1
PG&E East Kern Study Area | Renfro | 115 | [7 empty] | 143 |  |  | 0 | 0 | 0 | 143 | 1 | [6 empty] | 21 | 143 |  |  | 1
PG&E North of Greater Bay Study Area | Rio Oso | 230 |  |  | 152 | [7 empty] | 0 | 152 | 0 | 0 | 1 |  |  | 152 |  |  |  |  | 49 |  |  | 1
PG&E North of Greater Bay Study Area | Round Mountain | 500 |  |  |  |  | 530 | [5 empty] | 0 | 0 | 530 | 0 | 1 |  |  |  |  | 530 | 970 |  |  |  |  | 1
PG&E North of Greater Bay Study Area | Shilo III | 230 |  |  | 72 | [7 empty] | 0 | 72 | 0 | 0 | 1 |  |  | 72 | [7 empty] | 1
SDG&E Study Area | Silvergate | 230 | [8 empty] | 200 |  | 0 | 0 | 0 | 0 | 1 | [8 empty] | 200 |  | 1
PG&E East Kern Study Area | Stockdale | 230 | [7 empty] | 144 |  |  | 0 | 0 | 0 | 144 | 1 | [6 empty] | 21 | 144 |  |  | 1
SDG&E Study Area | Sycamore | 230 | [8 empty] | 300 | 314 | 0 | 0 | 0 | 0 | 1 | [8 empty] | 300 | 500 | 1
SDG&E Study Area | Talega | 230 | [8 empty] | 200 |  | 0 | 0 | 0 | 0 | 1 | [8 empty] | 200 |  | 1
PG&E East Kern Study Area | Templeton | 230 |  |  | 187 | [7 empty] | 0 | 187 | 0 | 0 | 1 |  |  | 287 | [7 empty] | 1
PG&E North of Greater Bay Study Area | Thermalito | 230 |  |  | 178 | [7 empty] | 0 | 178 | 0 | 0 | 1 |  |  | 178 |  |  |  |  | 46 |  |  | 1
SDG&E Study Area | Trabuco | 138 | [8 empty] | 250 |  | 0 | 0 | 0 | 0 | 1 | [8 empty] | 250 |  | 1
East of Pisgah Study Area | Trout Canyon (fka Crazy Eyes) | 230 | [6 empty] | 242 | 992 | 125 |  | 0 | 0 | 0 | 1234 | 1 |  |  | 270 |  |  |  |  | 111 | 100 |  | 1
PG&E North of Greater Bay Study Area | Tulucay | 230 |  |  | 20 | [7 empty] | 0 | 20 | 0 | 0 | 1 |  |  | 20 |  |  |  |  | 137 |  |  | 1
PG&E North of Greater Bay Study Area | Vaca Dixon | 500 |  |  | 146 | [7 empty] | 0 | 146 | 0 | 0 | 1 |  |  | 146 |  |  |  |  | 170 |  |  | 1
SCE North of Lugo (NOL) Study Area | Victor | 230 | [6 empty] | 159 | 56 | 50 |  | 0 | 0 | 0 | 215 | 1 | [6 empty] | 159 | 56 | 50 |  | 1
SCE Northern Area | Vincent | 230 | [7 empty] | 1003 | 809 |  | 0 | 0 | 0 | 1003 | 1 | [7 empty] | 1217 | 941 |  | 1
SCE Metro Study Area | Walnut | 230 | [8 empty] | 400 |  | 0 | 0 | 0 | 0 | 1 | [8 empty] | 400 |  | 1
PG&E East Kern Study Area | Wheeler Ridge | 230 | [7 empty] | 129 |  |  | 0 | 0 | 0 | 129 | 1 | [7 empty] | 147 | 16 |  | 1
SCE Northern Area | Whirlwind | 230 | [7 empty] | 1277 | 1645 |  | 0 | 0 | 0 | 1277 | 1 | [7 empty] | 1549 | 1198 |  | 1
SCE Northern Area | Windhub | 230 |  |  | 275 |  |  |  |  | 1153 | 1007 |  | 0 | 275 | 0 | 1153 | 1 |  |  | 275 |  |  |  |  | 1398 | 1081 |  | 1

## 22-23TPP_Base_Case_Mapped
2022-2023 TPP Base Case Portfolio
2032 Resources Mapped to substations |  |  | Round 5 Name Plate MW Resource allocation
|  |  | Geothermal | Biomass | Wind | Wind | OOS Wind | OOS Wind | Offshore Wind | Offshore Wind | Distributed Solar | Solar | Solar | Li_Battery | PSH
Area | Substation | Voltage | FCDS | FCDS | FCDS | EODS | FCDS | EODS | FCDS | EODS | FCDS | FCDS | EODS | FCDS | FCDS
SCE Northern Area | Antelope | 230 | 0 | 0 | 0 | 0 | 0 | 0 | 0 | 0 | 3 | 450 | 497 | 438.8 | 0
PG&E Fresno Study Area | Alpaugh | 115 | 0 | 3 | 0 | 0 | 0 | 0 | 0 | 0 | 0 | 0 | 0 | 0 | 0
PG&E East Kern Study Area | Arco | 230 | 0 | 0 | 0 | 0 | 0 | 0 | 0 | 0 | 0 | 125 | 28 | 75.64 | 0
SCE Metro Study Area | Barre | 230 | 0 | 0 | 0 | 0 | 0 | 0 | 0 | 0 | 0 | 0 | 0 | 10 | 0
PG&E North of Greater Bay Study Area | Bellota | 115 | 0 | 4 | 0 | 0 | 0 | 0 | 0 | 0 | 0 | 0 | 0 | 132 | 0
SCE Northern Area | Big Creek Hydro Facilities | 230 | 0 | 6 | 0 | 0 | 0 | 0 | 0 | 0 | 0 | 0 | 0 | 0 | 0
PG&E North of Greater Bay Study Area | Birds Landing | 230 | 0 | 0 | 120 | 0 | 0 | 0 | 0 | 0 | 0 | 0 | 0 | 0 | 0
PG&E North of Greater Bay Study Area | Bridgeville | 115 | 0 | 0 | 0 | 0 | 0 | 0 | 0 | 0 | 0 | 0 | 0 | 0 | 0
PG&E Fresno Study Area | Cabrillo | 115 | 0 | 0 | 99 | 0 | 0 | 0 | 0 | 0 | 0 | 0 | 0 | 0 | 0
SCE North of Lugo (NOL) Study Area | Calcite | 230 | 0 | 0 | 0 | 0 | 0 | 0 | 0 | 0 | 0 | 50 | 350 | 250 | 0
PG&E East Kern Study Area | Caliente | 230 | 0 | 2 | 0 | 0 | 0 | 0 | 0 | 0 | 0 | 0 | 0 | 0 | 0
SDG&E Study Area | Capistrano | 138 | 0 | 0 | 0 | 0 | 0 | 0 | 0 | 0 | 0 | 0 | 0 | 200 | 0
East of Pisgah Study Area | Carpenter Canyon (fka Gamebird) | 230 | 0 | 0 | 0 | 0 | 0 | 0 | 0 | 0 | 0 | 150 | 60 | 40 | 0
PG&E North of Greater Bay Study Area | Cayetano | 230 | 0 | 0 | 0 | 0 | 0 | 0 | 0 | 0 | 0 | 0 | 0 | 0 | 0
PG&E East Kern Study Area | Cholame | 70 | 0 | 0 | 60 | 0 | 0 | 0 | 0 | 0 | 0 | 0 | 0 | 0 | 0
PG&E North of Greater Bay Study Area | Cloverdale | 115 | 0 | 4 | 0 | 0 | 0 | 0 | 0 | 0 | 0 | 0 | 0 | 0 | 0
SCE North of Lugo (NOL) Study Area | Control | 115 | 40 | 0 | 0 | 0 | 0 | 0 | 0 | 0 | 0 | 0 | 0 | 0 | 0
SCE Eastern Study Area | Colorado River | 500 | 0 | 0 | 0 | 0 | 0 | 0 | 0 | 0 | 0 | 100 | 518 | 523 | 0
SCE Eastern Study Area | Colorado River | 230 | 0 | 0 | 0 | 0 | 0 | 0 | 0 | 0 | 0 | 100 | 350 | 250 | 0
SCE North of Lugo (NOL) Study Area | Coolwater | 230 | 0 | 0 | 0 | 0 | 0 | 0 | 0 | 0 | 0 | 0 | 0 | 0 | 0
SCE North of Lugo (NOL) Study Area | Coolwater | 115 | 0 | 0 | 0 | 0 | 0 | 0 | 0 | 0 | 0 | 0 | 148.96 | 100 | 0
PG&E East Kern Study Area | Corcoran | 115 | 0 | 0 | 0 | 0 | 0 | 0 | 0 | 0 | 0 | 0 | 0 | 0 | 0
PG&E North of Greater Bay Study Area | Cortina | 115 | 0 | 0 | 0 | 0 | 0 | 0 | 0 | 0 | 0 | 0 | 0 | 0 | 0
PG&E North of Greater Bay Study Area | Curtis | 115 | 0 | 9 | 0 | 0 | 0 | 0 | 0 | 0 | 0 | 0 | 0 | 0 | 0
SCE Eastern Study Area | Delaney | 500 | 0 | 0 | 0 | 0 | 0 | 0 | 0 | 0 | 0 | 400 | 610 | 490.109 | 0
PG&E North of Greater Bay Study Area | Delevan | 230 | 0 | 0 | 50 | 33 | 0 | 0 | 0 | 0 | 0 | 0 | 0 | 0 | 0
East of Pisgah Study Area | Desert View | 230 | 0 | 0 | 0 | 0 | 0 | 0 | 0 | 0 | 0 | 50 | 50 | 40 | 0
SCE Eastern Study Area | Devers | 230 | 0 | 0 | 105.5 | 0 | 0 | 0 | 0 | 0 | 0 | 0 | 0 | 405 | 0
PG&E S500 Study Area | Diablo | 500 | 0 | 0 | 0 | 0 | 0 | 0 | 0 | 0 | 0 | 0 | 0 | 0 | 0
SDG&E Study Area | ECO | 230 | 0 | 0 | 600 | 0 | 0 | 0 | 0 | 0 | 0 | 0 | 0 | 0 | 0
SDG&E Study Area | ECO | 115 | 0 | 0 | 0 | 0 | 0 | 0 | 0 | 0 | 0 | 0 | 0 | 0 | 0
East of Pisgah Study Area | Eldorado | 500 | 0 | 0 | 136 | 0 | 1062 | 0 | 0 | 0 | 0 | 0 | 0 | 0 | 0
East of Pisgah Study Area | Eldorado | 230 | 0 | 0 | 0 | 0 | 0 | 0 | 0 | 0 | 0 | 0 | 300 | 308 | 0
SDG&E Study Area | Encina | 115 | 0 | 0 | 0 | 0 | 0 | 0 | 0 | 0 | 0 | 0 | 0 | 60 | 0
SDG&E Study Area | Escondido | 230 | 0 | 0 | 0 | 0 | 0 | 0 | 0 | 0 | 0 | 0 | 0 | 189 | 0
SCE Metro Study Area | Etiwanda | 230 | 0 | 0 | 0 | 0 | 0 | 0 | 0 | 0 | 0 | 0 | 0 | 101 | 0
PG&E East Kern Study Area | Gates | 230 | 0 | 0 | 0 | 0 | 0 | 0 | 0 | 0 | 0 | 50 | 377 | 175 | 0
PG&E North of Greater Bay Study Area | Geysers | 230 | 79 | 0 | 0 | 0 | 0 | 0 | 0 | 0 | 0 | 0 | 0 | 0 | 0
PG&E North of Greater Bay Study Area | Glenn | 230 | 0 | 0 | 100 | 68 | 0 | 0 | 0 | 0 | 0 | 0 | 0 | 0 | 0
SCE Northern Area | Goleta | 230 | 0 | 3.74 | 0 | 0 | 0 | 0 | 0 | 0 | 0 | 0 | 0 | 70 | 0
PG&E East Kern Study Area | Gregg | 230 | 0 | 3 | 0 | 0 | 0 | 0 | 0 | 0 | 0 | 0 | 0 | 0 | 0
SCE Eastern Study Area | Hassayampa | 500 | 0 | 0 | 0 | 0 | 0 | 0 | 0 | 0 | 0 | 200 | 671 | 269 | 0
PG&E Fresno Study Area | Helm | 230 | 0 | 0 | 0 | 0 | 0 | 0 | 0 | 0 | 0 | 65 | 120.1746 | 89 | 0
PG&E Fresno Study Area | Henrietta | 115 | 0 | 0 | 0 | 0 | 0 | 0 | 0 | 0 | 0 | 15 | 88 | 49 | 0
PG&E North of Greater Bay Study Area | Higgins | 115 | 0 | 25 | 0 | 0 | 0 | 0 | 0 | 0 | 0 | 0 | 0 | 0 | 0
SCE Metro Study Area | Hinson | 230 | 0 | 0 | 0 | 0 | 0 | 0 | 0 | 0 | 0 | 0 | 0 | 200 | 0
PG&E North of Greater Bay Study Area | Humboldt | 115 | 0 | 0 | 0 | 0 | 0 | 0 | 0 | 120 | 0 | 0 | 0 | 15 | 0
SDG&E Study Area | IID System | 230 | 600 | 0 | 0 | 0 | 0 | 0 | 0 | 0 | 0 | 0 | 0 | 0 | 0
SDG&E Study Area | IID System | 161 | 0 | 0 | 0 | 0 | 0 | 0 | 0 | 0 | 0 | 0 | 0 | 0 | 0
SDG&E Study Area | Imperial Valley | 230 | 0 | 0 | 0 | 0 | 0 | 0 | 0 | 0 | 0 | 100 | 200 | 50 | 0
East of Pisgah Study Area | Innovation | 230 | 0 | 0 | 139 | 0 | 0 | 0 | 0 | 0 | 0 | 145 | 200 | 125 | 0
PG&E North of Greater Bay Study Area | Jessup | 115 | 0 | 5 | 0 | 0 | 0 | 0 | 0 | 0 | 0 | 0 | 0 | 0 | 0
SCE Metro Study Area | Johanna | 230 | 0 | 0 | 0 | 0 | 0 | 0 | 0 | 0 | 0 | 0 | 0 | 50 | 0
PG&E North of Greater Bay Study Area | Kelso | 230 | 0 | 0 | 52 | 48 | 0 | 0 | 0 | 0 | 0 | 0 | 0 | 0 | 0
PG&E East Kern Study Area | Kern Oil | 115 | 0 | 0 | 0 | 0 | 0 | 0 | 0 | 0 | 10 | 0 | 0 | 0 | 0
PG&E East Kern Study Area | Kern Power | 115 | 0 | 0 | 0 | 0 | 0 | 0 | 0 | 0 | 0 | 0 | 0 | 0 | 0
SCE North of Lugo (NOL) Study Area | Kramer | 115 | 0 | 0 | 0 | 0 | 0 | 0 | 0 | 0 | 0 | 90 | 0 | 75 | 0
SCE North of Lugo (NOL) Study Area | Kramer | 230 | 0 | 0 | 0 | 0 | 0 | 0 | 0 | 0 | 0 | 135 | 245.7657 | 234 | 0
PG&E Fresno Study Area | Le Grand | 115 | 0 | 0 | 0 | 0 | 0 | 0 | 0 | 0 | 0 | 0 | 0 | 0 | 0
SCE Metro Study Area | Laguna Bell | 230 | 0 | 0 | 0 | 0 | 0 | 0 | 0 | 0 | 0 | 0 | 0 | 500 | 0
PG&E East Kern Study Area | Lamont | 115 | 0 | 0 | 0 | 0 | 0 | 0 | 0 | 0 | 4 | 0 | 105 | 95 | 0
PG&E East Kern Study Area | Lerdo | 115 | 0 | 0 | 0 | 0 | 0 | 0 | 0 | 0 | 5 | 0 | 0 | 0 | 0
PG&E Fresno Study Area | Los Banos | 230 | 0 | 0 | 186 | 0 | 0 | 0 | 0 | 0 | 0 | 0 | 190 | 80 | 0
PG&E S500 Study Area | Los Banos | 500 | 0 | 0 | 0 | 0 | 0 | 0 | 0 | 0 | 0 | 0 | 0 | 0 | 0
PG&E North of Greater Bay Study Area | Los Esteros | 115 | 0 | 5 | 0 | 0 | 0 | 0 | 0 | 0 | 10 | 0 | 0 | 90 | 0
SCE North of Lugo (NOL) Study Area | Lugo | 230 | 0 | 0 | 0 | 0 | 0 | 0 | 0 | 0 | 0 | 0 | 0 | 0 | 0
PG&E North of Greater Bay Study Area | Martin (San Francisco H) | 115 | 0 | 0 | 0 | 0 | 0 | 0 | 0 | 0 | 19 | 0 | 0 | 90 | 0
PG&E Fresno Study Area | McCall | 230 | 0 | 0 | 0 | 0 | 0 | 0 | 0 | 0 | 0 | 0 | 100 | 100 | 0
East of Pisgah Study Area | Mead | 230 | 0 | 0 | 350 | 0 | 0 | 0 | 0 | 0 | 0 | 0 |  | 0 | 0
PG&E North of Greater Bay Study Area | Mendocino | 115 | 0 | 0 | 0 | 0 | 0 | 0 | 0 | 0 | 0 | 0 | 0 | 5 | 0
PG&E Fresno Study Area | Mendota | 115 | 0 | 0 | 0 | 0 | 0 | 0 | 0 | 0 | 0 | 160 | 0 | 0 | 0
PG&E Fresno Study Area | Merced | 115 | 0 | 5 | 0 | 0 | 0 | 0 | 0 | 0 | 10 | 0 | 0 | 0 | 0
PG&E East Kern Study Area | Mesa | 115 | 0 | 0 | 0 | 0 | 0 | 0 | 0 | 0 | 0 | 0 | 0 | 50 | 0
PG&E North of Greater Bay Study Area | Metcalf | 230 | 0 | 4 | 0 | 0 | 0 | 0 | 0 | 0 | 35 | 0 | 0 | 75 | 0
PG&E East Kern Study Area | Midway | 230 | 0 | 0 | 0 | 0 | 0 | 0 | 0 | 0 | 0 | 0 | 125.1844 | 60 | 0
PG&E East Kern Study Area | Midway | 115 | 0 | 0 | 0 | 0 | 0 | 0 | 0 | 0 | 0 | 0 | 100 | 89 | 0
East of Pisgah Study Area | Mohave | 500 | 0 | 0 | 0 | 0 | 0 | 0 | 0 | 0 | 0 | 0 | 568 | 228.0034 | 0
SCE Northern Area | Moorpark | 230 | 0 | 0 | 0 | 0 | 0 | 0 | 0 | 0 | 0 | 0 | 500 | 500 | 0
PG&E East Kern Study Area | Morro Bay | 230 | 0 | 0 | 0 | 0 | 0 | 0 | 0 | 0 | 0 | 0 | 0 | 0 | 0
PG&E East Kern Study Area | Morro Bay (Proposed) | 500 | 0 | 0 | 0 | 0 | 0 | 0 | 1588 | 0 | 0 | 0 | 0 | 0 | 0
PG&E Fresno Study Area | Moss Landing | 500 | 0 | 0 | 0 | 0 | 0 | 0 | 0 | 0 | 0 | 0 | 0 | 400 | 0
PG&E East Kern Study Area | Mustang | 230 | 0 | 0 | 0 | 0 | 0 | 0 | 0 | 0 | 0 | 100 | 0 | 0 | 0
PG&E East Kern Study Area | Olive | 115 | 0 | 0 | 0 | 0 | 0 | 0 | 0 | 0 | 0 | 0 | 40 | 10 | 0
SDG&E Study Area | Otay Mesa | 230 | 0 | 0 | 0 | 0 | 0 | 0 | 0 | 0 | 0 | 0 | 0 | 150 | 0
East of Pisgah Study Area | Pahrump | 138 | 0 | 0 | 0 | 0 | 0 | 0 | 0 | 0 | 0 | 0 | 0 | 0 | 0
PG&E North of Greater Bay Study Area | Palermo | 230 | 0 | 5 | 0 | 0 | 0 | 0 | 0 | 0 | 0 | 0 | 0 | 0 | 0
SCE Eastern Study Area | Palo Verde | 500 | 0 | 0 | 124 | 0 | 438 | 0 | 0 | 0 | 0 | 0 | 0 | 0 | 0
PG&E Fresno Study Area | Panoche | 230 | 0 | 0 | 0 | 0 | 0 | 0 | 0 | 0 | 0 | 0 | 180 | 110 | 0
SCE Northern Area | Pastoria | 230 | 0 | 0 | 0 | 0 | 0 | 0 | 0 | 0 | 0 | 0 | 106.875 | 80 | 0
SCE North of Lugo (NOL) Study Area | Pisgah | 230 | 0 | 0 | 0 | 0 | 0 | 0 | 0 | 0 | 0 | 0 | 0 | 0 | 0
PG&E North of Greater Bay Study Area | Pit 1 | 230 | 0 | 5 | 0 | 0 | 0 | 0 | 0 | 0 | 0 | 0 | 0 | 0 | 0
PG&E North of Greater Bay Study Area | Pittsburg | 230 | 0 | 0 | 0 | 0 | 0 | 0 | 0 | 0 | 0 | 0 | 0 | 200 | 0
PG&E North of Greater Bay Study Area | Placerville | 115 | 0 | 3 | 0 | 0 | 0 | 0 | 0 | 0 | 0 | 0 | 0 | 0 | 0
SCE North of Lugo (NOL) Study Area | Ransburg | 115 | 0 | 0 | 0 | 0 | 0 | 0 | 0 | 0 | 0 | 0 | 0 | 0 | 0
SCE Eastern Study Area | Redbluff | 500 | 0 | 0 | 0 | 0 | 0 | 0 | 0 | 0 | 0 | 0 | 0 | 0 | 0
SCE Eastern Study Area | Redbluff | 230 | 0 | 0 | 0 | 0 | 0 | 0 | 0 | 0 | 0 | 662 | 238 | 430.1536 | 0
East of Pisgah Study Area | Rest of VEA 138 kV System | 138 | 440 | 0 | 0 | 0 | 0 | 0 | 0 | 0 | 0 | 0 | 0 | 0 | 0
PG&E East Kern Study Area | Rio Bravo | 115 | 0 | 0 | 0 | 0 | 0 | 0 | 0 | 0 | 0 | 0 | 0 | 0 | 0
SCE North of Lugo (NOL) Study Area | Roadway | 115 | 0 | 0 | 0 | 0 | 0 | 0 | 0 | 0 | 0 | 0 | 220.92 | 159.94 | 0
PG&E North of Greater Bay Study Area | Round Mountain | 230 | 0 | 22 | 115 | 209.5 | 0 | 0 | 0 | 0 | 0 | 0 | 0 | 0 | 0
SDG&E Study Area | San Luis Rey | 230 | 0 | 0 | 0 | 0 | 0 | 0 | 0 | 0 | 0 | 0 | 0 | 0 | 0
SCE Northern Area | Santa Clara | 230 | 0 | 0 | 0 | 0 | 0 | 0 | 0 | 0 | 0 | 0 | 0 | 121 | 0
PG&E Fresno Study Area | Semitropic | 115 | 0 | 3 | 0 | 0 | 0 | 0 | 0 | 0 | 9 | 0 | 0 | 0 | 0
PG&E East Kern Study Area | Shafter | 115 | 0 | 0 | 0 | 0 | 0 | 0 | 0 | 0 | 3 | 0 | 0 | 0 | 0
SDG&E Study Area | Silvergate | 230 | 0 | 0 | 0 | 0 | 0 | 0 | 0 | 0 | 0 | 0 | 0 | 200 | 0
East of Pisgah Study Area | Sloan Canyon (fka Bob) | 230 | 0 | 0 | 303 | 0 | 0 | 0 | 0 | 0 | 0 | 0 | 0 | 0 | 0
SCE Northern Area | Springville | 230 | 0 | 4 | 0 | 0 | 0 | 0 | 0 | 0 | 0 | 0 | 0 | 0 | 0
PG&E East Kern Study Area | Stockdale | 230 | 0 | 0 | 0 | 0 | 0 | 0 | 0 | 0 | 4 | 0 | 0 | 0 | 0
SDG&E Study Area | Suncrest | 500 | 0 | 0 | 0 | 0 | 0 | 0 | 0 | 0 | 0 | 0 | 0 | 0 | 0
SDG&E Study Area | Sycamore | 230 | 0 | 0 | 0 | 0 | 0 | 0 | 0 | 0 | 0 | 0 | 0 | 0 | 500
SDG&E Study Area | Sycamore | 138 | 0 | 0 | 0 | 0 | 0 | 0 | 0 | 0 | 0 | 0 | 0 | 300 | 0
SDG&E Study Area | Talega | 230 | 0 | 0 | 0 | 0 | 0 | 0 | 0 | 0 | 0 | 0 | 0 | 0 | 0
PG&E East Kern Study Area | Temblor | 115 | 0 | 0 | 0 | 0 | 0 | 0 | 0 | 0 | 6 | 0 | 0 | 0 | 0
PG&E East Kern Study Area | Templeton | 230 | 0 | 0 | 188 | 0 | 0 | 0 | 0 | 0 | 0 | 0 | 0 | 0 | 0
PG&E North of Greater Bay Study Area | Tesla | 230 | 0 | 0 | 100 | 100 | 0 | 0 | 0 | 0 | 0 | 0 | 0 | 0 | 0
PG&E North of Greater Bay Study Area | Thermalito | 230 | 0 | 0 | 40 | 40 | 0 | 0 | 0 | 0 | 0 | 0 | 0 | 0 | 0
PG&E Fresno Study Area | Tranquility | 230 | 0 | 0 | 0 | 0 | 0 | 0 | 0 | 0 | 0 | 166 | 133 | 75 | 0
East of Pisgah Study Area | Trout Canyon (fka Crazy Eyes) | 230 | 0 | 0 | 0 | 0 | 0 | 0 | 0 | 0 | 0 | 425 | 718 | 455 | 0
PG&E North of Greater Bay Study Area | Tulucay | 230 | 0 | 0 | 0 | 0 | 0 | 0 | 0 | 0 | 0 | 0 | 0 | 0 | 0
PG&E North of Greater Bay Study Area | Vaca Dixon | 115 | 0 | 0 | 0 | 0 | 0 | 0 | 0 | 0 | 0 | 0 | 0 | 0 | 0
East of Pisgah Study Area | Valley (VEA) | 138 | 0 | 0 | 0 | 0 | 0 | 0 | 0 | 0 | 0 | 0 | 50 | 40 | 0
SCE Northern Area | Vestal | 230 | 0 | 0 | 0 | 0 | 0 | 0 | 0 | 0 | 0 | 350 | 266.13 | 300 | 0
SCE North of Lugo (NOL) Study Area | Victor | 230 | 0 | 2.7 | 0 | 0 | 0 | 0 | 0 | 0 | 7 | 110 | 105.3943 | 50 | 0
SCE Northern Area | Vincent | 230 | 0 | 0 | 0 | 0 | 0 | 0 | 0 | 0 | 0 | 0 | 1003 | 808.59 | 0
SCE Eastern Study Area | Vista | 230 | 0 | 3 | 0 | 0 | 0 | 0 | 0 | 0 | 0 | 0 | 0 | 0 | 0
SCE Metro Study Area | Walnut | 230 | 0 | 0 | 0 | 0 | 0 | 0 | 0 | 0 | 0 | 0 | 0 | 300 | 0
PG&E Fresno Study Area | Westley | 230 | 0 | 4 | 0 | 0 | 0 | 0 | 0 | 0 | 0 | 41 | 119.32 | 99.5 | 0
PG&E East Kern Study Area | Wheeler Ridge | 115 | 0 | 0 | 0 | 0 | 0 | 0 | 0 | 0 | 0 | 100 | 75.321 | 67 | 0
PG&E East Kern Study Area | Wheeler Ridge | 230 | 0 | 0 | 0 | 0 | 0 | 0 | 0 | 0 | 0 | 200 | 0 | 0 | 0
SCE Northern Area | Whirlwind | 230 | 0 | 0 | 92.9 | 0 | 0 | 0 | 0 | 0 | 0 | 450 | 978.995 | 1216.62 | 500
SCE Northern Area | Windhub | 230 | 0 | 0 | 182.1 | 0 | 0 | 0 | 0 | 0 | 0 | 501 | 1153 | 1015.205 | 0
PG&E North of Greater Bay Study Area | Wyandotte | 115 | 0 | 3.6 | 0 | 0 | 0 | 0 | 0 | 0 | 0 | 0 | 0 | 0 | 0

## Substation_Info
Working Tab that Assigns all substations to the CAISO white paper transmission constraints and RESOVLE resource areas
|  |  | Substation Constraints determined from updated CAISO 2021 Transmission Capability Estimates White Paper and 21-22 TPP Information, March 2022 | [43 empty] | RESOLVE Resouce Names per substation
|  |  | SCE Northern Area -- South of Magunden Constraint | Tehachapi – Windhub 500/230 kV Transformer Constraint | Tehachapi – Antelope – Vincent Constraint | Mesa – Laguna Bell Constraint | SCE Metro Area “Default” Constraint | South of Kramer – Kramer to Victor Area Constraint | South of Kramer –Victor to Lugo Constraint | Lugo 500/230 kV transformer constraint | Colorado River 500/230 kV Transformer Constraint | Devers-Red Bluff Constraint | Serrano-Alberhill-Valley Constraint | Eldorado 500/230 kV Transformer #5 onstraint | GLW-VEA Constraint | Mohave/Edorado 500 kV “Default” Constraint | East of Miguel Area Constraint | Imperial Valley Transformer Constraint | Encina-San Luis Rey Area Constraint | Internal San Diego Constraint | San Luis Rey-San Onofre Constraint | Silvergate-Bay Boulevard Constraint | SDG&E Orange County Area “Default” Constraint | Humboldt–Trinity 115 kV Line Constraint | Cortina-Vaca-Dixion 230kV Line Constraint | Rio Oso-SPI-Lincoln 115 kV Constraint | Woodland-Davis 115 kV Line Constraint | Vierra-Tracy-Kasson 115 kV On-Peak Constraint | Melones-Tulloch 115kV On-Peak Constraint | Contra Costa-Delta Switchyard 230kV line (Bay Area) Constraint | Midway-Gates 230 kV Line Constraint | Gates 500/230 kV Transformer Bank #13 Constraint | Los Banos 500/230kV Transformer Bank (Manning Substation) Constraint | Wilson-Storey-Borden 230 kV Constraint | Tesla-Westley 230 kV Constraint | Gates-Panoche #1 and #2 230 kV Constraint | Morro Bay-Templeton 230kV Line Constraint | Las Aguillas-Panoche 230 kV Line Constraint (OPDS) | Los Banos - Gates 500 kV Line Constraint (OPDS) | Moss Landing Los Banos 230 kV Line Constraint (OPDS) | Warnerville-Wilson 230 kV Line Constraint (OPDS) | Kern-Lamont-Stockdale 115 kV Line Constraint (OPDS) | Moss Landing - Aguillas 230 kV Constraint (OPDS) | Moss Landing 500 kV constraint | Morro Bay Offshore Wind constraint | Humboldt Offshore Wind constraint
Area | Substation | Voltage | South of Magunden Constraint | Windhub 500/230 kV Transformer Constraint | Antelope – Vincent Constraint | Laguna Bell – Mesa Constraint | SCE Metro Area | Kramer- Victor/Roadway -Victor Constraint | Victor-Lugo Constraint | Lugo 500/230 kV Transformer Constraint | Colorado River 500/230 kV Transformer Constraint | Devers – Red Bluff 500 kV Constraint | Serrano – Alberhill – Valley 500 kV Constraint | Eldorado 500/230 kV Transformer #5 Constraint | GLW-VEA Area Constraint | Mohave/Eldorado 500 kV | East of Miguel Constraint | Imperial Valley transformer Constraint | Encina-San Luis Rey Constraint | San Diego Internal Constraint | San Luis Rey-San Onofre Constraint | Silvergate-Bay Boulevard Constraint | Orange County Area | Humboldt-Trinity 115 kV Line | Cortina -Vaca-Dixon 230kV Line | Rio Oso-SPI-Lincoln 115 kV Line | Woodland-Davis 115 kV Lines | Vierra-Tracy-Kasson 115 kV Line | Melones-Tulloch 115 kV Line | Contra Costa-Delta Switchyard 230kV Line | Midway – Gates 230kV Line | Gates 500/230kV Bank #13 Constraint | Los Banos 500/230kV TB | Wilson-Storey-Borden #1 & #2 230 kV Lines | Tesla-Westley 230kV Line | Gates-Panoche #1 and #2 230kV Lines | Morro Bay-Templeton 230kV Line | Las Aguillas-Panoche #1 and #2 230kV | Los Bano-Gates #1 500kV line | Moss Landing-Los Banos 230kV | Warnerville-Wilson 230kV | Kern–Lamont-Stockdale 115kV Line | Moss Landing-Las Aguilas 230kV | Moss Landing 500kV | Morro Bay Offshore Wind | Humboldt Offshore Wind Line (Proposed) | Li_Battery | Solar | Geothermal | Wind | OOS Wind | OSW Wind | PSH
PG&E East Kern Study Area | 7th Standard | 115 | [28 empty] | 1 | 1 |  |  |  |  | 1 |  | 1 | 1 | [6 empty] | Southern_PGAE_Li_Battery | Southern_PGAE_Solar
SCE Metro Study Area | Alamitos | 230 |  |  |  |  | 1 | [39 empty] | Greater_LA_Li_Battery | Greater_LA_Solar
PG&E Fresno Study Area | Alpaugh | 115 | [36 empty] | 1 | 1 | [6 empty] | Southern_PGAE_Li_Battery | Southern_PGAE_Solar
SCE Northern Area | Antelope | 500 |  |  | 1 | [41 empty] | Tehachapi_Li_Battery | Tehachapi_Solar
SCE Northern Area | Antelope | 230 |  |  | 1 | [41 empty] | Tehachapi_Li_Battery | Tehachapi_Solar
PG&E East Kern Study Area | Arco | 230 | [28 empty] | 1 | 1 |  |  |  | 1 | 1 |  | 1 | 1 | [6 empty] | Southern_PGAE_Li_Battery | Southern_PGAE_Solar
SCE Metro Study Area | Arcogen | 230 |  |  |  |  | 1 | [39 empty] | Greater_LA_Li_Battery | Greater_LA_Solar
PG&E East Kern Study Area | Avenal | 115 | [30 empty] | 1 | [13 empty] | Southern_PGAE_Li_Battery | Southern_PGAE_Solar
SCE Northern Area | Bailey | 230 |  |  | 1 | 1 | [40 empty] | Tehachapi_Li_Battery | Tehachapi_Solar
PG&E East Kern Study Area | Bakersfield | 230 | [28 empty] | 1 | 1 |  |  |  |  | 1 |  | 1 | 1 | [6 empty] | Southern_PGAE_Li_Battery | Southern_PGAE_Solar
SCE Metro Study Area | Barre | 230 |  |  |  |  | 1 | [39 empty] | Greater_LA_Li_Battery | Greater_LA_Solar
SDG&E Study Area | Bay Boulevard | 230 | [16 empty] | 1 | 1 | 1 | 1 | [24 empty] | San_Diego_Li_Battery | San_Diego_Solar
East of Pisgah Study Area | Beatty | 138 | [11 empty] | 1 | 1 | [31 empty] | Southern_NV_Eldorado_Li_Battery | Southern_NV_Eldorado_Solar | Southern_Nevada_Geothermal
PG&E North of Greater Bay Study Area | Bellota | 230 | [22 empty] | 1 | [21 empty] | Northern_California_Li_Battery | Northern_California_Solar
PG&E North of Greater Bay Study Area | Bellota | 115 | [22 empty] | 1 | [21 empty] | Northern_California_Li_Battery | Northern_California_Solar
PG&E North of Greater Bay Study Area | Bellevue | 115 | [22 empty] | 1 |  |  |  |  | 1 | [16 empty] | Northern_California_Li_Battery | Northern_California_Solar
SCE Northern Area | Big Creek Hydro Facilities | 230 | 1 |  | 1 | 1 | [40 empty] | Tehachapi_Li_Battery | Tehachapi_Solar
PG&E North of Greater Bay Study Area | Birds Landing | 230 | [22 empty] | 1 |  |  |  |  | 1 | [16 empty] | Northern_California_Li_Battery | Northern_California_Solar |  | Solano_Wind
SDG&E Study Area | BlytheSC 161 kV | 161 | [14 empty] | 1 | [29 empty] | Imperial_Li_Battery | Imperial_Solar
PG&E Fresno Study Area | Borden | 230 | [29 empty] | 1 | 1 | 1 | 1 |  | 1 | [9 empty] | Southern_PGAE_Li_Battery | Southern_PGAE_Solar
PG&E North of Greater Bay Study Area | Brentwood | 230 | [22 empty] | 1 |  |  |  |  | 1 | [16 empty] | Northern_California_Li_Battery | Northern_California_Solar
PG&E North of Greater Bay Study Area | Bridgeville | 115 | [21 empty] | 1 | 1 | [21 empty] | Northern_California_Li_Battery | Northern_California_Solar |  | Humboldt_Wind
PG&E Fresno Study Area | Cabrillo | 115 | [36 empty] | 1 | 1 | [6 empty] | Southern_PGAE_Li_Battery | Southern_PGAE_Solar |  | Carrizo_Wind
PG&E Fresno Study Area | Cal Ave | 115 | [40 empty] | 1 |  |  |  | Southern_PGAE_Li_Battery | Southern_PGAE_Solar
SCE North of Lugo (NOL) Study Area | Calcite | 230 | [7 empty] | 1 | [36 empty] | Greater_Kramer_Li_Battery | Greater_Kramer_Solar
PG&E East Kern Study Area | Caliente | 230 | [28 empty] | 1 | 1 |  |  |  |  | 1 |  | 1 | 1 | [6 empty] | Southern_PGAE_Li_Battery | Southern_PGAE_Solar |  | Kern_Greater_Carrizo_Wind
PG&E East Kern Study Area | California Water | 115 | [28 empty] | 1 | 1 |  |  |  |  | 1 | [9 empty] | Southern_PGAE_Li_Battery | Southern_PGAE_Solar
PG&E Fresno Study Area | Cantua | 115 | [40 empty] | 1 |  |  |  | Southern_PGAE_Li_Battery | Southern_PGAE_Solar
SDG&E Study Area | Capistrano | 230 | [20 empty] | 1 | [23 empty] | Greater_LA_Li_Battery | Greater_LA_Solar
SDG&E Study Area | Capistrano | 138 | [20 empty] | 1 | [23 empty] | Greater_LA_Li_Battery | Greater_LA_Solar
East of Pisgah Study Area | Carpenter Canyon (fka Gamebird) | 230 | [11 empty] | 1 | 1 | [31 empty] | Southern_NV_Eldorado_Li_Battery | Southern_NV_Eldorado_Solar |  | Southern_Nevada_Wind
PG&E North of Greater Bay Study Area | Carquinez | 115 | [22 empty] | 1 |  |  |  |  | 1 | [16 empty] | Northern_California_Li_Battery | Northern_California_Solar |  | Solano_Wind
PG&E North of Greater Bay Study Area | Cayetano | 230 | [22 empty] | 1 |  |  |  |  | 1 | [16 empty] | Northern_California_Li_Battery | Northern_California_Solar
SCE Metro Study Area | Center | 230 |  |  |  |  | 1 | [39 empty] | Greater_LA_Li_Battery | Greater_LA_Solar
PG&E Fresno Study Area | Cheney | 115 | [29 empty] | 1 | 1 |  | 1 |  | 1 | [9 empty] | Southern_PGAE_Li_Battery | Southern_PGAE_Solar
SCE Metro Study Area | Chevmain | 230 |  |  |  |  | 1 | [39 empty] | Greater_LA_Li_Battery | Greater_LA_Solar
SCE Metro Study Area | Chino | 230 |  |  |  |  | 1 | [39 empty] | Greater_LA_Li_Battery | Greater_LA_Solar
PG&E East Kern Study Area | Cholame | 70 | [34 empty] | 1 |  | 1 | 1 | [6 empty] | Southern_PGAE_Li_Battery | Southern_PGAE_Solar |  | Kern_Greater_Carrizo_Wind
PG&E North of Greater Bay Study Area | Clayton | 115 | [22 empty] | 1 |  |  |  |  | 1 | [16 empty] | Northern_California_Li_Battery | Northern_California_Solar
PG&E North of Greater Bay Study Area | Cloverdale | 115 | [22 empty] | 1 |  |  |  |  | 1 | [16 empty] | Northern_California_Li_Battery | Northern_California_Solar
PG&E Fresno Study Area | Coburn | 230 | [40 empty] | 1 |  |  |  | Southern_PGAE_Li_Battery | Southern_PGAE_Solar
SCE Eastern Study Area | Colorado River | 500 | [9 empty] | 1 | 1 | [33 empty] | Riverside_Li_Battery | Riverside_Solar |  | Riverside_Palm_Springs_Wind
SCE Eastern Study Area | Colorado River | 230 | [8 empty] | 1 | 1 | 1 | [33 empty] | Riverside_Li_Battery | Riverside_Solar | Riverside_Palm_Springs_Geothermal | Riverside_Palm_Springs_Wind
PG&E East Kern Study Area | Columbus | 115 | [28 empty] | 1 | 1 |  |  |  |  | 1 | [9 empty] | Southern_PGAE_Li_Battery | Southern_PGAE_Solar
PG&E North of Greater Bay Study Area | Contra Costa | 230 | [22 empty] | 1 |  |  |  |  | 1 | [16 empty] | Northern_California_Li_Battery | Northern_California_Solar |  | Solano_Wind
SCE North of Lugo (NOL) Study Area | Control | 115 | [5 empty] | 1 | 1 | 1 | [36 empty] | Greater_Kramer_Li_Battery | Greater_Kramer_Solar | Inyokern_North_Kramer_Geothermal
SCE North of Lugo (NOL) Study Area | Coolwater | 230 | [5 empty] | 1 | 1 | 1 | [36 empty] | Greater_Kramer_Li_Battery | Greater_Kramer_Solar |  | North_Victor_Wind
SCE North of Lugo (NOL) Study Area | Coolwater | 115 | [5 empty] | 1 | 1 | 1 | [36 empty] | Greater_Kramer_Li_Battery | Greater_Kramer_Solar |  | North_Victor_Wind
PG&E East Kern Study Area | Corcoran | 115 | [28 empty] | 1 | 1 |  |  |  |  | 1 |  | 1 |  | 1 | [5 empty] | Southern_PGAE_Li_Battery | Southern_PGAE_Solar
PG&E North of Greater Bay Study Area | Cortina | 115 | [21 empty] | 1 | 1 |  |  |  |  | 1 | [16 empty] | Northern_California_Li_Battery | Northern_California_Solar |  | Solano_Wind
PG&E North of Greater Bay Study Area | Cottonwood | 230 | [22 empty] | 1 | [21 empty] | Northern_California_Li_Battery | Northern_California_Solar
PG&E Fresno Study Area | Cove Rd | 230 | [36 empty] | 1 | [7 empty] | Southern_PGAE_Li_Battery | Southern_PGAE_Solar
PG&E North of Greater Bay Study Area | Curtis | 115 | [22 empty] | 1 |  |  | 1 | 1 | [17 empty] | Northern_California_Li_Battery | Northern_California_Solar
PG&E Fresno Study Area | Dairyland | 115 | [35 empty] | 1 | 1 | 1 | 1 |  | 1 |  |  |  | Southern_PGAE_Li_Battery | Southern_PGAE_Solar
PG&E North of Greater Bay Study Area | Davis | 115 | [22 empty] | 1 | 1 | 1 | [19 empty] | Northern_California_Li_Battery | Northern_California_Solar
SCE Metro Study Area | Del Amo | 230 |  |  |  |  | 1 | [39 empty] | Greater_LA_Li_Battery | Greater_LA_Solar
SCE Eastern Study Area | Delaney | 500 | [9 empty] | 1 | 1 | [33 empty] | Arizona_Li_Battery | Arizona_Solar
PG&E North of Greater Bay Study Area | Delevan | 230 | [22 empty] | 1 |  |  |  |  | 1 | [16 empty] | Northern_California_Li_Battery | Northern_California_Solar |  | Northern_California_Wind
PG&E North of Greater Bay Study Area | Delta Switching Yard | 230 | [22 empty] | 1 |  |  |  |  | 1 | [16 empty] | Northern_California_Li_Battery | Northern_California_Solar |  | Solano_Wind
East of Pisgah Study Area | Desert View | 230 | [11 empty] | 1 | 1 | [31 empty] | Southern_NV_Eldorado_Li_Battery | Southern_NV_Eldorado_Solar |  | Southern_Nevada_Wind
SCE Eastern Study Area | Devers | 500 | [10 empty] | 1 | [33 empty] | Riverside_Li_Battery | Riverside_Solar |  | Riverside_Palm_Springs_Wind
SCE Eastern Study Area | Devers | 230 | [10 empty] | 1 | [33 empty] | Riverside_Li_Battery | Riverside_Solar |  | Riverside_Palm_Springs_Wind
PG&E East Kern Study Area | Diablo | 230 | [28 empty] | 1 | 1 |  |  |  | 1 | 1 | [9 empty] | Southern_PGAE_Li_Battery | Southern_PGAE_Solar |  |  |  | Diablo_Canyon_Offshore_Wind
PG&E S500 Study Area | Diablo | 500 | [33 empty] | 1 | [10 empty] | Southern_PGAE_Li_Battery | Southern_PGAE_Solar |  |  |  | Diablo_Canyon_Offshore_Wind
PG&E North of Greater Bay Study Area | Donnells | 115 | [22 empty] | 1 |  |  | 1 | 1 | [17 empty] | Northern_California_Li_Battery | Northern_California_Solar
SCE Northern Area | Eagle Rock | 230 |  |  |  | 1 | [40 empty] | Greater_LA_Li_Battery | Greater_LA_Solar
PG&E North of Greater Bay Study Area | Eagle Rock | 115 | [21 empty] | 1 | 1 |  |  |  |  | 1 | [16 empty] | Northern_California_Li_Battery | Northern_California_Solar | Solano_Geothermal | Solano_Wind
PG&E North of Greater Bay Study Area | East Marysville | 115 | [22 empty] | 1 | 1 | 1 | [19 empty] | Northern_California_Li_Battery | Northern_California_Solar
SDG&E Study Area | ECO | 500 | [14 empty] | 1 |  | 1 | 1 | 1 | 1 | [24 empty] | Imperial_Li_Battery | Imperial_Solar |  | Baja_California_Wind
SDG&E Study Area | ECO | 230 | [14 empty] | 1 |  | 1 | 1 | 1 | 1 | [24 empty] | Imperial_Li_Battery | Imperial_Solar |  | Baja_California_Wind
SDG&E Study Area | ECO | 115 | [14 empty] | 1 |  | 1 | 1 | 1 | 1 | [24 empty] | Imperial_Li_Battery | Imperial_Solar
SCE Eastern Study Area | El Casco | 230 | [10 empty] | 1 | [33 empty] | Riverside_Li_Battery | Riverside_Solar
SCE Metro Study Area | El Nido | 230 |  |  |  |  | 1 | [39 empty] | Greater_LA_Li_Battery | Greater_LA_Solar
SCE Metro Study Area | El Segundo | 230 |  |  |  |  | 1 | [39 empty] | Greater_LA_Li_Battery | Greater_LA_Solar
East of Pisgah Study Area | Eldorado | 500 | [13 empty] | 1 | [30 empty] | Southern_NV_Eldorado_Li_Battery | Southern_NV_Eldorado_Solar | Southern_Nevada_Geothermal | SW_Ext_Tx_Wind | Wyoming_Wind
East of Pisgah Study Area | Eldorado | 230 | [11 empty] | 1 | [32 empty] | Southern_NV_Eldorado_Li_Battery | Southern_NV_Eldorado_Solar | Southern_Nevada_Geothermal | Southern_Nevada_Wind
PG&E Fresno Study Area | Elk Hills | 230 | [36 empty] | 1 | 1 | [6 empty] | Southern_PGAE_Li_Battery | Southern_PGAE_Solar
SCE Metro Study Area | Ellis | 230 |  |  |  |  | 1 | [39 empty] | Greater_LA_Li_Battery | Greater_LA_Solar
SDG&E Study Area | Encina | 230 | [16 empty] | 1 |  | 1 | [25 empty] | San_Diego_Li_Battery | San_Diego_Solar
SDG&E Study Area | Encina | 115 | [16 empty] | 1 |  | 1 | [25 empty] | San_Diego_Li_Battery | San_Diego_Solar
SDG&E Study Area | Escondido | 230 | [16 empty] | 1 | 1 | 1 | [25 empty] | San_Diego_Li_Battery | San_Diego_Solar
SCE Metro Study Area | Etiwanda | 230 |  |  |  |  | 1 | [39 empty] | Greater_LA_Li_Battery | Greater_LA_Solar
PG&E North of Greater Bay Study Area | Fulton | 230 | [22 empty] | 1 |  |  |  |  | 1 | [16 empty] | Northern_California_Li_Battery | Northern_California_Solar
East of Pisgah Study Area | Gamebird | 115 | [11 empty] | 1 | 1 | [31 empty] | Southern_NV_Eldorado_Li_Battery | Southern_NV_Eldorado_Solar
PG&E S500 Study Area | Gates | 500 | [33 empty] | 1 | 1 | [9 empty] | Southern_PGAE_Li_Battery | Southern_PGAE_Solar
PG&E East Kern Study Area | Gates | 230 | [28 empty] | 1 | 1 | 1 |  |  | 1 | 1 |  | 1 | 1 | [6 empty] | Southern_PGAE_Li_Battery | Southern_PGAE_Solar
PG&E North of Greater Bay Study Area | Geysers | 230 | [22 empty] | 1 |  |  |  |  | 1 | [16 empty] | Northern_California_Li_Battery | Northern_California_Solar | Solano_Geothermal | Solano_Wind
PG&E North of Greater Bay Study Area | Glenn | 230 | [22 empty] | 1 |  |  |  |  | 1 | [16 empty] | Northern_California_Li_Battery | Northern_California_Solar |  | Northern_California_Wind
PG&E North of Greater Bay Study Area | Gold Hill | 115 | [22 empty] | 1 | [21 empty] | Northern_California_Li_Battery | Northern_California_Solar
SCE Northern Area | Goleta | 230 |  |  |  | 1 | [40 empty] | Greater_LA_Li_Battery | Greater_LA_Solar
SCE Northern Area | Goodrich | 230 |  |  |  | 1 | [40 empty] | Greater_LA_Li_Battery | Greater_LA_Solar
PG&E East Kern Study Area | Goose Lake | 115 | [28 empty] | 1 | 1 |  |  |  |  | 1 |  | 1 | 1 | [6 empty] | Southern_PGAE_Li_Battery | Southern_PGAE_Solar
SCE Northern Area | Gould | 230 |  |  |  | 1 | [40 empty] | Greater_LA_Li_Battery | Greater_LA_Solar
PG&E North of Greater Bay Study Area | Grand Island | 115 | [22 empty] | 1 | 1 | [20 empty] | Northern_California_Li_Battery | Northern_California_Solar |  | Solano_Wind
PG&E North of Greater Bay Study Area | Green Ridge Midway | 115 | [22 empty] | 1 | [21 empty] | Northern_California_Li_Battery | Northern_California_Solar
PG&E East Kern Study Area | Gregg | 230 | [36 empty] | 1 | [7 empty] | Southern_PGAE_Li_Battery | Southern_PGAE_Solar
PG&E Fresno Study Area | Grimway | 115 | [29 empty] | 1 | [14 empty] | Southern_PGAE_Li_Battery | Southern_PGAE_Solar
PG&E East Kern Study Area | GWF Hanford Sw Sta | 115 | [28 empty] | 1 | 1 | 1 | 1 |  |  | 1 |  |  | 1 | 1 | [5 empty] | Southern_PGAE_Li_Battery | Southern_PGAE_Solar
SCE Metro Study Area | Harborgen | 230 |  |  |  |  | 1 | [39 empty] | Greater_LA_Li_Battery | Greater_LA_Solar
SDG&E Study Area | Hassayampa | 500 | [9 empty] | 1 | 1 |  |  |  | 1 | [29 empty] | Arizona_Li_Battery | Arizona_Solar
PG&E Fresno Study Area | Helm | 230 | [35 empty] | 1 |  |  | 1 |  | 1 |  |  |  | Southern_PGAE_Li_Battery | Southern_PGAE_Solar
PG&E Fresno Study Area | Henrietta | 115 | [36 empty] | 1 | 1 | 1 | [5 empty] | Southern_PGAE_Li_Battery | Southern_PGAE_Solar
PG&E North of Greater Bay Study Area | Higgins | 115 | [22 empty] | 1 | [21 empty] | Northern_California_Li_Battery | Northern_California_Solar
SCE Northern Area | Highwind | 230 |  | 1 | 1 | [41 empty] | Tehachapi_Li_Battery | Tehachapi_Solar |  | Tehachapi_Wind
SCE Metro Study Area | Hinson | 230 |  |  |  |  | 1 | [39 empty] | Greater_LA_Li_Battery | Greater_LA_Solar
PG&E North of Greater Bay Study Area | Honcut | 115 | [22 empty] | 1 | 1 | [20 empty] | Northern_California_Li_Battery | Northern_California_Solar
SDG&E Study Area | Hoodoo Wash | 500 | [9 empty] | 1 | 1 |  |  |  | 1 |  | 1 |  | 1 | [25 empty] | Arizona_Li_Battery | Arizona_Solar
PG&E North of Greater Bay Study Area | Humboldt | 115 | [21 empty] | 1 | 1 | [21 empty] | Northern_California_Li_Battery | Northern_California_Solar |  | Humboldt_Wind |  | Humboldt_Bay_Offshore_Wind
PG&E North of Greater Bay Study Area | Humboldt (Proposed) | 500 | [43 empty] | 1 | Northern_California_Li_Battery | Northern_California_Solar |  |  |  | Humboldt_Bay_Offshore_Wind
SCE Metro Study Area | Huntington Beach | 230 |  |  |  |  | 1 | [39 empty] | Greater_LA_Li_Battery | Greater_LA_Solar
SDG&E Study Area | IID System | 230 | [10 empty] | 1 |  |  |  | 0 | 0 | 0 | 0 | 0 | 0 | [24 empty] | Imperial_Li_Battery | Imperial_Solar | Greater_Imperial_Geothermal
SDG&E Study Area | IID System | 161 | [10 empty] | 1 |  |  |  | 1 | 1 | 1 | 0 | 1 | 1 | [24 empty] | Imperial_Li_Battery | Imperial_Solar | Greater_Imperial_Geothermal
SDG&E Study Area | Imperial Valley | 500 | [10 empty] | 1 |  |  |  | 1 |  | 1 | 1 | 1 | 1 | [24 empty] | Imperial_Li_Battery | Imperial_Solar
SDG&E Study Area | Imperial Valley | 230 | [10 empty] | 1 |  |  |  | 1 | 1 | 1 | 1 | 1 | 1 | [24 empty] | Imperial_Li_Battery | Imperial_Solar
East of Pisgah Study Area | Innovation | 230 | [11 empty] | 1 | 1 | [31 empty] | Southern_NV_Eldorado_Li_Battery | Southern_NV_Eldorado_Solar |  | Southern_Nevada_Wind
East of Pisgah Study Area | Innovation | 115 | [11 empty] | 1 | 1 | [31 empty] | Southern_NV_Eldorado_Li_Battery | Southern_NV_Eldorado_Solar |  | Southern_Nevada_Wind
East of Pisgah Study Area | Innovation | 138 | [11 empty] | 1 | 1 | [31 empty] | Southern_NV_Eldorado_Li_Battery | Southern_NV_Eldorado_Solar |  | Southern_Nevada_Wind
SCE North of Lugo (NOL) Study Area | Inyo | 115 | [5 empty] | 1 | 1 | 1 | [36 empty] | Greater_Kramer_Li_Battery | Greater_Kramer_Solar
SCE North of Lugo (NOL) Study Area | Inyokern | 115 | [5 empty] | 1 | 1 | 1 | [36 empty] | Greater_Kramer_Li_Battery | Greater_Kramer_Solar
East of Pisgah Study Area | Ivanpah | 230 | [11 empty] | 1 | [32 empty] | Southern_NV_Eldorado_Li_Battery | Southern_NV_Eldorado_Solar
East of Pisgah Study Area | Ivanpah | 115 | [11 empty] | 1 | [32 empty] | Southern_NV_Eldorado_Li_Battery | Southern_NV_Eldorado_Solar
PG&E North of Greater Bay Study Area | Jessup | 115 | [22 empty] | 1 | [21 empty] | Northern_California_Li_Battery | Northern_California_Solar |  | Northern_California_Wind
SCE Metro Study Area | Johanna | 230 |  |  |  |  | 1 | [39 empty] | Greater_LA_Li_Battery | Greater_LA_Solar
PG&E Fresno Study Area | Kearney | 230 | [35 empty] | 1 | 1 | 1 | 1 |  | 1 |  |  |  | Southern_PGAE_Li_Battery | Southern_PGAE_Solar
SDG&E Study Area | Kearny | 115 | [16 empty] | 1 |  | 1 | [25 empty] | San_Diego_Li_Battery | San_Diego_Solar
PG&E North of Greater Bay Study Area | Kelso | 230 | [22 empty] | 1 | [21 empty] | Northern_California_Li_Battery | Northern_California_Solar |  | Solano_Wind
PG&E East Kern Study Area | Kern | 115 | [39 empty] | 1 |  |  |  |  | Southern_PGAE_Li_Battery | Southern_PGAE_Solar
PG&E East Kern Study Area | Kern Oil | 115 | [28 empty] | 1 | 1 |  |  |  |  | 1 | [9 empty] | Southern_PGAE_Li_Battery | Southern_PGAE_Solar
PG&E East Kern Study Area | Kern Power | 115 | [28 empty] | 1 | 1 |  |  |  |  | 1 | [9 empty] | Southern_PGAE_Li_Battery | Southern_PGAE_Solar
PG&E Fresno Study Area | Kingsburg | 115 | [35 empty] | 1 | 1 | 1 | 1 | [5 empty] | Southern_PGAE_Li_Battery | Southern_PGAE_Solar
SCE North of Lugo (NOL) Study Area | Kramer | 230 | [5 empty] | 1 | 1 | 1 | [36 empty] | Greater_Kramer_Li_Battery | Greater_Kramer_Solar
SCE North of Lugo (NOL) Study Area | Kramer | 115 | [5 empty] | 1 | 1 | 1 | [36 empty] | Greater_Kramer_Li_Battery | Greater_Kramer_Solar
SCE Metro Study Area | La Cienega | 230 |  |  |  |  | 1 | [39 empty] | Greater_LA_Li_Battery | Greater_LA_Solar
SCE Metro Study Area | La Fresa | 230 |  |  |  |  | 1 | [39 empty] | Greater_LA_Li_Battery | Greater_LA_Solar
SCE Metro Study Area | Laguna Bell | 230 |  |  |  |  | 1 | [39 empty] | Greater_LA_Li_Battery | Greater_LA_Solar
PG&E North of Greater Bay Study Area | Lakeville | 230 | [22 empty] | 1 |  |  |  |  | 1 | [16 empty] | Northern_California_Li_Battery | Northern_California_Solar |  | Solano_Wind
PG&E East Kern Study Area | Lamont | 115 | [28 empty] | 1 | 1 |  |  |  |  | 1 |  | 1 | 1 |  | 1 |  |  |  |  | Southern_PGAE_Li_Battery | Southern_PGAE_Solar
East of Pisgah Study Area | Lathrop | 138 | [11 empty] | 1 | 1 | [31 empty] | Southern_NV_Eldorado_Li_Battery | Southern_NV_Eldorado_Solar
PG&E Fresno Study Area | Le Grand | 115 | [35 empty] | 1 | 1 | 1 | 1 |  | 1 |  |  |  | Southern_PGAE_Li_Battery | Southern_PGAE_Solar
SCE Eastern Study Area | Lee Lake (Proposed) | 500 |  |  |  |  | 1 | [45 empty] | Riverside_West_Pumped_Storage
PG&E Fresno Study Area | Leprino Jct | 115 | [36 empty] | 1 | 1 | 1 | [5 empty] | Southern_PGAE_Li_Battery | Southern_PGAE_Solar
PG&E East Kern Study Area | Lerdo | 115 | [28 empty] | 1 | 1 |  |  |  |  | 1 | [9 empty] | Southern_PGAE_Li_Battery | Southern_PGAE_Solar
SCE Metro Study Area | Lewis | 230 |  |  |  |  | 1 | [39 empty] | Greater_LA_Li_Battery | Greater_LA_Solar
SCE Metro Study Area | Lighthipe | 230 |  |  |  |  | 1 | [39 empty] | Greater_LA_Li_Battery | Greater_LA_Solar
PG&E North of Greater Bay Study Area | Lockeford | 115 | [22 empty] | 1 | [21 empty] | Northern_California_Li_Battery | Northern_California_Solar
PG&E North of Greater Bay Study Area | Lone Tree | 230 | [22 empty] | 1 |  |  |  |  | 1 | [16 empty] | Northern_California_Li_Battery | Northern_California_Solar |  | Solano_Wind
SCE Metro Study Area | Long Beach | 230 |  |  |  |  | 1 | [39 empty] | Greater_LA_Li_Battery | Greater_LA_Solar
PG&E Fresno Study Area | Los Banos | 230 | [29 empty] | 1 | 1 |  | 1 |  | 1 |  |  | 1 | [6 empty] | Southern_PGAE_Li_Battery | Southern_PGAE_Solar |  | Central_Valley_North_Los_Banos_Wind
PG&E S500 Study Area | Los Banos | 500 | [33 empty] | 1 | [10 empty] | Southern_PGAE_Li_Battery | Southern_PGAE_Solar
PG&E North of Greater Bay Study Area | Los Esteros | 115 | [27 empty] | 1 | [16 empty] | Northern_California_Li_Battery | Northern_California_Solar
SCE North of Lugo (NOL) Study Area | Lugo | 500 | [44 empty] | Greater_Kramer_Li_Battery | Greater_Kramer_Solar
SCE North of Lugo (NOL) Study Area | Lugo | 230 | [7 empty] | 1 | [36 empty] | Greater_Kramer_Li_Battery | Greater_Kramer_Solar
SCE Northern Area | Magunden | 230 | 1 |  | 1 | 1 | [24 empty] | 1 | 1 |  |  |  |  | 1 | [9 empty] | Tehachapi_Li_Battery | Tehachapi_Solar
SCE Northern Area | Magunden | 115 | [36 empty] | 1 | 1 | [6 empty] | Tehachapi_Li_Battery | Tehachapi_Solar
PG&E Fresno Study Area | Malaga | 115 | [40 empty] | 1 |  |  |  | Southern_PGAE_Li_Battery | Southern_PGAE_Solar
SCE Northern Area | Mandalay | 230 |  |  |  | 1 | [40 empty] | Greater_LA_Li_Battery | Greater_LA_Solar
PG&E North of Greater Bay Study Area | Martin (San Francisco H) | 115 | [27 empty] | 1 | [16 empty] | Northern_California_Li_Battery | Northern_California_Solar
PG&E North of Greater Bay Study Area | Martinez | 115 | [22 empty] | 1 |  |  |  |  | 1 | [16 empty] | Northern_California_Li_Battery | Northern_California_Solar |  | Solano_Wind
PG&E Fresno Study Area | McCall | 230 | [29 empty] | 1 | [7 empty] | 1 | [6 empty] | Southern_PGAE_Li_Battery | Southern_PGAE_Solar
PG&E Fresno Study Area | McCall | 115 | [29 empty] | 1 | [10 empty] | 1 |  |  |  | Southern_PGAE_Li_Battery | Southern_PGAE_Solar
PG&E Fresno Study Area | Mc Mullin | 230 | [28 empty] | 1 | 1 | 1 | 1 |  |  | 1 | 1 | 1 | 1 | 1 |  | 1 |  |  |  | Southern_PGAE_Li_Battery | Southern_PGAE_Solar
East of Pisgah Study Area | Mead | 230 | [11 empty] | 1 | [32 empty] | Southern_NV_Eldorado_Li_Battery | Southern_NV_Eldorado_Solar |  | SW_Ext_Tx_Wind
PG&E North of Greater Bay Study Area | Mendocino | 115 | [21 empty] | 1 | 1 |  |  |  |  | 1 | [16 empty] | Northern_California_Li_Battery | Northern_California_Solar
PG&E Fresno Study Area | Mendota | 115 | [29 empty] | 1 | 1 |  | 1 |  | 1 | 1 |  | 1 |  |  | 1 |  |  |  | Southern_PGAE_Li_Battery | Southern_PGAE_Solar
PG&E Fresno Study Area | Merced | 115 | [29 empty] | 1 | 1 |  | 1 |  | 1 | [9 empty] | Southern_PGAE_Li_Battery | Southern_PGAE_Solar
PG&E East Kern Study Area | Mesa | 115 | [28 empty] | 1 | 1 |  |  |  | 1 | 1 | [9 empty] | Southern_PGAE_Li_Battery | Southern_PGAE_Solar
PG&E East Kern Study Area | Mesa | 230 | [28 empty] | 1 | 1 |  |  |  | 1 | 1 | [9 empty] | Southern_PGAE_Li_Battery | Southern_PGAE_Solar
SCE Northern Area | Mesa (SCE) | 230 |  |  |  | 1 | [40 empty] | Greater_LA_Li_Battery | Greater_LA_Solar
PG&E North of Greater Bay Study Area | Metcalf | 230 | [27 empty] | 1 | [16 empty] | Northern_California_Li_Battery | Northern_California_Solar
PG&E East Kern Study Area | Midway | 230 | [28 empty] | 1 | 1 |  |  |  | 1 | 1 |  | 1 | 1 | [6 empty] | Southern_PGAE_Li_Battery | Southern_PGAE_Solar
PG&E East Kern Study Area | Midway | 500 | [28 empty] | 1 |  |  |  |  | 1 |  |  | 1 | 1 | [6 empty] | Southern_PGAE_Li_Battery | Southern_PGAE_Solar
PG&E East Kern Study Area | Midway | 115 | [28 empty] | 1 | 1 |  |  |  |  | 1 |  | 1 | 1 | [6 empty] | Southern_PGAE_Li_Battery | Southern_PGAE_Solar
SDG&E Study Area | Miguel | 500 | [16 empty] | 1 | 1 | 1 | 1 | [24 empty] | San_Diego_Li_Battery | San_Diego_Solar
SDG&E Study Area | Miguel | 230 | [16 empty] | 1 | 1 | 1 | 1 | [24 empty] | San_Diego_Li_Battery | San_Diego_Solar
SCE Metro Study Area | Mira Loma | 500 |  |  |  |  | 1 | [39 empty] | Greater_LA_Li_Battery | Greater_LA_Solar
SCE Metro Study Area | Mira Loma | 230 |  |  |  |  | 1 | [39 empty] | Greater_LA_Li_Battery | Greater_LA_Solar
SDG&E Study Area | Mission | 230 | [16 empty] | 1 | 1 | 1 | [25 empty] | San_Diego_Li_Battery | San_Diego_Solar
SDG&E Study Area | Mission | 138 | [16 empty] | 1 | 1 | 1 | [25 empty] | San_Diego_Li_Battery | San_Diego_Solar
East of Pisgah Study Area | Mohave | 500 | [13 empty] | 1 | [30 empty] | Southern_NV_Eldorado_Li_Battery | Southern_NV_Eldorado_Solar
SCE Northern Area | Moorpark | 230 |  |  |  | 1 | [40 empty] | Greater_LA_Li_Battery | Greater_LA_Solar |  | Tehachapi_Wind
PG&E East Kern Study Area | Morro Bay | 230 | [28 empty] | 1 | 1 |  |  |  | 1 | 1 |  | 1 | 1 | [6 empty] | Southern_PGAE_Li_Battery | Southern_PGAE_Solar |  |  |  | Morro_Bay_Offshore_Wind
PG&E East Kern Study Area | Morro Bay (Proposed) | 500 | [33 empty] | 1 | [8 empty] | 1 |  | Southern_PGAE_Li_Battery | Southern_PGAE_Solar |  |  |  | Morro_Bay_Offshore_Wind
PG&E Fresno Study Area | Moss Landing | 500 | [41 empty] | 1 |  |  | Southern_PGAE_Li_Battery | Southern_PGAE_Solar
PG&E Fresno Study Area | Moss Landing | 230 | [30 empty] | 1 | [9 empty] | 1 |  |  |  | Southern_PGAE_Li_Battery | Southern_PGAE_Solar
PG&E East Kern Study Area | Mustang | 230 | [28 empty] | 1 | 1 | 1 | 1 |  | 1 | 1 |  | 1 | 1 | [6 empty] | Southern_PGAE_Li_Battery | Southern_PGAE_Solar
PG&E Fresno Study Area | Newhall | 115 | [40 empty] | 1 |  |  |  | Southern_PGAE_Li_Battery | Southern_PGAE_Solar
PG&E East Kern Study Area | Norco | 115 | [28 empty] | 1 | 1 |  |  |  |  | 1 | [9 empty] | Southern_PGAE_Li_Battery | Southern_PGAE_Solar
SDG&E Study Area | North Gila | 500 | [9 empty] | 1 | 1 |  |  |  | 1 |  | 1 |  | 1 | [25 empty] | Arizona_Li_Battery | Arizona_Solar
SDG&E Study Area | Ocotillo | 500 | [14 empty] | 1 |  | 1 |  | 1 | 1 | [24 empty] | Imperial_Li_Battery | Imperial_Solar |  | Baja_California_Wind
SDG&E Study Area | Old Town | 230 | [16 empty] | 1 |  | 1 | [25 empty] | San_Diego_Li_Battery | San_Diego_Solar
SCE Metro Study Area | Olinda | 230 |  |  |  |  | 1 | [39 empty] | Greater_LA_Li_Battery | Greater_LA_Solar
PG&E East Kern Study Area | Olive | 115 | [28 empty] | 1 | 1 |  |  |  |  | 1 |  | 1 | 1 | [6 empty] | Southern_PGAE_Li_Battery | Southern_PGAE_Solar
PG&E North of Greater Bay Study Area | Olivehurst | 115 | [22 empty] | 1 | 1 | 1 | [19 empty] | Northern_California_Li_Battery | Northern_California_Solar |  | Northern_California_Wind
PG&E Fresno Study Area | Oro Loma | 115 | [40 empty] | 1 |  |  |  | Southern_PGAE_Li_Battery | Southern_PGAE_Solar
SDG&E Study Area | Otay Mesa | 230 | [16 empty] | 1 | 1 | 1 | 1 | [24 empty] | San_Diego_Li_Battery | San_Diego_Solar
SCE Metro Study Area | Padua | 230 |  |  |  |  | 1 | [39 empty] | Greater_LA_Li_Battery | Greater_LA_Solar
East of Pisgah Study Area | Pahrump | 230 | [11 empty] | 1 | 1 | [31 empty] | Southern_NV_Eldorado_Li_Battery | Southern_NV_Eldorado_Solar |  | Southern_Nevada_Wind
East of Pisgah Study Area | Pahrump | 138 | [11 empty] | 1 | 1 | [31 empty] | Southern_NV_Eldorado_Li_Battery | Southern_NV_Eldorado_Solar |  | Southern_Nevada_Wind
PG&E North of Greater Bay Study Area | Palermo | 230 | [22 empty] | 1 | [21 empty] | Northern_California_Li_Battery | Northern_California_Solar
SCE Eastern Study Area | Palo Verde | 500 | [9 empty] | 1 | 1 | [33 empty] | Arizona_Li_Battery | Arizona_Solar |  | SW_Ext_Tx_Wind | New_Mexico_Wind
SDG&E Study Area | Palomar | 230 | [16 empty] | 1 | 1 | 1 | [25 empty] | San_Diego_Li_Battery | San_Diego_Solar
PG&E Fresno Study Area | Panoche | 115 | [30 empty] | 1 |  |  |  | 1 | 1 | 1 | 1 |  |  | 1 |  |  |  | Southern_PGAE_Li_Battery | Southern_PGAE_Solar
PG&E Fresno Study Area | Panoche | 230 | [29 empty] | 1 | 1 |  | 1 |  | 1 | 1 |  |  | 1 |  | 1 |  |  |  | Southern_PGAE_Li_Battery | Southern_PGAE_Solar
SCE Northern Area | Pardee | 230 |  |  |  | 1 | [40 empty] | Greater_LA_Li_Battery | Greater_LA_Solar
SCE Northern Area | Pastoria | 230 | 1 |  | 1 | 1 | [40 empty] | Tehachapi_Li_Battery | Tehachapi_Solar
PG&E North of Greater Bay Study Area | Peabody | 230 | [22 empty] | 1 |  |  |  |  | 1 | [16 empty] | Northern_California_Li_Battery | Northern_California_Solar |  | Solano_Wind
PG&E North of Greater Bay Study Area | Pease | 115 | [22 empty] | 1 | 1 | 1 | [19 empty] | Northern_California_Li_Battery | Northern_California_Solar |  | Northern_California_Wind
SDG&E Study Area | Penasquitos | 230 | [16 empty] | 1 |  | 1 | [25 empty] | San_Diego_Li_Battery | San_Diego_Solar
SDG&E Study Area | Penasquitos | 138 | [16 empty] | 1 |  | 1 | [25 empty] | San_Diego_Li_Battery | San_Diego_Solar
PG&E North of Greater Bay Study Area | Peoria | 115 | [22 empty] | 1 | [21 empty] | Northern_California_Li_Battery | Northern_California_Solar
SCE North of Lugo (NOL) Study Area | Pisgah | 230 | [7 empty] | 1 | [36 empty] | Greater_Kramer_Li_Battery | Greater_Kramer_Solar |  | North_Victor_Wind
PG&E North of Greater Bay Study Area | Pit 1 | 230 | [22 empty] | 1 | [21 empty] | Northern_California_Li_Battery | Northern_California_Solar | Northern_California_Geothermal | Northern_California_Wind
PG&E North of Greater Bay Study Area | Pittsburg | 230 | [22 empty] | 1 |  |  |  |  | 1 | [16 empty] | Northern_California_Li_Battery | Northern_California_Solar |  | Solano_Wind
PG&E North of Greater Bay Study Area | Pittsburg PP | 230 | [22 empty] | 1 | [21 empty] | Northern_California_Li_Battery | Northern_California_Solar
PG&E North of Greater Bay Study Area | Placerville | 115 | [22 empty] | 1 | [21 empty] | Northern_California_Li_Battery | Northern_California_Solar
PG&E North of Greater Bay Study Area | Pleasant Grove | 115 | [22 empty] | 1 |  | 1 | [19 empty] | Northern_California_Li_Battery | Northern_California_Solar |  | Northern_California_Wind
PG&E East Kern Study Area | Poso Mountain | 115 | [28 empty] | 1 | 1 |  |  |  |  | 1 | [9 empty] | Southern_PGAE_Li_Battery | Southern_PGAE_Solar
East of Pisgah Study Area | Primm | 230 | [11 empty] | 1 | [32 empty] | Southern_NV_Eldorado_Li_Battery | Southern_NV_Eldorado_Solar |  | Southern_Nevada_Wind
PG&E Fresno Study Area | Pumpjack | 115 | [36 empty] | 1 | 1 | [6 empty] | Southern_PGAE_Li_Battery | Southern_PGAE_Solar
PG&E North of Greater Bay Study Area | Putah Creek | 115 | [22 empty] | 1 |  |  |  |  | 1 | [16 empty] | Northern_California_Li_Battery | Northern_California_Solar |  | Solano_Wind
PG&E North of Greater Bay Study Area | Quinto | 230 | [22 empty] | 1 | [6 empty] | 1 | 1 |  | 1 | [11 empty] | Southern_PGAE_Li_Battery | Southern_PGAE_Solar
SCE Metro Study Area | Rancho Vista | 500 |  |  |  |  | 1 | [39 empty] | Greater_LA_Li_Battery | Greater_LA_Solar
SCE Metro Study Area | Rancho Vista | 230 |  |  |  |  | 1 | [39 empty] | Greater_LA_Li_Battery | Greater_LA_Solar
SCE North of Lugo (NOL) Study Area | Ransburg | 115 | [5 empty] | 1 | 1 | 1 | [36 empty] | Greater_Kramer_Li_Battery | Greater_Kramer_Solar | Inyokern_North_Kramer_Geothermal
SCE Northern Area | Rector | 230 | 1 |  | 1 | 1 | [40 empty] | Tehachapi_Li_Battery | Tehachapi_Solar
SCE Eastern Study Area | Redbluff | 500 | [9 empty] | 1 | 1 | [33 empty] | Riverside_Li_Battery | Riverside_Solar |  | Riverside_Palm_Springs_Wind |  |  | Riverside_East_Pumped_Storage
SCE Eastern Study Area | Redbluff | 230 | [9 empty] | 1 | 1 | [33 empty] | Riverside_Li_Battery | Riverside_Solar |  | Riverside_Palm_Springs_Wind
SCE Metro Study Area | Redondo | 230 |  |  |  |  | 1 | [39 empty] | Greater_LA_Li_Battery | Greater_LA_Solar
PG&E Fresno Study Area | Reedley | 115 | [40 empty] | 1 |  |  |  | Southern_PGAE_Li_Battery | Southern_PGAE_Solar
PG&E Fresno Study Area | Regulus | 115 | [36 empty] | 1 | 1 |  | 1 |  |  |  |  | Southern_PGAE_Li_Battery | Southern_PGAE_Solar
PG&E East Kern Study Area | Renfro | 115 | [28 empty] | 1 | 1 |  |  |  |  | 1 | [9 empty] | Southern_PGAE_Li_Battery | Southern_PGAE_Solar
East of Pisgah Study Area | Rest of VEA 138 kV System | 138 | [11 empty] | 1 | 1 | [31 empty] | Southern_NV_Eldorado_Li_Battery | Southern_NV_Eldorado_Solar | Southern_Nevada_Geothermal | Southern_Nevada_Wind
PG&E North of Greater Bay Study Area | Richmond | 115 | [22 empty] | 1 |  |  |  |  | 1 | [16 empty] | Northern_California_Li_Battery | Northern_California_Solar
PG&E East Kern Study Area | Rio Bravo | 115 | [28 empty] | 1 | 1 |  |  |  |  | 1 |  | 1 | 1 | [6 empty] | Southern_PGAE_Li_Battery | Southern_PGAE_Solar
SCE Metro Study Area | Rio Hondo | 230 |  |  |  |  | 1 | [39 empty] | Greater_LA_Li_Battery | Greater_LA_Solar
PG&E North of Greater Bay Study Area | Rio Oso | 230 | [22 empty] | 1 | 1 | 1 | [19 empty] | Northern_California_Li_Battery | Northern_California_Solar |  | Northern_California_Wind
PG&E North of Greater Bay Study Area | Ripon | 115 | [22 empty] | 1 |  |  | 1 | 1 | [17 empty] | Northern_California_Li_Battery | Northern_California_Solar
PG&E North of Greater Bay Study Area | Riverbank | 115 | [22 empty] | 1 |  |  | 1 |  | 1 | [16 empty] | Northern_California_Li_Battery | Northern_California_Solar
SCE North of Lugo (NOL) Study Area | Roadway | 115 | [5 empty] | 1 | 1 | 1 | [36 empty] | Greater_Kramer_Li_Battery | Greater_Kramer_Solar |  | North_Victor_Wind
PG&E East Kern Study Area | Rosedale | 115 | [28 empty] | 1 | 1 |  |  |  |  | 1 | [9 empty] | Southern_PGAE_Li_Battery | Southern_PGAE_Solar
PG&E North of Greater Bay Study Area | Round Mountain | 230 | [22 empty] | 1 |  |  |  |  | 1 | [16 empty] | Northern_California_Li_Battery | Northern_California_Solar | Northern_California_Geothermal | Northern_California_Wind | NW_Ext_Tx_Wind
PG&E North of Greater Bay Study Area | Round Mountain | 500 | [22 empty] | 1 | [21 empty] | Northern_California_Li_Battery | Northern_California_Solar | Northern_California_Geothermal | Northern_California_Wind | NW_Ext_Tx_Wind
PG&E Fresno Study Area | S0478 | 115 | [35 empty] | 1 | 1 | 1 | 1 | [5 empty] | Southern_PGAE_Li_Battery | Southern_PGAE_Solar
SCE Eastern Study Area | San Bernardino | 230 | [10 empty] | 1 | [33 empty] | Riverside_Li_Battery | Riverside_Solar
PG&E East Kern Study Area | San Luis Obispo | 115 | [28 empty] | 1 | 1 |  |  |  | 1 | 1 |  | 1 | 1 | [6 empty] | Southern_PGAE_Li_Battery | Southern_PGAE_Solar
SDG&E Study Area | San Luis Rey | 230 | [16 empty] | 1 |  | 1 | [25 empty] | San_Diego_Li_Battery | San_Diego_Solar
SDG&E Study Area | San Onofre | 230 | [20 empty] | 1 | [23 empty] | Greater_LA_Li_Battery | Greater_LA_Solar
East of Pisgah Study Area | Sandy | 138 | [11 empty] | 1 | 1 | [31 empty] | Southern_NV_Eldorado_Li_Battery | Southern_NV_Eldorado_Solar |  | Southern_Nevada_Wind
PG&E Fresno Study Area | Sanger | 115 | [40 empty] | 1 |  |  |  | Southern_PGAE_Li_Battery | Southern_PGAE_Solar
SCE Northern Area | Santa Clara | 230 |  |  |  | 1 | [40 empty] | Greater_LA_Li_Battery | Greater_LA_Solar
SCE Metro Study Area | Santiago | 230 |  |  |  |  | 1 | [39 empty] | Greater_LA_Li_Battery | Greater_LA_Solar
SCE Northern Area | Saugus | 230 |  |  |  | 1 | [40 empty] | Greater_LA_Li_Battery | Greater_LA_Solar
PG&E Fresno Study Area | Schindler | 115 | [35 empty] | 1 | 1 | 1 |  |  | 1 |  |  |  | Southern_PGAE_Li_Battery | Southern_PGAE_Solar
PG&E North of Greater Bay Study Area | Schulte Switching Station | 115 | [22 empty] | 1 | [21 empty] | Northern_California_Li_Battery | Northern_California_Solar
PG&E Fresno Study Area | Semitropic | 115 | [36 empty] | 1 | [7 empty] | Southern_PGAE_Li_Battery | Southern_PGAE_Solar
SCE Metro Study Area | Serrano | 500 |  |  |  |  | 1 | [39 empty] | Greater_LA_Li_Battery | Greater_LA_Solar
SCE Metro Study Area | Serrano | 230 |  |  |  |  | 1 | [39 empty] | Greater_LA_Li_Battery | Greater_LA_Solar
PG&E East Kern Study Area | Shafter | 115 | [28 empty] | 1 | 1 |  |  |  |  | 1 | [9 empty] | Southern_PGAE_Li_Battery | Southern_PGAE_Solar
PG&E North of Greater Bay Study Area | Shilo III | 230 | [22 empty] | 1 |  |  |  |  | 1 | [16 empty] | Northern_California_Li_Battery | Northern_California_Solar |  | Solano_Wind
SDG&E Study Area | Silvergate | 230 | [16 empty] | 1 | 1 | 1 | [25 empty] | San_Diego_Li_Battery | San_Diego_Solar
PG&E East Kern Study Area | Sisquoc | 115 | [28 empty] | 1 | 1 |  |  |  | 1 | 1 |  | 1 | 1 | [6 empty] | Southern_PGAE_Li_Battery | Southern_PGAE_Solar
East of Pisgah Study Area | Sloan Canyon (fka Bob) | 230 | [11 empty] | 1 | 1 | [31 empty] | Southern_NV_Eldorado_Li_Battery | Southern_NV_Eldorado_Solar |  | Southern_Nevada_Wind
PG&E East Kern Study Area | Smyrna | 115 | [28 empty] | 1 | 1 |  |  |  |  | 1 |  | 1 | 1 | [6 empty] | Southern_PGAE_Li_Battery | Southern_PGAE_Solar
PG&E East Kern Study Area | Solar SS | 230 | [36 empty] | 1 | 1 | [6 empty] | Southern_PGAE_Li_Battery | Southern_PGAE_Solar
PG&E East Kern Study Area | Solar SW | 230 | [28 empty] | 1 |  |  |  |  | 1 | [10 empty] | Southern_PGAE_Li_Battery | Southern_PGAE_Solar
SCE Northern Area | Springville | 230 | 1 |  | 1 | 1 | [40 empty] | Tehachapi_Li_Battery | Tehachapi_Solar
PG&E North of Greater Bay Study Area | Stagg | 230 | [22 empty] | 1 | [21 empty] | Northern_California_Li_Battery | Northern_California_Solar
PG&E East Kern Study Area | Stockdale | 230 | [28 empty] | 1 | [15 empty] | Southern_PGAE_Li_Battery | Southern_PGAE_Solar
PG&E Fresno Study Area | Stockdale A | 230 | [29 empty] | 1 |  |  |  |  | 1 | [9 empty] | Southern_PGAE_Li_Battery | Southern_PGAE_Solar
SDG&E Study Area | Suncrest | 500 | [16 empty] | 1 |  | 1 | [25 empty] | San_Diego_Li_Battery | San_Diego_Solar |  | Baja_California_Wind
SDG&E Study Area | Suncrest | 230 | [16 empty] | 1 |  | 1 | [25 empty] | San_Diego_Li_Battery | San_Diego_Solar |  | Baja_California_Wind
SDG&E Study Area | Sycamore | 230 | [16 empty] | 1 | 1 | 1 | [25 empty] | San_Diego_Li_Battery | San_Diego_Solar |  |  |  |  | San_Diego_Pumped_Storage
SDG&E Study Area | Sycamore | 138 | [16 empty] | 1 | 1 | 1 | [25 empty] | San_Diego_Li_Battery | San_Diego_Solar
SCE Northern Area | Sylmar | 230 |  |  |  | 1 | [40 empty] | Greater_LA_Li_Battery | Greater_LA_Solar
PG&E North of Greater Bay Study Area | Table Mountain | 115 | [22 empty] | 1 | [21 empty] | Northern_California_Li_Battery | Northern_California_Solar |  | Northern_California_Wind
PG&E East Kern Study Area | Taft | 115 | [28 empty] | 1 | 1 |  |  |  |  | 1 |  | 1 | 1 | [6 empty] | Southern_PGAE_Li_Battery | Southern_PGAE_Solar
SDG&E Study Area | Talega | 230 | [20 empty] | 1 | [23 empty] | Greater_LA_Li_Battery | Greater_LA_Solar
PG&E East Kern Study Area | Temblor | 115 | [28 empty] | 1 |  |  |  |  | 1 |  |  | 1 | [7 empty] | Southern_PGAE_Li_Battery | Southern_PGAE_Solar
PG&E East Kern Study Area | Templeton | 115 | [37 empty] | 1 | [6 empty] | Southern_PGAE_Li_Battery | Southern_PGAE_Solar |  | Carrizo_Wind
PG&E East Kern Study Area | Templeton | 230 | [28 empty] | 1 | 1 | 1 |  |  | 1 | 1 |  | 1 | 1 | [6 empty] | Southern_PGAE_Li_Battery | Southern_PGAE_Solar |  | Carrizo_Wind
PG&E North of Greater Bay Study Area | Tesla | 115 | [22 empty] | 1 | [21 empty] | Northern_California_Li_Battery | Northern_California_Solar |  | Solano_Wind
PG&E North of Greater Bay Study Area | Tesla | 230 | [22 empty] | 1 | [21 empty] | Northern_California_Li_Battery | Northern_California_Solar |  | Solano_Wind
PG&E North of Greater Bay Study Area | Tesla | 500 | [22 empty] | 1 | [21 empty] | Northern_California_Li_Battery | Northern_California_Solar |  | Solano_Wind
PG&E East Kern Study Area | Tevis | 115 | [28 empty] | 1 | 1 |  |  |  |  | 1 | [9 empty] | Southern_PGAE_Li_Battery | Southern_PGAE_Solar
PG&E North of Greater Bay Study Area | Thermalito | 230 | [22 empty] | 1 | [21 empty] | Northern_California_Li_Battery | Northern_California_Solar |  | Northern_California_Wind
SDG&E Study Area | Trabuco | 138 | [20 empty] | 1 | [23 empty] | San_Diego_Li_Battery | San_Diego_Solar
PG&E Fresno Study Area | Tranquility | 230 | [29 empty] | 1 | 1 | 1 | 1 |  | 1 | 1 | 1 | 1 | 1 |  | 1 |  |  |  | Southern_PGAE_Li_Battery | Southern_PGAE_Solar
East of Pisgah Study Area | Trout Canyon (fka Crazy Eyes) | 230 | [11 empty] | 1 | 1 | [31 empty] | Southern_NV_Eldorado_Li_Battery | Southern_NV_Eldorado_Solar |  | Southern_Nevada_Wind
PG&E North of Greater Bay Study Area | Tulucay | 230 | [22 empty] | 1 |  |  |  |  | 1 | [16 empty] | Northern_California_Li_Battery | Northern_California_Solar |  | Solano_Wind
PG&E East Kern Study Area | Tupman | 115 | [28 empty] | 1 | 1 |  |  |  |  | 1 |  | 1 | 1 | [6 empty] | Southern_PGAE_Li_Battery | Southern_PGAE_Solar
PG&E North of Greater Bay Study Area | UltraPower Chinese Station | 115 | [22 empty] | 1 |  |  | 1 | 1 | [17 empty] | Northern_California_Li_Battery | Northern_California_Solar
PG&E North of Greater Bay Study Area | Vaca Dixon | 500 | [22 empty] | 1 |  |  |  |  | 1 | 1 | [15 empty] | Northern_California_Li_Battery | Northern_California_Solar |  | Solano_Wind
PG&E North of Greater Bay Study Area | Vaca Dixon | 115 | [22 empty] | 1 |  |  |  |  | 1 | [16 empty] | Northern_California_Li_Battery | Northern_California_Solar |  | Solano_Wind
SCE Eastern Study Area | Valley | 500 | [10 empty] | 1 | [33 empty] | Riverside_Li_Battery | Riverside_Solar |  |  |  |  | Riverside_West_Pumped_Storage
East of Pisgah Study Area | Valley (VEA) | 138 | [11 empty] | 1 | 1 | [31 empty] | Southern_NV_Eldorado_Li_Battery | Southern_NV_Eldorado_Solar |  | Southern_Nevada_Wind
SCE Northern Area | Vestal | 230 | 1 |  | 1 | 1 | [40 empty] | Tehachapi_Li_Battery | Tehachapi_Solar
SCE North of Lugo (NOL) Study Area | Victor | 230 | [6 empty] | 1 | 1 | [36 empty] | Greater_Kramer_Li_Battery | Greater_Kramer_Solar
SCE North of Lugo (NOL) Study Area | Victor | 115 | [6 empty] | 1 | 1 | [36 empty] | Greater_Kramer_Li_Battery | Greater_Kramer_Solar
SCE Metro Study Area | Viejo | 230 |  |  |  |  | 1 | [39 empty] | Greater_LA_Li_Battery | Greater_LA_Solar
PG&E North of Greater Bay Study Area | Vierra | 115 | [22 empty] | 1 |  |  | 1 | 1 | [17 empty] | Northern_California_Li_Battery | Northern_California_Solar |  | Solano_Wind
SCE Metro Study Area | Villa Park | 230 |  |  |  |  | 1 | [39 empty] | Greater_LA_Li_Battery | Greater_LA_Solar
SCE Northern Area | Vincent | 230 |  |  |  | 1 | [40 empty] | Greater_LA_Li_Battery | Greater_LA_Solar
SCE Eastern Study Area | Vista | 230 | [10 empty] | 1 | [33 empty] | Riverside_Li_Battery | Riverside_Solar
East of Pisgah Study Area | Vista (VEA) | 138 | [11 empty] | 1 | 1 | [31 empty] | Southern_NV_Eldorado_Li_Battery | Southern_NV_Eldorado_Solar
PG&E Fresno Study Area | Wahtoke | 115 | [40 empty] | 1 |  |  |  | Southern_PGAE_Li_Battery | Southern_PGAE_Solar
SCE Metro Study Area | Walnut | 230 |  |  |  |  | 1 | [39 empty] | Greater_LA_Li_Battery | Greater_LA_Solar
PG&E Fresno Study Area | Westley | 230 | [29 empty] | 1 | 1 |  | 1 |  |  |  |  | 1 | [6 empty] | Southern_PGAE_Li_Battery | Southern_PGAE_Solar
PG&E Fresno Study Area | West Fresno | 115 | [40 empty] | 1 |  |  |  | Southern_PGAE_Li_Battery | Southern_PGAE_Solar
PG&E East Kern Study Area | Westpark | 115 | [28 empty] | 1 | 1 |  |  |  |  | 1 | [9 empty] | Southern_PGAE_Li_Battery | Southern_PGAE_Solar
PG&E East Kern Study Area | Wheeler Ridge | 115 | [37 empty] | 1 | [6 empty] | Southern_PGAE_Li_Battery | Southern_PGAE_Solar
PG&E East Kern Study Area | Wheeler Ridge | 230 | [28 empty] | 1 | 1 |  |  |  |  | 1 |  | 1 | 1 | [6 empty] | Southern_PGAE_Li_Battery | Southern_PGAE_Solar
SCE Northern Area | Whirlwind | 500 |  |  | 1 | [41 empty] | Tehachapi_Li_Battery | Tehachapi_Solar |  | Tehachapi_Wind |  |  | Tehachapi_Pumped_Storage
SCE Northern Area | Whirlwind | 230 |  |  | 1 | [41 empty] | Tehachapi_Li_Battery | Tehachapi_Solar |  | Tehachapi_Wind |  |  | Tehachapi_Pumped_Storage
SCE Northern Area | Windhub | 500 |  |  | 1 | [41 empty] | Tehachapi_Li_Battery | Tehachapi_Solar |  | Tehachapi_Wind |  |  | Tehachapi_Pumped_Storage
SCE Northern Area | Windhub | 230 |  | 1 | 1 | [41 empty] | Tehachapi_Li_Battery | Tehachapi_Solar |  | Tehachapi_Wind |  |  | Tehachapi_Pumped_Storage
PG&E North of Greater Bay Study Area | Woodland | 115 | [22 empty] | 1 | 1 | 1 | [19 empty] | Northern_California_Li_Battery | Northern_California_Solar |  | Northern_California_Wind
PG&E North of Greater Bay Study Area | Wyandotte | 115 | [22 empty] | 1 | 1 | [20 empty] | Northern_California_Li_Battery | Northern_California_Solar |  | Northern_California_Wind