SCE NOL | Kramer | 230 | 391.94 | 97.94 | 0 | 0 | 215.18 | 13.88 | 0 | 0 | 0 | 0 | 0 | 0 | 391.94 | 262.64 | 0 | 0 | 223.88 | 43.88 | 0 | 0 | 0 | 0 | 0 | 0 | 605.5357 | 262.64 | 0 | 0 | 223.88 | 43.88 | 0 | 0 | 0 | 0 | 0 | 0 | 605.5357 | 262.64 | 0 | 0 | 223.88 | 43.88 | 0 | 0 | 0 | 0 | 0 | 0 |  | 556.64 | 262.64 | 0 | 0 | 215.18 | 13.88 | 0 | 0 | 0 | 0 | 0 | 0 | 391.94 | 262.64 | 0 | 0 | 223.88 | 43.88 | 0 | 0 | 0 | 0 | 0 | 0 | 391.94 | 262.64 | 0 | 0 | 223.88 | 43.88 | 0 | 0 | 0 | 0 | 0 | 0 | 0 | 0 | 0 | 0 | 0 | 0 | 0 | 0 | 0 | 0 | 0 | 0 | 0 | 0 | 0 | 0
SCE Metro | La Cienega | 230 | 0 | 0 | 0 | 0 | 0 | 0 | 0 | 0 | 0 | 0 | 0 | 0 | 0 | 0 | 0 | 0 | 0 | 0 | 0 | 0 | 0 | 0 | 0 | 0 | 405.7509 | 0 | 0 | 0 | 0 | 0 | 0 | 0 | 0 | 0 | 0 | 0 | 405.7509 | 0 | 0 | 0 | 0 | 0 | 0 | 0 | 0 | 0 | 0 | 0 |  | 0 | 0 | 0 | 0 | 0 | 0 | 0 | 0 | 0 | 0 | 0 | 0 | 0 | 0 | 0 | 0 | 0 | 0 | 0 | 0 | 0 | 0 | 0 | 0 | 0 | 0 | 0 | 0 | 0 | 0 | 0 | 0 | 0 | 0 | 0 | 0 | 0 | 0 | 0 | 0 | 0 | 0 | 0 | 0 | 0 | 0 | 0 | 0 | 0 | 0 | 0 | 0
SCE Metro | La Fresa | 230 | 0 | 0 | 0 | 0 | 0 | 0 | 0 | 0 | 0 | 0 | 0 | 0 | 0 | 0 | 0 | 0 | 0 | 0 | 0 | 0 | 0 | 0 | 0 | 0 | 0 | 0 | 0 | 0 | 0 | 0 | 0 | 0 | 0 | 0 | 0 | 0 | 0 | 0 | 0 | 0 | 0 | 0 | 0 | 0 | 0 | 0 | 0 | 0 |  | 0 | 0 | 0 | 0 | 0 | 0 | 0 | 0 | 0 | 0 | 0 | 0 | 0 | 0 | 0 | 0 | 0 | 0 | 0 | 0 | 0 | 0 | 0 | 0 | 0 | 0 | 0 | 0 | 0 | 0 | 0 | 0 | 0 | 0 | 0 | 0 | 0 | 0 | 0 | 0 | 0 | 0 | 0 | 0 | 0 | 0 | 0 | 0 | 0 | 0 | 0 | 0
SCE Metro | Laguna Bell | 230 | 250 | 250 | 0 | 0 | 0 | 0 | 0 | 0 | 0 | 0 | 0 | 0 | 250 | 250 | 0 | 0 | 0 | 0 | 0 | 0 | 0 | 0 | 0 | 0 | 506.29 | 750 | 0 | 0 | 0 | 0 | 0 | 0 | 0 | 0 | 0 | 0 | 506.29 | 750 | 0 | 0 | 0 | 0 | 0 | 0 | 0 | 0 | 0 | 0 |  | 0 | 0 | 0 | 0 | 0 | 0 | 0 | 0 | 0 | 0 | 0 | 0 | 250 | 500 | 0 | 0 | 0 | 0 | 0 | 0 | 0 | 0 | 0 | 0 | 250 | 500 | 0 | 0 | 0 | 0 | 0 | 0 | 0 | 0 | 0 | 0 | 1029 | 0 | 0 | 0 | 0 | 0 | 0 | 1029 | 1029 | 0 | 0 | 0 | 0 | 0 | 0 | 0
PG&E KERN | Lakeview | 70 | 5.6 | 0 | 0 | 0 | 1.161 | 0 | 0 | 0 | 0 | 0 | 0 | 0 | 5.6 | 0 | 0 | 0 | 0 | 0 | 0 | 0 | 0 | 0 | 0 | 0 | 5.6 | 0 | 0 | 0 | 0 | 0 | 0 | 0 | 0 | 0 | 0 | 0 | 5.6 | 0 | 0 | 0 | 0 | 0 | 0 | 0 | 0 | 0 | 0 | 0 |  | 5.6 | 0 | 0 | 0 | 1.161 | 0 | 0 | 0 | 0 | 0 | 0 | 0 | 5.6 | 0 | 0 | 0 | 0 | 0 | 0 | 0 | 0 | 0 | 0 | 0 | 5.6 | 0 | 0 | 0 | 0 | 0 | 0 | 0 | 0 | 0 | 0 | 0 | 0 | 0 | 0 | 0 | 0 | 0 | 0 | 0 | 0 | 0 | 0 | 0 | 0 | 0 | 0 | 0
PG&E NGBA | Lakeville | 230 | 0 | 0 | 0 | 0 | 0 | 0 | 0 | 0 | 0 | 0 | 0 | 0 | 0 | 0 | 0 | 0 | 0 | 0 | 0 | 0 | 0 | 0 | 0 | 0 | 0 | 0 | 0 | 0 | 0 | 0 | 0 | 0 | 0 | 0 | 0 | 0 | 0 | 0 | 0 | 0 | 0 | 0 | 0 | 0 | 0 | 0 | 0 | 0 |  | 0 | 0 | 0 | 0 | 0 | 0 | 0 | 0 | 0 | 0 | 0 | 0 | 0 | 0 | 0 | 0 | 0 | 0 | 0 | 0 | 0 | 0 | 0 | 0 | 0 | 0 | 0 | 0 | 0 | 0 | 0 | 0 | 0 | 0 | 0 | 0 | 0 | 0 | 0 | 0 | 0 | 0 | 0 | 0 | 0 | 0 | 0 | 0 | 0 | 0 | 0 | 0
PG&E NGBA | Lakeville | 60 | 0 | 0 | 0 | 0 | 0 | 0 | 0 | 0 | 0 | 0 | 0 | 0 | 0 | 0 | 0 | 0 | 0 | 0 | 0 | 0 | 0 | 0 | 0 | 0 | 0 | 0 | 0 | 0 | 0 | 0 | 0 | 0 | 0 | 0 | 0 | 0 | 0 | 0 | 0 | 0 | 0 | 0 | 0 | 0 | 0 | 0 | 0 | 0 |  | 0 | 0 | 0 | 0 | 0 | 0 | 0 | 0 | 0 | 0 | 0 | 0 | 0 | 0 | 0 | 0 | 0 | 0 | 0 | 0 | 0 | 0 | 0 | 0 | 0 | 0 | 0 | 0 | 0 | 0 | 0 | 0 | 0 | 0 | 0 | 0 | 0 | 0 | 0 | 0 | 0 | 0 | 0 | 0 | 0 | 0 | 0 | 0 | 0 | 0 | 0 | 0
PG&E NGBA | Lakeville | 115 | 0 | 0 | 0 | 0 | 0 | 0 | 0 | 0 | 0 | 0 | 0 | 0 | 0 | 0 | 0 | 0 | 0 | 0 | 0 | 0 | 0 | 0 | 0 | 0 | 263.7932 | 0 | 0 | 0 | 0 | 0 | 0 | 0 | 0 | 0 | 0 | 0 | 263.7932 | 0 | 0 | 0 | 0 | 0 | 0 | 0 | 0 | 0 | 0 | 0 |  | 0 | 0 | 0 | 0 | 0 | 0 | 0 | 0 | 0 | 0 | 0 | 0 | 263.7932 | 0 | 0 | 0 | 0 | 0 | 0 | 0 | 0 | 0 | 0 | 0 | 263.7932 | 0 | 0 | 0 | 0 | 0 | 0 | 0 | 0 | 0 | 0 | 0 | 0 | 0 | 0 | 0 | 0 | 0 | 0 | 0 | 0 | 0 | 0 | 0 | 0 | 0 | 0 | 0
PG&E GBA | Lakewood | 115 | 0 | 0 | 0 | 0 | 0 | 0 | 0 | 0 | 0 | 0 | 0 | 0 | 0 | 0 | 0 | 0 | 0 | 0 | 0 | 0 | 0 | 0 | 0 | 0 | 0 | 0 | 0 | 0 | 0 | 0 | 0 | 0 | 0 | 0 | 0 | 0 | 0 | 0 | 0 | 0 | 0 | 0 | 0 | 0 | 0 | 0 | 0 | 0 |  | 0 | 0 | 0 | 0 | 0 | 0 | 0 | 0 | 0 | 0 | 0 | 0 | 0 | 0 | 0 | 0 | 0 | 0 | 0 | 0 | 0 | 0 | 0 | 0 | 0 | 0 | 0 | 0 | 0 | 0 | 0 | 0 | 0 | 0 | 0 | 0 | 0 | 0 | 0 | 0 | 0 | 0 | 0 | 0 | 0 | 0 | 0 | 0 | 0 | 0 | 0 | 0
PG&E NGBA | Lambie | 230 | 0 | 0 | 0 | 0 | 0 | 0 | 0 | 0 | 0 | 0 | 0 | 0 | 0 | 0 | 0 | 0 | 0 | 0 | 0 | 0 | 0 | 0 | 0 | 0 | 817.3487 | 0 | 0 | 0 | 0 | 0 | 0 | 0 | 0 | 0 | 0 | 0 | 817.3487 | 0 | 0 | 0 | 0 | 0 | 0 | 0 | 0 | 0 | 0 | 0 |  | 0 | 0 | 0 | 0 | 0 | 0 | 0 | 0 | 0 | 0 | 0 | 0 | 0 | 0 | 0 | 0 | 0 | 0 | 0 | 0 | 0 | 0 | 0 | 0 | 0 | 0 | 0 | 0 | 0 | 0 | 0 | 0 | 0 | 0 | 0 | 0 | 0 | 0 | 0 | 0 | 0 | 0 | 0 | 0 | 0 | 0 | 0 | 0 | 0 | 0 | 0 | 0
PG&E GBA | Lammers | 115 | 0 | 0 | 0 | 0 | 0 | 0 | 0 | 0 | 0 | 0 | 0 | 0 | 0 | 0 | 0 | 0 | 0 | 0 | 0 | 0 | 0 | 0 | 0 | 0 | 151.3 | 0 | 0 | 0 | 0 | 0 | 0 | 0 | 0 | 0 | 0 | 0 | 151.3 | 0 | 0 | 0 | 0 | 0 | 0 | 0 | 0 | 0 | 0 | 0 |  | 0 | 0 | 0 | 0 | 0 | 0 | 0 | 0 | 0 | 0 | 0 | 0 | 0 | 0 | 0 | 0 | 0 | 0 | 0 | 0 | 0 | 0 | 0 | 0 | 0 | 0 | 0 | 0 | 0 | 0 | 0 | 0 | 0 | 0 | 0 | 0 | 102.15 | 0 | 0 | 0 | 0 | 0 | 0 | 102.15 | 0 | 0 | 0 | 0 | 0 | 0 | 0 | 0
PG&E KERN | Lamont | 115 | 0 | 0 | 0 | 0 | 11.7 | 0 | 0 | 0 | 0 | 0 | 0 | 0 | 51.401 | 0 | 0 | 0 | 115.155 | 0 | 0 | 0 | 0 | 0 | 0 | 0 | 152.301 | 0 | 0 | 0 | 115.155 | 0 | 0 | 0 | 0 | 0 | 0 | 0 | 152.301 | 0 | 0 | 0 | 115.155 | 0 | 0 | 0 | 0 | 0 | 0 | 0 |  | 0 | 0 | 0 | 0 | 11.7 | 0 | 0 | 0 | 0 | 0 | 0 | 0 | 0 | 0 | 0 | 0 | 11.7 | 0 | 0 | 0 | 0 | 0 | 0 | 0 | 0 | 0 | 0 | 0 | 11.7 | 0 | 0 | 0 | 0 | 0 | 0 | 0 | 0 | 0 | 0 | 0 | 0 | 0 | 0 | 0 | 0 | 0 | 0 | 0 | 0 | 0 | 0 | 0
PG&E FRESNO | Las Aguilas | 230 | 0 | 0 | 0 | 0 | 0 | 0 | 0 | 0 | 0 | 0 | 0 | 0 | 0 | 0 | 0 | 0 | 0 | 0 | 0 | 0 | 0 | 0 | 0 | 0 | 0 | 0 | 0 | 0 | 0 | 0 | 0 | 0 | 0 | 0 | 0 | 0 | 0 | 0 | 0 | 0 | 0 | 0 | 0 | 0 | 0 | 0 | 0 | 0 |  | 0 | 0 | 0 | 0 | 0 | 0 | 0 | 0 | 0 | 0 | 0 | 0 | 0 | 0 | 0 | 0 | 0 | 0 | 0 | 0 | 0 | 0 | 0 | 0 | 0 | 0 | 0 | 0 | 0 | 0 | 0 | 0 | 0 | 0 | 0 | 0 | 0 | 0 | 0 | 0 | 0 | 0 | 0 | 0 | 0 | 0 | 0 | 0 | 0 | 0 | 0 | 0
EOP | Lathrop | 138 | 0 | 0 | 0 | 0 | 0 | 0 | 0 | 0 | 0 | 0 | 0 | 0 | 0 | 0 | 0 | 0 | 0 | 0 | 0 | 0 | 0 | 0 | 0 | 0 | 0 | 0 | 0 | 0 | 0 | 0 | 0 | 0 | 0 | 0 | 0 | 0 | 0 | 0 | 0 | 0 | 0 | 0 | 0 | 0 | 0 | 0 | 0 | 0 |  | 0 | 0 | 0 | 0 | 0 | 0 | 0 | 0 | 0 | 0 | 0 | 0 | 0 | 0 | 0 | 0 | 0 | 0 | 0 | 0 | 0 | 0 | 0 | 0 | 0 | 0 | 0 | 0 | 0 | 0 | 0 | 0 | 0 | 0 | 0 | 0 | 0 | 0 | 0 | 0 | 0 | 0 | 0 | 0 | 0 | 0 | 0 | 0 | 0 | 0 | 0 | 0
EOP | Lathrop | 230 | 0 | 0 | 0 | 0 | 0 | 0 | 0 | 0 | 0 | 0 | 0 | 0 | 516.7638 | 0 | 0 | 0 | 516.7638 | 0 | 0 | 0 | 0 | 0 | 0 | 0 | 516.7638 | 0 | 0 | 0 | 516.7638 | 0 | 0 | 0 | 0 | 0 | 0 | 0 | 516.7638 | 0 | 0 | 0 | 516.7638 | 0 | 0 | 0 | 0 | 0 | 0 | 0 |  | 0 | 0 | 0 | 0 | 0 | 0 | 0 | 0 | 0 | 0 | 0 | 0 | 516.7638 | 0 | 0 | 0 | 516.7638 | 0 | 0 | 0 | 0 | 0 | 0 | 0 | 516.7638 | 0 | 0 | 0 | 516.7638 | 0 | 0 | 0 | 0 | 0 | 0 | 0 | 0 | 0 | 353.8145 | 0 | 0 | 0 | 0 | 0 | 0 | 0 | 353.8145 | 0 | 0 | 0 | 0 | 0
PG&E FRESNO | Le Grand | 115 | 0 | 0 | 0 | 0 | 0 | 0 | 0 | 0 | 0 | 0 | 0 | 0 | 0 | 0 | 0 | 0 | 0 | 0 | 0 | 0 | 0 | 0 | 0 | 0 | 65.47 | 0 | 0 | 0 | 131.43 | 0 | 0 | 0 | 0 | 0 | 0 | 0 | 65.47 | 0 | 0 | 0 | 131.43 | 0 | 0 | 0 | 0 | 0 | 0 | 0 |  | 0 | 0 | 0 | 0 | 0 | 0 | 0 | 0 | 0 | 0 | 0 | 0 | 0 | 0 | 0 | 0 | 0 | 0 | 0 | 0 | 0 | 0 | 0 | 0 | 0 | 0 | 0 | 0 | 0 | 0 | 0 | 0 | 0 | 0 | 0 | 0 | 185.643 | 0 | 185.643 | 0 | 0 | 0 | 0 | 185.643 | 0 | 0 | 0 | 0 | 0 | 0 | 0 | 0
PG&E FRESNO | Lemoore | 70 | 21.05 | 0 | 0 | 0 | 21.05 | 0 | 0 | 0 | 0 | 0 | 0 | 0 | 0 | 0 | 0 | 0 | 0 | 0 | 0 | 0 | 0 | 0 | 0 | 0 | 21.05 | 0 | 0 | 0 | 21.05 | 0 | 0 | 0 | 0 | 0 | 0 | 0 | 21.05 | 0 | 0 | 0 | 21.05 | 0 | 0 | 0 | 0 | 0 | 0 | 0 |  | 0 | 0 | 0 | 0 | 0 | 0 | 0 | 0 | 0 | 0 | 0 | 0 | 21.05 | 0 | 0 | 0 | 21.05 | 0 | 0 | 0 | 0 | 0 | 0 | 0 | 21.05 | 0 | 0 | 0 | 21.05 | 0 | 0 | 0 | 0 | 0 | 0 | 0 | 0 | 0 | 0 | 0 | 0 | 0 | 0 | 0 | 0 | 0 | 0 | 0 | 0 | 0 | 0 | 0
PG&E KERN | Lerdo | 115 | 0 | 0 | 0 | 0 | 0 | 0 | 0 | 0 | 0 | 0 | 0 | 0 | 0 | 0 | 0 | 0 | 0 | 0 | 0 | 0 | 0 | 0 | 0 | 0 | 0 | 0 | 0 | 0 | 0 | 0 | 0 | 0 | 0 | 0 | 0 | 0 | 0 | 0 | 0 | 0 | 0 | 0 | 0 | 0 | 0 | 0 | 0 | 0 |  | 0 | 0 | 0 | 0 | 0 | 0 | 0 | 0 | 0 | 0 | 0 | 0 | 0 | 0 | 0 | 0 | 0 | 0 | 0 | 0 | 0 | 0 | 0 | 0 | 0 | 0 | 0 | 0 | 0 | 0 | 0 | 0 | 0 | 0 | 0 | 0 | 0 | 0 | 0 | 0 | 0 | 0 | 0 | 0 | 0 | 0 | 0 | 0 | 0 | 0 | 0 | 0
SCE Metro | Lewis | 230 | 0 | 0 | 0 | 0 | 0 | 0 | 0 | 0 | 0 | 0 | 0 | 0 | 0 | 0 | 0 | 0 | 0 | 0 | 0 | 0 | 0 | 0 | 0 | 0 | 0 | 0 | 0 | 0 | 0 | 0 | 0 | 0 | 0 | 0 | 0 | 0 | 0 | 0 | 0 | 0 | 0 | 0 | 0 | 0 | 0 | 0 | 0 | 0 |  | 0 | 0 | 0 | 0 | 0 | 0 | 0 | 0 | 0 | 0 | 0 | 0 | 0 | 0 | 0 | 0 | 0 | 0 | 0 | 0 | 0 | 0 | 0 | 0 | 0 | 0 | 0 | 0 | 0 | 0 | 0 | 0 | 0 | 0 | 0 | 0 | 0 | 0 | 0 | 0 | 0 | 0 | 0 | 0 | 0 | 0 | 0 | 0 | 0 | 0 | 0 | 0
SCE Metro | Lighthipe | 230 | 0 | 0 | 0 | 0 | 0 | 0 | 0 | 0 | 0 | 0 | 0 | 0 | 0 | 0 | 0 | 0 | 0 | 0 | 0 | 0 | 0 | 0 | 0 | 0 | 405.5148 | 0 | 0 | 0 | 0 | 0 | 0 | 0 | 0 | 0 | 0 | 0 | 405.5148 | 0 | 0 | 0 | 0 | 0 | 0 | 0 | 0 | 0 | 0 | 0 |  | 0 | 0 | 0 | 0 | 0 | 0 | 0 | 0 | 0 | 0 | 0 | 0 | 0 | 0 | 0 | 0 | 0 | 0 | 0 | 0 | 0 | 0 | 0 | 0 | 0 | 0 | 0 | 0 | 0 | 0 | 0 | 0 | 0 | 0 | 0 | 0 | 0 | 0 | 0 | 0 | 0 | 0 | 0 | 0 | 0 | 0 | 0 | 0 | 0 | 0 | 0 | 0
SDGE | Lilac | 69 | 0 | 0 | 0 | 0 | 0 | 0 | 0 | 0 | 0 | 0 | 0 | 0 | 0 | 0 | 0 | 0 | 0 | 0 | 0 | 0 | 0 | 0 | 0 | 0 | 0 | 0 | 0 | 0 | 0 | 0 | 0 | 0 | 0 | 0 | 0 | 0 | 0 | 0 | 0 | 0 | 0 | 0 | 0 | 0 | 0 | 0 | 0 | 0 |  | 0 | 0 | 0 | 0 | 0 | 0 | 0 | 0 | 0 | 0 | 0 | 0 | 0 | 0 | 0 | 0 | 0 | 0 | 0 | 0 | 0 | 0 | 0 | 0 | 0 | 0 | 0 | 0 | 0 | 0 | 0 | 0 | 0 | 0 | 0 | 0 | 0 | 0 | 0 | 0 | 0 | 0 | 0 | 0 | 0 | 0 | 0 | 0 | 0 | 0 | 0 | 0
PG&E NGBA | Lincoln | 115 | 0 | 0 | 0 | 0 | 0 | 0 | 0 | 0 | 0 | 0 | 0 | 0 | 0 | 0 | 0 | 0 | 0 | 0 | 0 | 0 | 0 | 0 | 0 | 0 | 0 | 0 | 0 | 0 | 0 | 0 | 0 | 0 | 0 | 0 | 0 | 0 | 0 | 0 | 0 | 0 | 0 | 0 | 0 | 0 | 0 | 0 | 0 | 0 |  | 0 | 0 | 0 | 0 | 0 | 0 | 0 | 0 | 0 | 0 | 0 | 0 | 0 | 0 | 0 | 0 | 0 | 0 | 0 | 0 | 0 | 0 | 0 | 0 | 0 | 0 | 0 | 0 | 0 | 0 | 0 | 0 | 0 | 0 | 0 | 0 | 0 | 0 | 0 | 0 | 0 | 0 | 0 | 0 | 0 | 0 | 0 | 0 | 0 | 0 | 0 | 0
PG&E KERN | Live Oak | 115 | 0 | 0 | 0 | 0 | 0 | 0 | 0 | 0 | 0 | 0 | 0 | 0 | 0 | 0 | 0 | 0 | 0 | 0 | 0 | 0 | 0 | 0 | 0 | 0 | 0 | 0 | 0 | 0 | 0 | 0 | 0 | 0 | 0 | 0 | 0 | 0 | 0 | 0 | 0 | 0 | 0 | 0 | 0 | 0 | 0 | 0 | 0 | 0 |  | 0 | 0 | 0 | 0 | 0 | 0 | 0 | 0 | 0 | 0 | 0 | 0 | 0 | 0 | 0 | 0 | 0 | 0 | 0 | 0 | 0 | 0 | 0 | 0 | 0 | 0 | 0 | 0 | 0 | 0 | 0 | 0 | 0 | 0 | 0 | 0 | 0 | 0 | 0 | 0 | 0 | 0 | 0 | 0 | 0 | 0 | 0 | 0 | 0 | 0 | 0 | 0
PG&E GBA | Llagas | 115 | 124.3 | 120 | 0 | 0 | 0 | 0 | 0 | 0 | 0 | 0 | 0 | 0 | 124.3 | 120 | 0 | 0 | 0 | 0 | 0 | 0 | 0 | 0 | 0 | 0 | 124.3 | 120 | 0 | 0 | 0 | 0 | 0 | 0 | 0 | 0 | 0 | 0 | 124.3 | 120 | 0 | 0 | 0 | 0 | 0 | 0 | 0 | 0 | 0 | 0 |  | 124.3 | 120 | 0 | 0 | 0 | 0 | 0 | 0 | 0 | 0 | 0 | 0 | 124.3 | 120 | 0 | 0 | 0 | 0 | 0 | 0 | 0 | 0 | 0 | 0 | 124.3 | 120 | 0 | 0 | 0 | 0 | 0 | 0 | 0 | 0 | 0 | 0 | 50.46 | 0 | 50.46 | 0 | 0 | 0 | 0 | 50.46 | 50.46 | 0 | 50.46 | 0 | 0 | 0 | 0 | 0
PG&E GBA | Lockeford | 115 | 0 | 0 | 0 | 0 | 0 | 0 | 0 | 0 | 0 | 0 | 0 | 0 | 0 | 0 | 0 | 0 | 0 | 0 | 0 | 0 | 0 | 0 | 0 | 0 | 0 | 0 | 0 | 0 | 0 | 0 | 0 | 0 | 0 | 0 | 0 | 0 | 0 | 0 | 0 | 0 | 0 | 0 | 0 | 0 | 0 | 0 | 0 | 0 |  | 0 | 0 | 0 | 0 | 0 | 0 | 0 | 0 | 0 | 0 | 0 | 0 | 0 | 0 | 0 | 0 | 0 | 0 | 0 | 0 | 0 | 0 | 0 | 0 | 0 | 0 | 0 | 0 | 0 | 0 | 0 | 0 | 0 | 0 | 0 | 0 | 308.4504 | 0 | 0 | 0 | 0 | 0 | 0 | 308.4504 | 308.4504 | 0 | 0 | 0 | 0 | 0 | 0 | 0
PG&E GBA | Lockeford | 230 | 0 | 0 | 0 | 0 | 0 | 0 | 0 | 0 | 0 | 0 | 0 | 0 | 0 | 0 | 0 | 0 | 0 | 0 | 0 | 0 | 0 | 0 | 0 | 0 | 0 | 0 | 0 | 0 | 0 | 0 | 0 | 0 | 0 | 0 | 0 | 0 | 0 | 0 | 0 | 0 | 0 | 0 | 0 | 0 | 0 | 0 | 0 | 0 |  | 0 | 0 | 0 | 0 | 0 | 0 | 0 | 0 | 0 | 0 | 0 | 0 | 0 | 0 | 0 | 0 | 0 | 0 | 0 | 0 | 0 | 0 | 0 | 0 | 0 | 0 | 0 | 0 | 0 | 0 | 0 | 0 | 0 | 0 | 0 | 0 | 0 | 0 | 0 | 0 | 0 | 0 | 0 | 0 | 0 | 0 | 0 | 0 | 0 | 0 | 0 | 0
PG&E GBA | Lockeford | 60 | 0 | 0 | 0 | 0 | 0 | 0 | 0 | 0 | 0 | 0 | 0 | 0 | 0 | 0 | 0 | 0 | 0 | 0 | 0 | 0 | 0 | 0 | 0 | 0 | 0 | 0 | 0 | 0 | 0 | 0 | 0 | 0 | 0 | 0 | 0 | 0 | 0 | 0 | 0 | 0 | 0 | 0 | 0 | 0 | 0 | 0 | 0 | 0 |  | 0 | 0 | 0 | 0 | 0 | 0 | 0 | 0 | 0 | 0 | 0 | 0 | 0 | 0 | 0 | 0 | 0 | 0 | 0 | 0 | 0 | 0 | 0 | 0 | 0 | 0 | 0 | 0 | 0 | 0 | 0 | 0 | 0 | 0 | 0 | 0 | 0 | 0 | 0 | 0 | 0 | 0 | 0 | 0 | 0 | 0 | 0 | 0 | 0 | 0 | 0 | 0
PG&E GBA | Lodi | 230 | 0 | 0 | 0 | 0 | 0 | 0 | 0 | 0 | 0 | 0 | 0 | 0 | 0 | 0 | 0 | 0 | 0 | 0 | 0 | 0 | 0 | 0 | 0 | 0 | 0 | 0 | 0 | 0 | 0 | 0 | 0 | 0 | 0 | 0 | 0 | 0 | 0 | 0 | 0 | 0 | 0 | 0 | 0 | 0 | 0 | 0 | 0 | 0 |  | 0 | 0 | 0 | 0 | 0 | 0 | 0 | 0 | 0 | 0 | 0 | 0 | 0 | 0 | 0 | 0 | 0 | 0 | 0 | 0 | 0 | 0 | 0 | 0 | 0 | 0 | 0 | 0 | 0 | 0 | 0 | 0 | 0 | 0 | 0 | 0 | 0 | 0 | 0 | 0 | 0 | 0 | 0 | 0 | 0 | 0 | 0 | 0 | 0 | 0 | 0 | 0
PG&E NGBA | Logan Creek | 230 | 0 | 0 | 0 | 0 | 0 | 0 | 0 | 0 | 0 | 0 | 0 | 0 | 0 | 0 | 0 | 0 | 0 | 0 | 0 | 0 | 0 | 0 | 0 | 0 | 0 | 0 | 0 | 0 | 0 | 0 | 0 | 0 | 0 | 0 | 0 | 0 | 0 | 0 | 0 | 0 | 0 | 0 | 0 | 0 | 0 | 0 | 0 | 0 |  | 0 | 0 | 0 | 0 | 0 | 0 | 0 | 0 | 0 | 0 | 0 | 0 | 0 | 0 | 0 | 0 | 0 | 0 | 0 | 0 | 0 | 0 | 0 | 0 | 0 | 0 | 0 | 0 | 0 | 0 | 0 | 0 | 0 | 0 | 0 | 0 | 0 | 0 | 0 | 0 | 0 | 0 | 0 | 0 | 0 | 0 | 0 | 0 | 0 | 0 | 0 | 0
PG&E GBA | Lone Tree | 230 | 0 | 0 | 0 | 0 | 0 | 0 | 0 | 0 | 0 | 0 | 0 | 0 | 0 | 0 | 0 | 0 | 0 | 0 | 0 | 0 | 0 | 0 | 0 | 0 | 0 | 0 | 0 | 0 | 0 | 0 | 0 | 0 | 0 | 0 | 0 | 0 | 0 | 0 | 0 | 0 | 0 | 0 | 0 | 0 | 0 | 0 | 0 | 0 |  | 0 | 0 | 0 | 0 | 0 | 0 | 0 | 0 | 0 | 0 | 0 | 0 | 0 | 0 | 0 | 0 | 0 | 0 | 0 | 0 | 0 | 0 | 0 | 0 | 0 | 0 | 0 | 0 | 0 | 0 | 0 | 0 | 0 | 0 | 0 | 0 | 0 | 0 | 0 | 0 | 0 | 0 | 0 | 0 | 0 | 0 | 0 | 0 | 0 | 0 | 0 | 0
PG&E FRESNO | Los Banos | 230 | 254.94 | 74.94 | 0 | 0 | 205 | 0 | 0 | 0 | 3.6 | 0 | 0 | 0 | 561.94 | 374.94 | 0 | 0 | 512 | 0 | 0 | 0 | 0 | 0 | 0 | 0 | 661.94 | 474.94 | 0 | 0 | 512 | 0 | 0 | 0 | 0 | 0 | 0 | 0 | 661.94 | 474.94 | 0 | 0 | 512 | 0 | 0 | 0 | 0 | 0 | 0 | 0 |  | 254.94 | 74.94 | 0 | 0 | 205 | 0 | 0 | 0 | 3.6 | 0 | 0 | 0 | 354.94 | 174.94 | 0 | 0 | 205 | 0 | 0 | 0 | 0 | 0 | 0 | 0 | 354.94 | 174.94 | 0 | 0 | 205 | 0 | 0 | 0 | 0 | 0 | 0 | 0 | 0 | 0 | 0 | 0 | 0 | 0 | 0 | 0 | 0 | 0 | 0 | 0 | 0 | 0 | 0 | 0
PG&E FRESNO | Los Banos | 500 | 0 | 0 | 0 | 0 | 0 | 0 | 0 | 0 | 0 | 0 | 0 | 0 | 1176.1 | 1150 | 0 | 0 | 1176.1 | 0 | 0 | 0 | 0 | 0 | 0 | 0 | 1176.1 | 1150 | 0 | 0 | 1176.1 | 0 | 0 | 0 | 0 | 0 | 0 | 0 | 1176.1 | 1150 | 0 | 0 | 1176.1 | 0 | 0 | 0 | 0 | 0 | 0 | 0 |  | 0 | 0 | 0 | 0 | 0 | 0 | 0 | 0 | 0 | 0 | 0 | 0 | 0 | 0 | 0 | 0 | 0 | 0 | 0 | 0 | 0 | 0 | 0 | 0 | 0 | 0 | 0 | 0 | 0 | 0 | 0 | 0 | 0 | 0 | 0 | 0 | 2474.394 | 0 | 1438.36 | 0 | 0 | 0 | 0 | 1982.594 | 1604.394 | 0 | 1438.36 | 0 | 0 | 0 | 0 | 0
SDGE | Los Coches | 138 | 0 | 0 | 0 | 0 | 0 | 0 | 0 | 0 | 0 | 0 | 0 | 0 | 0 | 0 | 0 | 0 | 0 | 0 | 0 | 0 | 0 | 0 | 0 | 0 | 0 | 0 | 0 | 0 | 0 | 0 | 0 | 0 | 0 | 0 | 0 | 0 | 0 | 0 | 0 | 0 | 0 | 0 | 0 | 0 | 0 | 0 | 0 | 0 |  | 0 | 0 | 0 | 0 | 0 | 0 | 0 | 0 | 0 | 0 | 0 | 0 | 0 | 0 | 0 | 0 | 0 | 0 | 0 | 0 | 0 | 0 | 0 | 0 | 0 | 0 | 0 | 0 | 0 | 0 | 0 | 0 | 0 | 0 | 0 | 0 | 0 | 0 | 0 | 0 | 0 | 0 | 0 | 0 | 0 | 0 | 0 | 0 | 0 | 0 | 0 | 0
SDGE | Los Coches | 69 | 0 | 0 | 0 | 0 | 0 | 0 | 0 | 0 | 0 | 0 | 0 | 0 | 0 | 0 | 0 | 0 | 0 | 0 | 0 | 0 | 0 | 0 | 0 | 0 | 0 | 0 | 0 | 0 | 0 | 0 | 0 | 0 | 0 | 0 | 0 | 0 | 0 | 0 | 0 | 0 | 0 | 0 | 0 | 0 | 0 | 0 | 0 | 0 |  | 0 | 0 | 0 | 0 | 0 | 0 | 0 | 0 | 0 | 0 | 0 | 0 | 0 | 0 | 0 | 0 | 0 | 0 | 0 | 0 | 0 | 0 | 0 | 0 | 0 | 0 | 0 | 0 | 0 | 0 | 0 | 0 | 0 | 0 | 0 | 0 | 0 | 0 | 0 | 0 | 0 | 0 | 0 | 0 | 0 | 0 | 0 | 0 | 0 | 0 | 0 | 0
PG&E GBA | Los Esteros | 115 | 3 | 3 | 0 | 0 | 0 | 0 | 0 | 0 | 0 | 0 | 0 | 0 | 0 | 0 | 0 | 0 | 0 | 0 | 0 | 0 | 0 | 0 | 0 | 0 | 3 | 3 | 0 | 0 | 0 | 0 | 0 | 0 | 0 | 0 | 0 | 0 | 3 | 3 | 0 | 0 | 0 | 0 | 0 | 0 | 0 | 0 | 0 | 0 |  | 0 | 0 | 0 | 0 | 0 | 0 | 0 | 0 | 0 | 0 | 0 | 0 | 3 | 3 | 0 | 0 | 0 | 0 | 0 | 0 | 0 | 0 | 0 | 0 | 3 | 3 | 0 | 0 | 0 | 0 | 0 | 0 | 0 | 0 | 0 | 0 | 307.62 | 0 | 0 | 0 | 0 | 0 | 0 | 307.62 | 307.62 | 0 | 0 | 0 | 0 | 0 | 0 | 0
PG&E GBA | Los Esteros | 230 | 200 | 200 | 0 | 0 | 0 | 0 | 0 | 0 | 0 | 0 | 0 | 0 | 200 | 200 | 0 | 0 | 0 | 0 | 0 | 0 | 0 | 0 | 0 | 0 | 200 | 200 | 0 | 0 | 0 | 0 | 0 | 0 | 0 | 0 | 0 | 0 | 200 | 200 | 0 | 0 | 0 | 0 | 0 | 0 | 0 | 0 | 0 | 0 |  | 200 | 200 | 0 | 0 | 0 | 0 | 0 | 0 | 0 | 0 | 0 | 0 | 200 | 200 | 0 | 0 | 0 | 0 | 0 | 0 | 0 | 0 | 0 | 0 | 200 | 200 | 0 | 0 | 0 | 0 | 0 | 0 | 0 | 0 | 0 | 0 | 0 | 0 | 0 | 0 | 0 | 0 | 0 | 0 | 0 | 0 | 0 | 0 | 0 | 0 | 0 | 0
PG&E GBA | Los Positas | 230 | 0 | 0 | 0 | 0 | 0 | 0 | 0 | 0 | 0 | 0 | 0 | 0 | 0 | 0 | 0 | 0 | 0 | 0 | 0 | 0 | 0 | 0 | 0 | 0 | 0 | 0 | 0 | 0 | 0 | 0 | 0 | 0 | 0 | 0 | 0 | 0 | 0 | 0 | 0 | 0 | 0 | 0 | 0 | 0 | 0 | 0 | 0 | 0 |  | 0 | 0 | 0 | 0 | 0 | 0 | 0 | 0 | 0 | 0 | 0 | 0 | 0 | 0 | 0 | 0 | 0 | 0 | 0 | 0 | 0 | 0 | 0 | 0 | 0 | 0 | 0 | 0 | 0 | 0 | 0 | 0 | 0 | 0 | 0 | 0 | 0 | 0 | 0 | 0 | 0 | 0 | 0 | 0 | 0 | 0 | 0 | 0 | 0 | 0 | 0 | 0
PG&E GBA | Los Positas | 60 | 0 | 0 | 0 | 0 | 0 | 0 | 0 | 0 | 0 | 0 | 0 | 0 | 0 | 0 | 0 | 0 | 0 | 0 | 0 | 0 | 0 | 0 | 0 | 0 | 0 | 0 | 0 | 0 | 0 | 0 | 0 | 0 | 0 | 0 | 0 | 0 | 0 | 0 | 0 | 0 | 0 | 0 | 0 | 0 | 0 | 0 | 0 | 0 |  | 0 | 0 | 0 | 0 | 0 | 0 | 0 | 0 | 0 | 0 | 0 | 0 | 0 | 0 | 0 | 0 | 0 | 0 | 0 | 0 | 0 | 0 | 0 | 0 | 0 | 0 | 0 | 0 | 0 | 0 | 0 | 0 | 0 | 0 | 0 | 0 | 0 | 0 | 0 | 0 | 0 | 0 | 0 | 0 | 0 | 0 | 0 | 0 | 0 | 0 | 0 | 0
SDGE | Loveland | 69 | 0 | 0 | 0 | 0 | 0 | 0 | 0 | 0 | 0 | 0 | 0 | 0 | 0 | 0 | 0 | 0 | 0 | 0 | 0 | 0 | 0 | 0 | 0 | 0 | 0 | 0 | 0 | 0 | 0 | 0 | 0 | 0 | 0 | 0 | 0 | 0 | 0 | 0 | 0 | 0 | 0 | 0 | 0 | 0 | 0 | 0 | 0 | 0 |  | 0 | 0 | 0 | 0 | 0 | 0 | 0 | 0 | 0 | 0 | 0 | 0 | 0 | 0 | 0 | 0 | 0 | 0 | 0 | 0 | 0 | 0 | 0 | 0 | 0 | 0 | 0 | 0 | 0 | 0 | 0 | 0 | 0 | 0 | 0 | 0 | 0 | 0 | 0 | 0 | 0 | 0 | 0 | 0 | 0 | 0 | 0 | 0 | 0 | 0 | 0 | 0
SCE NOL | Lugo | 230 | 0 | 0 | 0 | 0 | 0 | 0 | 0 | 0 | 0 | 0 | 0 | 0 | 0 | 0 | 0 | 0 | 0 | 0 | 0 | 0 | 0 | 0 | 0 | 0 | 0 | 0 | 0 | 0 | 0 | 0 | 0 | 0 | 0 | 0 | 0 | 0 | 0 | 0 | 0 | 0 | 0 | 0 | 0 | 0 | 0 | 0 | 0 | 0 |  | 0 | 0 | 0 | 0 | 0 | 0 | 0 | 0 | 0 | 0 | 0 | 0 | 0 | 0 | 0 | 0 | 0 | 0 | 0 | 0 | 0 | 0 | 0 | 0 | 0 | 0 | 0 | 0 | 0 | 0 | 0 | 0 | 0 | 0 | 0 | 0 | 0 | 0 | 0 | 0 | 0 | 0 | 0 | 0 | 0 | 0 | 0 | 0 | 0 | 0 | 0 | 0
SCE Metro | Lugo | 500 | 0 | 0 | 0 | 0 | 0 | 0 | 0 | 0 | 0 | 0 | 0 | 0 | 0 | 0 | 0 | 0 | 0 | 0 | 0 | 0 | 0 | 0 | 0 | 0 | 512.58 | 500 | 0 | 0 | 0 | 0 | 0 | 0 | 0 | 0 | 0 | 0 | 512.58 | 500 | 0 | 0 | 0 | 0 | 0 | 0 | 0 | 0 | 0 | 0 |  | 0 | 0 | 0 | 0 | 0 | 0 | 0 | 0 | 0 | 0 | 0 | 0 | 0 | 0 | 0 | 0 | 0 | 0 | 0 | 0 | 0 | 0 | 0 | 0 | 0 | 0 | 0 | 0 | 0 | 0 | 0 | 0 | 0 | 0 | 0 | 0 | 5344.8787 | 516.8 | 0 | 0 | 0 | 0 | 0 | 5344.8787 | 4006.6172 | 0 | 0 | 0 | 0 | 0 | 0 | 0
PG&E FRESNO | Madera | 70 | 0 | 0 | 0 | 0 | 0 | 0 | 0 | 0 | 0 | 0 | 0 | 0 | 0 | 0 | 0 | 0 | 0 | 0 | 0 | 0 | 0 | 0 | 0 | 0 | 0 | 0 | 0 | 0 | 0 | 0 | 0 | 0 | 0 | 0 | 0 | 0 | 0 | 0 | 0 | 0 | 0 | 0 | 0 | 0 | 0 | 0 | 0 | 0 |  | 0 | 0 | 0 | 0 | 0 | 0 | 0 | 0 | 0 | 0 | 0 | 0 | 0 | 0 | 0 | 0 | 0 | 0 | 0 | 0 | 0 | 0 | 0 | 0 | 0 | 0 | 0 | 0 | 0 | 0 | 0 | 0 | 0 | 0 | 0 | 0 | 0 | 0 | 0 | 0 | 0 | 0 | 0 | 0 | 0 | 0 | 0 | 0 | 0 | 0 | 0 | 0
PG&E NGBA | Madison | 115 | 0 | 0 | 0 | 0 | 0 | 0 | 0 | 0 | 0 | 0 | 0 | 0 | 0 | 0 | 0 | 0 | 0 | 0 | 0 | 0 | 0 | 0 | 0 | 0 | 0 | 0 | 0 | 0 | 0 | 0 | 0 | 0 | 0 | 0 | 0 | 0 | 0 | 0 | 0 | 0 | 0 | 0 | 0 | 0 | 0 | 0 | 0 | 0 |  | 0 | 0 | 0 | 0 | 0 | 0 | 0 | 0 | 0 | 0 | 0 | 0 | 0 | 0 | 0 | 0 | 0 | 0 | 0 | 0 | 0 | 0 | 0 | 0 | 0 | 0 | 0 | 0 | 0 | 0 | 0 | 0 | 0 | 0 | 0 | 0 | 0 | 0 | 0 | 0 | 0 | 0 | 0 | 0 | 0 | 0 | 0 | 0 | 0 | 0 | 0 | 0
PG&E KERN | Magunden | 115 | 0 | 0 | 0 | 0 | 0 | 0 | 0 | 0 | 0 | 0 | 0 | 0 | 0 | 0 | 0 | 0 | 0 | 0 | 0 | 0 | 0 | 0 | 0 | 0 | 0 | 0 | 0 | 0 | 0 | 0 | 0 | 0 | 0 | 0 | 0 | 0 | 0 | 0 | 0 | 0 | 0 | 0 | 0 | 0 | 0 | 0 | 0 | 0 |  | 0 | 0 | 0 | 0 | 0 | 0 | 0 | 0 | 0 | 0 | 0 | 0 | 0 | 0 | 0 | 0 | 0 | 0 | 0 | 0 | 0 | 0 | 0 | 0 | 0 | 0 | 0 | 0 | 0 | 0 | 0 | 0 | 0 | 0 | 0 | 0 | 0 | 0 | 0 | 0 | 0 | 0 | 0 | 0 | 0 | 0 | 0 | 0 | 0 | 0 | 0 | 0
SCE Northern | Magunden | 230 | 0 | 0 | 0 | 0 | 0 | 0 | 0 | 0 | 0 | 0 | 0 | 0 | 0 | 0 | 0 | 0 | 0 | 0 | 0 | 0 | 0 | 0 | 0 | 0 | 0 | 0 | 0 | 0 | 0 | 0 | 0 | 0 | 0 | 0 | 0 | 0 | 0 | 0 | 0 | 0 | 0 | 0 | 0 | 0 | 0 | 0 | 0 | 0 |  | 0 | 0 | 0 | 0 | 0 | 0 | 0 | 0 | 0 | 0 | 0 | 0 | 0 | 0 | 0 | 0 | 0 | 0 | 0 | 0 | 0 | 0 | 0 | 0 | 0 | 0 | 0 | 0 | 0 | 0 | 0 | 0 | 0 | 0 | 0 | 0 | 0 | 0 | 0 | 0 | 0 | 0 | 0 | 0 | 0 | 0 | 0 | 0 | 0 | 0 | 0 | 0
PG&E FRESNO | Malaga | 115 | 0 | 0 | 0 | 0 | 0 | 0 | 0 | 0 | 0 | 0 | 0 | 0 | 0 | 0 | 0 | 0 | 0 | 0 | 0 | 0 | 0 | 0 | 0 | 0 | 0 | 0 | 0 | 0 | 0 | 0 | 0 | 0 | 0 | 0 | 0 | 0 | 0 | 0 | 0 | 0 | 0 | 0 | 0 | 0 | 0 | 0 | 0 | 0 |  | 0 | 0 | 0 | 0 | 0 | 0 | 0 | 0 | 0 | 0 | 0 | 0 | 0 | 0 | 0 | 0 | 0 | 0 | 0 | 0 | 0 | 0 | 0 | 0 | 0 | 0 | 0 | 0 | 0 | 0 | 0 | 0 | 0 | 0 | 0 | 0 | 0 | 0 | 0 | 0 | 0 | 0 | 0 | 0 | 0 | 0 | 0 | 0 | 0 | 0 | 0 | 0
PG&E NGBA | Malin | 500 | 0 | 0 | 0 | 0 | 0 | 0 | 0 | 0 | 0 | 0 | 0 | 0 | 0 | 0 | 0 | 0 | 0 | 0 | 0 | 0 | 0 | 0 | 0 | 0 | 0 | 0 | 0 | 0 | 0 | 0 | 0 | 0 | 0 | 0 | 0 | 0 | 0 | 0 | 0 | 0 | 0 | 0 | 0 | 0 | 0 | 0 | 0 | 0 |  | 0 | 0 | 0 | 0 | 0 | 0 | 0 | 0 | 0 | 0 | 0 | 0 | 0 | 0 | 0 | 0 | 0 | 0 | 0 | 0 | 0 | 0 | 0 | 0 | 0 | 0 | 0 | 0 | 0 | 0 | 0 | 0 | 0 | 0 | 0 | 0 | 0 | 0 | 0 | 0 | 0 | 0 | 0 | 0 | 0 | 0 | 0 | 0 | 0 | 0 | 0 | 0
SCE Northern | Mandalay | 230 | 409 | 400 | 0 | 0 | 0 | 0 | 0 | 0 | 0 | 0 | 0 | 0 | 0 | 0 | 0 | 0 | 0 | 0 | 0 | 0 | 0 | 0 | 0 | 0 | 409 | 400 | 0 | 0 | 0 | 0 | 0 | 0 | 0 | 0 | 0 | 0 | 409 | 400 | 0 | 0 | 0 | 0 | 0 | 0 | 0 | 0 | 0 | 0 |  | 0 | 0 | 0 | 0 | 0 | 0 | 0 | 0 | 0 | 0 | 0 | 0 | 0 | 0 | 0 | 0 | 0 | 0 | 0 | 0 | 0 | 0 | 0 | 0 | 0 | 0 | 0 | 0 | 0 | 0 | 0 | 0 | 0 | 0 | 0 | 0 | 0 | 0 | 0 | 0 | 0 | 0 | 0 | 0 | 0 | 0 | 0 | 0 | 0 | 0 | 0 | 0
PG&E FRESNO | Manning | 230 | 0 | 0 | 0 | 0 | 0 | 0 | 0 | 0 | 0 | 0 | 0 | 0 | 0 | 0 | 0 | 0 | 0 | 0 | 0 | 0 | 0 | 0 | 0 | 0 | 0 | 0 | 0 | 0 | 0 | 0 | 0 | 0 | 0 | 0 | 0 | 0 | 0 | 0 | 0 | 0 | 0 | 0 | 0 | 0 | 0 | 0 | 0 | 0 |  | 0 | 0 | 0 | 0 | 0 | 0 | 0 | 0 | 0 | 0 | 0 | 0 | 0 | 0 | 0 | 0 | 0 | 0 | 0 | 0 | 0 | 0 | 0 | 0 | 0 | 0 | 0 | 0 | 0 | 0 | 0 | 0 | 0 | 0 | 0 | 0 | 0 | 0 | 0 | 0 | 0 | 0 | 0 | 0 | 0 | 0 | 0 | 0 | 0 | 0 | 0 | 0
PG&E FRESNO | Manning | 500 | 0 | 0 | 0 | 0 | 0 | 0 | 0 | 0 | 0 | 0 | 0 | 0 | 0 | 0 | 0 | 0 | 0 | 0 | 0 | 0 | 0 | 0 | 0 | 0 | 0 | 0 | 0 | 0 | 0 | 0 | 0 | 0 | 0 | 0 | 0 | 0 | 0 | 0 | 0 | 0 | 0 | 0 | 0 | 0 | 0 | 0 | 0 | 0 |  | 0 | 0 | 0 | 0 | 0 | 0 | 0 | 0 | 0 | 0 | 0 | 0 | 0 | 0 | 0 | 0 | 0 | 0 | 0 | 0 | 0 | 0 | 0 | 0 | 0 | 0 | 0 | 0 | 0 | 0 | 0 | 0 | 0 | 0 | 0 | 0 | 3880.05 | 0 | 2710.875 | 0 | 0 | 0 | 0 | 3880.05 | 1755.62 | 0 | 372.165 | 0 | 0 | 0 | 0 | 0
PG&E GBA | Manteca | 115 | 0 | 0 | 0 | 0 | 0 | 0 | 0 | 0 | 0 | 0 | 0 | 0 | 0 | 0 | 0 | 0 | 0 | 0 | 0 | 0 | 0 | 0 | 0 | 0 | 0 | 0 | 0 | 0 | 0 | 0 | 0 | 0 | 0 | 0 | 0 | 0 | 0 | 0 | 0 | 0 | 0 | 0 | 0 | 0 | 0 | 0 | 0 | 0 |  | 0 | 0 | 0 | 0 | 0 | 0 | 0 | 0 | 0 | 0 | 0 | 0 | 0 | 0 | 0 | 0 | 0 | 0 | 0 | 0 | 0 | 0 | 0 | 0 | 0 | 0 | 0 | 0 | 0 | 0 | 0 | 0 | 0 | 0 | 0 | 0 | 0 | 0 | 0 | 0 | 0 | 0 | 0 | 0 | 0 | 0 | 0 | 0 | 0 | 0 | 0 | 0
SDGE | Margarita | 138 | 0 | 0 | 0 | 0 | 0 | 0 | 0 | 0 | 0 | 0 | 0 | 0 | 0 | 0 | 0 | 0 | 0 | 0 | 0 | 0 | 0 | 0 | 0 | 0 | 0 | 0 | 0 | 0 | 0 | 0 | 0 | 0 | 0 | 0 | 0 | 0 | 0 | 0 | 0 | 0 | 0 | 0 | 0 | 0 | 0 | 0 | 0 | 0 |  | 0 | 0 | 0 | 0 | 0 | 0 | 0 | 0 | 0 | 0 | 0 | 0 | 0 | 0 | 0 | 0 | 0 | 0 | 0 | 0 | 0 | 0 | 0 | 0 | 0 | 0 | 0 | 0 | 0 | 0 | 0 | 0 | 0 | 0 | 0 | 0 | 123.405 | 0 | 0 | 0 | 0 | 0 | 0 | 123.405 | 123.405 | 0 | 0 | 0 | 0 | 0 | 0 | 0
PG&E GBA | Martin | 230 | 0 | 0 | 0 | 0 | 0 | 0 | 0 | 0 | 0 | 0 | 0 | 0 | 0 | 0 | 0 | 0 | 0 | 0 | 0 | 0 | 0 | 0 | 0 | 0 | 0 | 0 | 0 | 0 | 0 | 0 | 0 | 0 | 0 | 0 | 0 | 0 | 0 | 0 | 0 | 0 | 0 | 0 | 0 | 0 | 0 | 0 | 0 | 0 |  | 0 | 0 | 0 | 0 | 0 | 0 | 0 | 0 | 0 | 0 | 0 | 0 | 0 | 0 | 0 | 0 | 0 | 0 | 0 | 0 | 0 | 0 | 0 | 0 | 0 | 0 | 0 | 0 | 0 | 0 | 0 | 0 | 0 | 0 | 0 | 0 | 0 | 0 | 0 | 0 | 0 | 0 | 0 | 0 | 0 | 0 | 0 | 0 | 0 | 0 | 0 | 0
PG&E GBA | Martin | 115 | 62 | 62 | 0 | 0 | 0 | 0 | 0 | 0 | 0 | 0 | 0 | 0 | 62 | 62 | 0 | 0 | 0 | 0 | 0 | 0 | 0 | 0 | 0 | 0 | 312 | 312 | 0 | 0 | 0 | 0 | 0 | 0 | 0 | 0 | 0 | 0 | 312 | 312 | 0 | 0 | 0 | 0 | 0 | 0 | 0 | 0 | 0 | 0 |  | 62 | 62 | 0 | 0 | 0 | 0 | 0 | 0 | 0 | 0 | 0 | 0 | 62 | 62 | 0 | 0 | 0 | 0 | 0 | 0 | 0 | 0 | 0 | 0 | 62 | 62 | 0 | 0 | 0 | 0 | 0 | 0 | 0 | 0 | 0 | 0 | 0 | 0 | 0 | 0 | 0 | 0 | 0 | 0 | 0 | 0 | 0 | 0 | 0 | 0 | 0 | 0
PG&E GBA | Martinez | 115 | 0 | 0 | 0 | 0 | 0 | 0 | 0 | 0 | 0 | 0 | 0 | 0 | 0 | 0 | 0 | 0 | 0 | 0 | 0 | 0 | 0 | 0 | 0 | 0 | 0 | 0 | 0 | 0 | 0 | 0 | 0 | 0 | 0 | 0 | 0 | 0 | 0 | 0 | 0 | 0 | 0 | 0 | 0 | 0 | 0 | 0 | 0 | 0 |  | 0 | 0 | 0 | 0 | 0 | 0 | 0 | 0 | 0 | 0 | 0 | 0 | 0 | 0 | 0 | 0 | 0 | 0 | 0 | 0 | 0 | 0 | 0 | 0 | 0 | 0 | 0 | 0 | 0 | 0 | 0 | 0 | 0 | 0 | 0 | 0 | 0 | 0 | 0 | 0 | 0 | 0 | 0 | 0 | 0 | 0 | 0 | 0 | 0 | 0 | 0 | 0
PG&E FRESNO | Mc Mullin | 230 | 0 | 0 | 0 | 0 | 0 | 0 | 0 | 0 | 0 | 0 | 0 | 0 | 0 | 0 | 0 | 0 | 0 | 0 | 0 | 0 | 0 | 0 | 0 | 0 | 0 | 0 | 0 | 0 | 0 | 0 | 0 | 0 | 0 | 0 | 0 | 0 | 0 | 0 | 0 | 0 | 0 | 0 | 0 | 0 | 0 | 0 | 0 | 0 |  | 0 | 0 | 0 | 0 | 0 | 0 | 0 | 0 | 0 | 0 | 0 | 0 | 0 | 0 | 0 | 0 | 0 | 0 | 0 | 0 | 0 | 0 | 0 | 0 | 0 | 0 | 0 | 0 | 0 | 0 | 0 | 0 | 0 | 0 | 0 | 0 | 0 | 0 | 0 | 0 | 0 | 0 | 0 | 0 | 0 | 0 | 0 | 0 | 0 | 0 | 0 | 0
PG&E FRESNO | McCall | 115 | 0 | 0 | 0 | 0 | 0 | 0 | 0 | 0 | 0 | 0 | 0 | 0 | 0 | 0 | 0 | 0 | 0 | 0 | 0 | 0 | 0 | 0 | 0 | 0 | 0 | 0 | 0 | 0 | 0 | 0 | 0 | 0 | 0 | 0 | 0 | 0 | 0 | 0 | 0 | 0 | 0 | 0 | 0 | 0 | 0 | 0 | 0 | 0 |  | 0 | 0 | 0 | 0 | 0 | 0 | 0 | 0 | 0 | 0 | 0 | 0 | 0 | 0 | 0 | 0 | 0 | 0 | 0 | 0 | 0 | 0 | 0 | 0 | 0 | 0 | 0 | 0 | 0 | 0 | 0 | 0 | 0 | 0 | 0 | 0 | 0 | 0 | 0 | 0 | 0 | 0 | 0 | 0 | 0 | 0 | 0 | 0 | 0 | 0 | 0 | 0
PG&E FRESNO | McCall | 230 | 0 | 0 | 0 | 0 | 0 | 0 | 0 | 0 | 0 | 0 | 0 | 0 | 0 | 0 | 0 | 0 | 0 | 0 | 0 | 0 | 0 | 0 | 0 | 0 | 0 | 0 | 0 | 0 | 0 | 0 | 0 | 0 | 0 | 0 | 0 | 0 | 0 | 0 | 0 | 0 | 0 | 0 | 0 | 0 | 0 | 0 | 0 | 0 |  | 0 | 0 | 0 | 0 | 0 | 0 | 0 | 0 | 0 | 0 | 0 | 0 | 0 | 0 | 0 | 0 | 0 | 0 | 0 | 0 | 0 | 0 | 0 | 0 | 0 | 0 | 0 | 0 | 0 | 0 | 0 | 0 | 0 | 0 | 0 | 0 | 0 | 0 | 0 | 0 | 0 | 0 | 0 | 0 | 0 | 0 | 0 | 0 | 0 | 0 | 0 | 0
PG&E GBA | Meadow Lane | 115 | 0 | 0 | 0 | 0 | 0 | 0 | 0 | 0 | 0 | 0 | 0 | 0 | 0 | 0 | 0 | 0 | 0 | 0 | 0 | 0 | 0 | 0 | 0 | 0 | 0 | 0 | 0 | 0 | 0 | 0 | 0 | 0 | 0 | 0 | 0 | 0 | 0 | 0 | 0 | 0 | 0 | 0 | 0 | 0 | 0 | 0 | 0 | 0 |  | 0 | 0 | 0 | 0 | 0 | 0 | 0 | 0 | 0 | 0 | 0 | 0 | 0 | 0 | 0 | 0 | 0 | 0 | 0 | 0 | 0 | 0 | 0 | 0 | 0 | 0 | 0 | 0 | 0 | 0 | 0 | 0 | 0 | 0 | 0 | 0 | 0 | 0 | 0 | 0 | 0 | 0 | 0 | 0 | 0 | 0 | 0 | 0 | 0 | 0 | 0 | 0
PG&E GBA | Melones | 115 | 0 | 0 | 0 | 0 | 0 | 0 | 0 | 0 | 0 | 0 | 0 | 0 | 0 | 0 | 0 | 0 | 0 | 0 | 0 | 0 | 0 | 0 | 0 | 0 | 0 | 0 | 0 | 0 | 0 | 0 | 0 | 0 | 0 | 0 | 0 | 0 | 0 | 0 | 0 | 0 | 0 | 0 | 0 | 0 | 0 | 0 | 0 | 0 |  | 0 | 0 | 0 | 0 | 0 | 0 | 0 | 0 | 0 | 0 | 0 | 0 | 0 | 0 | 0 | 0 | 0 | 0 | 0 | 0 | 0 | 0 | 0 | 0 | 0 | 0 | 0 | 0 | 0 | 0 | 0 | 0 | 0 | 0 | 0 | 0 | 0 | 0 | 0 | 0 | 0 | 0 | 0 | 0 | 0 | 0 | 0 | 0 | 0 | 0 | 0 | 0
PG&E GBA | Melones | 230 | 0 | 0 | 0 | 0 | 0 | 0 | 0 | 0 | 0 | 0 | 0 | 0 | 0 | 0 | 0 | 0 | 0 | 0 | 0 | 0 | 0 | 0 | 0 | 0 | 0 | 0 | 0 | 0 | 0 | 0 | 0 | 0 | 0 | 0 | 0 | 0 | 0 | 0 | 0 | 0 | 0 | 0 | 0 | 0 | 0 | 0 | 0 | 0 |  | 0 | 0 | 0 | 0 | 0 | 0 | 0 | 0 | 0 | 0 | 0 | 0 | 0 | 0 | 0 | 0 | 0 | 0 | 0 | 0 | 0 | 0 | 0 | 0 | 0 | 0 | 0 | 0 | 0 | 0 | 0 | 0 | 0 | 0 | 0 | 0 | 0 | 0 | 0 | 0 | 0 | 0 | 0 | 0 | 0 | 0 | 0 | 0 | 0 | 0 | 0 | 0
SDGE | Melrose | 69 | 0 | 0 | 0 | 0 | 0 | 0 | 0 | 0 | 0 | 0 | 0 | 0 | 0 | 0 | 0 | 0 | 0 | 0 | 0 | 0 | 0 | 0 | 0 | 0 | 0 | 0 | 0 | 0 | 0 | 0 | 0 | 0 | 0 | 0 | 0 | 0 | 0 | 0 | 0 | 0 | 0 | 0 | 0 | 0 | 0 | 0 | 0 | 0 |  | 0 | 0 | 0 | 0 | 0 | 0 | 0 | 0 | 0 | 0 | 0 | 0 | 0 | 0 | 0 | 0 | 0 | 0 | 0 | 0 | 0 | 0 | 0 | 0 | 0 | 0 | 0 | 0 | 0 | 0 | 0 | 0 | 0 | 0 | 0 | 0 | 0 | 0 | 0 | 0 | 0 | 0 | 0 | 0 | 0 | 0 | 0 | 0 | 0 | 0 | 0 | 0
PG&E NGBA | Mendocino | 115 | 0 | 0 | 0 | 0 | 0 | 0 | 0 | 0 | 0 | 0 | 0 | 0 | 0 | 0 | 0 | 0 | 0 | 0 | 0 | 0 | 0 | 0 | 0 | 0 | 0 | 0 | 0 | 0 | 0 | 0 | 0 | 0 | 0 | 0 | 0 | 0 | 0 | 0 | 0 | 0 | 0 | 0 | 0 | 0 | 0 | 0 | 0 | 0 |  | 0 | 0 | 0 | 0 | 0 | 0 | 0 | 0 | 0 | 0 | 0 | 0 | 0 | 0 | 0 | 0 | 0 | 0 | 0 | 0 | 0 | 0 | 0 | 0 | 0 | 0 | 0 | 0 | 0 | 0 | 0 | 0 | 0 | 0 | 0 | 0 | 0 | 0 | 0 | 0 | 0 | 0 | 0 | 0 | 0 | 0 | 0 | 0 | 0 | 0 | 0 | 0
PG&E NGBA | Mendocino | 60 | 0 | 0 | 0 | 0 | 0 | 0 | 0 | 0 | 0 | 0 | 0 | 0 | 0 | 0 | 0 | 0 | 0 | 0 | 0 | 0 | 0 | 0 | 0 | 0 | 0 | 0 | 0 | 0 | 0 | 0 | 0 | 0 | 0 | 0 | 0 | 0 | 0 | 0 | 0 | 0 | 0 | 0 | 0 | 0 | 0 | 0 | 0 | 0 |  | 0 | 0 | 0 | 0 | 0 | 0 | 0 | 0 | 0 | 0 | 0 | 0 | 0 | 0 | 0 | 0 | 0 | 0 | 0 | 0 | 0 | 0 | 0 | 0 | 0 | 0 | 0 | 0 | 0 | 0 | 0 | 0 | 0 | 0 | 0 | 0 | 0 | 0 | 0 | 0 | 0 | 0 | 0 | 0 | 0 | 0 | 0 | 0 | 0 | 0 | 0 | 0
PG&E FRESNO | Mendota | 115 | 0 | 0 | 0 | 0 | 0 | 0 | 0 | 0 | 0 | 0 | 0 | 0 | 0 | 0 | 0 | 0 | 0 | 0 | 0 | 0 | 0 | 0 | 0 | 0 | 0 | 0 | 0 | 0 | 0 | 0 | 0 | 0 | 0 | 0 | 0 | 0 | 0 | 0 | 0 | 0 | 0 | 0 | 0 | 0 | 0 | 0 | 0 | 0 |  | 0 | 0 | 0 | 0 | 0 | 0 | 0 | 0 | 0 | 0 | 0 | 0 | 0 | 0 | 0 | 0 | 0 | 0 | 0 | 0 | 0 | 0 | 0 | 0 | 0 | 0 | 0 | 0 | 0 | 0 | 0 | 0 | 0 | 0 | 0 | 0 | 0 | 0 | 0 | 0 | 0 | 0 | 0 | 0 | 0 | 0 | 0 | 0 | 0 | 0 | 0 | 0
PG&E GBA | Menlo | 60 | 0 | 0 | 0 | 0 | 0 | 0 | 0 | 0 | 0 | 0 | 0 | 0 | 0 | 0 | 0 | 0 | 0 | 0 | 0 | 0 | 0 | 0 | 0 | 0 | 0 | 0 | 0 | 0 | 0 | 0 | 0 | 0 | 0 | 0 | 0 | 0 | 0 | 0 | 0 | 0 | 0 | 0 | 0 | 0 | 0 | 0 | 0 | 0 |  | 0 | 0 | 0 | 0 | 0 | 0 | 0 | 0 | 0 | 0 | 0 | 0 | 0 | 0 | 0 | 0 | 0 | 0 | 0 | 0 | 0 | 0 | 0 | 0 | 0 | 0 | 0 | 0 | 0 | 0 | 0 | 0 | 0 | 0 | 0 | 0 | 0 | 0 | 0 | 0 | 0 | 0 | 0 | 0 | 0 | 0 | 0 | 0 | 0 | 0 | 0 | 0
PG&E FRESNO | Merced | 115 | 0 | 0 | 0 | 0 | 0 | 0 | 0 | 0 | 0 | 0 | 0 | 0 | 0 | 0 | 0 | 0 | 0 | 0 | 0 | 0 | 0 | 0 | 0 | 0 | 0 | 0 | 0 | 0 | 0 | 0 | 0 | 0 | 0 | 0 | 0 | 0 | 0 | 0 | 0 | 0 | 0 | 0 | 0 | 0 | 0 | 0 | 0 | 0 |  | 0 | 0 | 0 | 0 | 0 | 0 | 0 | 0 | 0 | 0 | 0 | 0 | 0 | 0 | 0 | 0 | 0 | 0 | 0 | 0 | 0 | 0 | 0 | 0 | 0 | 0 | 0 | 0 | 0 | 0 | 0 | 0 | 0 | 0 | 0 | 0 | 0 | 0 | 0 | 0 | 0 | 0 | 0 | 0 | 0 | 0 | 0 | 0 | 0 | 0 | 0 | 0
EOP | Mercury | 138 | 0 | 0 | 0 | 0 | 0 | 0 | 0 | 0 | 0 | 0 | 0 | 0 | 0 | 0 | 0 | 0 | 0 | 0 | 0 | 0 | 0 | 0 | 0 | 0 | 0 | 0 | 0 | 0 | 0 | 0 | 0 | 0 | 0 | 0 | 0 | 0 | 0 | 0 | 0 | 0 | 0 | 0 | 0 | 0 | 0 | 0 | 0 | 0 |  | 0 | 0 | 0 | 0 | 0 | 0 | 0 | 0 | 0 | 0 | 0 | 0 | 0 | 0 | 0 | 0 | 0 | 0 | 0 | 0 | 0 | 0 | 0 | 0 | 0 | 0 | 0 | 0 | 0 | 0 | 0 | 0 | 0 | 0 | 0 | 0 | 0 | 0 | 0 | 0 | 0 | 0 | 0 | 0 | 0 | 0 | 0 | 0 | 0 | 0 | 0 | 0
PG&E FRESNO | Mercy Springs | 70 | 2.4774 | 0 | 0 | 0 | 2.4774 | 0 | 0 | 0 | 0 | 0 | 0 | 0 | 40 | 4 | 0 | 0 | 2.4774 | 0 | 0 | 0 | 0 | 0 | 0 | 0 | 40 | 4 | 0 | 0 | 2.4774 | 0 | 0 | 0 | 0 | 0 | 0 | 0 | 40 | 4 | 0 | 0 | 2.4774 | 0 | 0 | 0 | 0 | 0 | 0 | 0 |  | 2.4774 | 0 | 0 | 0 | 2.4774 | 0 | 0 | 0 | 0 | 0 | 0 | 0 | 40 | 4 | 0 | 0 | 2.4774 | 0 | 0 | 0 | 0 | 0 | 0 | 0 | 40 | 4 | 0 | 0 | 2.4774 | 0 | 0 | 0 | 0 | 0 | 0 | 0 | 0 | 0 | 0 | 0 | 0 | 0 | 0 | 0 | 0 | 0 | 0 | 0 | 0 | 0 | 0 | 0
PG&E NGBA | Meridian | 60 | 0 | 0 | 0 | 0 | 0 | 0 | 0 | 0 | 0 | 0 | 0 | 0 | 0 | 0 | 0 | 0 | 0 | 0 | 0 | 0 | 0 | 0 | 0 | 0 | 0 | 0 | 0 | 0 | 0 | 0 | 0 | 0 | 0 | 0 | 0 | 0 | 0 | 0 | 0 | 0 | 0 | 0 | 0 | 0 | 0 | 0 | 0 | 0 |  | 0 | 0 | 0 | 0 | 0 | 0 | 0 | 0 | 0 | 0 | 0 | 0 | 0 | 0 | 0 | 0 | 0 | 0 | 0 | 0 | 0 | 0 | 0 | 0 | 0 | 0 | 0 | 0 | 0 | 0 | 0 | 0 | 0 | 0 | 0 | 0 | 0 | 0 | 0 | 0 | 0 | 0 | 0 | 0 | 0 | 0 | 0 | 0 | 0 | 0 | 0 | 0
PG&E KERN | Mesa (PGE) | 115 | 0 | 0 | 0 | 0 | 0 | 0 | 0 | 0 | 0 | 0 | 0 | 0 | 0 | 0 | 0 | 0 | 0 | 0 | 0 | 0 | 0 | 0 | 0 | 0 | 0 | 0 | 0 | 0 | 0 | 0 | 0 | 0 | 0 | 0 | 0 | 0 | 0 | 0 | 0 | 0 | 0 | 0 | 0 | 0 | 0 | 0 | 0 | 0 |  | 0 | 0 | 0 | 0 | 0 | 0 | 0 | 0 | 0 | 0 | 0 | 0 | 0 | 0 | 0 | 0 | 0 | 0 | 0 | 0 | 0 | 0 | 0 | 0 | 0 | 0 | 0 | 0 | 0 | 0 | 0 | 0 | 0 | 0 | 0 | 0 | 0 | 0 | 0 | 0 | 0 | 0 | 0 | 0 | 0 | 0 | 0 | 0 | 0 | 0 | 0 | 0
PG&E KERN | Mesa (PGE) | 230 | 0 | 0 | 0 | 0 | 0 | 0 | 0 | 0 | 0 | 0 | 0 | 0 | 0 | 0 | 0 | 0 | 0 | 0 | 0 | 0 | 0 | 0 | 0 | 0 | 0 | 0 | 0 | 0 | 0 | 0 | 0 | 0 | 0 | 0 | 0 | 0 | 0 | 0 | 0 | 0 | 0 | 0 | 0 | 0 | 0 | 0 | 0 | 0 |  | 0 | 0 | 0 | 0 | 0 | 0 | 0 | 0 | 0 | 0 | 0 | 0 | 0 | 0 | 0 | 0 | 0 | 0 | 0 | 0 | 0 | 0 | 0 | 0 | 0 | 0 | 0 | 0 | 0 | 0 | 0 | 0 | 0 | 0 | 0 | 0 | 0 | 0 | 0 | 0 | 0 | 0 | 0 | 0 | 0 | 0 | 0 | 0 | 0 | 0 | 0 | 0
SCE Metro | Mesa (SCE) | 230 | 0 | 0 | 0 | 0 | 0 | 0 | 0 | 0 | 0 | 0 | 0 | 0 | 0 | 0 | 0 | 0 | 0 | 0 | 0 | 0 | 0 | 0 | 0 | 0 | 0 | 0 | 0 | 0 | 0 | 0 | 0 | 0 | 0 | 0 | 0 | 0 | 0 | 0 | 0 | 0 | 0 | 0 | 0 | 0 | 0 | 0 | 0 | 0 |  | 6.5 | 0 | 0 | 0 | 0 | 0 | 0 | 0 | 0 | 0 | 0 | 0 | 0 | 0 | 0 | 0 | 0 | 0 | 0 | 0 | 0 | 0 | 0 | 0 | 0 | 0 | 0 | 0 | 0 | 0 | 0 | 0 | 0 | 0 | 0 | 0 | 0 | 0 | 0 | 0 | 0 | 0 | 0 | 0 | 0 | 0 | 0 | 0 | 0 | 0 | 0 | 0
SCE Metro | Mesa (SCE) | 500 | 0 | 0 | 0 | 0 | 0 | 0 | 0 | 0 | 0 | 0 | 0 | 0 | 0 | 0 | 0 | 0 | 0 | 0 | 0 | 0 | 0 | 0 | 0 | 0 | 252 | 250 | 0 | 0 | 0 | 0 | 0 | 0 | 0 | 0 | 0 | 0 | 252 | 250 | 0 | 0 | 0 | 0 | 0 | 0 | 0 | 0 | 0 | 0 |  | 0 | 0 | 0 | 0 | 0 | 0 | 0 | 0 | 0 | 0 | 0 | 0 | 0 | 0 | 0 | 0 | 0 | 0 | 0 | 0 | 0 | 0 | 0 | 0 | 0 | 0 | 0 | 0 | 0 | 0 | 0 | 0 | 0 | 0 | 0 | 0 | 0 | 0 | 0 | 0 | 0 | 0 | 0 | 0 | 0 | 0 | 0 | 0 | 0 | 0 | 0 | 0
SDGE | Mesa Heights | 69 | 0 | 0 | 0 | 0 | 0 | 0 | 0 | 0 | 0 | 0 | 0 | 0 | 0 | 0 | 0 | 0 | 0 | 0 | 0 | 0 | 0 | 0 | 0 | 0 | 0 | 0 | 0 | 0 | 0 | 0 | 0 | 0 | 0 | 0 | 0 | 0 | 0 | 0 | 0 | 0 | 0 | 0 | 0 | 0 | 0 | 0 | 0 | 0 |  | 0 | 0 | 0 | 0 | 0 | 0 | 0 | 0 | 0 | 0 | 0 | 0 | 0 | 0 | 0 | 0 | 0 | 0 | 0 | 0 | 0 | 0 | 0 | 0 | 0 | 0 | 0 | 0 | 0 | 0 | 0 | 0 | 0 | 0 | 0 | 0 | 0 | 0 | 0 | 0 | 0 | 0 | 0 | 0 | 0 | 0 | 0 | 0 | 0 | 0 | 0 | 0
PG&E GBA | Metcalf | 115 | 0 | 0 | 0 | 0 | 0 | 0 | 0 | 0 | 0 | 0 | 0 | 0 | 0 | 0 | 0 | 0 | 0 | 0 | 0 | 0 | 0 | 0 | 0 | 0 | 0 | 0 | 0 | 0 | 0 | 0 | 0 | 0 | 0 | 0 | 0 | 0 | 0 | 0 | 0 | 0 | 0 | 0 | 0 | 0 | 0 | 0 | 0 | 0 |  | 0 | 0 | 0 | 0 | 0 | 0 | 0 | 0 | 0 | 0 | 0 | 0 | 0 | 0 | 0 | 0 | 0 | 0 | 0 | 0 | 0 | 0 | 0 | 0 | 0 | 0 | 0 | 0 | 0 | 0 | 0 | 0 | 0 | 0 | 0 | 0 | 0 | 0 | 0 | 0 | 0 | 0 | 0 | 0 | 0 | 0 | 0 | 0 | 0 | 0 | 0 | 0
PG&E GBA | Metcalf | 230 | 354.88 | 350 | 0 | 0 | 0 | 0 | 0 | 0 | 0 | 0 | 0 | 0 | 354.88 | 350 | 0 | 0 | 0 | 0 | 0 | 0 | 0 | 0 | 0 | 0 | 354.88 | 350 | 0 | 0 | 0 | 0 | 0 | 0 | 0 | 0 | 0 | 0 | 354.88 | 350 | 0 | 0 | 0 | 0 | 0 | 0 | 0 | 0 | 0 | 0 |  | 0 | 0 | 0 | 0 | 0 | 0 | 0 | 0 | 0 | 0 | 0 | 0 | 354.88 | 350 | 0 | 0 | 0 | 0 | 0 | 0 | 0 | 0 | 0 | 0 | 354.88 | 350 | 0 | 0 | 0 | 0 | 0 | 0 | 0 | 0 | 0 | 0 | 61.8 | 0 | 0 | 0 | 0 | 0 | 0 | 61.8 | 61.8 | 0 | 0 | 0 | 0 | 0 | 0 | 0
PG&E GBA | Metcalf | 500 | 0 | 0 | 0 | 0 | 0 | 0 | 0 | 0 | 0 | 0 | 0 | 0 | 0 | 0 | 0 | 0 | 0 | 0 | 0 | 0 | 0 | 0 | 0 | 0 | 0 | 0 | 0 | 0 | 0 | 0 | 0 | 0 | 0 | 0 | 0 | 0 | 0 | 0 | 0 | 0 | 0 | 0 | 0 | 0 | 0 | 0 | 0 | 0 |  | 0 | 0 | 0 | 0 | 0 | 0 | 0 | 0 | 0 | 0 | 0 | 0 | 0 | 0 | 0 | 0 | 0 | 0 | 0 | 0 | 0 | 0 | 0 | 0 | 0 | 0 | 0 | 0 | 0 | 0 | 0 | 0 | 0 | 0 | 0 | 0 | 0 | 0 | 0 | 0 | 0 | 0 | 0 | 0 | 0 | 0 | 0 | 0 | 0 | 0 | 0 | 0
PG&E KERN | Midway | 115 | 286 | 102 | 0 | 0 | 411.4 | 204 | 0 | 0 | 0 | 0 | 0 | 0 | 286 | 102 | 0 | 0 | 411.4 | 196 | 0 | 0 | 0 | 0 | 0 | 0 | 286 | 102 | 0 | 0 | 411.4 | 196 | 0 | 0 | 0 | 0 | 0 | 0 | 286 | 102 | 0 | 0 | 411.4 | 196 | 0 | 0 | 0 | 0 | 0 | 0 |  | 286 | 102 | 0 | 0 | 411.4 | 204 | 0 | 0 | 0 | 0 | 0 | 0 | 286 | 102 | 0 | 0 | 411.4 | 196 | 0 | 0 | 0 | 0 | 0 | 0 | 286 | 102 | 0 | 0 | 411.4 | 196 | 0 | 0 | 0 | 0 | 0 | 0 | 0 | 0 | 0 | 0 | 0 | 0 | 0 | 0 | 0 | 0 | 0 | 0 | 0 | 0 | 0 | 0
PG&E KERN | Midway | 230 | 0 | 0 | 0 | 0 | 0 | 0 | 0 | 0 | 0 | 0 | 0 | 0 | 0 | 0 | 0 | 0 | 0 | 0 | 0 | 0 | 0 | 0 | 0 | 0 | 0 | 0 | 0 | 0 | 0 | 0 | 0 | 0 | 0 | 0 | 0 | 0 | 0 | 0 | 0 | 0 | 0 | 0 | 0 | 0 | 0 | 0 | 0 | 0 |  | 0 | 0 | 0 | 0 | 0 | 0 | 0 | 0 | 0 | 0 | 0 | 0 | 0 | 0 | 0 | 0 | 0 | 0 | 0 | 0 | 0 | 0 | 0 | 0 | 0 | 0 | 0 | 0 | 0 | 0 | 0 | 0 | 0 | 0 | 0 | 0 | 0 | 0 | 0 | 0 | 0 | 0 | 0 | 0 | 0 | 0 | 0 | 0 | 0 | 0 | 0 | 0
PG&E KERN | Midway | 500 | 818 | 800 | 0 | 0 | 818 | 0 | 0 | 0 | 0 | 0 | 0 | 0 | 1176.2 | 1150 | 0 | 0 | 1176.2 | 0 | 0 | 0 | 0 | 0 | 0 | 0 | 1176.2 | 1150 | 0 | 0 | 1176.2 | 0 | 0 | 0 | 0 | 0 | 0 | 0 | 1176.2 | 1150 | 0 | 0 | 1176.2 | 0 | 0 | 0 | 0 | 0 | 0 | 0 |  | 818 | 800 | 0 | 0 | 818 | 0 | 0 | 0 | 0 | 0 | 0 | 0 | 818 | 800 | 0 | 0 | 818 | 0 | 0 | 0 | 0 | 0 | 0 | 0 | 818 | 800 | 0 | 0 | 818 | 0 | 0 | 0 | 0 | 0 | 0 | 0 | 0 | 0 | 0 | 0 | 0 | 0 | 0 | 0 | 0 | 0 | 0 | 0 | 0 | 0 | 0 | 0
SDGE | Miguel | 230 | 0 | 0 | 0 | 0 | 0 | 0 | 0 | 0 | 0 | 0 | 0 | 0 | 0 | 0 | 0 | 0 | 0 | 0 | 0 | 0 | 0 | 0 | 0 | 0 | 0 | 0 | 0 | 0 | 0 | 0 | 0 | 0 | 0 | 0 | 0 | 0 | 0 | 0 | 0 | 0 | 0 | 0 | 0 | 0 | 0 | 0 | 0 | 0 |  | 0 | 0 | 0 | 0 | 0 | 0 | 0 | 0 | 0 | 0 | 0 | 0 | 0 | 0 | 0 | 0 | 0 | 0 | 0 | 0 | 0 | 0 | 0 | 0 | 0 | 0 | 0 | 0 | 0 | 0 | 0 | 0 | 0 | 0 | 0 | 0 | 0 | 0 | 0 | 0 | 0 | 0 | 0 | 0 | 0 | 0 | 0 | 0 | 0 | 0 | 0 | 0
SDGE | Miguel | 500 | 0 | 0 | 0 | 0 | 0 | 0 | 0 | 0 | 0 | 0 | 0 | 0 | 0 | 0 | 0 | 0 | 0 | 0 | 0 | 0 | 0 | 0 | 0 | 0 | 0 | 0 | 0 | 0 | 0 | 0 | 0 | 0 | 0 | 0 | 0 | 0 | 0 | 0 | 0 | 0 | 0 | 0 | 0 | 0 | 0 | 0 | 0 | 0 |  | 0 | 0 | 0 | 0 | 0 | 0 | 0 | 0 | 0 | 0 | 0 | 0 | 0 | 0 | 0 | 0 | 0 | 0 | 0 | 0 | 0 | 0 | 0 | 0 | 0 | 0 | 0 | 0 | 0 | 0 | 0 | 0 | 0 | 0 | 0 | 0 | 0 | 0 | 0 | 0 | 0 | 0 | 0 | 0 | 0 | 0 | 0 | 0 | 0 | 0 | 0 | 0
SDGE | Miguel | 69 | 0 | 0 | 0 | 0 | 0 | 0 | 0 | 0 | 0 | 0 | 0 | 0 | 0 | 0 | 0 | 0 | 0 | 0 | 0 | 0 | 0 | 0 | 0 | 0 | 51.4 | 0 | 0 | 0 | 0 | 0 | 0 | 0 | 0 | 0 | 0 | 0 | 51.4 | 0 | 0 | 0 | 0 | 0 | 0 | 0 | 0 | 0 | 0 | 0 |  | 0 | 0 | 0 | 0 | 0 | 0 | 0 | 0 | 0 | 0 | 0 | 0 | 51.4 | 0 | 0 | 0 | 0 | 0 | 0 | 0 | 0 | 0 | 0 | 0 | 51.4 | 0 | 0 | 0 | 0 | 0 | 0 | 0 | 0 | 0 | 0 | 0 | 0 | 0 | 0 | 0 | 0 | 0 | 0 | 0 | 0 | 0 | 0 | 0 | 0 | 0 | 0 | 0
PG&E GBA | Millbrae | 115 | 0 | 0 | 0 | 0 | 0 | 0 | 0 | 0 | 0 | 0 | 0 | 0 | 0 | 0 | 0 | 0 | 0 | 0 | 0 | 0 | 0 | 0 | 0 | 0 | 0 | 0 | 0 | 0 | 0 | 0 | 0 | 0 | 0 | 0 | 0 | 0 | 0 | 0 | 0 | 0 | 0 | 0 | 0 | 0 | 0 | 0 | 0 | 0 |  | 0 | 0 | 0 | 0 | 0 | 0 | 0 | 0 | 0 | 0 | 0 | 0 | 0 | 0 | 0 | 0 | 0 | 0 | 0 | 0 | 0 | 0 | 0 | 0 | 0 | 0 | 0 | 0 | 0 | 0 | 0 | 0 | 0 | 0 | 0 | 0 | 0 | 0 | 0 | 0 | 0 | 0 | 0 | 0 | 0 | 0 | 0 | 0 | 0 | 0 | 0 | 0
PG&E GBA | Miller | 115 | 0 | 0 | 0 | 0 | 0 | 0 | 0 | 0 | 0 | 0 | 0 | 0 | 0 | 0 | 0 | 0 | 0 | 0 | 0 | 0 | 0 | 0 | 0 | 0 | 0 | 0 | 0 | 0 | 0 | 0 | 0 | 0 | 0 | 0 | 0 | 0 | 0 | 0 | 0 | 0 | 0 | 0 | 0 | 0 | 0 | 0 | 0 | 0 |  | 0 | 0 | 0 | 0 | 0 | 0 | 0 | 0 | 0 | 0 | 0 | 0 | 0 | 0 | 0 | 0 | 0 | 0 | 0 | 0 | 0 | 0 | 0 | 0 | 0 | 0 | 0 | 0 | 0 | 0 | 0 | 0 | 0 | 0 | 0 | 0 | 0 | 0 | 0 | 0 | 0 | 0 | 0 | 0 | 0 | 0 | 0 | 0 | 0 | 0 | 0 | 0
SCE Metro | Mira Loma | 230 | 312.96 | 300 | 0 | 0 | 0 | 0 | 0 | 0 | 0 | 0 | 0 | 0 | 312.96 | 300 | 0 | 0 | 0 | 0 | 0 | 0 | 0 | 0 | 0 | 0 | 312.96 | 300 | 0 | 0 | 0 | 0 | 0 | 0 | 0 | 0 | 0 | 0 | 312.96 | 300 | 0 | 0 | 0 | 0 | 0 | 0 | 0 | 0 | 0 | 0 |  | 312.96 | 300 | 0 | 0 | 0 | 0 | 0 | 0 | 0 | 0 | 0 | 0 | 312.96 | 300 | 0 | 0 | 0 | 0 | 0 | 0 | 0 | 0 | 0 | 0 | 312.96 | 300 | 0 | 0 | 0 | 0 | 0 | 0 | 0 | 0 | 0 | 0 | 572.02 | 0 | 0 | 0 | 0 | 0 | 0 | 572.02 | 0 | 0 | 0 | 0 | 0 | 0 | 0 | 0
SCE Metro | Mira Loma | 500 | 0 | 0 | 0 | 0 | 0 | 0 | 0 | 0 | 0 | 0 | 0 | 0 | 0 | 0 | 0 | 0 | 0 | 0 | 0 | 0 | 0 | 0 | 0 | 0 | 1770 | 1770 | 0 | 0 | 1770 | 0 | 0 | 0 | 0 | 0 | 0 | 0 | 1770 | 1770 | 0 | 0 | 1770 | 0 | 0 | 0 | 0 | 0 | 0 | 0 |  | 0 | 0 | 0 | 0 | 0 | 0 | 0 | 0 | 0 | 0 | 0 | 0 | 1520 | 1520 | 0 | 0 | 1520 | 0 | 0 | 0 | 0 | 0 | 0 | 0 | 1520 | 1520 | 0 | 0 | 1520 | 0 | 0 | 0 | 0 | 0 | 0 | 0 | 0 | 0 | 0 | 0 | 0 | 0 | 0 | 0 | 0 | 0 | 0 | 0 | 0 | 0 | 0 | 0
SCE Eastern | Mirage | 115 | 0 | 0 | 0 | 0 | 0 | 0 | 0 | 0 | 0 | 0 | 0 | 0 | 0 | 0 | 0 | 0 | 0 | 0 | 0 | 0 | 0 | 0 | 0 | 0 | 0 | 0 | 0 | 0 | 0 | 0 | 0 | 0 | 0 | 0 | 0 | 0 | 0 | 0 | 0 | 0 | 0 | 0 | 0 | 0 | 0 | 0 | 0 | 0 |  | 0 | 0 | 0 | 0 | 0 | 0 | 0 | 0 | 0 | 0 | 0 | 0 | 0 | 0 | 0 | 0 | 0 | 0 | 0 | 0 | 0 | 0 | 0 | 0 | 0 | 0 | 0 | 0 | 0 | 0 | 0 | 0 | 0 | 0 | 0 | 0 | 0 | 0 | 0 | 0 | 0 | 0 | 0 | 0 | 0 | 0 | 0 | 0 | 0 | 0 | 0 | 0
SCE Eastern | Mirage | 230 | 0 | 0 | 0 | 0 | 0 | 0 | 0 | 0 | 0 | 0 | 0 | 0 | 0 | 0 | 0 | 0 | 0 | 0 | 0 | 0 | 0 | 0 | 0 | 0 | 0 | 0 | 0 | 0 | 0 | 0 | 0 | 0 | 0 | 0 | 0 | 0 | 0 | 0 | 0 | 0 | 0 | 0 | 0 | 0 | 0 | 0 | 0 | 0 |  | 0 | 0 | 0 | 0 | 0 | 0 | 0 | 0 | 0 | 0 | 0 | 0 | 0 | 0 | 0 | 0 | 0 | 0 | 0 | 0 | 0 | 0 | 0 | 0 | 0 | 0 | 0 | 0 | 0 | 0 | 0 | 0 | 0 | 0 | 0 | 0 | 0 | 0 | 0 | 0 | 0 | 0 | 0 | 0 | 0 | 0 | 0 | 0 | 0 | 0 | 0 | 0
SDGE | Mission | 138 | 0 | 0 | 0 | 0 | 0 | 0 | 0 | 0 | 0 | 0 | 0 | 0 | 0 | 0 | 0 | 0 | 0 | 0 | 0 | 0 | 0 | 0 | 0 | 0 | 0 | 0 | 0 | 0 | 0 | 0 | 0 | 0 | 0 | 0 | 0 | 0 | 0 | 0 | 0 | 0 | 0 | 0 | 0 | 0 | 0 | 0 | 0 | 0 |  | 0 | 0 | 0 | 0 | 0 | 0 | 0 | 0 | 0 | 0 | 0 | 0 | 0 | 0 | 0 | 0 | 0 | 0 | 0 | 0 | 0 | 0 | 0 | 0 | 0 | 0 | 0 | 0 | 0 | 0 | 0 | 0 | 0 | 0 | 0 | 0 | 0 | 0 | 0 | 0 | 0 | 0 | 0 | 0 | 0 | 0 | 0 | 0 | 0 | 0 | 0 | 0
SDGE | Mission | 230 | 0 | 0 | 0 | 0 | 0 | 0 | 0 | 0 | 0 | 0 | 0 | 0 | 0 | 0 | 0 | 0 | 0 | 0 | 0 | 0 | 0 | 0 | 0 | 0 | 0 | 0 | 0 | 0 | 0 | 0 | 0 | 0 | 0 | 0 | 0 | 0 | 0 | 0 | 0 | 0 | 0 | 0 | 0 | 0 | 0 | 0 | 0 | 0 |  | 0 | 0 | 0 | 0 | 0 | 0 | 0 | 0 | 0 | 0 | 0 | 0 | 0 | 0 | 0 | 0 | 0 | 0 | 0 | 0 | 0 | 0 | 0 | 0 | 0 | 0 | 0 | 0 | 0 | 0 | 0 | 0 | 0 | 0 | 0 | 0 | 0 | 0 | 0 | 0 | 0 | 0 | 0 | 0 | 0 | 0 | 0 | 0 | 0 | 0 | 0 | 0
SDGE | Mission | 69 | 0 | 0 | 0 | 0 | 0 | 0 | 0 | 0 | 0 | 0 | 0 | 0 | 0 | 0 | 0 | 0 | 0 | 0 | 0 | 0 | 0 | 0 | 0 | 0 | 0 | 0 | 0 | 0 | 0 | 0 | 0 | 0 | 0 | 0 | 0 | 0 | 0 | 0 | 0 | 0 | 0 | 0 | 0 | 0 | 0 | 0 | 0 | 0 |  | 0 | 0 | 0 | 0 | 0 | 0 | 0 | 0 | 0 | 0 | 0 | 0 | 0 | 0 | 0 | 0 | 0 | 0 | 0 | 0 | 0 | 0 | 0 | 0 | 0 | 0 | 0 | 0 | 0 | 0 | 0 | 0 | 0 | 0 | 0 | 0 | 0 | 0 | 0 | 0 | 0 | 0 | 0 | 0 | 0 | 0 | 0 | 0 | 0 | 0 | 0 | 0
PG&E GBA | Mi-Wuk | 115 | 0 | 0 | 0 | 0 | 0 | 0 | 0 | 0 | 0 | 0 | 0 | 0 | 0 | 0 | 0 | 0 | 0 | 0 | 0 | 0 | 0 | 0 | 0 | 0 | 0 | 0 | 0 | 0 | 0 | 0 | 0 | 0 | 0 | 0 | 0 | 0 | 0 | 0 | 0 | 0 | 0 | 0 | 0 | 0 | 0 | 0 | 0 | 0 |  | 0 | 0 | 0 | 0 | 0 | 0 | 0 | 0 | 0 | 0 | 0 | 0 | 0 | 0 | 0 | 0 | 0 | 0 | 0 | 0 | 0 | 0 | 0 | 0 | 0 | 0 | 0 | 0 | 0 | 0 | 0 | 0 | 0 | 0 | 0 | 0 | 0 | 0 | 0 | 0 | 0 | 0 | 0 | 0 | 0 | 0 | 0 | 0 | 0 | 0 | 0 | 0
EOP | Mohave | 500 | 820 | 820 | 0 | 0 | 820 | 0 | 0 | 0 | 0 | 0 | 0 | 0 | 0 | 0 | 0 | 0 | 0 | 0 | 0 | 0 | 0 | 0 | 0 | 0 | 0 | 0 | 0 | 0 | 0 | 0 | 0 | 0 | 0 | 0 | 0 | 0 | 0 | 0 | 0 | 0 | 0 | 0 | 0 | 0 | 0 | 0 | 0 | 0 |  | 0 | 0 | 0 | 0 | 0 | 0 | 0 | 0 | 0 | 0 | 0 | 0 | 0 | 0 | 0 | 0 | 0 | 0 | 0 | 0 | 0 | 0 | 0 | 0 | 0 | 0 | 0 | 0 | 0 | 0 | 0 | 0 | 0 | 0 | 0 | 0 | 716.4 | 0 | 718.2 | 0 | 0 | 0 | 0 | 716.4 | 0 | 0 | 0 | 0 | 0 | 0 | 0 | 0
PG&E NGBA | Monroe | 115 | 0 | 0 | 0 | 0 | 0 | 0 | 0 | 0 | 0 | 0 | 0 | 0 | 0 | 0 | 0 | 0 | 0 | 0 | 0 | 0 | 0 | 0 | 0 | 0 | 0 | 0 | 0 | 0 | 0 | 0 | 0 | 0 | 0 | 0 | 0 | 0 | 0 | 0 | 0 | 0 | 0 | 0 | 0 | 0 | 0 | 0 | 0 | 0 |  | 0 | 0 | 0 | 0 | 0 | 0 | 0 | 0 | 0 | 0 | 0 | 0 | 0 | 0 | 0 | 0 | 0 | 0 | 0 | 0 | 0 | 0 | 0 | 0 | 0 | 0 | 0 | 0 | 0 | 0 | 0 | 0 | 0 | 0 | 0 | 0 | 0 | 0 | 0 | 0 | 0 | 0 | 0 | 0 | 0 | 0 | 0 | 0 | 0 | 0 | 0 | 0
SDGE | Monserate | 69 | 0 | 0 | 0 | 0 | 0 | 0 | 0 | 0 | 0 | 0 | 0 | 0 | 0 | 0 | 0 | 0 | 0 | 0 | 0 | 0 | 0 | 0 | 0 | 0 | 0 | 0 | 0 | 0 | 0 | 0 | 0 | 0 | 0 | 0 | 0 | 0 | 0 | 0 | 0 | 0 | 0 | 0 | 0 | 0 | 0 | 0 | 0 | 0 |  | 0 | 0 | 0 | 0 | 0 | 0 | 0 | 0 | 0 | 0 | 0 | 0 | 0 | 0 | 0 | 0 | 0 | 0 | 0 | 0 | 0 | 0 | 0 | 0 | 0 | 0 | 0 | 0 | 0 | 0 | 0 | 0 | 0 | 0 | 0 | 0 | 0 | 0 | 0 | 0 | 0 | 0 | 0 | 0 | 0 | 0 | 0 | 0 | 0 | 0 | 0 | 0
PG&E GBA | Monta Vista | 115 | 0 | 0 | 0 | 0 | 0 | 0 | 0 | 0 | 0 | 0 | 0 | 0 | 0 | 0 | 0 | 0 | 0 | 0 | 0 | 0 | 0 | 0 | 0 | 0 | 0 | 0 | 0 | 0 | 0 | 0 | 0 | 0 | 0 | 0 | 0 | 0 | 0 | 0 | 0 | 0 | 0 | 0 | 0 | 0 | 0 | 0 | 0 | 0 |  | 0 | 0 | 0 | 0 | 0 | 0 | 0 | 0 | 0 | 0 | 0 | 0 | 0 | 0 | 0 | 0 | 0 | 0 | 0 | 0 | 0 | 0 | 0 | 0 | 0 | 0 | 0 | 0 | 0 | 0 | 0 | 0 | 0 | 0 | 0 | 0 | 0 | 0 | 0 | 0 | 0 | 0 | 0 | 0 | 0 | 0 | 0 | 0 | 0 | 0 | 0 | 0
PG&E GBA | Monta Vista | 230 | 0 | 0 | 0 | 0 | 0 | 0 | 0 | 0 | 0 | 0 | 0 | 0 | 0 | 0 | 0 | 0 | 0 | 0 | 0 | 0 | 0 | 0 | 0 | 0 | 0 | 0 | 0 | 0 | 0 | 0 | 0 | 0 | 0 | 0 | 0 | 0 | 0 | 0 | 0 | 0 | 0 | 0 | 0 | 0 | 0 | 0 | 0 | 0 |  | 0 | 0 | 0 | 0 | 0 | 0 | 0 | 0 | 0 | 0 | 0 | 0 | 0 | 0 | 0 | 0 | 0 | 0 | 0 | 0 | 0 | 0 | 0 | 0 | 0 | 0 | 0 | 0 | 0 | 0 | 0 | 0 | 0 | 0 | 0 | 0 | 0 | 0 | 0 | 0 | 0 | 0 | 0 | 0 | 0 | 0 | 0 | 0 | 0 | 0 | 0 | 0
PG&E GBA | Monta Vista | 60 | 0 | 0 | 0 | 0 | 0 | 0 | 0 | 0 | 0 | 0 | 0 | 0 | 0 | 0 | 0 | 0 | 0 | 0 | 0 | 0 | 0 | 0 | 0 | 0 | 0 | 0 | 0 | 0 | 0 | 0 | 0 | 0 | 0 | 0 | 0 | 0 | 0 | 0 | 0 | 0 | 0 | 0 | 0 | 0 | 0 | 0 | 0 | 0 |  | 0 | 0 | 0 | 0 | 0 | 0 | 0 | 0 | 0 | 0 | 0 | 0 | 0 | 0 | 0 | 0 | 0 | 0 | 0 | 0 | 0 | 0 | 0 | 0 | 0 | 0 | 0 | 0 | 0 | 0 | 0 | 0 | 0 | 0 | 0 | 0 | 0 | 0 | 0 | 0 | 0 | 0 | 0 | 0 | 0 | 0 | 0 | 0 | 0 | 0 | 0 | 0
PG&E NGBA | Monticello | 115 | 0 | 0 | 0 | 0 | 0 | 0 | 0 | 0 | 0 | 0 | 0 | 0 | 0 | 0 | 0 | 0 | 0 | 0 | 0 | 0 | 0 | 0 | 0 | 0 | 0 | 0 | 0 | 0 | 0 | 0 | 0 | 0 | 0 | 0 | 0 | 0 | 0 | 0 | 0 | 0 | 0 | 0 | 0 | 0 | 0 | 0 | 0 | 0 |  | 0 | 0 | 0 | 0 | 0 | 0 | 0 | 0 | 0 | 0 | 0 | 0 | 0 | 0 | 0 | 0 | 0 | 0 | 0 | 0 | 0 | 0 | 0 | 0 | 0 | 0 | 0 | 0 | 0 | 0 | 0 | 0 | 0 | 0 | 0 | 0 | 0 | 0 | 0 | 0 | 0 | 0 | 0 | 0 | 0 | 0 | 0 | 0 | 0 | 0 | 0 | 0
SCE Northern | Moorpark | 230 | 500 | 500 | 0 | 0 | 0 | 0 | 0 | 0 | 0 | 0 | 0 | 0 | 500 | 500 | 0 | 0 | 0 | 0 | 0 | 0 | 0 | 0 | 0 | 0 | 1589.525 | 500 | 0 | 0 | 0 | 0 | 0 | 0 | 0 | 0 | 0 | 0 | 1589.525 | 500 | 0 | 0 | 0 | 0 | 0 | 0 | 0 | 0 | 0 | 0 |  | 500 | 500 | 0 | 0 | 0 | 0 | 0 | 0 | 0 | 0 | 0 | 0 | 500 | 500 | 0 | 0 | 0 | 0 | 0 | 0 | 0 | 0 | 0 | 0 | 500 | 500 | 0 | 0 | 0 | 0 | 0 | 0 | 0 | 0 | 0 | 0 | 0 | 0 | 0 | 0 | 0 | 0 | 0 | 0 | 0 | 0 | 0 | 0 | 0 | 0 | 0 | 0
SCE Northern | Moorpark | 66 | 0 | 0 | 0 | 0 | 0 | 0 | 0 | 0 | 0 | 0 | 0 | 0 | 0 | 0 | 0 | 0 | 0 | 0 | 0 | 0 | 0 | 0 | 0 | 0 | 0 | 0 | 0 | 0 | 0 | 0 | 0 | 0 | 0 | 0 | 0 | 0 | 0 | 0 | 0 | 0 | 0 | 0 | 0 | 0 | 0 | 0 | 0 | 0 |  | 0 | 0 | 0 | 0 | 0 | 0 | 0 | 0 | 0 | 0 | 0 | 0 | 0 | 0 | 0 | 0 | 0 | 0 | 0 | 0 | 0 | 0 | 0 | 0 | 0 | 0 | 0 | 0 | 0 | 0 | 0 | 0 | 0 | 0 | 0 | 0 | 0 | 0 | 0 | 0 | 0 | 0 | 0 | 0 | 0 | 0 | 0 | 0 | 0 | 0 | 0 | 0
PG&E GBA | Moraga | 115 | 0 | 0 | 0 | 0 | 0 | 0 | 0 | 0 | 0 | 0 | 0 | 0 | 0 | 0 | 0 | 0 | 0 | 0 | 0 | 0 | 0 | 0 | 0 | 0 | 0 | 0 | 0 | 0 | 0 | 0 | 0 | 0 | 0 | 0 | 0 | 0 | 0 | 0 | 0 | 0 | 0 | 0 | 0 | 0 | 0 | 0 | 0 | 0 |  | 0 | 0 | 0 | 0 | 0 | 0 | 0 | 0 | 0 | 0 | 0 | 0 | 0 | 0 | 0 | 0 | 0 | 0 | 0 | 0 | 0 | 0 | 0 | 0 | 0 | 0 | 0 | 0 | 0 | 0 | 0 | 0 | 0 | 0 | 0 | 0 | 0 | 0 | 0 | 0 | 0 | 0 | 0 | 0 | 0 | 0 | 0 | 0 | 0 | 0 | 0 | 0
PG&E GBA | Moraga | 230 | 0 | 0 | 0 | 0 | 0 | 0 | 0 | 0 | 0 | 0 | 0 | 0 | 0 | 0 | 0 | 0 | 0 | 0 | 0 | 0 | 0 | 0 | 0 | 0 | 0 | 0 | 0 | 0 | 0 | 0 | 0 | 0 | 0 | 0 | 0 | 0 | 0 | 0 | 0 | 0 | 0 | 0 | 0 | 0 | 0 | 0 | 0 | 0 |  | 0 | 0 | 0 | 0 | 0 | 0 | 0 | 0 | 0 | 0 | 0 | 0 | 0 | 0 | 0 | 0 | 0 | 0 | 0 | 0 | 0 | 0 | 0 | 0 | 0 | 0 | 0 | 0 | 0 | 0 | 0 | 0 | 0 | 0 | 0 | 0 | 0 | 0 | 0 | 0 | 0 | 0 | 0 | 0 | 0 | 0 | 0 | 0 | 0 | 0 | 0 | 0
PG&E GBA | Morgan Hill | 115 | 0 | 0 | 0 | 0 | 0 | 0 | 0 | 0 | 0 | 0 | 0 | 0 | 0 | 0 | 0 | 0 | 0 | 0 | 0 | 0 | 0 | 0 | 0 | 0 | 0 | 0 | 0 | 0 | 0 | 0 | 0 | 0 | 0 | 0 | 0 | 0 | 0 | 0 | 0 | 0 | 0 | 0 | 0 | 0 | 0 | 0 | 0 | 0 |  | 0 | 0 | 0 | 0 | 0 | 0 | 0 | 0 | 0 | 0 | 0 | 0 | 0 | 0 | 0 | 0 | 0 | 0 | 0 | 0 | 0 | 0 | 0 | 0 | 0 | 0 | 0 | 0 | 0 | 0 | 0 | 0 | 0 | 0 | 0 | 0 | 0 | 0 | 0 | 0 | 0 | 0 | 0 | 0 | 0 | 0 | 0 | 0 | 0 | 0 | 0 | 0
PG&E KERN | Morro Bay | 115 | 0 | 0 | 0 | 0 | 0 | 0 | 0 | 0 | 0 | 0 | 0 | 0 | 0 | 0 | 0 | 0 | 0 | 0 | 0 | 0 | 0 | 0 | 0 | 0 | 0 | 0 | 0 | 0 | 0 | 0 | 0 | 0 | 0 | 0 | 0 | 0 | 0 | 0 | 0 | 0 | 0 | 0 | 0 | 0 | 0 | 0 | 0 | 0 |  | 0 | 0 | 0 | 0 | 0 | 0 | 0 | 0 | 0 | 0 | 0 | 0 | 0 | 0 | 0 | 0 | 0 | 0 | 0 | 0 | 0 | 0 | 0 | 0 | 0 | 0 | 0 | 0 | 0 | 0 | 0 | 0 | 0 | 0 | 0 | 0 | 0 | 0 | 0 | 0 | 0 | 0 | 0 | 0 | 0 | 0 | 0 | 0 | 0 | 0 | 0 | 0
PG&E KERN | Morro Bay | 230 | 108 | 0 | 520 | 464.9 | 0 | 0 | 0 | 0 | 0 | 0 | 0 | 0 | 0 | 0 | 0 | 0 | 0 | 0 | 0 | 0 | 0 | 0 | 0 | 0 | 405.4 | 0 | 0 | 0 | 0 | 0 | 0 | 0 | 0 | 0 | 0 | 0 | 405.4 | 0 | 0 | 0 | 0 | 0 | 0 | 0 | 0 | 0 | 0 | 0 |  | 0 | 0 | 0 | 0 | 0 | 0 | 0 | 0 | 0 | 0 | 0 | 0 | 0 | 0 | 0 | 0 | 0 | 0 | 0 | 0 | 0 | 0 | 0 | 0 | 0 | 0 | 0 | 0 | 0 | 0 | 0 | 0 | 0 | 0 | 0 | 0 | 0 | 0 | 0 | 0 | 0 | 0 | 0 | 0 | 0 | 0 | 0 | 0 | 0 | 0 | 0 | 0
PG&E KERN | Morro Bay | 500 | 0 | 0 | 0 | 0 | 0 | 0 | 0 | 0 | 0 | 0 | 0 | 0 | 0 | 0 | 0 | 0 | 0 | 0 | 0 | 0 | 0 | 0 | 0 | 0 | 0 | 0 | 0 | 0 | 0 | 0 | 0 | 0 | 0 | 0 | 0 | 0 | 0 | 0 | 0 | 0 | 0 | 0 | 0 | 0 | 0 | 0 | 0 | 0 |  | 0 | 0 | 0 | 0 | 0 | 0 | 0 | 0 | 0 | 0 | 0 | 0 | 0 | 0 | 0 | 0 | 0 | 0 | 0 | 0 | 0 | 0 | 0 | 0 | 0 | 0 | 0 | 0 | 0 | 0 | 0 | 0 | 0 | 0 | 0 | 0 | 0 | 0 | 0 | 0 | 0 | 0 | 0 | 0 | 0 | 0 | 0 | 0 | 0 | 0 | 0 | 0
PG&E GBA | Moss Landing | 115 | 0 | 0 | 0 | 0 | 0 | 0 | 0 | 0 | 0 | 0 | 0 | 0 | 0 | 0 | 0 | 0 | 0 | 0 | 0 | 0 | 0 | 0 | 0 | 0 | 0 | 0 | 0 | 0 | 0 | 0 | 0 | 0 | 0 | 0 | 0 | 0 | 0 | 0 | 0 | 0 | 0 | 0 | 0 | 0 | 0 | 0 | 0 | 0 |  | 0 | 0 | 0 | 0 | 0 | 0 | 0 | 0 | 0 | 0 | 0 | 0 | 0 | 0 | 0 | 0 | 0 | 0 | 0 | 0 | 0 | 0 | 0 | 0 | 0 | 0 | 0 | 0 | 0 | 0 | 0 | 0 | 0 | 0 | 0 | 0 | 0 | 0 | 0 | 0 | 0 | 0 | 0 | 0 | 0 | 0 | 0 | 0 | 0 | 0 | 0 | 0
PG&E GBA | Moss Landing | 230 | 0 | 0 | 0 | 0 | 0 | 0 | 0 | 0 | 0 | 0 | 0 | 0 | 0 | 0 | 0 | 0 | 0 | 0 | 0 | 0 | 0 | 0 | 0 | 0 | 0 | 0 | 0 | 0 | 0 | 0 | 0 | 0 | 0 | 0 | 0 | 0 | 0 | 0 | 0 | 0 | 0 | 0 | 0 | 0 | 0 | 0 | 0 | 0 |  | 0 | 0 | 0 | 0 | 0 | 0 | 0 | 0 | 0 | 0 | 0 | 0 | 0 | 0 | 0 | 0 | 0 | 0 | 0 | 0 | 0 | 0 | 0 | 0 | 0 | 0 | 0 | 0 | 0 | 0 | 0 | 0 | 0 | 0 | 0 | 0 | 0 | 0 | 0 | 0 | 0 | 0 | 0 | 0 | 0 | 0 | 0 | 0 | 0 | 0 | 0 | 0
PG&E GBA | Moss Landing | 500 | 782.79 | 750 | 0 | 0 | 0 | 0 | 0 | 0 | 0 | 0 | 0 | 0 | 782.79 | 750 | 0 | 0 | 0 | 0 | 0 | 0 | 0 | 0 | 0 | 0 | 1539.603 | 1500 | 0 | 0 | 0 | 0 | 0 | 0 | 1525.172 | 0 | 0 | 0 | 1539.603 | 1500 | 0 | 0 | 0 | 0 | 0 | 0 | 1525.172 | 0 | 0 | 0 |  | 782.79 | 750 | 0 | 0 | 0 | 0 | 0 | 0 | 0 | 0 | 0 | 0 | 782.79 | 750 | 0 | 0 | 0 | 0 | 0 | 0 | 0 | 0 | 0 | 0 | 782.79 | 750 | 0 | 0 | 0 | 0 | 0 | 0 | 0 | 0 | 0 | 0 | 0 | 0 | 0 | 0 | 0 | 0 | 0 | 0 | 0 | 0 | 0 | 0 | 0 | 0 | 0 | 0
EOP | Mountain Pass | 115 | 0 | 0 | 0 | 0 | 0 | 0 | 0 | 0 | 0 | 0 | 0 | 0 | 0 | 0 | 0 | 0 | 0 | 0 | 0 | 0 | 0 | 0 | 0 | 0 | 0 | 0 | 0 | 0 | 0 | 0 | 0 | 0 | 0 | 0 | 0 | 0 | 0 | 0 | 0 | 0 | 0 | 0 | 0 | 0 | 0 | 0 | 0 | 0 |  | 0 | 0 | 0 | 0 | 0 | 0 | 0 | 0 | 0 | 0 | 0 | 0 | 0 | 0 | 0 | 0 | 0 | 0 | 0 | 0 | 0 | 0 | 0 | 0 | 0 | 0 | 0 | 0 | 0 | 0 | 0 | 0 | 0 | 0 | 0 | 0 | 0 | 0 | 0 | 0 | 0 | 0 | 0 | 0 | 0 | 0 | 0 | 0 | 0 | 0 | 0 | 0
PG&E GBA | Mountain View | 115 | 0 | 0 | 0 | 0 | 0 | 0 | 0 | 0 | 0 | 0 | 0 | 0 | 0 | 0 | 0 | 0 | 0 | 0 | 0 | 0 | 0 | 0 | 0 | 0 | 0 | 0 | 0 | 0 | 0 | 0 | 0 | 0 | 0 | 0 | 0 | 0 | 0 | 0 | 0 | 0 | 0 | 0 | 0 | 0 | 0 | 0 | 0 | 0 |  | 0 | 0 | 0 | 0 | 0 | 0 | 0 | 0 | 0 | 0 | 0 | 0 | 0 | 0 | 0 | 0 | 0 | 0 | 0 | 0 | 0 | 0 | 0 | 0 | 0 | 0 | 0 | 0 | 0 | 0 | 0 | 0 | 0 | 0 | 0 | 0 | 0 | 0 | 0 | 0 | 0 | 0 | 0 | 0 | 0 | 0 | 0 | 0 | 0 | 0 | 0 | 0
PG&E GBA | Mt Eden | 115 | 0 | 0 | 0 | 0 | 0 | 0 | 0 | 0 | 0 | 0 | 0 | 0 | 0 | 0 | 0 | 0 | 0 | 0 | 0 | 0 | 0 | 0 | 0 | 0 | 0 | 0 | 0 | 0 | 0 | 0 | 0 | 0 | 0 | 0 | 0 | 0 | 0 | 0 | 0 | 0 | 0 | 0 | 0 | 0 | 0 | 0 | 0 | 0 |  | 0 | 0 | 0 | 0 | 0 | 0 | 0 | 0 | 0 | 0 | 0 | 0 | 0 | 0 | 0 | 0 | 0 | 0 | 0 | 0 | 0 | 0 | 0 | 0 | 0 | 0 | 0 | 0 | 0 | 0 | 0 | 0 | 0 | 0 | 0 | 0 | 0 | 0 | 0 | 0 | 0 | 0 | 0 | 0 | 0 | 0 | 0 | 0 | 0 | 0 | 0 | 0
PG&E KERN | Mt Poso | 115 | 0 | 0 | 0 | 0 | 0 | 0 | 0 | 0 | 0 | 0 | 0 | 0 | 0 | 0 | 0 | 0 | 0 | 0 | 0 | 0 | 0 | 0 | 0 | 0 | 0 | 0 | 0 | 0 | 0 | 0 | 0 | 0 | 0 | 0 | 0 | 0 | 0 | 0 | 0 | 0 | 0 | 0 | 0 | 0 | 0 | 0 | 0 | 0 |  | 0 | 0 | 0 | 0 | 0 | 0 | 0 | 0 | 0 | 0 | 0 | 0 | 0 | 0 | 0 | 0 | 0 | 0 | 0 | 0 | 0 | 0 | 0 | 0 | 0 | 0 | 0 | 0 | 0 | 0 | 0 | 0 | 0 | 0 | 0 | 0 | 0 | 0 | 0 | 0 | 0 | 0 | 0 | 0 | 0 | 0 | 0 | 0 | 0 | 0 | 0 | 0
SDGE | Murray | 69 | 0 | 0 | 0 | 0 | 0 | 0 | 0 | 0 | 0 | 0 | 0 | 0 | 0 | 0 | 0 | 0 | 0 | 0 | 0 | 0 | 0 | 0 | 0 | 0 | 0 | 0 | 0 | 0 | 0 | 0 | 0 | 0 | 0 | 0 | 0 | 0 | 0 | 0 | 0 | 0 | 0 | 0 | 0 | 0 | 0 | 0 | 0 | 0 |  | 0 | 0 | 0 | 0 | 0 | 0 | 0 | 0 | 0 | 0 | 0 | 0 | 0 | 0 | 0 | 0 | 0 | 0 | 0 | 0 | 0 | 0 | 0 | 0 | 0 | 0 | 0 | 0 | 0 | 0 | 0 | 0 | 0 | 0 | 0 | 0 | 0 | 0 | 0 | 0 | 0 | 0 | 0 | 0 | 0 | 0 | 0 | 0 | 0 | 0 | 0 | 0
PG&E FRESNO | Mustang | 230 | 0 | 0 | 0 | 0 | 0 | 0 | 0 | 0 | 0 | 0 | 0 | 0 | 300 | 180 | 0 | 0 | 310.707 | 0 | 0 | 0 | 0 | 0 | 0 | 0 | 300 | 180 | 0 | 0 | 310.707 | 0 | 0 | 0 | 0 | 0 | 0 | 0 | 300 | 180 | 0 | 0 | 310.707 | 0 | 0 | 0 | 0 | 0 | 0 | 0 |  | 300 | 180 | 0 | 0 | 310.707 | 0 | 0 | 0 | 0 | 0 | 0 | 0 | 300 | 180 | 0 | 0 | 310.707 | 0 | 0 | 0 | 0 | 0 | 0 | 0 | 300 | 180 | 0 | 0 | 310.707 | 0 | 0 | 0 | 0 | 0 | 0 | 0 | 0 | 0 | 0 | 0 | 0 | 0 | 0 | 0 | 0 | 0 | 0 | 0 | 0 | 0 | 0 | 0
SCE Northern | Neenach | 66 | 0 | 0 | 0 | 0 | 0 | 0 | 0 | 0 | 0 | 0 | 0 | 0 | 66 | 66 | 0 | 0 | 0 | 0 | 0 | 0 | 0 | 0 | 0 | 0 | 66 | 66 | 0 | 0 | 0 | 0 | 0 | 0 | 0 | 0 | 0 | 0 | 66 | 66 | 0 | 0 | 0 | 0 | 0 | 0 | 0 | 0 | 0 | 0 |  | 66 | 23.3772 | 0 | 0 | 0 | 0 | 0 | 0 | 0 | 0 | 0 | 0 | 66 | 66 | 0 | 0 | 0 | 0 | 0 | 0 | 0 | 0 | 0 | 0 | 66 | 66 | 0 | 0 | 0 | 0 | 0 | 0 | 0 | 0 | 0 | 0 | 0 | 0 | 0 | 0 | 0 | 0 | 0 | 0 | 0 | 0 | 0 | 0 | 0 | 0 | 0 | 0
PG&E KERN | New Sub - Gates - Midway (Proposed) | 230 | 261.5 | 0.5 | 0 | 0 | 60 | 0 | 0 | 0 | 0 | 0 | 0 | 0 | 23 | 0.5 | 0 | 0 | 60 | 0 | 0 | 0 | 0 | 0 | 0 | 0 | 434.3018 | 0.5 | 0 | 0 | 470 | 0 | 0 | 0 | 0 | 0 | 0 | 0 | 434.3018 | 0.5 | 0 | 0 | 470 | 0 | 0 | 0 | 0 | 0 | 0 | 0 |  | 261.5 | 0.5 | 0 | 0 | 60 | 0 | 0 | 0 | 0 | 0 | 0 | 0 | 23 | 0.5 | 0 | 0 | 60 | 0 | 0 | 0 | 0 | 0 | 0 | 0 | 23 | 0.5 | 0 | 0 | 60 | 0 | 0 | 0 | 0 | 0 | 0 | 0 | 0 | 0 | 0 | 0 | 0 | 0 | 0 | 0 | 0 | 0 | 0 | 0 | 0 | 0 | 0 | 0
PG&E KERN | New Sub - Gates - Templeton (Proposed) | 230 | 0 | 0 | 0 | 0 | 0 | 0 | 0 | 0 | 0 | 0 | 0 | 0 | 300.951 | 285 | 0 | 0 | 303.678 | 0 | 0 | 0 | 0 | 0 | 0 | 0 | 300.951 | 285 | 0 | 0 | 303.678 | 0 | 0 | 0 | 0 | 0 | 0 | 0 | 300.951 | 285 | 0 | 0 | 303.678 | 0 | 0 | 0 | 0 | 0 | 0 | 0 |  | 0 | 0 | 0 | 0 | 0 | 0 | 0 | 0 | 0 | 0 | 0 | 0 | 0 | 0 | 0 | 0 | 0 | 0 | 0 | 0 | 0 | 0 | 0 | 0 | 0 | 0 | 0 | 0 | 0 | 0 | 0 | 0 | 0 | 0 | 0 | 0 | 0 | 0 | 0 | 0 | 0 | 0 | 0 | 0 | 0 | 0 | 0 | 0 | 0 | 0 | 0 | 0
SCE NOL | New Sub - Kramer - Lugo (Proposed) | 230 | 0 | 0 | 0 | 0 | 0 | 0 | 0 | 0 | 0 | 0 | 0 | 0 | 0 | 0 | 0 | 0 | 0 | 0 | 0 | 0 | 0 | 0 | 0 | 0 | 408.12 | 280 | 0 | 0 | 0 | 0 | 0 | 0 | 0 | 0 | 0 | 0 | 408.12 | 280 | 0 | 0 | 0 | 0 | 0 | 0 | 0 | 0 | 0 | 0 |  | 0 | 0 | 0 | 0 | 0 | 0 | 0 | 0 | 0 | 0 | 0 | 0 | 0 | 0 | 0 | 0 | 0 | 0 | 0 | 0 | 0 | 0 | 0 | 0 | 0 | 0 | 0 | 0 | 0 | 0 | 0 | 0 | 0 | 0 | 0 | 0 | 0 | 0 | 0 | 0 | 0 | 0 | 0 | 0 | 0 | 0 | 0 | 0 | 0 | 0 | 0 | 0
PG&E FRESNO | New Sub - Los Banos - Midway (Proposed) | 500 | 0 | 0 | 0 | 0 | 0 | 0 | 0 | 0 | 0 | 0 | 0 | 0 | 1182.384 | 1150 | 0 | 0 | 1182.384 | 0 | 0 | 0 | 0 | 0 | 0 | 0 | 1182.384 | 1150 | 0 | 0 | 1182.384 | 0 | 0 | 0 | 0 | 0 | 0 | 0 | 1182.384 | 1150 | 0 | 0 | 1182.384 | 0 | 0 | 0 | 0 | 0 | 0 | 0 |  | 0 | 0 | 0 | 0 | 0 | 0 | 0 | 0 | 0 | 0 | 0 | 0 | 0 | 0 | 0 | 0 | 0 | 0 | 0 | 0 | 0 | 0 | 0 | 0 | 0 | 0 | 0 | 0 | 0 | 0 | 0 | 0 | 0 | 0 | 0 | 0 | 0 | 0 | 0 | 0 | 0 | 0 | 0 | 0 | 0 | 0 | 0 | 0 | 0 | 0 | 0 | 0
SCE NOL | New Sub - Lugo - Pisgah (Proposed) | 230 | 0 | 0 | 0 | 0 | 0 | 0 | 0 | 0 | 0 | 0 | 0 | 0 | 0 | 0 | 0 | 0 | 0 | 0 | 0 | 0 | 0 | 0 | 0 | 0 | 0 | 0 | 0 | 0 | 0 | 0 | 0 | 0 | 0 | 0 | 0 | 0 | 0 | 0 | 0 | 0 | 0 | 0 | 0 | 0 | 0 | 0 | 0 | 0 |  | 0 | 0 | 0 | 0 | 0 | 0 | 0 | 0 | 0 | 0 | 0 | 0 | 0 | 0 | 0 | 0 | 0 | 0 | 0 | 0 | 0 | 0 | 0 | 0 | 0 | 0 | 0 | 0 | 0 | 0 | 0 | 0 | 0 | 0 | 0 | 0 | 0 | 0 | 0 | 0 | 0 | 0 | 0 | 0 | 0 | 0 | 0 | 0 | 0 | 0 | 0 | 0
PG&E KERN | New Sub - Midway - Wheeler Ridge (Proposed) | 230 | 0 | 0 | 0 | 0 | 50 | 0 | 0 | 0 | 0 | 0 | 0 | 0 | 0 | 0 | 0 | 0 | 102 | 0 | 0 | 0 | 0 | 0 | 0 | 0 | 0 | 0 | 0 | 0 | 102 | 0 | 0 | 0 | 0 | 0 | 0 | 0 | 0 | 0 | 0 | 0 | 102 | 0 | 0 | 0 | 0 | 0 | 0 | 0 |  | 0 | 0 | 0 | 0 | 152 | 0 | 0 | 0 | 0 | 0 | 0 | 0 | 0 | 0 | 0 | 0 | 102 | 0 | 0 | 0 | 0 | 0 | 0 | 0 | 0 | 0 | 0 | 0 | 102 | 0 | 0 | 0 | 0 | 0 | 0 | 0 | 0 | 0 | 0 | 0 | 0 | 0 | 0 | 0 | 0 | 0 | 0 | 0 | 0 | 0 | 0 | 0
PG&E NGBA | New Sub - Near existing Leavitt (PSREC) | 345 | 0 | 0 | 0 | 0 | 0 | 0 | 0 | 0 | 0 | 0 | 0 | 0 | 0 | 0 | 0 | 0 | 0 | 0 | 0 | 0 | 0 | 0 | 0 | 0 | 0 | 0 | 0 | 0 | 0 | 0 | 0 | 0 | 0 | 0 | 0 | 0 | 0 | 0 | 0 | 0 | 0 | 0 | 0 | 0 | 0 | 0 | 0 | 0 |  | 0 | 0 | 0 | 0 | 0 | 0 | 0 | 0 | 0 | 0 | 0 | 0 | 0 | 0 | 0 | 0 | 0 | 0 | 0 | 0 | 0 | 0 | 0 | 0 | 0 | 0 | 0 | 0 | 0 | 0 | 0 | 0 | 0 | 0 | 0 | 0 | 0 | 0 | 0 | 0 | 0 | 0 | 0 | 0 | 0 | 0 | 0 | 0 | 0 | 0 | 0 | 0
PG&E NGBA | New Sub - Near existing Madeline (NVE) | 345 | 0 | 0 | 0 | 0 | 0 | 0 | 0 | 0 | 0 | 0 | 0 | 0 | 0 | 0 | 0 | 0 | 0 | 0 | 0 | 0 | 0 | 0 | 0 | 0 | 0 | 0 | 0 | 0 | 0 | 0 | 0 | 0 | 0 | 0 | 0 | 0 | 0 | 0 | 0 | 0 | 0 | 0 | 0 | 0 | 0 | 0 | 0 | 0 |  | 0 | 0 | 0 | 0 | 0 | 0 | 0 | 0 | 0 | 0 | 0 | 0 | 0 | 0 | 0 | 0 | 0 | 0 | 0 | 0 | 0 | 0 | 0 | 0 | 0 | 0 | 0 | 0 | 0 | 0 | 0 | 0 | 0 | 0 | 0 | 0 | 0 | 0 | 0 | 0 | 0 | 0 | 0 | 0 | 0 | 0 | 0 | 0 | 0 | 0 | 0 | 0
SDGE | New Sub - North Gila - IV (Proposed) | 500 | 0 | 0 | 0 | 0 | 0 | 0 | 0 | 0 | 0 | 0 | 0 | 0 | 0 | 0 | 0 | 0 | 0 | 0 | 0 | 0 | 0 | 0 | 0 | 0 | 1182.38 | 1150 | 0 | 0 | 1182.38 | 0 | 0 | 0 | 0 | 0 | 0 | 0 | 1182.38 | 1150 | 0 | 0 | 1182.38 | 0 | 0 | 0 | 0 | 0 | 0 | 0 |  | 0 | 0 | 0 | 0 | 0 | 0 | 0 | 0 | 0 | 0 | 0 | 0 | 0 | 0 | 0 | 0 | 0 | 0 | 0 | 0 | 0 | 0 | 0 | 0 | 0 | 0 | 0 | 0 | 0 | 0 | 0 | 0 | 0 | 0 | 0 | 0 | 0 | 0 | 0 | 0 | 0 | 0 | 0 | 0 | 0 | 0 | 0 | 0 | 0 | 0 | 0 | 0
PG&E NGBA | New Sub - Pit 1 - Cottonwood (Proposed) | 230 | 0 | 0 | 0 | 0 | 0 | 0 | 0 | 0 | 206 | 200 | 0 | 0 | 0 | 0 | 0 | 0 | 0 | 0 | 0 | 0 | 206 | 200 | 0 | 0 | 0 | 0 | 0 | 0 | 0 | 0 | 0 | 0 | 206 | 200 | 0 | 0 | 0 | 0 | 0 | 0 | 0 | 0 | 0 | 0 | 206 | 200 | 0 | 0 |  | 0 | 0 | 0 | 0 | 0 | 0 | 0 | 0 | 206 | 200 | 0 | 0 | 0 | 0 | 0 | 0 | 0 | 0 | 0 | 0 | 206 | 200 | 0 | 0 | 0 | 0 | 0 | 0 | 0 | 0 | 0 | 0 | 206 | 200 | 0 | 0 | 0 | 0 | 0 | 0 | 0 | 0 | 0 | 0 | 0 | 0 | 0 | 0 | 0 | 0 | 0 | 0
PG&E GBA | New Sub - Rancho Seco - Bellota (Proposed) | 230 | 0 | 0 | 0 | 0 | 0 | 0 | 0 | 0 | 0 | 0 | 0 | 0 | 0 | 0 | 0 | 0 | 0 | 0 | 0 | 0 | 0 | 0 | 0 | 0 | 0 | 0 | 0 | 0 | 0 | 0 | 0 | 0 | 0 | 0 | 0 | 0 | 0 | 0 | 0 | 0 | 0 | 0 | 0 | 0 | 0 | 0 | 0 | 0 |  | 0 | 0 | 0 | 0 | 0 | 0 | 0 | 0 | 0 | 0 | 0 | 0 | 0 | 0 | 0 | 0 | 0 | 0 | 0 | 0 | 0 | 0 | 0 | 0 | 0 | 0 | 0 | 0 | 0 | 0 | 0 | 0 | 0 | 0 | 0 | 0 | 0 | 0 | 0 | 0 | 0 | 0 | 0 | 0 | 0 | 0 | 0 | 0 | 0 | 0 | 0 | 0
SDGE | New Sub - Suncrest - Ocotillo (Proposed) | 500 | 0 | 0 | 0 | 0 | 0 | 0 | 0 | 0 | 400 | 0 | 0 | 0 | 0 | 0 | 0 | 0 | 0 | 0 | 0 | 0 | 400 | 0 | 0 | 0 | 313.9193 | 0 | 0 | 0 | 0 | 0 | 0 | 0 | 505.8 | 0 | 0 | 0 | 313.9193 | 0 | 0 | 0 | 0 | 0 | 0 | 0 | 505.8 | 0 | 0 | 0 |  | 0 | 0 | 0 | 0 | 0 | 0 | 0 | 0 | 0 | 0 | 0 | 0 | 0 | 0 | 0 | 0 | 0 | 0 | 0 | 0 | 0 | 0 | 0 | 0 | 0 | 0 | 0 | 0 | 0 | 0 | 0 | 0 | 0 | 0 | 0 | 0 | 0 | 0 | 0 | 0 | 0 | 0 | 0 | 0 | 0 | 0 | 0 | 0 | 0 | 0 | 0 | 0
PG&E FRESNO | New Sub - Westley - Quinto (Proposed) | 230 | 0 | 0 | 0 | 0 | 0 | 0 | 0 | 0 | 0 | 0 | 0 | 0 | 523.6878 | 450 | 0 | 0 | 158.9783 | 0 | 0 | 0 | 0 | 0 | 0 | 0 | 523.6878 | 450 | 0 | 0 | 158.9783 | 0 | 0 | 0 | 0 | 0 | 0 | 0 | 523.6878 | 450 | 0 | 0 | 158.9783 | 0 | 0 | 0 | 0 | 0 | 0 | 0 |  | 0 | 0 | 0 | 0 | 0 | 0 | 0 | 0 | 0 | 0 | 0 | 0 | 158.5678 | 150 | 0 | 0 | 158.9783 | 0 | 0 | 0 | 0 | 0 | 0 | 0 | 158.5678 | 150 | 0 | 0 | 158.9783 | 0 | 0 | 0 | 0 | 0 | 0 | 0 | 0 | 0 | 0 | 0 | 0 | 0 | 0 | 0 | 0 | 0 | 0 | 0 | 0 | 0 | 0 | 0
PG&E GBA | Newark | 115 | 0 | 0 | 0 | 0 | 0 | 0 | 0 | 0 | 0 | 0 | 0 | 0 | 0 | 0 | 0 | 0 | 0 | 0 | 0 | 0 | 0 | 0 | 0 | 0 | 0 | 0 | 0 | 0 | 0 | 0 | 0 | 0 | 0 | 0 | 0 | 0 | 0 | 0 | 0 | 0 | 0 | 0 | 0 | 0 | 0 | 0 | 0 | 0 |  | 0 | 0 | 0 | 0 | 0 | 0 | 0 | 0 | 0 | 0 | 0 | 0 | 0 | 0 | 0 | 0 | 0 | 0 | 0 | 0 | 0 | 0 | 0 | 0 | 0 | 0 | 0 | 0 | 0 | 0 | 0 | 0 | 0 | 0 | 0 | 0 | 0 | 0 | 0 | 0 | 0 | 0 | 0 | 0 | 0 | 0 | 0 | 0 | 0 | 0 | 0 | 0
PG&E GBA | Newark | 230 | 0 | 0 | 0 | 0 | 0 | 0 | 0 | 0 | 0 | 0 | 0 | 0 | 0 | 0 | 0 | 0 | 0 | 0 | 0 | 0 | 0 | 0 | 0 | 0 | 252 | 180 | 0 | 0 | 0 | 0 | 0 | 0 | 0 | 0 | 0 | 0 | 252 | 180 | 0 | 0 | 0 | 0 | 0 | 0 | 0 | 0 | 0 | 0 |  | 0 | 0 | 0 | 0 | 0 | 0 | 0 | 0 | 0 | 0 | 0 | 0 | 0 | 0 | 0 | 0 | 0 | 0 | 0 | 0 | 0 | 0 | 0 | 0 | 0 | 0 | 0 | 0 | 0 | 0 | 0 | 0 | 0 | 0 | 0 | 0 | 0 | 0 | 0 | 0 | 0 | 0 | 0 | 0 | 0 | 0 | 0 | 0 | 0 | 0 | 0 | 0
PG&E GBA | Newark | 60 | 0 | 0 | 0 | 0 | 0 | 0 | 0 | 0 | 0 | 0 | 0 | 0 | 0 | 0 | 0 | 0 | 0 | 0 | 0 | 0 | 0 | 0 | 0 | 0 | 0 | 0 | 0 | 0 | 0 | 0 | 0 | 0 | 0 | 0 | 0 | 0 | 0 | 0 | 0 | 0 | 0 | 0 | 0 | 0 | 0 | 0 | 0 | 0 |  | 0 | 0 | 0 | 0 | 0 | 0 | 0 | 0 | 0 | 0 | 0 | 0 | 0 | 0 | 0 | 0 | 0 | 0 | 0 | 0 | 0 | 0 | 0 | 0 | 0 | 0 | 0 | 0 | 0 | 0 | 0 | 0 | 0 | 0 | 0 | 0 | 0 | 0 | 0 | 0 | 0 | 0 | 0 | 0 | 0 | 0 | 0 | 0 | 0 | 0 | 0 | 0
PG&E FRESNO | Newhall | 115 | 0 | 0 | 0 | 0 | 0 | 0 | 0 | 0 | 0 | 0 | 0 | 0 | 0 | 0 | 0 | 0 | 0 | 0 | 0 | 0 | 0 | 0 | 0 | 0 | 0 | 0 | 0 | 0 | 0 | 0 | 0 | 0 | 0 | 0 | 0 | 0 | 0 | 0 | 0 | 0 | 0 | 0 | 0 | 0 | 0 | 0 | 0 | 0 |  | 0 | 0 | 0 | 0 | 0 | 0 | 0 | 0 | 0 | 0 | 0 | 0 | 0 | 0 | 0 | 0 | 0 | 0 | 0 | 0 | 0 | 0 | 0 | 0 | 0 | 0 | 0 | 0 | 0 | 0 | 0 | 0 | 0 | 0 | 0 | 0 | 0 | 0 | 0 | 0 | 0 | 0 | 0 | 0 | 0 | 0 | 0 | 0 | 0 | 0 | 0 | 0
PG&E KERN | Norco | 115 | 0 | 0 | 0 | 0 | 0 | 0 | 0 | 0 | 0 | 0 | 0 | 0 | 0 | 0 | 0 | 0 | 0 | 0 | 0 | 0 | 0 | 0 | 0 | 0 | 0 | 0 | 0 | 0 | 0 | 0 | 0 | 0 | 0 | 0 | 0 | 0 | 0 | 0 | 0 | 0 | 0 | 0 | 0 | 0 | 0 | 0 | 0 | 0 |  | 0 | 0 | 0 | 0 | 0 | 0 | 0 | 0 | 0 | 0 | 0 | 0 | 0 | 0 | 0 | 0 | 0 | 0 | 0 | 0 | 0 | 0 | 0 | 0 | 0 | 0 | 0 | 0 | 0 | 0 | 0 | 0 | 0 | 0 | 0 | 0 | 0 | 0 | 0 | 0 | 0 | 0 | 0 | 0 | 0 | 0 | 0 | 0 | 0 | 0 | 0 | 0
PG&E GBA | Nortech | 115 | 0 | 0 | 0 | 0 | 0 | 0 | 0 | 0 | 0 | 0 | 0 | 0 | 0 | 0 | 0 | 0 | 0 | 0 | 0 | 0 | 0 | 0 | 0 | 0 | 0 | 0 | 0 | 0 | 0 | 0 | 0 | 0 | 0 | 0 | 0 | 0 | 0 | 0 | 0 | 0 | 0 | 0 | 0 | 0 | 0 | 0 | 0 | 0 |  | 0 | 0 | 0 | 0 | 0 | 0 | 0 | 0 | 0 | 0 | 0 | 0 | 0 | 0 | 0 | 0 | 0 | 0 | 0 | 0 | 0 | 0 | 0 | 0 | 0 | 0 | 0 | 0 | 0 | 0 | 0 | 0 | 0 | 0 | 0 | 0 | 0 | 0 | 0 | 0 | 0 | 0 | 0 | 0 | 0 | 0 | 0 | 0 | 0 | 0 | 0 | 0
SDGE | North City Metering | 138 | 0 | 0 | 0 | 0 | 0 | 0 | 0 | 0 | 0 | 0 | 0 | 0 | 0 | 0 | 0 | 0 | 0 | 0 | 0 | 0 | 0 | 0 | 0 | 0 | 0 | 0 | 0 | 0 | 0 | 0 | 0 | 0 | 0 | 0 | 0 | 0 | 0 | 0 | 0 | 0 | 0 | 0 | 0 | 0 | 0 | 0 | 0 | 0 |  | 0 | 0 | 0 | 0 | 0 | 0 | 0 | 0 | 0 | 0 | 0 | 0 | 0 | 0 | 0 | 0 | 0 | 0 | 0 | 0 | 0 | 0 | 0 | 0 | 0 | 0 | 0 | 0 | 0 | 0 | 0 | 0 | 0 | 0 | 0 | 0 | 0 | 0 | 0 | 0 | 0 | 0 | 0 | 0 | 0 | 0 | 0 | 0 | 0 | 0 | 0 | 0
PG&E GBA | North Dublin | 230 | 0 | 0 | 0 | 0 | 0 | 0 | 0 | 0 | 0 | 0 | 0 | 0 | 0 | 0 | 0 | 0 | 0 | 0 | 0 | 0 | 0 | 0 | 0 | 0 | 0 | 0 | 0 | 0 | 0 | 0 | 0 | 0 | 0 | 0 | 0 | 0 | 0 | 0 | 0 | 0 | 0 | 0 | 0 | 0 | 0 | 0 | 0 | 0 |  | 0 | 0 | 0 | 0 | 0 | 0 | 0 | 0 | 0 | 0 | 0 | 0 | 0 | 0 | 0 | 0 | 0 | 0 | 0 | 0 | 0 | 0 | 0 | 0 | 0 | 0 | 0 | 0 | 0 | 0 | 0 | 0 | 0 | 0 | 0 | 0 | 0 | 0 | 0 | 0 | 0 | 0 | 0 | 0 | 0 | 0 | 0 | 0 | 0 | 0 | 0 | 0
SDGE | North Gila | 500 | 0 | 0 | 0 | 0 | 0 | 0 | 0 | 0 | 0 | 0 | 0 | 0 | 0 | 0 | 0 | 0 | 0 | 0 | 0 | 0 | 0 | 0 | 0 | 0 | 0 | 0 | 0 | 0 | 0 | 0 | 0 | 0 | 0 | 0 | 0 | 0 | 0 | 0 | 0 | 0 | 0 | 0 | 0 | 0 | 0 | 0 | 0 | 0 |  | 0 | 0 | 0 | 0 | 0 | 0 | 0 | 0 | 0 | 0 | 0 | 0 | 0 | 0 | 0 | 0 | 0 | 0 | 0 | 0 | 0 | 0 | 0 | 0 | 0 | 0 | 0 | 0 | 0 | 0 | 0 | 0 | 0 | 0 | 0 | 0 | 0 | 0 | 0 | 0 | 0 | 0 | 0 | 0 | 0 | 0 | 0 | 0 | 0 | 0 | 0 | 0
SCE Metro | North of SONGS | 230 | 0 | 0 | 0 | 0 | 0 | 0 | 0 | 0 | 0 | 0 | 0 | 0 | 0 | 0 | 0 | 0 | 0 | 0 | 0 | 0 | 0 | 0 | 0 | 0 | 0 | 0 | 0 | 0 | 0 | 0 | 0 | 0 | 0 | 0 | 0 | 0 | 0 | 0 | 0 | 0 | 0 | 0 | 0 | 0 | 0 | 0 | 0 | 0 |  | 0 | 0 | 0 | 0 | 0 | 0 | 0 | 0 | 0 | 0 | 0 | 0 | 0 | 0 | 0 | 0 | 0 | 0 | 0 | 0 | 0 | 0 | 0 | 0 | 0 | 0 | 0 | 0 | 0 | 0 | 0 | 0 | 0 | 0 | 0 | 0 | 0 | 0 | 0 | 0 | 0 | 0 | 0 | 0 | 0 | 0 | 0 | 0 | 0 | 0 | 0 | 0
SCE Metro | North of SONGS | 500 | 0 | 0 | 0 | 0 | 0 | 0 | 0 | 0 | 0 | 0 | 0 | 0 | 0 | 0 | 0 | 0 | 0 | 0 | 0 | 0 | 0 | 0 | 0 | 0 | 0 | 0 | 0 | 0 | 0 | 0 | 0 | 0 | 0 | 0 | 0 | 0 | 0 | 0 | 0 | 0 | 0 | 0 | 0 | 0 | 0 | 0 | 0 | 0 |  | 0 | 0 | 0 | 0 | 0 | 0 | 0 | 0 | 0 | 0 | 0 | 0 | 0 | 0 | 0 | 0 | 0 | 0 | 0 | 0 | 0 | 0 | 0 | 0 | 0 | 0 | 0 | 0 | 0 | 0 | 0 | 0 | 0 | 0 | 0 | 0 | 0 | 0 | 0 | 0 | 0 | 0 | 0 | 0 | 0 | 0 | 0 | 0 | 0 | 0 | 0 | 0
PG&E NGBA | Notre Dame | 115 | 0 | 0 | 0 | 0 | 0 | 0 | 0 | 0 | 0 | 0 | 0 | 0 | 0 | 0 | 0 | 0 | 0 | 0 | 0 | 0 | 0 | 0 | 0 | 0 | 0 | 0 | 0 | 0 | 0 | 0 | 0 | 0 | 0 | 0 | 0 | 0 | 0 | 0 | 0 | 0 | 0 | 0 | 0 | 0 | 0 | 0 | 0 | 0 |  | 0 | 0 | 0 | 0 | 0 | 0 | 0 | 0 | 0 | 0 | 0 | 0 | 0 | 0 | 0 | 0 | 0 | 0 | 0 | 0 | 0 | 0 | 0 | 0 | 0 | 0 | 0 | 0 | 0 | 0 | 0 | 0 | 0 | 0 | 0 | 0 | 0 | 0 | 0 | 0 | 0 | 0 | 0 | 0 | 0 | 0 | 0 | 0 | 0 | 0 | 0 | 0
PG&E GBA | Oakland C | 115 | 0 | 0 | 0 | 0 | 0 | 0 | 0 | 0 | 0 | 0 | 0 | 0 | 0 | 0 | 0 | 0 | 0 | 0 | 0 | 0 | 0 | 0 | 0 | 0 | 75.6 | 0 | 0 | 0 | 0 | 0 | 0 | 0 | 0 | 0 | 0 | 0 | 75.6 | 0 | 0 | 0 | 0 | 0 | 0 | 0 | 0 | 0 | 0 | 0 |  | 0 | 0 | 0 | 0 | 0 | 0 | 0 | 0 | 0 | 0 | 0 | 0 | 75.6 | 0 | 0 | 0 | 0 | 0 | 0 | 0 | 0 | 0 | 0 | 0 | 75.6 | 0 | 0 | 0 | 0 | 0 | 0 | 0 | 0 | 0 | 0 | 0 | 0 | 0 | 0 | 0 | 0 | 0 | 0 | 0 | 0 | 0 | 0 | 0 | 0 | 0 | 0 | 0
PG&E GBA | Oakland J | 115 | 0 | 0 | 0 | 0 | 0 | 0 | 0 | 0 | 0 | 0 | 0 | 0 | 0 | 0 | 0 | 0 | 0 | 0 | 0 | 0 | 0 | 0 | 0 | 0 | 50 | 50 | 0 | 0 | 0 | 0 | 0 | 0 | 0 | 0 | 0 | 0 | 50 | 50 | 0 | 0 | 0 | 0 | 0 | 0 | 0 | 0 | 0 | 0 |  | 0 | 0 | 0 | 0 | 0 | 0 | 0 | 0 | 0 | 0 | 0 | 0 | 50 | 50 | 0 | 0 | 0 | 0 | 0 | 0 | 0 | 0 | 0 | 0 | 50 | 50 | 0 | 0 | 0 | 0 | 0 | 0 | 0 | 0 | 0 | 0 | 0 | 0 | 0 | 0 | 0 | 0 | 0 | 0 | 0 | 0 | 0 | 0 | 0 | 0 | 0 | 0
PG&E GBA | Oakland L | 115 | 0 | 0 | 0 | 0 | 0 | 0 | 0 | 0 | 0 | 0 | 0 | 0 | 0 | 0 | 0 | 0 | 0 | 0 | 0 | 0 | 0 | 0 | 0 | 0 | 0 | 0 | 0 | 0 | 0 | 0 | 0 | 0 | 0 | 0 | 0 | 0 | 0 | 0 | 0 | 0 | 0 | 0 | 0 | 0 | 0 | 0 | 0 | 0 |  | 0 | 0 | 0 | 0 | 0 | 0 | 0 | 0 | 0 | 0 | 0 | 0 | 0 | 0 | 0 | 0 | 0 | 0 | 0 | 0 | 0 | 0 | 0 | 0 | 0 | 0 | 0 | 0 | 0 | 0 | 0 | 0 | 0 | 0 | 0 | 0 | 0 | 0 | 0 | 0 | 0 | 0 | 0 | 0 | 0 | 0 | 0 | 0 | 0 | 0 | 0 | 0
PG&E GBA | Oakland X | 115 | 0 | 0 | 0 | 0 | 0 | 0 | 0 | 0 | 0 | 0 | 0 | 0 | 0 | 0 | 0 | 0 | 0 | 0 | 0 | 0 | 0 | 0 | 0 | 0 | 0 | 0 | 0 | 0 | 0 | 0 | 0 | 0 | 0 | 0 | 0 | 0 | 0 | 0 | 0 | 0 | 0 | 0 | 0 | 0 | 0 | 0 | 0 | 0 |  | 0 | 0 | 0 | 0 | 0 | 0 | 0 | 0 | 0 | 0 | 0 | 0 | 0 | 0 | 0 | 0 | 0 | 0 | 0 | 0 | 0 | 0 | 0 | 0 | 0 | 0 | 0 | 0 | 0 | 0 | 0 | 0 | 0 | 0 | 0 | 0 | 0 | 0 | 0 | 0 | 0 | 0 | 0 | 0 | 0 | 0 | 0 | 0 | 0 | 0 | 0 | 0
SDGE | Ocean Ranch | 69 | 0 | 0 | 0 | 0 | 0 | 0 | 0 | 0 | 0 | 0 | 0 | 0 | 0 | 0 | 0 | 0 | 0 | 0 | 0 | 0 | 0 | 0 | 0 | 0 | 105 | 0 | 0 | 0 | 0 | 0 | 0 | 0 | 0 | 0 | 0 | 0 | 105 | 0 | 0 | 0 | 0 | 0 | 0 | 0 | 0 | 0 | 0 | 0 |  | 0 | 0 | 0 | 0 | 0 | 0 | 0 | 0 | 0 | 0 | 0 | 0 | 105 | 0 | 0 | 0 | 0 | 0 | 0 | 0 | 0 | 0 | 0 | 0 | 105 | 0 | 0 | 0 | 0 | 0 | 0 | 0 | 0 | 0 | 0 | 0 | 0 | 0 | 0 | 0 | 0 | 0 | 0 | 0 | 0 | 0 | 0 | 0 | 0 | 0 | 0 | 0
PG&E KERN | Oceano | 115 | 0 | 0 | 0 | 0 | 0 | 0 | 0 | 0 | 0 | 0 | 0 | 0 | 0 | 0 | 0 | 0 | 0 | 0 | 0 | 0 | 0 | 0 | 0 | 0 | 0 | 0 | 0 | 0 | 0 | 0 | 0 | 0 | 0 | 0 | 0 | 0 | 0 | 0 | 0 | 0 | 0 | 0 | 0 | 0 | 0 | 0 | 0 | 0 |  | 0 | 0 | 0 | 0 | 0 | 0 | 0 | 0 | 0 | 0 | 0 | 0 | 0 | 0 | 0 | 0 | 0 | 0 | 0 | 0 | 0 | 0 | 0 | 0 | 0 | 0 | 0 | 0 | 0 | 0 | 0 | 0 | 0 | 0 | 0 | 0 | 0 | 0 | 0 | 0 | 0 | 0 | 0 | 0 | 0 | 0 | 0 | 0 | 0 | 0 | 0 | 0
SDGE | Ocotillo Express | 500 | 0 | 0 | 0 | 0 | 0 | 0 | 0 | 0 | 0 | 0 | 0 | 0 | 0 | 0 | 0 | 0 | 0 | 0 | 0 | 0 | 0 | 0 | 0 | 0 | 0 | 0 | 0 | 0 | 0 | 0 | 0 | 0 | 0 | 0 | 0 | 0 | 0 | 0 | 0 | 0 | 0 | 0 | 0 | 0 | 0 | 0 | 0 | 0 |  | 0 | 0 | 0 | 0 | 0 | 0 | 0 | 0 | 0 | 0 | 0 | 0 | 0 | 0 | 0 | 0 | 0 | 0 | 0 | 0 | 0 | 0 | 0 | 0 | 0 | 0 | 0 | 0 | 0 | 0 | 0 | 0 | 0 | 0 | 0 | 0 | 0 | 0 | 0 | 0 | 0 | 0 | 0 | 0 | 0 | 0 | 0 | 0 | 0 | 0 | 0 | 0
PG&E KERN | Old River | 70 | 0 | 0 | 0 | 0 | 0 | 0 | 0 | 0 | 0 | 0 | 0 | 0 | 0 | 0 | 0 | 0 | 0 | 0 | 0 | 0 | 0 | 0 | 0 | 0 | 0 | 0 | 0 | 0 | 0 | 0 | 0 | 0 | 0 | 0 | 0 | 0 | 0 | 0 | 0 | 0 | 0 | 0 | 0 | 0 | 0 | 0 | 0 | 0 |  | 0 | 0 | 0 | 0 | 0 | 0 | 0 | 0 | 0 | 0 | 0 | 0 | 0 | 0 | 0 | 0 | 0 | 0 | 0 | 0 | 0 | 0 | 0 | 0 | 0 | 0 | 0 | 0 | 0 | 0 | 0 | 0 | 0 | 0 | 0 | 0 | 0 | 0 | 0 | 0 | 0 | 0 | 0 | 0 | 0 | 0 | 0 | 0 | 0 | 0 | 0 | 0
SDGE | Old Town | 230 | 0 | 0 | 0 | 0 | 0 | 0 | 0 | 0 | 0 | 0 | 0 | 0 | 0 | 0 | 0 | 0 | 0 | 0 | 0 | 0 | 0 | 0 | 0 | 0 | 0 | 0 | 0 | 0 | 0 | 0 | 0 | 0 | 0 | 0 | 0 | 0 | 0 | 0 | 0 | 0 | 0 | 0 | 0 | 0 | 0 | 0 | 0 | 0 |  | 0 | 0 | 0 | 0 | 0 | 0 | 0 | 0 | 0 | 0 | 0 | 0 | 0 | 0 | 0 | 0 | 0 | 0 | 0 | 0 | 0 | 0 | 0 | 0 | 0 | 0 | 0 | 0 | 0 | 0 | 0 | 0 | 0 | 0 | 0 | 0 | 0 | 0 | 0 | 0 | 0 | 0 | 0 | 0 | 0 | 0 | 0 | 0 | 0 | 0 | 0 | 0
SCE Metro | Olinda | 230 | 0 | 0 | 0 | 0 | 0 | 0 | 0 | 0 | 0 | 0 | 0 | 0 | 0 | 0 | 0 | 0 | 0 | 0 | 0 | 0 | 0 | 0 | 0 | 0 | 0 | 0 | 0 | 0 | 0 | 0 | 0 | 0 | 0 | 0 | 0 | 0 | 0 | 0 | 0 | 0 | 0 | 0 | 0 | 0 | 0 | 0 | 0 | 0 |  | 0 | 0 | 0 | 0 | 0 | 0 | 0 | 0 | 0 | 0 | 0 | 0 | 0 | 0 | 0 | 0 | 0 | 0 | 0 | 0 | 0 | 0 | 0 | 0 | 0 | 0 | 0 | 0 | 0 | 0 | 0 | 0 | 0 | 0 | 0 | 0 | 0 | 0 | 0 | 0 | 0 | 0 | 0 | 0 | 0 | 0 | 0 | 0 | 0 | 0 | 0 | 0
PG&E FRESNO | Olive | 115 | 0 | 0 | 0 | 0 | 0 | 0 | 0 | 0 | 0 | 0 | 0 | 0 | 0 | 0 | 0 | 0 | 0 | 0 | 0 | 0 | 0 | 0 | 0 | 0 | 0 | 0 | 0 | 0 | 0 | 0 | 0 | 0 | 0 | 0 | 0 | 0 | 0 | 0 | 0 | 0 | 0 | 0 | 0 | 0 | 0 | 0 | 0 | 0 |  | 0 | 0 | 0 | 0 | 0 | 0 | 0 | 0 | 0 | 0 | 0 | 0 | 0 | 0 | 0 | 0 | 0 | 0 | 0 | 0 | 0 | 0 | 0 | 0 | 0 | 0 | 0 | 0 | 0 | 0 | 0 | 0 | 0 | 0 | 0 | 0 | 0 | 0 | 0 | 0 | 0 | 0 | 0 | 0 | 0 | 0 | 0 | 0 | 0 | 0 | 0 | 0
PG&E NGBA | Olivehurst | 115 | 0 | 0 | 0 | 0 | 0 | 0 | 0 | 0 | 0 | 0 | 0 | 0 | 0 | 0 | 0 | 0 | 0 | 0 | 0 | 0 | 0 | 0 | 0 | 0 | 0 | 0 | 0 | 0 | 0 | 0 | 0 | 0 | 0 | 0 | 0 | 0 | 0 | 0 | 0 | 0 | 0 | 0 | 0 | 0 | 0 | 0 | 0 | 0 |  | 0 | 0 | 0 | 0 | 0 | 0 | 0 | 0 | 0 | 0 | 0 | 0 | 0 | 0 | 0 | 0 | 0 | 0 | 0 | 0 | 0 | 0 | 0 | 0 | 0 | 0 | 0 | 0 | 0 | 0 | 0 | 0 | 0 | 0 | 0 | 0 | 0 | 0 | 0 | 0 | 0 | 0 | 0 | 0 | 0 | 0 | 0 | 0 | 0 | 0 | 0 | 0
PG&E NGBA | Oregon Trail | 60 | 0 | 0 | 0 | 0 | 0 | 0 | 0 | 0 | 0 | 0 | 0 | 0 | 0 | 0 | 0 | 0 | 0 | 0 | 0 | 0 | 0 | 0 | 0 | 0 | 0 | 0 | 0 | 0 | 0 | 0 | 0 | 0 | 0 | 0 | 0 | 0 | 0 | 0 | 0 | 0 | 0 | 0 | 0 | 0 | 0 | 0 | 0 | 0 |  | 0 | 0 | 0 | 0 | 0 | 0 | 0 | 0 | 0 | 0 | 0 | 0 | 0 | 0 | 0 | 0 | 0 | 0 | 0 | 0 | 0 | 0 | 0 | 0 | 0 | 0 | 0 | 0 | 0 | 0 | 0 | 0 | 0 | 0 | 0 | 0 | 0 | 0 | 0 | 0 | 0 | 0 | 0 | 0 | 0 | 0 | 0 | 0 | 0 | 0 | 0 | 0
SCE Northern | Ormond Beach | 230 | 0 | 0 | 0 | 0 | 0 | 0 | 0 | 0 | 0 | 0 | 0 | 0 | 0 | 0 | 0 | 0 | 0 | 0 | 0 | 0 | 0 | 0 | 0 | 0 | 0 | 0 | 0 | 0 | 0 | 0 | 0 | 0 | 0 | 0 | 0 | 0 | 0 | 0 | 0 | 0 | 0 | 0 | 0 | 0 | 0 | 0 | 0 | 0 |  | 0 | 0 | 0 | 0 | 0 | 0 | 0 | 0 | 0 | 0 | 0 | 0 | 0 | 0 | 0 | 0 | 0 | 0 | 0 | 0 | 0 | 0 | 0 | 0 | 0 | 0 | 0 | 0 | 0 | 0 | 0 | 0 | 0 | 0 | 0 | 0 | 0 | 0 | 0 | 0 | 0 | 0 | 0 | 0 | 0 | 0 | 0 | 0 | 0 | 0 | 0 | 0
PG&E FRESNO | Oro Loma | 115 | 0 | 0 | 0 | 0 | 0 | 0 | 0 | 0 | 0 | 0 | 0 | 0 | 0 | 0 | 0 | 0 | 0 | 0 | 0 | 0 | 0 | 0 | 0 | 0 | 0 | 0 | 0 | 0 | 0 | 0 | 0 | 0 | 0 | 0 | 0 | 0 | 0 | 0 | 0 | 0 | 0 | 0 | 0 | 0 | 0 | 0 | 0 | 0 |  | 0 | 0 | 0 | 0 | 0 | 0 | 0 | 0 | 0 | 0 | 0 | 0 | 0 | 0 | 0 | 0 | 0 | 0 | 0 | 0 | 0 | 0 | 0 | 0 | 0 | 0 | 0 | 0 | 0 | 0 | 0 | 0 | 0 | 0 | 0 | 0 | 102.7 | 0 | 102.7 | 0 | 0 | 0 | 0 | 102.7 | 102.7 | 0 | 102.7 | 0 | 0 | 0 | 0 | 0
PG&E FRESNO | Oro Loma | 70 | 0 | 0 | 0 | 0 | 0 | 0 | 0 | 0 | 0 | 0 | 0 | 0 | 0 | 0 | 0 | 0 | 0 | 0 | 0 | 0 | 0 | 0 | 0 | 0 | 0 | 0 | 0 | 0 | 0 | 0 | 0 | 0 | 0 | 0 | 0 | 0 | 0 | 0 | 0 | 0 | 0 | 0 | 0 | 0 | 0 | 0 | 0 | 0 |  | 0 | 0 | 0 | 0 | 0 | 0 | 0 | 0 | 0 | 0 | 0 | 0 | 0 | 0 | 0 | 0 | 0 | 0 | 0 | 0 | 0 | 0 | 0 | 0 | 0 | 0 | 0 | 0 | 0 | 0 | 0 | 0 | 0 | 0 | 0 | 0 | 103.226 | 0 | 103.226 | 0 | 0 | 0 | 0 | 103.226 | 0 | 0 | 0 | 0 | 0 | 0 | 0 | 0
PG&E FRESNO | Orosi | 70 | 0 | 0 | 0 | 0 | 0 | 0 | 0 | 0 | 0 | 0 | 0 | 0 | 0 | 0 | 0 | 0 | 0 | 0 | 0 | 0 | 0 | 0 | 0 | 0 | 0 | 0 | 0 | 0 | 0 | 0 | 0 | 0 | 0 | 0 | 0 | 0 | 0 | 0 | 0 | 0 | 0 | 0 | 0 | 0 | 0 | 0 | 0 | 0 |  | 0 | 0 | 0 | 0 | 0 | 0 | 0 | 0 | 0 | 0 | 0 | 0 | 0 | 0 | 0 | 0 | 0 | 0 | 0 | 0 | 0 | 0 | 0 | 0 | 0 | 0 | 0 | 0 | 0 | 0 | 0 | 0 | 0 | 0 | 0 | 0 | 0 | 0 | 0 | 0 | 0 | 0 | 0 | 0 | 0 | 0 | 0 | 0 | 0 | 0 | 0 | 0
SDGE | Otay | 69 | 0 | 0 | 0 | 0 | 0 | 0 | 0 | 0 | 0 | 0 | 0 | 0 | 0 | 0 | 0 | 0 | 0 | 0 | 0 | 0 | 0 | 0 | 0 | 0 | 0 | 0 | 0 | 0 | 0 | 0 | 0 | 0 | 0 | 0 | 0 | 0 | 0 | 0 | 0 | 0 | 0 | 0 | 0 | 0 | 0 | 0 | 0 | 0 |  | 0 | 0 | 0 | 0 | 0 | 0 | 0 | 0 | 0 | 0 | 0 | 0 | 0 | 0 | 0 | 0 | 0 | 0 | 0 | 0 | 0 | 0 | 0 | 0 | 0 | 0 | 0 | 0 | 0 | 0 | 0 | 0 | 0 | 0 | 0 | 0 | 0 | 0 | 0 | 0 | 0 | 0 | 0 | 0 | 0 | 0 | 0 | 0 | 0 | 0 | 0 | 0
SDGE | Otay Mesa | 230 | 0 | 0 | 0 | 0 | 0 | 0 | 0 | 0 | 0 | 0 | 0 | 0 | 312.96 | 0 | 0 | 0 | 0 | 0 | 0 | 0 | 0 | 0 | 0 | 0 | 882.21 | 0 | 0 | 0 | 0 | 0 | 0 | 0 | 0 | 0 | 0 | 0 | 882.21 | 0 | 0 | 0 | 0 | 0 | 0 | 0 | 0 | 0 | 0 | 0 |  | 312.96 | 0 | 0 | 0 | 0 | 0 | 0 | 0 | 0 | 0 | 0 | 0 | 312.96 | 0 | 0 | 0 | 0 | 0 | 0 | 0 | 0 | 0 | 0 | 0 | 312.96 | 0 | 0 | 0 | 0 | 0 | 0 | 0 | 0 | 0 | 0 | 0 | 0 | 0 | 0 | 0 | 0 | 0 | 0 | 0 | 0 | 0 | 0 | 0 | 0 | 0 | 0 | 0
PG&E FRESNO | Padre Flats SW STA | 230 | 0 | 0 | 0 | 0 | 0 | 0 | 0 | 0 | 0 | 0 | 0 | 0 | 0 | 0 | 0 | 0 | 0 | 0 | 0 | 0 | 0 | 0 | 0 | 0 | 0 | 0 | 0 | 0 | 0 | 0 | 0 | 0 | 0 | 0 | 0 | 0 | 0 | 0 | 0 | 0 | 0 | 0 | 0 | 0 | 0 | 0 | 0 | 0 |  | 0 | 0 | 0 | 0 | 0 | 0 | 0 | 0 | 0 | 0 | 0 | 0 | 0 | 0 | 0 | 0 | 0 | 0 | 0 | 0 | 0 | 0 | 0 | 0 | 0 | 0 | 0 | 0 | 0 | 0 | 0 | 0 | 0 | 0 | 0 | 0 | 0 | 0 | 0 | 0 | 0 | 0 | 0 | 0 | 0 | 0 | 0 | 0 | 0 | 0 | 0 | 0
EOP | Pahrump | 138 | 0 | 0 | 0 | 0 | 0 | 0 | 0 | 0 | 0 | 0 | 0 | 0 | 0 | 0 | 0 | 0 | 0 | 0 | 0 | 0 | 0 | 0 | 0 | 0 | 0 | 0 | 0 | 0 | 0 | 0 | 0 | 0 | 0 | 0 | 0 | 0 | 0 | 0 | 0 | 0 | 0 | 0 | 0 | 0 | 0 | 0 | 0 | 0 |  | 0 | 0 | 0 | 0 | 0 | 0 | 0 | 0 | 0 | 0 | 0 | 0 | 0 | 0 | 0 | 0 | 0 | 0 | 0 | 0 | 0 | 0 | 0 | 0 | 0 | 0 | 0 | 0 | 0 | 0 | 0 | 0 | 0 | 0 | 0 | 0 | 0 | 0 | 0 | 0 | 0 | 0 | 0 | 0 | 0 | 0 | 0 | 0 | 0 | 0 | 0 | 0
EOP | Pahrump | 230 | 0 | 0 | 0 | 0 | 0 | 0 | 0 | 0 | 0 | 0 | 0 | 0 | 0 | 0 | 0 | 0 | 0 | 0 | 0 | 0 | 0 | 0 | 0 | 0 | 0 | 0 | 0 | 0 | 0 | 0 | 0 | 0 | 0 | 0 | 0 | 0 | 0 | 0 | 0 | 0 | 0 | 0 | 0 | 0 | 0 | 0 | 0 | 0 |  | 0 | 0 | 0 | 0 | 0 | 0 | 0 | 0 | 0 | 0 | 0 | 0 | 0 | 0 | 0 | 0 | 0 | 0 | 0 | 0 | 0 | 0 | 0 | 0 | 0 | 0 | 0 | 0 | 0 | 0 | 0 | 0 | 0 | 0 | 0 | 0 | 0 | 0 | 0 | 0 | 0 | 0 | 0 | 0 | 0 | 0 | 0 | 0 | 0 | 0 | 0 | 0
SDGE | Pala | 69 | 0 | 0 | 0 | 0 | 0 | 0 | 0 | 0 | 0 | 0 | 0 | 0 | 0 | 0 | 0 | 0 | 0 | 0 | 0 | 0 | 0 | 0 | 0 | 0 | 0 | 0 | 0 | 0 | 0 | 0 | 0 | 0 | 0 | 0 | 0 | 0 | 0 | 0 | 0 | 0 | 0 | 0 | 0 | 0 | 0 | 0 | 0 | 0 |  | 0 | 0 | 0 | 0 | 0 | 0 | 0 | 0 | 0 | 0 | 0 | 0 | 0 | 0 | 0 | 0 | 0 | 0 | 0 | 0 | 0 | 0 | 0 | 0 | 0 | 0 | 0 | 0 | 0 | 0 | 0 | 0 | 0 | 0 | 0 | 0 | 0 | 0 | 0 | 0 | 0 | 0 | 0 | 0 | 0 | 0 | 0 | 0 | 0 | 0 | 0 | 0
PG&E NGBA | Palermo | 115 | 0 | 0 | 0 | 0 | 0 | 0 | 0 | 0 | 0 | 0 | 0 | 0 | 0 | 0 | 0 | 0 | 0 | 0 | 0 | 0 | 0 | 0 | 0 | 0 | 0 | 0 | 0 | 0 | 0 | 0 | 0 | 0 | 0 | 0 | 0 | 0 | 0 | 0 | 0 | 0 | 0 | 0 | 0 | 0 | 0 | 0 | 0 | 0 |  | 0 | 0 | 0 | 0 | 0 | 0 | 0 | 0 | 0 | 0 | 0 | 0 | 0 | 0 | 0 | 0 | 0 | 0 | 0 | 0 | 0 | 0 | 0 | 0 | 0 | 0 | 0 | 0 | 0 | 0 | 0 | 0 | 0 | 0 | 0 | 0 | 0 | 0 | 0 | 0 | 0 | 0 | 0 | 0 | 0 | 0 | 0 | 0 | 0 | 0 | 0 | 0
PG&E NGBA | Palermo | 230 | 0 | 0 | 0 | 0 | 0 | 0 | 0 | 0 | 0 | 0 | 0 | 0 | 0 | 0 | 0 | 0 | 0 | 0 | 0 | 0 | 0 | 0 | 0 | 0 | 0 | 0 | 0 | 0 | 0 | 0 | 0 | 0 | 0 | 0 | 0 | 0 | 0 | 0 | 0 | 0 | 0 | 0 | 0 | 0 | 0 | 0 | 0 | 0 |  | 0 | 0 | 0 | 0 | 0 | 0 | 0 | 0 | 0 | 0 | 0 | 0 | 0 | 0 | 0 | 0 | 0 | 0 | 0 | 0 | 0 | 0 | 0 | 0 | 0 | 0 | 0 | 0 | 0 | 0 | 0 | 0 | 0 | 0 | 0 | 0 | 0 | 0 | 0 | 0 | 0 | 0 | 0 | 0 | 0 | 0 | 0 | 0 | 0 | 0 | 0 | 0
SCE Eastern | Palo Verde | 500 | 0 | 0 | 0 | 0 | 0 | 0 | 0 | 0 | 0 | 0 | 0 | 0 | 0 | 0 | 0 | 0 | 0 | 0 | 0 | 0 | 0 | 0 | 0 | 0 | 0 | 0 | 0 | 0 | 0 | 0 | 0 | 0 | 0 | 0 | 0 | 0 | 0 | 0 | 0 | 0 | 0 | 0 | 0 | 0 | 0 | 0 | 0 | 0 |  | 0 | 0 | 0 | 0 | 0 | 0 | 0 | 0 | 0 | 0 | 0 | 0 | 0 | 0 | 0 | 0 | 0 | 0 | 0 | 0 | 0 | 0 | 0 | 0 | 0 | 0 | 0 | 0 | 0 | 0 | 0 | 0 | 0 | 0 | 0 | 0 | 0 | 0 | 0 | 0 | 0 | 0 | 0 | 0 | 0 | 0 | 0 | 0 | 0 | 0 | 0 | 0
SDGE | Palomar Energy | 230 | 0 | 0 | 0 | 0 | 0 | 0 | 0 | 0 | 0 | 0 | 0 | 0 | 0 | 0 | 0 | 0 | 0 | 0 | 0 | 0 | 0 | 0 | 0 | 0 | 0 | 0 | 0 | 0 | 0 | 0 | 0 | 0 | 0 | 0 | 0 | 0 | 0 | 0 | 0 | 0 | 0 | 0 | 0 | 0 | 0 | 0 | 0 | 0 |  | 0 | 0 | 0 | 0 | 0 | 0 | 0 | 0 | 0 | 0 | 0 | 0 | 0 | 0 | 0 | 0 | 0 | 0 | 0 | 0 | 0 | 0 | 0 | 0 | 0 | 0 | 0 | 0 | 0 | 0 | 0 | 0 | 0 | 0 | 0 | 0 | 0 | 0 | 0 | 0 | 0 | 0 | 0 | 0 | 0 | 0 | 0 | 0 | 0 | 0 | 0 | 0
PG&E KERN | Panama | 70 | 0 | 0 | 0 | 0 | 0 | 0 | 0 | 0 | 0 | 0 | 0 | 0 | 0 | 0 | 0 | 0 | 0 | 0 | 0 | 0 | 0 | 0 | 0 | 0 | 0 | 0 | 0 | 0 | 0 | 0 | 0 | 0 | 0 | 0 | 0 | 0 | 0 | 0 | 0 | 0 | 0 | 0 | 0 | 0 | 0 | 0 | 0 | 0 |  | 0 | 0 | 0 | 0 | 0 | 0 | 0 | 0 | 0 | 0 | 0 | 0 | 0 | 0 | 0 | 0 | 0 | 0 | 0 | 0 | 0 | 0 | 0 | 0 | 0 | 0 | 0 | 0 | 0 | 0 | 0 | 0 | 0 | 0 | 0 | 0 | 0 | 0 | 0 | 0 | 0 | 0 | 0 | 0 | 0 | 0 | 0 | 0 | 0 | 0 | 0 | 0
PG&E FRESNO | Panoche | 115 | 0 | 0 | 0 | 0 | 0 | 0 | 0 | 0 | 0 | 0 | 0 | 0 | 119.9 | 119.9 | 0 | 0 | 0 | 0 | 0 | 0 | 0 | 0 | 0 | 0 | 124.9 | 119.9 | 0 | 0 | 0 | 0 | 0 | 0 | 0 | 0 | 0 | 0 | 124.9 | 119.9 | 0 | 0 | 0 | 0 | 0 | 0 | 0 | 0 | 0 | 0 |  | 119.9 | 119.9 | 0 | 0 | 0 | 0 | 0 | 0 | 0 | 0 | 0 | 0 | 124.9 | 119.9 | 0 | 0 | 0 | 0 | 0 | 0 | 0 | 0 | 0 | 0 | 124.9 | 119.9 | 0 | 0 | 0 | 0 | 0 | 0 | 0 | 0 | 0 | 0 | 0 | 0 | 0 | 0 | 0 | 0 | 0 | 0 | 0 | 0 | 0 | 0 | 0 | 0 | 0 | 0
PG&E FRESNO | Panoche | 230 | 0 | 0 | 0 | 0 | 0 | 0 | 0 | 0 | 0 | 0 | 0 | 0 | 0 | 0 | 0 | 0 | 0 | 0 | 0 | 0 | 0 | 0 | 0 | 0 | 0 | 0 | 0 | 0 | 0 | 0 | 0 | 0 | 0 | 0 | 0 | 0 | 0 | 0 | 0 | 0 | 0 | 0 | 0 | 0 | 0 | 0 | 0 | 0 |  | 0 | 0 | 0 | 0 | 0 | 0 | 0 | 0 | 0 | 0 | 0 | 0 | 0 | 0 | 0 | 0 | 0 | 0 | 0 | 0 | 0 | 0 | 0 | 0 | 0 | 0 | 0 | 0 | 0 | 0 | 0 | 0 | 0 | 0 | 0 | 0 | 0 | 0 | 0 | 0 | 0 | 0 | 0 | 0 | 0 | 0 | 0 | 0 | 0 | 0 | 0 | 0
SCE Northern | Pardee | 230 | 0 | 0 | 0 | 0 | 0 | 0 | 0 | 0 | 0 | 0 | 0 | 0 | 0 | 0 | 0 | 0 | 0 | 0 | 0 | 0 | 0 | 0 | 0 | 0 | 0 | 0 | 0 | 0 | 0 | 0 | 0 | 0 | 0 | 0 | 0 | 0 | 0 | 0 | 0 | 0 | 0 | 0 | 0 | 0 | 0 | 0 | 0 | 0 |  | 0 | 0 | 0 | 0 | 0 | 0 | 0 | 0 | 0 | 0 | 0 | 0 | 0 | 0 | 0 | 0 | 0 | 0 | 0 | 0 | 0 | 0 | 0 | 0 | 0 | 0 | 0 | 0 | 0 | 0 | 0 | 0 | 0 | 0 | 0 | 0 | 0 | 0 | 0 | 0 | 0 | 0 | 0 | 0 | 0 | 0 | 0 | 0 | 0 | 0 | 0 | 0
PG&E NGBA | Parkway | 230 | 0 | 0 | 0 | 0 | 0 | 0 | 0 | 0 | 0 | 0 | 0 | 0 | 0 | 0 | 0 | 0 | 0 | 0 | 0 | 0 | 0 | 0 | 0 | 0 | 0 | 0 | 0 | 0 | 0 | 0 | 0 | 0 | 0 | 0 | 0 | 0 | 0 | 0 | 0 | 0 | 0 | 0 | 0 | 0 | 0 | 0 | 0 | 0 |  | 0 | 0 | 0 | 0 | 0 | 0 | 0 | 0 | 0 | 0 | 0 | 0 | 0 | 0 | 0 | 0 | 0 | 0 | 0 | 0 | 0 | 0 | 0 | 0 | 0 | 0 | 0 | 0 | 0 | 0 | 0 | 0 | 0 | 0 | 0 | 0 | 0 | 0 | 0 | 0 | 0 | 0 | 0 | 0 | 0 | 0 | 0 | 0 | 0 | 0 | 0 | 0
SCE Northern | Pastoria | 230 | 0 | 0 | 0 | 0 | 1.875 | 0 | 0 | 0 | 0 | 0 | 0 | 0 | 0 | 0 | 0 | 0 | 1.875 | 0 | 0 | 0 | 0 | 0 | 0 | 0 | 0 | 0 | 0 | 0 | 1.875 | 0 | 0 | 0 | 0 | 0 | 0 | 0 | 0 | 0 | 0 | 0 | 1.875 | 0 | 0 | 0 | 0 | 0 | 0 | 0 |  | 0 | 0 | 0 | 0 | 1.875 | 0 | 0 | 0 | 0 | 0 | 0 | 0 | 0 | 0 | 0 | 0 | 1.875 | 0 | 0 | 0 | 0 | 0 | 0 | 0 | 0 | 0 | 0 | 0 | 1.875 | 0 | 0 | 0 | 0 | 0 | 0 | 0 | 0 | 0 | 0 | 0 | 0 | 0 | 0 | 0 | 0 | 0 | 0 | 0 | 0 | 0 | 0 | 0
SCE Metro | Pauda | 230 | 0 | 0 | 0 | 0 | 0 | 0 | 0 | 0 | 0 | 0 | 0 | 0 | 0 | 0 | 0 | 0 | 0 | 0 | 0 | 0 | 0 | 0 | 0 | 0 | 0 | 0 | 0 | 0 | 0 | 0 | 0 | 0 | 0 | 0 | 0 | 0 | 0 | 0 | 0 | 0 | 0 | 0 | 0 | 0 | 0 | 0 | 0 | 0 |  | 0 | 0 | 0 | 0 | 0 | 0 | 0 | 0 | 0 | 0 | 0 | 0 | 0 | 0 | 0 | 0 | 0 | 0 | 0 | 0 | 0 | 0 | 0 | 0 | 0 | 0 | 0 | 0 | 0 | 0 | 0 | 0 | 0 | 0 | 0 | 0 | 0 | 0 | 0 | 0 | 0 | 0 | 0 | 0 | 0 | 0 | 0 | 0 | 0 | 0 | 0 | 0
PG&E GBA | Paul Sweet | 115 | 0 | 0 | 0 | 0 | 0 | 0 | 0 | 0 | 0 | 0 | 0 | 0 | 0 | 0 | 0 | 0 | 0 | 0 | 0 | 0 | 0 | 0 | 0 | 0 | 0 | 0 | 0 | 0 | 0 | 0 | 0 | 0 | 0 | 0 | 0 | 0 | 0 | 0 | 0 | 0 | 0 | 0 | 0 | 0 | 0 | 0 | 0 | 0 |  | 0 | 0 | 0 | 0 | 0 | 0 | 0 | 0 | 0 | 0 | 0 | 0 | 0 | 0 | 0 | 0 | 0 | 0 | 0 | 0 | 0 | 0 | 0 | 0 | 0 | 0 | 0 | 0 | 0 | 0 | 0 | 0 | 0 | 0 | 0 | 0 | 0 | 0 | 0 | 0 | 0 | 0 | 0 | 0 | 0 | 0 | 0 | 0 | 0 | 0 | 0 | 0
PG&E NGBA | Peabody | 230 | 0 | 0 | 0 | 0 | 0 | 0 | 0 | 0 | 0 | 0 | 0 | 0 | 0 | 0 | 0 | 0 | 0 | 0 | 0 | 0 | 0 | 0 | 0 | 0 | 0 | 0 | 0 | 0 | 0 | 0 | 0 | 0 | 0 | 0 | 0 | 0 | 0 | 0 | 0 | 0 | 0 | 0 | 0 | 0 | 0 | 0 | 0 | 0 |  | 0 | 0 | 0 | 0 | 0 | 0 | 0 | 0 | 0 | 0 | 0 | 0 | 0 | 0 | 0 | 0 | 0 | 0 | 0 | 0 | 0 | 0 | 0 | 0 | 0 | 0 | 0 | 0 | 0 | 0 | 0 | 0 | 0 | 0 | 0 | 0 | 0 | 0 | 0 | 0 | 0 | 0 | 0 | 0 | 0 | 0 | 0 | 0 | 0 | 0 | 0 | 0
PG&E NGBA | Pease | 115 | 0 | 0 | 0 | 0 | 0 | 0 | 0 | 0 | 0 | 0 | 0 | 0 | 0 | 0 | 0 | 0 | 0 | 0 | 0 | 0 | 0 | 0 | 0 | 0 | 0 | 0 | 0 | 0 | 0 | 0 | 0 | 0 | 0 | 0 | 0 | 0 | 0 | 0 | 0 | 0 | 0 | 0 | 0 | 0 | 0 | 0 | 0 | 0 |  | 0 | 0 | 0 | 0 | 0 | 0 | 0 | 0 | 0 | 0 | 0 | 0 | 0 | 0 | 0 | 0 | 0 | 0 | 0 | 0 | 0 | 0 | 0 | 0 | 0 | 0 | 0 | 0 | 0 | 0 | 0 | 0 | 0 | 0 | 0 | 0 | 0 | 0 | 0 | 0 | 0 | 0 | 0 | 0 | 0 | 0 | 0 | 0 | 0 | 0 | 0 | 0
PG&E NGBA | Pease | 60 | 0 | 0 | 0 | 0 | 0 | 0 | 0 | 0 | 0 | 0 | 0 | 0 | 0 | 0 | 0 | 0 | 0 | 0 | 0 | 0 | 0 | 0 | 0 | 0 | 50.5 | 0 | 0 | 0 | 0 | 0 | 0 | 0 | 0 | 0 | 0 | 0 | 50.5 | 0 | 0 | 0 | 0 | 0 | 0 | 0 | 0 | 0 | 0 | 0 |  | 0 | 0 | 0 | 0 | 0 | 0 | 0 | 0 | 0 | 0 | 0 | 0 | 50.5 | 0 | 0 | 0 | 0 | 0 | 0 | 0 | 0 | 0 | 0 | 0 | 50.5 | 0 | 0 | 0 | 0 | 0 | 0 | 0 | 0 | 0 | 0 | 0 | 0 | 0 | 0 | 0 | 0 | 0 | 0 | 0 | 0 | 0 | 0 | 0 | 0 | 0 | 0 | 0
SDGE | Penasquitos | 138 | 0 | 0 | 0 | 0 | 0 | 0 | 0 | 0 | 0 | 0 | 0 | 0 | 0 | 0 | 0 | 0 | 0 | 0 | 0 | 0 | 0 | 0 | 0 | 0 | 0 | 0 | 0 | 0 | 0 | 0 | 0 | 0 | 0 | 0 | 0 | 0 | 0 | 0 | 0 | 0 | 0 | 0 | 0 | 0 | 0 | 0 | 0 | 0 |  | 0 | 0 | 0 | 0 | 0 | 0 | 0 | 0 | 0 | 0 | 0 | 0 | 0 | 0 | 0 | 0 | 0 | 0 | 0 | 0 | 0 | 0 | 0 | 0 | 0 | 0 | 0 | 0 | 0 | 0 | 0 | 0 | 0 | 0 | 0 | 0 | 0 | 0 | 0 | 0 | 0 | 0 | 0 | 0 | 0 | 0 | 0 | 0 | 0 | 0 | 0 | 0
SDGE | Penasquitos | 230 | 0 | 0 | 0 | 0 | 0 | 0 | 0 | 0 | 0 | 0 | 0 | 0 | 0 | 0 | 0 | 0 | 0 | 0 | 0 | 0 | 0 | 0 | 0 | 0 | 0 | 0 | 0 | 0 | 0 | 0 | 0 | 0 | 0 | 0 | 0 | 0 | 0 | 0 | 0 | 0 | 0 | 0 | 0 | 0 | 0 | 0 | 0 | 0 |  | 0 | 0 | 0 | 0 | 0 | 0 | 0 | 0 | 0 | 0 | 0 | 0 | 0 | 0 | 0 | 0 | 0 | 0 | 0 | 0 | 0 | 0 | 0 | 0 | 0 | 0 | 0 | 0 | 0 | 0 | 0 | 0 | 0 | 0 | 0 | 0 | 0 | 0 | 0 | 0 | 0 | 0 | 0 | 0 | 0 | 0 | 0 | 0 | 0 | 0 | 0 | 0
SDGE | Penasquitos | 69 | 0 | 0 | 0 | 0 | 0 | 0 | 0 | 0 | 0 | 0 | 0 | 0 | 0 | 0 | 0 | 0 | 0 | 0 | 0 | 0 | 0 | 0 | 0 | 0 | 0 | 0 | 0 | 0 | 0 | 0 | 0 | 0 | 0 | 0 | 0 | 0 | 0 | 0 | 0 | 0 | 0 | 0 | 0 | 0 | 0 | 0 | 0 | 0 |  | 0 | 0 | 0 | 0 | 0 | 0 | 0 | 0 | 0 | 0 | 0 | 0 | 0 | 0 | 0 | 0 | 0 | 0 | 0 | 0 | 0 | 0 | 0 | 0 | 0 | 0 | 0 | 0 | 0 | 0 | 0 | 0 | 0 | 0 | 0 | 0 | 0 | 0 | 0 | 0 | 0 | 0 | 0 | 0 | 0 | 0 | 0 | 0 | 0 | 0 | 0 | 0
SDGE | Pendleton | 69 | 0 | 0 | 0 | 0 | 0 | 0 | 0 | 0 | 0 | 0 | 0 | 0 | 0 | 0 | 0 | 0 | 0 | 0 | 0 | 0 | 0 | 0 | 0 | 0 | 0 | 0 | 0 | 0 | 0 | 0 | 0 | 0 | 0 | 0 | 0 | 0 | 0 | 0 | 0 | 0 | 0 | 0 | 0 | 0 | 0 | 0 | 0 | 0 |  | 0 | 0 | 0 | 0 | 0 | 0 | 0 | 0 | 0 | 0 | 0 | 0 | 0 | 0 | 0 | 0 | 0 | 0 | 0 | 0 | 0 | 0 | 0 | 0 | 0 | 0 | 0 | 0 | 0 | 0 | 0 | 0 | 0 | 0 | 0 | 0 | 0 | 0 | 0 | 0 | 0 | 0 | 0 | 0 | 0 | 0 | 0 | 0 | 0 | 0 | 0 | 0
PG&E NGBA | Penngrove | 115 | 0 | 0 | 0 | 0 | 0 | 0 | 0 | 0 | 0 | 0 | 0 | 0 | 0 | 0 | 0 | 0 | 0 | 0 | 0 | 0 | 0 | 0 | 0 | 0 | 0 | 0 | 0 | 0 | 0 | 0 | 0 | 0 | 0 | 0 | 0 | 0 | 0 | 0 | 0 | 0 | 0 | 0 | 0 | 0 | 0 | 0 | 0 | 0 |  | 0 | 0 | 0 | 0 | 0 | 0 | 0 | 0 | 0 | 0 | 0 | 0 | 0 | 0 | 0 | 0 | 0 | 0 | 0 | 0 | 0 | 0 | 0 | 0 | 0 | 0 | 0 | 0 | 0 | 0 | 0 | 0 | 0 | 0 | 0 | 0 | 0 | 0 | 0 | 0 | 0 | 0 | 0 | 0 | 0 | 0 | 0 | 0 | 0 | 0 | 0 | 0
PG&E GBA | Peoria | 115 | 0 | 0 | 0 | 0 | 0 | 0 | 0 | 0 | 0 | 0 | 0 | 0 | 0 | 0 | 0 | 0 | 0 | 0 | 0 | 0 | 0 | 0 | 0 | 0 | 0 | 0 | 0 | 0 | 0 | 0 | 0 | 0 | 0 | 0 | 0 | 0 | 0 | 0 | 0 | 0 | 0 | 0 | 0 | 0 | 0 | 0 | 0 | 0 |  | 0 | 0 | 0 | 0 | 0 | 0 | 0 | 0 | 0 | 0 | 0 | 0 | 0 | 0 | 0 | 0 | 0 | 0 | 0 | 0 | 0 | 0 | 0 | 0 | 0 | 0 | 0 | 0 | 0 | 0 | 0 | 0 | 0 | 0 | 0 | 0 | 0 | 0 | 0 | 0 | 0 | 0 | 0 | 0 | 0 | 0 | 0 | 0 | 0 | 0 | 0 | 0
PG&E GBA | Piercy | 115 | 0 | 0 | 0 | 0 | 0 | 0 | 0 | 0 | 0 | 0 | 0 | 0 | 0 | 0 | 0 | 0 | 0 | 0 | 0 | 0 | 0 | 0 | 0 | 0 | 0 | 0 | 0 | 0 | 0 | 0 | 0 | 0 | 0 | 0 | 0 | 0 | 0 | 0 | 0 | 0 | 0 | 0 | 0 | 0 | 0 | 0 | 0 | 0 |  | 0 | 0 | 0 | 0 | 0 | 0 | 0 | 0 | 0 | 0 | 0 | 0 | 0 | 0 | 0 | 0 | 0 | 0 | 0 | 0 | 0 | 0 | 0 | 0 | 0 | 0 | 0 | 0 | 0 | 0 | 0 | 0 | 0 | 0 | 0 | 0 | 205 | 0 | 0 | 0 | 0 | 0 | 0 | 205 | 205 | 0 | 0 | 0 | 0 | 0 | 0 | 0
PG&E FRESNO | Pine Flat | 230 | 0 | 0 | 0 | 0 | 0 | 0 | 0 | 0 | 0 | 0 | 0 | 0 | 0 | 0 | 0 | 0 | 0 | 0 | 0 | 0 | 0 | 0 | 0 | 0 | 0 | 0 | 0 | 0 | 0 | 0 | 0 | 0 | 0 | 0 | 0 | 0 | 0 | 0 | 0 | 0 | 0 | 0 | 0 | 0 | 0 | 0 | 0 | 0 |  | 0 | 0 | 0 | 0 | 0 | 0 | 0 | 0 | 0 | 0 | 0 | 0 | 0 | 0 | 0 | 0 | 0 | 0 | 0 | 0 | 0 | 0 | 0 | 0 | 0 | 0 | 0 | 0 | 0 | 0 | 0 | 0 | 0 | 0 | 0 | 0 | 0 | 0 | 0 | 0 | 0 | 0 | 0 | 0 | 0 | 0 | 0 | 0 | 0 | 0 | 0 | 0
SCE NOL | Pisgah | 230 | 0 | 0 | 0 | 0 | 0 | 0 | 0 | 0 | 0 | 0 | 0 | 0 | 0 | 0 | 0 | 0 | 0 | 0 | 0 | 0 | 0 | 0 | 0 | 0 | 312.96 | 240 | 0 | 0 | 312.96 | 0 | 0 | 0 | 0 | 0 | 0 | 0 | 312.96 | 240 | 0 | 0 | 312.96 | 0 | 0 | 0 | 0 | 0 | 0 | 0 |  | 0 | 0 | 0 | 0 | 0 | 0 | 0 | 0 | 0 | 0 | 0 | 0 | 0 | 0 | 0 | 0 | 0 | 0 | 0 | 0 | 0 | 0 | 0 | 0 | 0 | 0 | 0 | 0 | 0 | 0 | 0 | 0 | 0 | 0 | 0 | 0 | 0 | 0 | 312.285 | 0 | 0 | 0 | 0 | 0 | 0 | 0 | 156.525 | 0 | 0 | 0 | 0 | 0
PG&E NGBA | Pit 1 | 230 | 0 | 0 | 0 | 0 | 0 | 0 | 0 | 0 | 0 | 0 | 0 | 0 | 0 | 0 | 0 | 0 | 0 | 0 | 0 | 0 | 0 | 0 | 0 | 0 | 0 | 0 | 0 | 0 | 0 | 0 | 0 | 0 | 0 | 0 | 0 | 0 | 0 | 0 | 0 | 0 | 0 | 0 | 0 | 0 | 0 | 0 | 0 | 0 |  | 0 | 0 | 0 | 0 | 0 | 0 | 0 | 0 | 0 | 0 | 0 | 0 | 0 | 0 | 0 | 0 | 0 | 0 | 0 | 0 | 0 | 0 | 0 | 0 | 0 | 0 | 0 | 0 | 0 | 0 | 0 | 0 | 0 | 0 | 0 | 0 | 0 | 0 | 0 | 0 | 0 | 0 | 0 | 0 | 0 | 0 | 0 | 0 | 0 | 0 | 0 | 0
PG&E NGBA | Pit 1 | 60 | 0 | 0 | 0 | 0 | 0 | 0 | 0 | 0 | 0 | 0 | 0 | 0 | 0 | 0 | 0 | 0 | 0 | 0 | 0 | 0 | 0 | 0 | 0 | 0 | 0 | 0 | 0 | 0 | 0 | 0 | 0 | 0 | 0 | 0 | 0 | 0 | 0 | 0 | 0 | 0 | 0 | 0 | 0 | 0 | 0 | 0 | 0 | 0 |  | 0 | 0 | 0 | 0 | 0 | 0 | 0 | 0 | 0 | 0 | 0 | 0 | 0 | 0 | 0 | 0 | 0 | 0 | 0 | 0 | 0 | 0 | 0 | 0 | 0 | 0 | 0 | 0 | 0 | 0 | 0 | 0 | 0 | 0 | 0 | 0 | 0 | 0 | 0 | 0 | 0 | 0 | 0 | 0 | 0 | 0 | 0 | 0 | 0 | 0 | 0 | 0
PG&E NGBA | Pit 3 | 230 | 0 | 0 | 0 | 0 | 0 | 0 | 0 | 0 | 0 | 0 | 0 | 0 | 0 | 0 | 0 | 0 | 0 | 0 | 0 | 0 | 0 | 0 | 0 | 0 | 0 | 0 | 0 | 0 | 0 | 0 | 0 | 0 | 0 | 0 | 0 | 0 | 0 | 0 | 0 | 0 | 0 | 0 | 0 | 0 | 0 | 0 | 0 | 0 |  | 0 | 0 | 0 | 0 | 0 | 0 | 0 | 0 | 0 | 0 | 0 | 0 | 0 | 0 | 0 | 0 | 0 | 0 | 0 | 0 | 0 | 0 | 0 | 0 | 0 | 0 | 0 | 0 | 0 | 0 | 0 | 0 | 0 | 0 | 0 | 0 | 0 | 0 | 0 | 0 | 0 | 0 | 0 | 0 | 0 | 0 | 0 | 0 | 0 | 0 | 0 | 0
PG&E NGBA | Pit 4 | 230 | 0 | 0 | 0 | 0 | 0 | 0 | 0 | 0 | 0 | 0 | 0 | 0 | 0 | 0 | 0 | 0 | 0 | 0 | 0 | 0 | 0 | 0 | 0 | 0 | 0 | 0 | 0 | 0 | 0 | 0 | 0 | 0 | 0 | 0 | 0 | 0 | 0 | 0 | 0 | 0 | 0 | 0 | 0 | 0 | 0 | 0 | 0 | 0 |  | 0 | 0 | 0 | 0 | 0 | 0 | 0 | 0 | 0 | 0 | 0 | 0 | 0 | 0 | 0 | 0 | 0 | 0 | 0 | 0 | 0 | 0 | 0 | 0 | 0 | 0 | 0 | 0 | 0 | 0 | 0 | 0 | 0 | 0 | 0 | 0 | 0 | 0 | 0 | 0 | 0 | 0 | 0 | 0 | 0 | 0 | 0 | 0 | 0 | 0 | 0 | 0
PG&E GBA | Pittsburg | 115 | 0 | 0 | 0 | 0 | 0 | 0 | 0 | 0 | 0 | 0 | 0 | 0 | 0 | 0 | 0 | 0 | 0 | 0 | 0 | 0 | 0 | 0 | 0 | 0 | 353.2 | 325 | 0 | 0 | 0 | 0 | 0 | 0 | 0 | 0 | 0 | 0 | 353.2 | 325 | 0 | 0 | 0 | 0 | 0 | 0 | 0 | 0 | 0 | 0 |  | 0 | 0 | 0 | 0 | 0 | 0 | 0 | 0 | 0 | 0 | 0 | 0 | 0 | 0 | 0 | 0 | 0 | 0 | 0 | 0 | 0 | 0 | 0 | 0 | 0 | 0 | 0 | 0 | 0 | 0 | 0 | 0 | 0 | 0 | 0 | 0 | 0 | 0 | 0 | 0 | 0 | 0 | 0 | 0 | 0 | 0 | 0 | 0 | 0 | 0 | 0 | 0
PG&E GBA | Pittsburg | 230 | 675 | 0 | 0 | 0 | 0 | 0 | 0 | 0 | 0 | 0 | 0 | 0 | 675 | 0 | 0 | 0 | 0 | 0 | 0 | 0 | 0 | 0 | 0 | 0 | 1358.4 | 175 | 0 | 0 | 0 | 0 | 0 | 0 | 0 | 0 | 0 | 0 | 1358.4 | 175 | 0 | 0 | 0 | 0 | 0 | 0 | 0 | 0 | 0 | 0 |  | 675 | 0 | 0 | 0 | 0 | 0 | 0 | 0 | 0 | 0 | 0 | 0 | 675 | 0 | 0 | 0 | 0 | 0 | 0 | 0 | 0 | 0 | 0 | 0 | 675 | 0 | 0 | 0 | 0 | 0 | 0 | 0 | 0 | 0 | 0 | 0 | 0 | 0 | 0 | 0 | 0 | 0 | 0 | 0 | 0 | 0 | 0 | 0 | 0 | 0 | 0 | 0
PG&E NGBA | Pleasant Grove | 115 | 0 | 0 | 0 | 0 | 0 | 0 | 0 | 0 | 0 | 0 | 0 | 0 | 0 | 0 | 0 | 0 | 0 | 0 | 0 | 0 | 0 | 0 | 0 | 0 | 0 | 0 | 0 | 0 | 0 | 0 | 0 | 0 | 0 | 0 | 0 | 0 | 0 | 0 | 0 | 0 | 0 | 0 | 0 | 0 | 0 | 0 | 0 | 0 |  | 0 | 0 | 0 | 0 | 0 | 0 | 0 | 0 | 0 | 0 | 0 | 0 | 0 | 0 | 0 | 0 | 0 | 0 | 0 | 0 | 0 | 0 | 0 | 0 | 0 | 0 | 0 | 0 | 0 | 0 | 0 | 0 | 0 | 0 | 0 | 0 | 0 | 0 | 0 | 0 | 0 | 0 | 0 | 0 | 0 | 0 | 0 | 0 | 0 | 0 | 0 | 0
PG&E NGBA | POE | 230 | 0 | 0 | 0 | 0 | 0 | 0 | 0 | 0 | 0 | 0 | 0 | 0 | 0 | 0 | 0 | 0 | 0 | 0 | 0 | 0 | 0 | 0 | 0 | 0 | 0 | 0 | 0 | 0 | 0 | 0 | 0 | 0 | 0 | 0 | 0 | 0 | 0 | 0 | 0 | 0 | 0 | 0 | 0 | 0 | 0 | 0 | 0 | 0 |  | 0 | 0 | 0 | 0 | 0 | 0 | 0 | 0 | 0 | 0 | 0 | 0 | 0 | 0 | 0 | 0 | 0 | 0 | 0 | 0 | 0 | 0 | 0 | 0 | 0 | 0 | 0 | 0 | 0 | 0 | 0 | 0 | 0 | 0 | 0 | 0 | 0 | 0 | 0 | 0 | 0 | 0 | 0 | 0 | 0 | 0 | 0 | 0 | 0 | 0 | 0 | 0
SDGE | Point Loma | 69 | 0 | 0 | 0 | 0 | 0 | 0 | 0 | 0 | 0 | 0 | 0 | 0 | 0 | 0 | 0 | 0 | 0 | 0 | 0 | 0 | 0 | 0 | 0 | 0 | 0 | 0 | 0 | 0 | 0 | 0 | 0 | 0 | 0 | 0 | 0 | 0 | 0 | 0 | 0 | 0 | 0 | 0 | 0 | 0 | 0 | 0 | 0 | 0 |  | 0 | 0 | 0 | 0 | 0 | 0 | 0 | 0 | 0 | 0 | 0 | 0 | 0 | 0 | 0 | 0 | 0 | 0 | 0 | 0 | 0 | 0 | 0 | 0 | 0 | 0 | 0 | 0 | 0 | 0 | 0 | 0 | 0 | 0 | 0 | 0 | 0 | 0 | 0 | 0 | 0 | 0 | 0 | 0 | 0 | 0 | 0 | 0 | 0 | 0 | 0 | 0
SDGE | Pomerado | 69 | 0 | 0 | 0 | 0 | 0 | 0 | 0 | 0 | 0 | 0 | 0 | 0 | 0 | 0 | 0 | 0 | 0 | 0 | 0 | 0 | 0 | 0 | 0 | 0 | 0 | 0 | 0 | 0 | 0 | 0 | 0 | 0 | 0 | 0 | 0 | 0 | 0 | 0 | 0 | 0 | 0 | 0 | 0 | 0 | 0 | 0 | 0 | 0 |  | 0 | 0 | 0 | 0 | 0 | 0 | 0 | 0 | 0 | 0 | 0 | 0 | 0 | 0 | 0 | 0 | 0 | 0 | 0 | 0 | 0 | 0 | 0 | 0 | 0 | 0 | 0 | 0 | 0 | 0 | 0 | 0 | 0 | 0 | 0 | 0 | 0 | 0 | 0 | 0 | 0 | 0 | 0 | 0 | 0 | 0 | 0 | 0 | 0 | 0 | 0 | 0
PG&E KERN | Poso Mountain | 115 | 0 | 0 | 0 | 0 | 0 | 0 | 0 | 0 | 0 | 0 | 0 | 0 | 0 | 0 | 0 | 0 | 0 | 0 | 0 | 0 | 0 | 0 | 0 | 0 | 0 | 0 | 0 | 0 | 0 | 0 | 0 | 0 | 0 | 0 | 0 | 0 | 0 | 0 | 0 | 0 | 0 | 0 | 0 | 0 | 0 | 0 | 0 | 0 |  | 0 | 0 | 0 | 0 | 0 | 0 | 0 | 0 | 0 | 0 | 0 | 0 | 0 | 0 | 0 | 0 | 0 | 0 | 0 | 0 | 0 | 0 | 0 | 0 | 0 | 0 | 0 | 0 | 0 | 0 | 0 | 0 | 0 | 0 | 0 | 0 | 0 | 0 | 0 | 0 | 0 | 0 | 0 | 0 | 0 | 0 | 0 | 0 | 0 | 0 | 0 | 0
EOP | Primm | 230 | 0 | 0 | 0 | 0 | 0 | 0 | 0 | 0 | 0 | 0 | 0 | 0 | 0 | 0 | 0 | 0 | 0 | 0 | 0 | 0 | 0 | 0 | 0 | 0 | 0 | 0 | 0 | 0 | 0 | 0 | 0 | 0 | 0 | 0 | 0 | 0 | 0 | 0 | 0 | 0 | 0 | 0 | 0 | 0 | 0 | 0 | 0 | 0 |  | 0 | 0 | 0 | 0 | 0 | 0 | 0 | 0 | 0 | 0 | 0 | 0 | 0 | 0 | 0 | 0 | 0 | 0 | 0 | 0 | 0 | 0 | 0 | 0 | 0 | 0 | 0 | 0 | 0 | 0 | 0 | 0 | 0 | 0 | 0 | 0 | 0 | 0 | 0 | 0 | 0 | 0 | 0 | 0 | 0 | 0 | 0 | 0 | 0 | 0 | 0 | 0
PG&E NGBA | Putah Creek | 115 | 0 | 0 | 0 | 0 | 0 | 0 | 0 | 0 | 0 | 0 | 0 | 0 | 0 | 0 | 0 | 0 | 0 | 0 | 0 | 0 | 0 | 0 | 0 | 0 | 0 | 0 | 0 | 0 | 0 | 0 | 0 | 0 | 0 | 0 | 0 | 0 | 0 | 0 | 0 | 0 | 0 | 0 | 0 | 0 | 0 | 0 | 0 | 0 |  | 0 | 0 | 0 | 0 | 0 | 0 | 0 | 0 | 0 | 0 | 0 | 0 | 0 | 0 | 0 | 0 | 0 | 0 | 0 | 0 | 0 | 0 | 0 | 0 | 0 | 0 | 0 | 0 | 0 | 0 | 0 | 0 | 0 | 0 | 0 | 0 | 0 | 0 | 0 | 0 | 0 | 0 | 0 | 0 | 0 | 0 | 0 | 0 | 0 | 0 | 0 | 0
SDGE | Q1806 | 138 | 0 | 0 | 0 | 0 | 0 | 0 | 0 | 0 | 0 | 0 | 0 | 0 | 0 | 0 | 0 | 0 | 0 | 0 | 0 | 0 | 0 | 0 | 0 | 0 | 0 | 0 | 0 | 0 | 0 | 0 | 0 | 0 | 0 | 0 | 0 | 0 | 0 | 0 | 0 | 0 | 0 | 0 | 0 | 0 | 0 | 0 | 0 | 0 |  | 0 | 0 | 0 | 0 | 0 | 0 | 0 | 0 | 0 | 0 | 0 | 0 | 0 | 0 | 0 | 0 | 0 | 0 | 0 | 0 | 0 | 0 | 0 | 0 | 0 | 0 | 0 | 0 | 0 | 0 | 0 | 0 | 0 | 0 | 0 | 0 | 0 | 0 | 0 | 0 | 0 | 0 | 0 | 0 | 0 | 0 | 0 | 0 | 0 | 0 | 0 | 0
PG&E FRESNO | Quinto | 230 | 0 | 0 | 0 | 0 | 0 | 0 | 0 | 0 | 0 | 0 | 0 | 0 | 0 | 0 | 0 | 0 | 0 | 0 | 0 | 0 | 0 | 0 | 0 | 0 | 0 | 0 | 0 | 0 | 0 | 0 | 0 | 0 | 0 | 0 | 0 | 0 | 0 | 0 | 0 | 0 | 0 | 0 | 0 | 0 | 0 | 0 | 0 | 0 |  | 0 | 0 | 0 | 0 | 0 | 0 | 0 | 0 | 0 | 0 | 0 | 0 | 0 | 0 | 0 | 0 | 0 | 0 | 0 | 0 | 0 | 0 | 0 | 0 | 0 | 0 | 0 | 0 | 0 | 0 | 0 | 0 | 0 | 0 | 0 | 0 | 0 | 0 | 0 | 0 | 0 | 0 | 0 | 0 | 0 | 0 | 0 | 0 | 0 | 0 | 0 | 0
PG&E GBA | Race Track | 115 | 0 | 0 | 0 | 0 | 0 | 0 | 0 | 0 | 0 | 0 | 0 | 0 | 0 | 0 | 0 | 0 | 0 | 0 | 0 | 0 | 0 | 0 | 0 | 0 | 0 | 0 | 0 | 0 | 0 | 0 | 0 | 0 | 0 | 0 | 0 | 0 | 0 | 0 | 0 | 0 | 0 | 0 | 0 | 0 | 0 | 0 | 0 | 0 |  | 0 | 0 | 0 | 0 | 0 | 0 | 0 | 0 | 0 | 0 | 0 | 0 | 0 | 0 | 0 | 0 | 0 | 0 | 0 | 0 | 0 | 0 | 0 | 0 | 0 | 0 | 0 | 0 | 0 | 0 | 0 | 0 | 0 | 0 | 0 | 0 | 0 | 0 | 0 | 0 | 0 | 0 | 0 | 0 | 0 | 0 | 0 | 0 | 0 | 0 | 0 | 0
SDGE | Rancho Mission Viejo | 138 | 0 | 0 | 0 | 0 | 0 | 0 | 0 | 0 | 0 | 0 | 0 | 0 | 0 | 0 | 0 | 0 | 0 | 0 | 0 | 0 | 0 | 0 | 0 | 0 | 0 | 0 | 0 | 0 | 0 | 0 | 0 | 0 | 0 | 0 | 0 | 0 | 0 | 0 | 0 | 0 | 0 | 0 | 0 | 0 | 0 | 0 | 0 | 0 |  | 0 | 0 | 0 | 0 | 0 | 0 | 0 | 0 | 0 | 0 | 0 | 0 | 0 | 0 | 0 | 0 | 0 | 0 | 0 | 0 | 0 | 0 | 0 | 0 | 0 | 0 | 0 | 0 | 0 | 0 | 0 | 0 | 0 | 0 | 0 | 0 | 0 | 0 | 0 | 0 | 0 | 0 | 0 | 0 | 0 | 0 | 0 | 0 | 0 | 0 | 0 | 0
PG&E GBA | Rancho Seco | 230 | 0 | 0 | 0 | 0 | 0 | 0 | 0 | 0 | 0 | 0 | 0 | 0 | 0 | 0 | 0 | 0 | 0 | 0 | 0 | 0 | 0 | 0 | 0 | 0 | 0 | 0 | 0 | 0 | 0 | 0 | 0 | 0 | 0 | 0 | 0 | 0 | 0 | 0 | 0 | 0 | 0 | 0 | 0 | 0 | 0 | 0 | 0 | 0 |  | 0 | 0 | 0 | 0 | 0 | 0 | 0 | 0 | 0 | 0 | 0 | 0 | 0 | 0 | 0 | 0 | 0 | 0 | 0 | 0 | 0 | 0 | 0 | 0 | 0 | 0 | 0 | 0 | 0 | 0 | 0 | 0 | 0 | 0 | 0 | 0 | 0 | 0 | 0 | 0 | 0 | 0 | 0 | 0 | 0 | 0 | 0 | 0 | 0 | 0 | 0 | 0
SCE Metro | Rancho Vista | 230 | 0 | 0 | 0 | 0 | 0 | 0 | 0 | 0 | 0 | 0 | 0 | 0 | 0 | 0 | 0 | 0 | 0 | 0 | 0 | 0 | 0 | 0 | 0 | 0 | 0 | 0 | 0 | 0 | 0 | 0 | 0 | 0 | 0 | 0 | 0 | 0 | 0 | 0 | 0 | 0 | 0 | 0 | 0 | 0 | 0 | 0 | 0 | 0 |  | 0 | 0 | 0 | 0 | 0 | 0 | 0 | 0 | 0 | 0 | 0 | 0 | 0 | 0 | 0 | 0 | 0 | 0 | 0 | 0 | 0 | 0 | 0 | 0 | 0 | 0 | 0 | 0 | 0 | 0 | 0 | 0 | 0 | 0 | 0 | 0 | 513.99 | 0 | 0 | 0 | 0 | 0 | 0 | 513.99 | 0 | 0 | 0 | 0 | 0 | 0 | 0 | 0
SCE Metro | Rancho Vista | 500 | 0 | 0 | 0 | 0 | 0 | 0 | 0 | 0 | 0 | 0 | 0 | 0 | 0 | 0 | 0 | 0 | 0 | 0 | 0 | 0 | 0 | 0 | 0 | 0 | 0 | 0 | 0 | 0 | 0 | 0 | 0 | 0 | 0 | 0 | 0 | 0 | 0 | 0 | 0 | 0 | 0 | 0 | 0 | 0 | 0 | 0 | 0 | 0 |  | 0 | 0 | 0 | 0 | 0 | 0 | 0 | 0 | 0 | 0 | 0 | 0 | 0 | 0 | 0 | 0 | 0 | 0 | 0 | 0 | 0 | 0 | 0 | 0 | 0 | 0 | 0 | 0 | 0 | 0 | 0 | 0 | 0 | 0 | 0 | 0 | 0 | 0 | 0 | 0 | 0 | 0 | 0 | 0 | 0 | 0 | 0 | 0 | 0 | 0 | 0 | 0
SCE NOL | Ransburg | 115 | 0 | 0 | 0 | 0 | 0 | 0 | 0 | 0 | 0 | 0 | 0 | 0 | 0 | 0 | 0 | 0 | 0 | 0 | 0 | 0 | 0 | 0 | 0 | 0 | 0 | 0 | 0 | 0 | 0 | 0 | 0 | 0 | 0 | 0 | 0 | 0 | 0 | 0 | 0 | 0 | 0 | 0 | 0 | 0 | 0 | 0 | 0 | 0 |  | 0 | 0 | 0 | 0 | 0 | 0 | 0 | 0 | 0 | 0 | 0 | 0 | 0 | 0 | 0 | 0 | 0 | 0 | 0 | 0 | 0 | 0 | 0 | 0 | 0 | 0 | 0 | 0 | 0 | 0 | 0 | 0 | 0 | 0 | 0 | 0 | 0 | 0 | 0 | 0 | 0 | 0 | 0 | 0 | 0 | 0 | 0 | 0 | 0 | 0 | 0 | 0
PG&E GBA | Ravenswood | 115 | 0 | 0 | 0 | 0 | 0 | 0 | 0 | 0 | 0 | 0 | 0 | 0 | 0 | 0 | 0 | 0 | 0 | 0 | 0 | 0 | 0 | 0 | 0 | 0 | 0 | 0 | 0 | 0 | 0 | 0 | 0 | 0 | 0 | 0 | 0 | 0 | 0 | 0 | 0 | 0 | 0 | 0 | 0 | 0 | 0 | 0 | 0 | 0 |  | 0 | 0 | 0 | 0 | 0 | 0 | 0 | 0 | 0 | 0 | 0 | 0 | 0 | 0 | 0 | 0 | 0 | 0 | 0 | 0 | 0 | 0 | 0 | 0 | 0 | 0 | 0 | 0 | 0 | 0 | 0 | 0 | 0 | 0 | 0 | 0 | 0 | 0 | 0 | 0 | 0 | 0 | 0 | 0 | 0 | 0 | 0 | 0 | 0 | 0 | 0 | 0
PG&E GBA | Ravenswood | 230 | 0 | 0 | 0 | 0 | 0 | 0 | 0 | 0 | 0 | 0 | 0 | 0 | 0 | 0 | 0 | 0 | 0 | 0 | 0 | 0 | 0 | 0 | 0 | 0 | 0 | 0 | 0 | 0 | 0 | 0 | 0 | 0 | 0 | 0 | 0 | 0 | 0 | 0 | 0 | 0 | 0 | 0 | 0 | 0 | 0 | 0 | 0 | 0 |  | 0 | 0 | 0 | 0 | 0 | 0 | 0 | 0 | 0 | 0 | 0 | 0 | 0 | 0 | 0 | 0 | 0 | 0 | 0 | 0 | 0 | 0 | 0 | 0 | 0 | 0 | 0 | 0 | 0 | 0 | 0 | 0 | 0 | 0 | 0 | 0 | 0 | 0 | 0 | 0 | 0 | 0 | 0 | 0 | 0 | 0 | 0 | 0 | 0 | 0 | 0 | 0
SCE Northern | Rector | 230 | 0 | 0 | 0 | 0 | 0 | 0 | 0 | 0 | 0 | 0 | 0 | 0 | 0 | 0 | 0 | 0 | 0 | 0 | 0 | 0 | 0 | 0 | 0 | 0 | 627.1983 | 0 | 0 | 0 | 215.4124 | 0 | 0 | 0 | 0 | 0 | 0 | 0 | 627.1983 | 0 | 0 | 0 | 215.4124 | 0 | 0 | 0 | 0 | 0 | 0 | 0 |  | 0 | 0 | 0 | 0 | 0 | 0 | 0 | 0 | 0 | 0 | 0 | 0 | 475.0983 | 0 | 0 | 0 | 215.4124 | 0 | 0 | 0 | 0 | 0 | 0 | 0 | 475.0983 | 0 | 0 | 0 | 215.4124 | 0 | 0 | 0 | 0 | 0 | 0 | 0 | 0 | 0 | 0 | 0 | 0 | 0 | 0 | 0 | 0 | 0 | 0 | 0 | 0 | 0 | 0 | 0
SCE Eastern | Red Bluff | 230 | 420 | 420 | 0 | 0 | 8 | 0 | 0 | 0 | 0 | 0 | 0 | 0 | 1105.4 | 937 | 0 | 0 | 543.4 | 0 | 0 | 0 | 0 | 0 | 0 | 0 | 1883.6538 | 1627 | 0 | 0 | 816.4212 | 0 | 0 | 0 | 0 | 0 | 0 | 0 | 1883.6538 | 1627 | 0 | 0 | 816.4212 | 0 | 0 | 0 | 0 | 0 | 0 | 0 |  | 537 | 537 | 0 | 0 | 134.2907 | 0 | 0 | 0 | 0 | 0 | 0 | 0 | 988.4 | 820 | 0 | 0 | 426.4 | 0 | 0 | 0 | 0 | 0 | 0 | 0 | 988.4 | 820 | 0 | 0 | 426.4 | 0 | 0 | 0 | 0 | 0 | 0 | 0 | 0 | 0 | 545.4685 | 0 | 0 | 0 | 0 | 0 | 0 | 0 | 545.4685 | 0 | 0 | 0 | 0 | 0
SCE Eastern | Red Bluff | 500 | 568.4 | 400 | 0 | 0 | 418.4 | 0 | 0 | 0 | 0 | 0 | 0 | 0 | 520 | 348.5 | 0 | 0 | 175 | 0 | 0 | 0 | 0 | 0 | 0 | 0 | 1954.4 | 348.5 | 1417 | 0 | 175 | 0 | 0 | 0 | 0 | 0 | 0 | 0 | 1954.4 | 348.5 | 1417 | 0 | 175 | 0 | 0 | 0 | 0 | 0 | 0 | 0 |  | 568.4 | 400 | 0 | 0 | 418.4 | 0 | 0 | 0 | 0 | 0 | 0 | 0 | 520 | 348.5 | 0 | 0 | 175 | 0 | 0 | 0 | 0 | 0 | 0 | 0 | 520 | 348.5 | 0 | 0 | 175 | 0 | 0 | 0 | 0 | 0 | 0 | 0 | 0 | 0 | 192.2176 | 0 | 0 | 0 | 0 | 0 | 0 | 0 | 192.2176 | 0 | 0 | 0 | 0 | 0
PG&E NGBA | Redbud | 115 | 0 | 0 | 0 | 0 | 0 | 0 | 0 | 0 | 0 | 0 | 0 | 0 | 0 | 0 | 0 | 0 | 0 | 0 | 0 | 0 | 0 | 0 | 0 | 0 | 0 | 0 | 0 | 0 | 0 | 0 | 0 | 0 | 0 | 0 | 0 | 0 | 0 | 0 | 0 | 0 | 0 | 0 | 0 | 0 | 0 | 0 | 0 | 0 |  | 0 | 0 | 0 | 0 | 0 | 0 | 0 | 0 | 0 | 0 | 0 | 0 | 0 | 0 | 0 | 0 | 0 | 0 | 0 | 0 | 0 | 0 | 0 | 0 | 0 | 0 | 0 | 0 | 0 | 0 | 0 | 0 | 0 | 0 | 0 | 0 | 0 | 0 | 0 | 0 | 0 | 0 | 0 | 0 | 0 | 0 | 0 | 0 | 0 | 0 | 0 | 0
SCE Metro | Redondo | 230 | 0 | 0 | 0 | 0 | 0 | 0 | 0 | 0 | 0 | 0 | 0 | 0 | 0 | 0 | 0 | 0 | 0 | 0 | 0 | 0 | 0 | 0 | 0 | 0 | 0 | 0 | 0 | 0 | 0 | 0 | 0 | 0 | 0 | 0 | 0 | 0 | 0 | 0 | 0 | 0 | 0 | 0 | 0 | 0 | 0 | 0 | 0 | 0 |  | 0 | 0 | 0 | 0 | 0 | 0 | 0 | 0 | 0 | 0 | 0 | 0 | 0 | 0 | 0 | 0 | 0 | 0 | 0 | 0 | 0 | 0 | 0 | 0 | 0 | 0 | 0 | 0 | 0 | 0 | 0 | 0 | 0 | 0 | 0 | 0 | 0 | 0 | 0 | 0 | 0 | 0 | 0 | 0 | 0 | 0 | 0 | 0 | 0 | 0 | 0 | 0
PG&E FRESNO | Reedley | 115 | 0 | 0 | 0 | 0 | 0 | 0 | 0 | 0 | 0 | 0 | 0 | 0 | 0 | 0 | 0 | 0 | 0 | 0 | 0 | 0 | 0 | 0 | 0 | 0 | 0 | 0 | 0 | 0 | 0 | 0 | 0 | 0 | 0 | 0 | 0 | 0 | 0 | 0 | 0 | 0 | 0 | 0 | 0 | 0 | 0 | 0 | 0 | 0 |  | 0 | 0 | 0 | 0 | 0 | 0 | 0 | 0 | 0 | 0 | 0 | 0 | 0 | 0 | 0 | 0 | 0 | 0 | 0 | 0 | 0 | 0 | 0 | 0 | 0 | 0 | 0 | 0 | 0 | 0 | 0 | 0 | 0 | 0 | 0 | 0 | 0 | 0 | 0 | 0 | 0 | 0 | 0 | 0 | 0 | 0 | 0 | 0 | 0 | 0 | 0 | 0
PG&E KERN | Renfro | 115 | 0 | 0 | 0 | 0 | 0 | 0 | 0 | 0 | 0 | 0 | 0 | 0 | 0 | 0 | 0 | 0 | 0 | 0 | 0 | 0 | 0 | 0 | 0 | 0 | 0 | 0 | 0 | 0 | 0 | 0 | 0 | 0 | 0 | 0 | 0 | 0 | 0 | 0 | 0 | 0 | 0 | 0 | 0 | 0 | 0 | 0 | 0 | 0 |  | 0 | 0 | 0 | 0 | 0 | 0 | 0 | 0 | 0 | 0 | 0 | 0 | 0 | 0 | 0 | 0 | 0 | 0 | 0 | 0 | 0 | 0 | 0 | 0 | 0 | 0 | 0 | 0 | 0 | 0 | 0 | 0 | 0 | 0 | 0 | 0 | 0 | 0 | 0 | 0 | 0 | 0 | 0 | 0 | 0 | 0 | 0 | 0 | 0 | 0 | 0 | 0
PG&E GBA | Richmond R | 115 | 0 | 0 | 0 | 0 | 0 | 0 | 0 | 0 | 0 | 0 | 0 | 0 | 0 | 0 | 0 | 0 | 0 | 0 | 0 | 0 | 0 | 0 | 0 | 0 | 0 | 0 | 0 | 0 | 0 | 0 | 0 | 0 | 0 | 0 | 0 | 0 | 0 | 0 | 0 | 0 | 0 | 0 | 0 | 0 | 0 | 0 | 0 | 0 |  | 0 | 0 | 0 | 0 | 0 | 0 | 0 | 0 | 0 | 0 | 0 | 0 | 0 | 0 | 0 | 0 | 0 | 0 | 0 | 0 | 0 | 0 | 0 | 0 | 0 | 0 | 0 | 0 | 0 | 0 | 0 | 0 | 0 | 0 | 0 | 0 | 0 | 0 | 0 | 0 | 0 | 0 | 0 | 0 | 0 | 0 | 0 | 0 | 0 | 0 | 0 | 0
PG&E NGBA | Rincon | 115 | 0 | 0 | 0 | 0 | 0 | 0 | 0 | 0 | 0 | 0 | 0 | 0 | 0 | 0 | 0 | 0 | 0 | 0 | 0 | 0 | 0 | 0 | 0 | 0 | 0 | 0 | 0 | 0 | 0 | 0 | 0 | 0 | 0 | 0 | 0 | 0 | 0 | 0 | 0 | 0 | 0 | 0 | 0 | 0 | 0 | 0 | 0 | 0 |  | 0 | 0 | 0 | 0 | 0 | 0 | 0 | 0 | 0 | 0 | 0 | 0 | 0 | 0 | 0 | 0 | 0 | 0 | 0 | 0 | 0 | 0 | 0 | 0 | 0 | 0 | 0 | 0 | 0 | 0 | 0 | 0 | 0 | 0 | 0 | 0 | 0 | 0 | 0 | 0 | 0 | 0 | 0 | 0 | 0 | 0 | 0 | 0 | 0 | 0 | 0 | 0
PG&E KERN | Rio Bravo | 115 | 0 | 0 | 0 | 0 | 0 | 0 | 0 | 0 | 0 | 0 | 0 | 0 | 0 | 0 | 0 | 0 | 0 | 0 | 0 | 0 | 0 | 0 | 0 | 0 | 0 | 0 | 0 | 0 | 0 | 0 | 0 | 0 | 0 | 0 | 0 | 0 | 0 | 0 | 0 | 0 | 0 | 0 | 0 | 0 | 0 | 0 | 0 | 0 |  | 0 | 0 | 0 | 0 | 0 | 0 | 0 | 0 | 0 | 0 | 0 | 0 | 0 | 0 | 0 | 0 | 0 | 0 | 0 | 0 | 0 | 0 | 0 | 0 | 0 | 0 | 0 | 0 | 0 | 0 | 0 | 0 | 0 | 0 | 0 | 0 | 0 | 0 | 0 | 0 | 0 | 0 | 0 | 0 | 0 | 0 | 0 | 0 | 0 | 0 | 0 | 0
SCE Metro | Rio Hondo | 230 | 0 | 0 | 0 | 0 | 0 | 0 | 0 | 0 | 0 | 0 | 0 | 0 | 443.7109 | 525 | 0 | 0 | 0 | 0 | 0 | 0 | 0 | 0 | 0 | 0 | 746.1109 | 825 | 0 | 0 | 0 | 0 | 0 | 0 | 0 | 0 | 0 | 0 | 746.1109 | 825 | 0 | 0 | 0 | 0 | 0 | 0 | 0 | 0 | 0 | 0 |  | 0 | 0 | 0 | 0 | 0 | 0 | 0 | 0 | 0 | 0 | 0 | 0 | 0 | 0 | 0 | 0 | 0 | 0 | 0 | 0 | 0 | 0 | 0 | 0 | 0 | 0 | 0 | 0 | 0 | 0 | 0 | 0 | 0 | 0 | 0 | 0 | 0 | 0 | 0 | 0 | 0 | 0 | 0 | 0 | 0 | 0 | 0 | 0 | 0 | 0 | 0 | 0
PG&E NGBA | Rio Oso | 115 | 0 | 0 | 0 | 0 | 0 | 0 | 0 | 0 | 0 | 0 | 0 | 0 | 0 | 0 | 0 | 0 | 0 | 0 | 0 | 0 | 0 | 0 | 0 | 0 | 0 | 0 | 0 | 0 | 0 | 0 | 0 | 0 | 0 | 0 | 0 | 0 | 0 | 0 | 0 | 0 | 0 | 0 | 0 | 0 | 0 | 0 | 0 | 0 |  | 0 | 0 | 0 | 0 | 0 | 0 | 0 | 0 | 0 | 0 | 0 | 0 | 0 | 0 | 0 | 0 | 0 | 0 | 0 | 0 | 0 | 0 | 0 | 0 | 0 | 0 | 0 | 0 | 0 | 0 | 0 | 0 | 0 | 0 | 0 | 0 | 0 | 0 | 0 | 0 | 0 | 0 | 0 | 0 | 0 | 0 | 0 | 0 | 0 | 0 | 0 | 0
PG&E NGBA | Rio Oso | 230 | 0 | 0 | 0 | 0 | 0 | 0 | 0 | 0 | 0 | 0 | 0 | 0 | 0 | 0 | 0 | 0 | 0 | 0 | 0 | 0 | 0 | 0 | 0 | 0 | 0 | 0 | 0 | 0 | 0 | 0 | 0 | 0 | 0 | 0 | 0 | 0 | 0 | 0 | 0 | 0 | 0 | 0 | 0 | 0 | 0 | 0 | 0 | 0 |  | 0 | 0 | 0 | 0 | 0 | 0 | 0 | 0 | 0 | 0 | 0 | 0 | 0 | 0 | 0 | 0 | 0 | 0 | 0 | 0 | 0 | 0 | 0 | 0 | 0 | 0 | 0 | 0 | 0 | 0 | 0 | 0 | 0 | 0 | 0 | 0 | 0 | 0 | 414.4 | 0 | 0 | 0 | 0 | 0 | 0 | 0 | 414.4 | 0 | 0 | 0 | 0 | 0
PG&E GBA | Ripon | 115 | 0 | 0 | 0 | 0 | 0 | 0 | 0 | 0 | 0 | 0 | 0 | 0 | 9 | 39 | 0 | 0 | 0 | 0 | 0 | 0 | 0 | 0 | 0 | 0 | 9 | 39 | 0 | 0 | 0 | 0 | 0 | 0 | 0 | 0 | 0 | 0 | 9 | 39 | 0 | 0 | 0 | 0 | 0 | 0 | 0 | 0 | 0 | 0 |  | 0 | 0 | 0 | 0 | 0 | 0 | 0 | 0 | 0 | 0 | 0 | 0 | 9 | 39 | 0 | 0 | 0 | 0 | 0 | 0 | 0 | 0 | 0 | 0 | 9 | 39 | 0 | 0 | 0 | 0 | 0 | 0 | 0 | 0 | 0 | 0 | 0 | 0 | 0 | 0 | 0 | 0 | 0 | 0 | 0 | 0 | 0 | 0 | 0 | 0 | 0 | 0
PG&E GBA | Riverbank | 115 | 0 | 0 | 0 | 0 | 0 | 0 | 0 | 0 | 0 | 0 | 0 | 0 | 0 | 0 | 0 | 0 | 0 | 0 | 0 | 0 | 0 | 0 | 0 | 0 | 0 | 0 | 0 | 0 | 0 | 0 | 0 | 0 | 0 | 0 | 0 | 0 | 0 | 0 | 0 | 0 | 0 | 0 | 0 | 0 | 0 | 0 | 0 | 0 |  | 0 | 0 | 0 | 0 | 0 | 0 | 0 | 0 | 0 | 0 | 0 | 0 | 0 | 0 | 0 | 0 | 0 | 0 | 0 | 0 | 0 | 0 | 0 | 0 | 0 | 0 | 0 | 0 | 0 | 0 | 0 | 0 | 0 | 0 | 0 | 0 | 0 | 0 | 0 | 0 | 0 | 0 | 0 | 0 | 0 | 0 | 0 | 0 | 0 | 0 | 0 | 0
SCE NOL | Roadway | 115 | 34.94 | 24.9 | 0 | 0 | 45.92 | 10.88 | 0 | 0 | 0 | 0 | 0 | 0 | 50 | 50 | 0 | 0 | 75 | 0 | 0 | 0 | 0 | 0 | 0 | 0 | 50 | 50 | 0 | 0 | 75 | 0 | 0 | 0 | 0 | 0 | 0 | 0 | 50 | 50 | 0 | 0 | 75 | 0 | 0 | 0 | 0 | 0 | 0 | 0 |  | 34.94 | 24.9 | 0 | 0 | 45.92 | 10.88 | 0 | 0 | 0 | 0 | 0 | 0 | 50 | 50 | 0 | 0 | 75 | 0 | 0 | 0 | 0 | 0 | 0 | 0 | 50 | 50 | 0 | 0 | 75 | 0 | 0 | 0 | 0 | 0 | 0 | 0 | 0 | 0 | 0 | 0 | 0 | 0 | 0 | 0 | 0 | 0 | 0 | 0 | 0 | 0 | 0 | 0
PG&E NGBA | Rock Creek 1 | 230 | 0 | 0 | 0 | 0 | 0 | 0 | 0 | 0 | 0 | 0 | 0 | 0 | 0 | 0 | 0 | 0 | 0 | 0 | 0 | 0 | 0 | 0 | 0 | 0 | 0 | 0 | 0 | 0 | 0 | 0 | 0 | 0 | 0 | 0 | 0 | 0 | 0 | 0 | 0 | 0 | 0 | 0 | 0 | 0 | 0 | 0 | 0 | 0 |  | 0 | 0 | 0 | 0 | 0 | 0 | 0 | 0 | 0 | 0 | 0 | 0 | 0 | 0 | 0 | 0 | 0 | 0 | 0 | 0 | 0 | 0 | 0 | 0 | 0 | 0 | 0 | 0 | 0 | 0 | 0 | 0 | 0 | 0 | 0 | 0 | 0 | 0 | 0 | 0 | 0 | 0 | 0 | 0 | 0 | 0 | 0 | 0 | 0 | 0 | 0 | 0
SCE Northern | Rosamond | 66 | 0 | 0 | 0 | 0 | 0 | 0 | 0 | 0 | 0 | 0 | 0 | 0 | 0 | 0 | 0 | 0 | 0 | 0 | 0 | 0 | 0 | 0 | 0 | 0 | 0 | 0 | 0 | 0 | 0 | 0 | 0 | 0 | 0 | 0 | 0 | 0 | 0 | 0 | 0 | 0 | 0 | 0 | 0 | 0 | 0 | 0 | 0 | 0 |  | 0 | 0 | 0 | 0 | 0 | 0 | 0 | 0 | 0 | 0 | 0 | 0 | 0 | 0 | 0 | 0 | 0 | 0 | 0 | 0 | 0 | 0 | 0 | 0 | 0 | 0 | 0 | 0 | 0 | 0 | 0 | 0 | 0 | 0 | 0 | 0 | 0 | 0 | 0 | 0 | 0 | 0 | 0 | 0 | 0 | 0 | 0 | 0 | 0 | 0 | 0 | 0
PG&E GBA | Rossmoor | 230 | 0 | 0 | 0 | 0 | 0 | 0 | 0 | 0 | 0 | 0 | 0 | 0 | 0 | 0 | 0 | 0 | 0 | 0 | 0 | 0 | 0 | 0 | 0 | 0 | 0 | 0 | 0 | 0 | 0 | 0 | 0 | 0 | 0 | 0 | 0 | 0 | 0 | 0 | 0 | 0 | 0 | 0 | 0 | 0 | 0 | 0 | 0 | 0 |  | 0 | 0 | 0 | 0 | 0 | 0 | 0 | 0 | 0 | 0 | 0 | 0 | 0 | 0 | 0 | 0 | 0 | 0 | 0 | 0 | 0 | 0 | 0 | 0 | 0 | 0 | 0 | 0 | 0 | 0 | 0 | 0 | 0 | 0 | 0 | 0 | 0 | 0 | 0 | 0 | 0 | 0 | 0 | 0 | 0 | 0 | 0 | 0 | 0 | 0 | 0 | 0
PG&E NGBA | Round Mountain | 230 | 0 | 0 | 0 | 0 | 0 | 0 | 0 | 0 | 0 | 0 | 0 | 0 | 0 | 0 | 0 | 0 | 0 | 0 | 0 | 0 | 0 | 0 | 0 | 0 | 0 | 0 | 0 | 0 | 0 | 0 | 0 | 0 | 0 | 0 | 0 | 0 | 0 | 0 | 0 | 0 | 0 | 0 | 0 | 0 | 0 | 0 | 0 | 0 |  | 0 | 0 | 0 | 0 | 0 | 0 | 0 | 0 | 0 | 0 | 0 | 0 | 0 | 0 | 0 | 0 | 0 | 0 | 0 | 0 | 0 | 0 | 0 | 0 | 0 | 0 | 0 | 0 | 0 | 0 | 0 | 0 | 0 | 0 | 0 | 0 | 0 | 0 | 0 | 0 | 0 | 0 | 0 | 0 | 0 | 0 | 0 | 0 | 0 | 0 | 0 | 0
PG&E NGBA | Round Mountain | 500 | 0 | 0 | 0 | 0 | 0 | 0 | 0 | 0 | 0 | 0 | 0 | 0 | 0 | 0 | 0 | 0 | 0 | 0 | 0 | 0 | 0 | 0 | 0 | 0 | 0 | 0 | 0 | 0 | 0 | 0 | 0 | 0 | 0 | 0 | 0 | 0 | 0 | 0 | 0 | 0 | 0 | 0 | 0 | 0 | 0 | 0 | 0 | 0 |  | 0 | 0 | 0 | 0 | 0 | 0 | 0 | 0 | 0 | 0 | 0 | 0 | 0 | 0 | 0 | 0 | 0 | 0 | 0 | 0 | 0 | 0 | 0 | 0 | 0 | 0 | 0 | 0 | 0 | 0 | 0 | 0 | 0 | 0 | 0 | 0 | 0 | 0 | 0 | 0 | 0 | 0 | 0 | 0 | 0 | 0 | 0 | 0 | 0 | 0 | 0 | 0
PG&E GBA | Salado | 115 | 0 | 0 | 0 | 0 | 0 | 0 | 0 | 0 | 0 | 0 | 0 | 0 | 0 | 0 | 0 | 0 | 0 | 0 | 0 | 0 | 0 | 0 | 0 | 0 | 0 | 0 | 0 | 0 | 0 | 0 | 0 | 0 | 0 | 0 | 0 | 0 | 0 | 0 | 0 | 0 | 0 | 0 | 0 | 0 | 0 | 0 | 0 | 0 |  | 0 | 0 | 0 | 0 | 0 | 0 | 0 | 0 | 0 | 0 | 0 | 0 | 0 | 0 | 0 | 0 | 0 | 0 | 0 | 0 | 0 | 0 | 0 | 0 | 0 | 0 | 0 | 0 | 0 | 0 | 0 | 0 | 0 | 0 | 0 | 0 | 64.36 | 0 | 0 | 0 | 0 | 0 | 0 | 64.36 | 64.36 | 0 | 0 | 0 | 0 | 0 | 0 | 0
PG&E GBA | Salado | 60 | 0 | 0 | 0 | 0 | 0 | 0 | 0 | 0 | 0 | 0 | 0 | 0 | 20 | 0 | 0 | 0 | 0 | 0 | 0 | 0 | 0 | 0 | 0 | 0 | 20 | 0 | 0 | 0 | 0 | 0 | 0 | 0 | 0 | 0 | 0 | 0 | 20 | 0 | 0 | 0 | 0 | 0 | 0 | 0 | 0 | 0 | 0 | 0 |  | 20 | 0 | 0 | 0 | 0 | 0 | 0 | 0 | 0 | 0 | 0 | 0 | 20 | 0 | 0 | 0 | 0 | 0 | 0 | 0 | 0 | 0 | 0 | 0 | 20 | 0 | 0 | 0 | 0 | 0 | 0 | 0 | 0 | 0 | 0 | 0 | 0 | 0 | 0 | 0 | 0 | 0 | 0 | 0 | 0 | 0 | 0 | 0 | 0 | 0 | 0 | 0
PG&E GBA | Salinas | 115 | 0 | 0 | 0 | 0 | 0 | 0 | 0 | 0 | 0 | 0 | 0 | 0 | 0 | 0 | 0 | 0 | 0 | 0 | 0 | 0 | 0 | 0 | 0 | 0 | 0 | 0 | 0 | 0 | 0 | 0 | 0 | 0 | 0 | 0 | 0 | 0 | 0 | 0 | 0 | 0 | 0 | 0 | 0 | 0 | 0 | 0 | 0 | 0 |  | 0 | 0 | 0 | 0 | 0 | 0 | 0 | 0 | 0 | 0 | 0 | 0 | 0 | 0 | 0 | 0 | 0 | 0 | 0 | 0 | 0 | 0 | 0 | 0 | 0 | 0 | 0 | 0 | 0 | 0 | 0 | 0 | 0 | 0 | 0 | 0 | 0 | 0 | 0 | 0 | 0 | 0 | 0 | 0 | 0 | 0 | 0 | 0 | 0 | 0 | 0 | 0
SDGE | Salt Creek | 69 | 0 | 0 | 0 | 0 | 0 | 0 | 0 | 0 | 0 | 0 | 0 | 0 | 0 | 0 | 0 | 0 | 0 | 0 | 0 | 0 | 0 | 0 | 0 | 0 | 102.04 | 0 | 0 | 0 | 0 | 0 | 0 | 0 | 0 | 0 | 0 | 0 | 102.04 | 0 | 0 | 0 | 0 | 0 | 0 | 0 | 0 | 0 | 0 | 0 |  | 0 | 0 | 0 | 0 | 0 | 0 | 0 | 0 | 0 | 0 | 0 | 0 | 102.04 | 0 | 0 | 0 | 0 | 0 | 0 | 0 | 0 | 0 | 0 | 0 | 102.04 | 0 | 0 | 0 | 0 | 0 | 0 | 0 | 0 | 0 | 0 | 0 | 0 | 0 | 0 | 0 | 0 | 0 | 0 | 0 | 0 | 0 | 0 | 0 | 0 | 0 | 0 | 0
SCE Eastern | San Bernardino | 230 | 0 | 0 | 0 | 0 | 0 | 0 | 0 | 0 | 0 | 0 | 0 | 0 | 0 | 0 | 0 | 0 | 0 | 0 | 0 | 0 | 0 | 0 | 0 | 0 | 202.8 | 0 | 0 | 0 | 0 | 0 | 0 | 0 | 0 | 0 | 0 | 0 | 202.8 | 0 | 0 | 0 | 0 | 0 | 0 | 0 | 0 | 0 | 0 | 0 |  | 0 | 0 | 0 | 0 | 0 | 0 | 0 | 0 | 0 | 0 | 0 | 0 | 0 | 0 | 0 | 0 | 0 | 0 | 0 | 0 | 0 | 0 | 0 | 0 | 0 | 0 | 0 | 0 | 0 | 0 | 0 | 0 | 0 | 0 | 0 | 0 | 0 | 0 | 0 | 0 | 0 | 0 | 0 | 0 | 0 | 0 | 0 | 0 | 0 | 0 | 0 | 0
PG&E GBA | SAN FRAN A (POTRERO PP) | 115 | 0 | 0 | 0 | 0 | 0 | 0 | 0 | 0 | 0 | 0 | 0 | 0 | 0 | 0 | 0 | 0 | 0 | 0 | 0 | 0 | 0 | 0 | 0 | 0 | 0 | 0 | 0 | 0 | 0 | 0 | 0 | 0 | 0 | 0 | 0 | 0 | 0 | 0 | 0 | 0 | 0 | 0 | 0 | 0 | 0 | 0 | 0 | 0 |  | 0 | 0 | 0 | 0 | 0 | 0 | 0 | 0 | 0 | 0 | 0 | 0 | 0 | 0 | 0 | 0 | 0 | 0 | 0 | 0 | 0 | 0 | 0 | 0 | 0 | 0 | 0 | 0 | 0 | 0 | 0 | 0 | 0 | 0 | 0 | 0 | 0 | 0 | 0 | 0 | 0 | 0 | 0 | 0 | 0 | 0 | 0 | 0 | 0 | 0 | 0 | 0
PG&E GBA | SAN FRAN A (POTRERO PP) | 230 | 0 | 0 | 0 | 0 | 0 | 0 | 0 | 0 | 0 | 0 | 0 | 0 | 0 | 0 | 0 | 0 | 0 | 0 | 0 | 0 | 0 | 0 | 0 | 0 | 0 | 0 | 0 | 0 | 0 | 0 | 0 | 0 | 0 | 0 | 0 | 0 | 0 | 0 | 0 | 0 | 0 | 0 | 0 | 0 | 0 | 0 | 0 | 0 |  | 0 | 0 | 0 | 0 | 0 | 0 | 0 | 0 | 0 | 0 | 0 | 0 | 0 | 0 | 0 | 0 | 0 | 0 | 0 | 0 | 0 | 0 | 0 | 0 | 0 | 0 | 0 | 0 | 0 | 0 | 0 | 0 | 0 | 0 | 0 | 0 | 0 | 0 | 0 | 0 | 0 | 0 | 0 | 0 | 0 | 0 | 0 | 0 | 0 | 0 | 0 | 0
PG&E GBA | San Jose A | 115 | 0 | 0 | 0 | 0 | 0 | 0 | 0 | 0 | 0 | 0 | 0 | 0 | 0 | 0 | 0 | 0 | 0 | 0 | 0 | 0 | 0 | 0 | 0 | 0 | 0 | 0 | 0 | 0 | 0 | 0 | 0 | 0 | 0 | 0 | 0 | 0 | 0 | 0 | 0 | 0 | 0 | 0 | 0 | 0 | 0 | 0 | 0 | 0 |  | 0 | 0 | 0 | 0 | 0 | 0 | 0 | 0 | 0 | 0 | 0 | 0 | 0 | 0 | 0 | 0 | 0 | 0 | 0 | 0 | 0 | 0 | 0 | 0 | 0 | 0 | 0 | 0 | 0 | 0 | 0 | 0 | 0 | 0 | 0 | 0 | 0 | 0 | 0 | 0 | 0 | 0 | 0 | 0 | 0 | 0 | 0 | 0 | 0 | 0 | 0 | 0
PG&E GBA | San Jose B | 115 | 0 | 0 | 0 | 0 | 0 | 0 | 0 | 0 | 0 | 0 | 0 | 0 | 0 | 0 | 0 | 0 | 0 | 0 | 0 | 0 | 0 | 0 | 0 | 0 | 0 | 0 | 0 | 0 | 0 | 0 | 0 | 0 | 0 | 0 | 0 | 0 | 0 | 0 | 0 | 0 | 0 | 0 | 0 | 0 | 0 | 0 | 0 | 0 |  | 0 | 0 | 0 | 0 | 0 | 0 | 0 | 0 | 0 | 0 | 0 | 0 | 0 | 0 | 0 | 0 | 0 | 0 | 0 | 0 | 0 | 0 | 0 | 0 | 0 | 0 | 0 | 0 | 0 | 0 | 0 | 0 | 0 | 0 | 0 | 0 | 0 | 0 | 0 | 0 | 0 | 0 | 0 | 0 | 0 | 0 | 0 | 0 | 0 | 0 | 0 | 0
PG&E GBA | San Leandro U | 115 | 0 | 0 | 0 | 0 | 0 | 0 | 0 | 0 | 0 | 0 | 0 | 0 | 0 | 0 | 0 | 0 | 0 | 0 | 0 | 0 | 0 | 0 | 0 | 0 | 0 | 0 | 0 | 0 | 0 | 0 | 0 | 0 | 0 | 0 | 0 | 0 | 0 | 0 | 0 | 0 | 0 | 0 | 0 | 0 | 0 | 0 | 0 | 0 |  | 0 | 0 | 0 | 0 | 0 | 0 | 0 | 0 | 0 | 0 | 0 | 0 | 0 | 0 | 0 | 0 | 0 | 0 | 0 | 0 | 0 | 0 | 0 | 0 | 0 | 0 | 0 | 0 | 0 | 0 | 0 | 0 | 0 | 0 | 0 | 0 | 0 | 0 | 0 | 0 | 0 | 0 | 0 | 0 | 0 | 0 | 0 | 0 | 0 | 0 | 0 | 0
PG&E KERN | San Luis Obispo | 115 | 0 | 0 | 0 | 0 | 0 | 0 | 0 | 0 | 0 | 0 | 0 | 0 | 0 | 0 | 0 | 0 | 0 | 0 | 0 | 0 | 0 | 0 | 0 | 0 | 0 | 0 | 0 | 0 | 0 | 0 | 0 | 0 | 0 | 0 | 0 | 0 | 0 | 0 | 0 | 0 | 0 | 0 | 0 | 0 | 0 | 0 | 0 | 0 |  | 0 | 0 | 0 | 0 | 0 | 0 | 0 | 0 | 0 | 0 | 0 | 0 | 0 | 0 | 0 | 0 | 0 | 0 | 0 | 0 | 0 | 0 | 0 | 0 | 0 | 0 | 0 | 0 | 0 | 0 | 0 | 0 | 0 | 0 | 0 | 0 | 0 | 0 | 0 | 0 | 0 | 0 | 0 | 0 | 0 | 0 | 0 | 0 | 0 | 0 | 0 | 0
PG&E KERN | San Luis Obispo | 70 | 0 | 0 | 0 | 0 | 0 | 0 | 0 | 0 | 0 | 0 | 0 | 0 | 0 | 0 | 0 | 0 | 0 | 0 | 0 | 0 | 0 | 0 | 0 | 0 | 0 | 0 | 0 | 0 | 0 | 0 | 0 | 0 | 0 | 0 | 0 | 0 | 0 | 0 | 0 | 0 | 0 | 0 | 0 | 0 | 0 | 0 | 0 | 0 |  | 0 | 0 | 0 | 0 | 0 | 0 | 0 | 0 | 0 | 0 | 0 | 0 | 0 | 0 | 0 | 0 | 0 | 0 | 0 | 0 | 0 | 0 | 0 | 0 | 0 | 0 | 0 | 0 | 0 | 0 | 0 | 0 | 0 | 0 | 0 | 0 | 0 | 0 | 0 | 0 | 0 | 0 | 0 | 0 | 0 | 0 | 0 | 0 | 0 | 0 | 0 | 0
SDGE | San Luis Rey | 230 | 0 | 0 | 0 | 0 | 0 | 0 | 0 | 0 | 0 | 0 | 0 | 0 | 0 | 0 | 0 | 0 | 0 | 0 | 0 | 0 | 0 | 0 | 0 | 0 | 256 | 0 | 0 | 0 | 0 | 0 | 0 | 0 | 0 | 0 | 0 | 0 | 256 | 0 | 0 | 0 | 0 | 0 | 0 | 0 | 0 | 0 | 0 | 0 |  | 0 | 0 | 0 | 0 | 0 | 0 | 0 | 0 | 0 | 0 | 0 | 0 | 256 | 0 | 0 | 0 | 0 | 0 | 0 | 0 | 0 | 0 | 0 | 0 | 256 | 0 | 0 | 0 | 0 | 0 | 0 | 0 | 0 | 0 | 0 | 0 | 0 | 0 | 0 | 0 | 0 | 0 | 0 | 0 | 0 | 0 | 0 | 0 | 0 | 0 | 0 | 0
SDGE | San Luis Rey | 69 | 0 | 0 | 0 | 0 | 0 | 0 | 0 | 0 | 0 | 0 | 0 | 0 | 0 | 0 | 0 | 0 | 0 | 0 | 0 | 0 | 0 | 0 | 0 | 0 | 0 | 0 | 0 | 0 | 0 | 0 | 0 | 0 | 0 | 0 | 0 | 0 | 0 | 0 | 0 | 0 | 0 | 0 | 0 | 0 | 0 | 0 | 0 | 0 |  | 0 | 0 | 0 | 0 | 0 | 0 | 0 | 0 | 0 | 0 | 0 | 0 | 0 | 0 | 0 | 0 | 0 | 0 | 0 | 0 | 0 | 0 | 0 | 0 | 0 | 0 | 0 | 0 | 0 | 0 | 0 | 0 | 0 | 0 | 0 | 0 | 0 | 0 | 0 | 0 | 0 | 0 | 0 | 0 | 0 | 0 | 0 | 0 | 0 | 0 | 0 | 0
SDGE | San Marcos | 69 | 0 | 0 | 0 | 0 | 0 | 0 | 0 | 0 | 0 | 0 | 0 | 0 | 0 | 0 | 0 | 0 | 0 | 0 | 0 | 0 | 0 | 0 | 0 | 0 | 0 | 0 | 0 | 0 | 0 | 0 | 0 | 0 | 0 | 0 | 0 | 0 | 0 | 0 | 0 | 0 | 0 | 0 | 0 | 0 | 0 | 0 | 0 | 0 |  | 0 | 0 | 0 | 0 | 0 | 0 | 0 | 0 | 0 | 0 | 0 | 0 | 0 | 0 | 0 | 0 | 0 | 0 | 0 | 0 | 0 | 0 | 0 | 0 | 0 | 0 | 0 | 0 | 0 | 0 | 0 | 0 | 0 | 0 | 0 | 0 | 0 | 0 | 0 | 0 | 0 | 0 | 0 | 0 | 0 | 0 | 0 | 0 | 0 | 0 | 0 | 0
SCE Metro | San Onofre | 230 | 0 | 0 | 0 | 0 | 0 | 0 | 0 | 0 | 0 | 0 | 0 | 0 | 0 | 0 | 0 | 0 | 0 | 0 | 0 | 0 | 0 | 0 | 0 | 0 | 0 | 0 | 0 | 0 | 0 | 0 | 0 | 0 | 0 | 0 | 0 | 0 | 0 | 0 | 0 | 0 | 0 | 0 | 0 | 0 | 0 | 0 | 0 | 0 |  | 0 | 0 | 0 | 0 | 0 | 0 | 0 | 0 | 0 | 0 | 0 | 0 | 0 | 0 | 0 | 0 | 0 | 0 | 0 | 0 | 0 | 0 | 0 | 0 | 0 | 0 | 0 | 0 | 0 | 0 | 0 | 0 | 0 | 0 | 0 | 0 | 0 | 0 | 0 | 0 | 0 | 0 | 0 | 0 | 0 | 0 | 0 | 0 | 0 | 0 | 0 | 0
PG&E GBA | San Pablo | 115 | 0 | 0 | 0 | 0 | 0 | 0 | 0 | 0 | 0 | 0 | 0 | 0 | 0 | 0 | 0 | 0 | 0 | 0 | 0 | 0 | 0 | 0 | 0 | 0 | 0 | 0 | 0 | 0 | 0 | 0 | 0 | 0 | 0 | 0 | 0 | 0 | 0 | 0 | 0 | 0 | 0 | 0 | 0 | 0 | 0 | 0 | 0 | 0 |  | 0 | 0 | 0 | 0 | 0 | 0 | 0 | 0 | 0 | 0 | 0 | 0 | 0 | 0 | 0 | 0 | 0 | 0 | 0 | 0 | 0 | 0 | 0 | 0 | 0 | 0 | 0 | 0 | 0 | 0 | 0 | 0 | 0 | 0 | 0 | 0 | 0 | 0 | 0 | 0 | 0 | 0 | 0 | 0 | 0 | 0 | 0 | 0 | 0 | 0 | 0 | 0
PG&E GBA | San Ramon | 230 | 0 | 0 | 0 | 0 | 0 | 0 | 0 | 0 | 0 | 0 | 0 | 0 | 0 | 0 | 0 | 0 | 0 | 0 | 0 | 0 | 0 | 0 | 0 | 0 | 0 | 0 | 0 | 0 | 0 | 0 | 0 | 0 | 0 | 0 | 0 | 0 | 0 | 0 | 0 | 0 | 0 | 0 | 0 | 0 | 0 | 0 | 0 | 0 |  | 0 | 0 | 0 | 0 | 0 | 0 | 0 | 0 | 0 | 0 | 0 | 0 | 0 | 0 | 0 | 0 | 0 | 0 | 0 | 0 | 0 | 0 | 0 | 0 | 0 | 0 | 0 | 0 | 0 | 0 | 0 | 0 | 0 | 0 | 0 | 0 | 0 | 0 | 0 | 0 | 0 | 0 | 0 | 0 | 0 | 0 | 0 | 0 | 0 | 0 | 0 | 0
SDGE | San Ysidro | 69 | 0 | 0 | 0 | 0 | 0 | 0 | 0 | 0 | 0 | 0 | 0 | 0 | 0 | 0 | 0 | 0 | 0 | 0 | 0 | 0 | 0 | 0 | 0 | 0 | 0 | 0 | 0 | 0 | 0 | 0 | 0 | 0 | 0 | 0 | 0 | 0 | 0 | 0 | 0 | 0 | 0 | 0 | 0 | 0 | 0 | 0 | 0 | 0 |  | 0 | 0 | 0 | 0 | 0 | 0 | 0 | 0 | 0 | 0 | 0 | 0 | 0 | 0 | 0 | 0 | 0 | 0 | 0 | 0 | 0 | 0 | 0 | 0 | 0 | 0 | 0 | 0 | 0 | 0 | 0 | 0 | 0 | 0 | 0 | 0 | 0 | 0 | 0 | 0 | 0 | 0 | 0 | 0 | 0 | 0 | 0 | 0 | 0 | 0 | 0 | 0
SCE NOL | Sandlot | 230 | 0 | 0 | 0 | 0 | 0 | 0 | 0 | 0 | 0 | 0 | 0 | 0 | 0 | 0 | 0 | 0 | 0 | 0 | 0 | 0 | 0 | 0 | 0 | 0 | 0 | 0 | 0 | 0 | 0 | 0 | 0 | 0 | 0 | 0 | 0 | 0 | 0 | 0 | 0 | 0 | 0 | 0 | 0 | 0 | 0 | 0 | 0 | 0 |  | 0 | 0 | 0 | 0 | 0 | 0 | 0 | 0 | 0 | 0 | 0 | 0 | 0 | 0 | 0 | 0 | 0 | 0 | 0 | 0 | 0 | 0 | 0 | 0 | 0 | 0 | 0 | 0 | 0 | 0 | 0 | 0 | 0 | 0 | 0 | 0 | 0 | 0 | 0 | 0 | 0 | 0 | 0 | 0 | 0 | 0 | 0 | 0 | 0 | 0 | 0 | 0
EOP | Sandy | 138 | 0 | 0 | 0 | 0 | 0 | 0 | 0 | 0 | 0 | 0 | 0 | 0 | 0 | 0 | 0 | 0 | 0 | 0 | 0 | 0 | 0 | 0 | 0 | 0 | 0 | 0 | 0 | 0 | 0 | 0 | 0 | 0 | 0 | 0 | 0 | 0 | 0 | 0 | 0 | 0 | 0 | 0 | 0 | 0 | 0 | 0 | 0 | 0 |  | 0 | 0 | 0 | 0 | 0 | 0 | 0 | 0 | 0 | 0 | 0 | 0 | 0 | 0 | 0 | 0 | 0 | 0 | 0 | 0 | 0 | 0 | 0 | 0 | 0 | 0 | 0 | 0 | 0 | 0 | 0 | 0 | 0 | 0 | 0 | 0 | 0 | 0 | 0 | 0 | 0 | 0 | 0 | 0 | 0 | 0 | 0 | 0 | 0 | 0 | 0 | 0
PG&E FRESNO | Sanger | 115 | 0 | 0 | 0 | 0 | 0 | 0 | 0 | 0 | 0 | 0 | 0 | 0 | 203.699 | 200 | 0 | 0 | 0 | 0 | 0 | 0 | 0 | 0 | 0 | 0 | 203.699 | 200 | 0 | 0 | 0 | 0 | 0 | 0 | 0 | 0 | 0 | 0 | 203.699 | 200 | 0 | 0 | 0 | 0 | 0 | 0 | 0 | 0 | 0 | 0 |  | 203.699 | 200 | 0 | 0 | 0 | 0 | 0 | 0 | 0 | 0 | 0 | 0 | 203.699 | 200 | 0 | 0 | 0 | 0 | 0 | 0 | 0 | 0 | 0 | 0 | 203.699 | 200 | 0 | 0 | 0 | 0 | 0 | 0 | 0 | 0 | 0 | 0 | 0 | 0 | 0 | 0 | 0 | 0 | 0 | 0 | 0 | 0 | 0 | 0 | 0 | 0 | 0 | 0
SCE Northern | Santa Clara | 230 | 0 | 0 | 0 | 0 | 0 | 0 | 0 | 0 | 0 | 0 | 0 | 0 | 0 | 0 | 0 | 0 | 0 | 0 | 0 | 0 | 0 | 0 | 0 | 0 | 0 | 0 | 0 | 0 | 0 | 0 | 0 | 0 | 0 | 0 | 0 | 0 | 0 | 0 | 0 | 0 | 0 | 0 | 0 | 0 | 0 | 0 | 0 | 0 |  | 0 | 0 | 0 | 0 | 0 | 0 | 0 | 0 | 0 | 0 | 0 | 0 | 0 | 0 | 0 | 0 | 0 | 0 | 0 | 0 | 0 | 0 | 0 | 0 | 0 | 0 | 0 | 0 | 0 | 0 | 0 | 0 | 0 | 0 | 0 | 0 | 0 | 0 | 0 | 0 | 0 | 0 | 0 | 0 | 0 | 0 | 0 | 0 | 0 | 0 | 0 | 0
PG&E NGBA | Santa Rosa A | 115 | 0 | 0 | 0 | 0 | 0 | 0 | 0 | 0 | 0 | 0 | 0 | 0 | 0 | 0 | 0 | 0 | 0 | 0 | 0 | 0 | 0 | 0 | 0 | 0 | 0 | 0 | 0 | 0 | 0 | 0 | 0 | 0 | 0 | 0 | 0 | 0 | 0 | 0 | 0 | 0 | 0 | 0 | 0 | 0 | 0 | 0 | 0 | 0 |  | 0 | 0 | 0 | 0 | 0 | 0 | 0 | 0 | 0 | 0 | 0 | 0 | 0 | 0 | 0 | 0 | 0 | 0 | 0 | 0 | 0 | 0 | 0 | 0 | 0 | 0 | 0 | 0 | 0 | 0 | 0 | 0 | 0 | 0 | 0 | 0 | 0 | 0 | 0 | 0 | 0 | 0 | 0 | 0 | 0 | 0 | 0 | 0 | 0 | 0 | 0 | 0
PG&E GBA | Santa Teresa | 115 | 0 | 0 | 0 | 0 | 0 | 0 | 0 | 0 | 0 | 0 | 0 | 0 | 101.888 | 100 | 0 | 0 | 0 | 0 | 0 | 0 | 0 | 0 | 0 | 0 | 101.888 | 100 | 0 | 0 | 0 | 0 | 0 | 0 | 0 | 0 | 0 | 0 | 101.888 | 100 | 0 | 0 | 0 | 0 | 0 | 0 | 0 | 0 | 0 | 0 |  | 0 | 0 | 0 | 0 | 0 | 0 | 0 | 0 | 0 | 0 | 0 | 0 | 101.888 | 100 | 0 | 0 | 0 | 0 | 0 | 0 | 0 | 0 | 0 | 0 | 101.888 | 100 | 0 | 0 | 0 | 0 | 0 | 0 | 0 | 0 | 0 | 0 | 0 | 0 | 0 | 0 | 0 | 0 | 0 | 0 | 0 | 0 | 0 | 0 | 0 | 0 | 0 | 0
SDGE | Santee | 138 | 0 | 0 | 0 | 0 | 0 | 0 | 0 | 0 | 0 | 0 | 0 | 0 | 0 | 0 | 0 | 0 | 0 | 0 | 0 | 0 | 0 | 0 | 0 | 0 | 0 | 0 | 0 | 0 | 0 | 0 | 0 | 0 | 0 | 0 | 0 | 0 | 0 | 0 | 0 | 0 | 0 | 0 | 0 | 0 | 0 | 0 | 0 | 0 |  | 0 | 0 | 0 | 0 | 0 | 0 | 0 | 0 | 0 | 0 | 0 | 0 | 0 | 0 | 0 | 0 | 0 | 0 | 0 | 0 | 0 | 0 | 0 | 0 | 0 | 0 | 0 | 0 | 0 | 0 | 0 | 0 | 0 | 0 | 0 | 0 | 0 | 0 | 0 | 0 | 0 | 0 | 0 | 0 | 0 | 0 | 0 | 0 | 0 | 0 | 0 | 0
SCE Metro | Santiago | 230 | 0 | 0 | 0 | 0 | 0 | 0 | 0 | 0 | 0 | 0 | 0 | 0 | 0 | 0 | 0 | 0 | 0 | 0 | 0 | 0 | 0 | 0 | 0 | 0 | 0 | 0 | 0 | 0 | 0 | 0 | 0 | 0 | 0 | 0 | 0 | 0 | 0 | 0 | 0 | 0 | 0 | 0 | 0 | 0 | 0 | 0 | 0 | 0 |  | 0 | 0 | 0 | 0 | 0 | 0 | 0 | 0 | 0 | 0 | 0 | 0 | 0 | 0 | 0 | 0 | 0 | 0 | 0 | 0 | 0 | 0 | 0 | 0 | 0 | 0 | 0 | 0 | 0 | 0 | 0 | 0 | 0 | 0 | 0 | 0 | 0 | 0 | 0 | 0 | 0 | 0 | 0 | 0 | 0 | 0 | 0 | 0 | 0 | 0 | 0 | 0
PG&E GBA | Saratoga | 230 | 0 | 0 | 0 | 0 | 0 | 0 | 0 | 0 | 0 | 0 | 0 | 0 | 0 | 0 | 0 | 0 | 0 | 0 | 0 | 0 | 0 | 0 | 0 | 0 | 0 | 0 | 0 | 0 | 0 | 0 | 0 | 0 | 0 | 0 | 0 | 0 | 0 | 0 | 0 | 0 | 0 | 0 | 0 | 0 | 0 | 0 | 0 | 0 |  | 0 | 0 | 0 | 0 | 0 | 0 | 0 | 0 | 0 | 0 | 0 | 0 | 0 | 0 | 0 | 0 | 0 | 0 | 0 | 0 | 0 | 0 | 0 | 0 | 0 | 0 | 0 | 0 | 0 | 0 | 0 | 0 | 0 | 0 | 0 | 0 | 0 | 0 | 0 | 0 | 0 | 0 | 0 | 0 | 0 | 0 | 0 | 0 | 0 | 0 | 0 | 0
SCE Northern | Saugus | 230 | 0 | 0 | 0 | 0 | 0 | 0 | 0 | 0 | 0 | 0 | 0 | 0 | 0 | 0 | 0 | 0 | 0 | 0 | 0 | 0 | 0 | 0 | 0 | 0 | 0 | 0 | 0 | 0 | 0 | 0 | 0 | 0 | 0 | 0 | 0 | 0 | 0 | 0 | 0 | 0 | 0 | 0 | 0 | 0 | 0 | 0 | 0 | 0 |  | 0 | 0 | 0 | 0 | 0 | 0 | 0 | 0 | 0 | 0 | 0 | 0 | 0 | 0 | 0 | 0 | 0 | 0 | 0 | 0 | 0 | 0 | 0 | 0 | 0 | 0 | 0 | 0 | 0 | 0 | 0 | 0 | 0 | 0 | 0 | 0 | 0 | 0 | 0 | 0 | 0 | 0 | 0 | 0 | 0 | 0 | 0 | 0 | 0 | 0 | 0 | 0
PG&E FRESNO | Schindler | 115 | 0 | 0 | 0 | 0 | 0 | 0 | 0 | 0 | 0 | 0 | 0 | 0 | 60 | 6 | 0 | 0 | 0 | 0 | 0 | 0 | 0 | 0 | 0 | 0 | 60 | 6 | 0 | 0 | 0 | 0 | 0 | 0 | 0 | 0 | 0 | 0 | 60 | 6 | 0 | 0 | 0 | 0 | 0 | 0 | 0 | 0 | 0 | 0 |  | 60 | 6 | 0 | 0 | 0 | 0 | 0 | 0 | 0 | 0 | 0 | 0 | 60 | 6 | 0 | 0 | 0 | 0 | 0 | 0 | 0 | 0 | 0 | 0 | 60 | 6 | 0 | 0 | 0 | 0 | 0 | 0 | 0 | 0 | 0 | 0 | 0 | 0 | 0 | 0 | 0 | 0 | 0 | 0 | 0 | 0 | 0 | 0 | 0 | 0 | 0 | 0
PG&E FRESNO | Schindler | 70 | 0 | 0 | 0 | 0 | 0 | 0 | 0 | 0 | 0 | 0 | 0 | 0 | 0 | 0 | 0 | 0 | 0 | 0 | 0 | 0 | 0 | 0 | 0 | 0 | 0 | 0 | 0 | 0 | 0 | 0 | 0 | 0 | 0 | 0 | 0 | 0 | 0 | 0 | 0 | 0 | 0 | 0 | 0 | 0 | 0 | 0 | 0 | 0 |  | 0 | 0 | 0 | 0 | 0 | 0 | 0 | 0 | 0 | 0 | 0 | 0 | 0 | 0 | 0 | 0 | 0 | 0 | 0 | 0 | 0 | 0 | 0 | 0 | 0 | 0 | 0 | 0 | 0 | 0 | 0 | 0 | 0 | 0 | 0 | 0 | 0 | 0 | 0 | 0 | 0 | 0 | 0 | 0 | 0 | 0 | 0 | 0 | 0 | 0 | 0 | 0
PG&E GBA | Schulte | 115 | 0 | 0 | 0 | 0 | 0 | 0 | 0 | 0 | 0 | 0 | 0 | 0 | 253.55 | 130 | 0 | 0 | 0 | 0 | 0 | 0 | 0 | 0 | 0 | 0 | 716.12 | 130 | 0 | 0 | 0 | 0 | 0 | 0 | 0 | 0 | 0 | 0 | 716.12 | 130 | 0 | 0 | 0 | 0 | 0 | 0 | 0 | 0 | 0 | 0 |  | 40 | 40 | 0 | 0 | 0 | 0 | 0 | 0 | 0 | 0 | 0 | 0 | 40 | 40 | 0 | 0 | 0 | 0 | 0 | 0 | 0 | 0 | 0 | 0 | 40 | 40 | 0 | 0 | 0 | 0 | 0 | 0 | 0 | 0 | 0 | 0 | 0 | 0 | 0 | 0 | 0 | 0 | 0 | 0 | 0 | 0 | 0 | 0 | 0 | 0 | 0 | 0
SDGE | Scripps | 69 | 0 | 0 | 0 | 0 | 0 | 0 | 0 | 0 | 0 | 0 | 0 | 0 | 0 | 0 | 0 | 0 | 0 | 0 | 0 | 0 | 0 | 0 | 0 | 0 | 71.3 | 0 | 0 | 0 | 0 | 0 | 0 | 0 | 0 | 0 | 0 | 0 | 71.3 | 0 | 0 | 0 | 0 | 0 | 0 | 0 | 0 | 0 | 0 | 0 |  | 0 | 0 | 0 | 0 | 0 | 0 | 0 | 0 | 0 | 0 | 0 | 0 | 71.3 | 0 | 0 | 0 | 0 | 0 | 0 | 0 | 0 | 0 | 0 | 0 | 71.3 | 0 | 0 | 0 | 0 | 0 | 0 | 0 | 0 | 0 | 0 | 0 | 0 | 0 | 0 | 0 | 0 | 0 | 0 | 0 | 0 | 0 | 0 | 0 | 0 | 0 | 0 | 0
PG&E KERN | Semitropic | 115 | 0 | 0 | 0 | 0 | 0 | 0 | 0 | 0 | 0 | 0 | 0 | 0 | 0 | 0 | 0 | 0 | 0 | 0 | 0 | 0 | 0 | 0 | 0 | 0 | 0 | 0 | 0 | 0 | 0 | 0 | 0 | 0 | 0 | 0 | 0 | 0 | 0 | 0 | 0 | 0 | 0 | 0 | 0 | 0 | 0 | 0 | 0 | 0 |  | 0 | 0 | 0 | 0 | 0 | 0 | 0 | 0 | 0 | 0 | 0 | 0 | 0 | 0 | 0 | 0 | 0 | 0 | 0 | 0 | 0 | 0 | 0 | 0 | 0 | 0 | 0 | 0 | 0 | 0 | 0 | 0 | 0 | 0 | 0 | 0 | 0 | 0 | 0 | 0 | 0 | 0 | 0 | 0 | 0 | 0 | 0 | 0 | 0 | 0 | 0 | 0
SCE Metro | Serrano | 230 | 0 | 0 | 0 | 0 | 0 | 0 | 0 | 0 | 0 | 0 | 0 | 0 | 0 | 0 | 0 | 0 | 0 | 0 | 0 | 0 | 0 | 0 | 0 | 0 | 0 | 0 | 0 | 0 | 0 | 0 | 0 | 0 | 0 | 0 | 0 | 0 | 0 | 0 | 0 | 0 | 0 | 0 | 0 | 0 | 0 | 0 | 0 | 0 |  | 0 | 0 | 0 | 0 | 0 | 0 | 0 | 0 | 0 | 0 | 0 | 0 | 0 | 0 | 0 | 0 | 0 | 0 | 0 | 0 | 0 | 0 | 0 | 0 | 0 | 0 | 0 | 0 | 0 | 0 | 0 | 0 | 0 | 0 | 0 | 0 | 0 | 0 | 0 | 0 | 0 | 0 | 0 | 0 | 0 | 0 | 0 | 0 | 0 | 0 | 0 | 0
SCE Metro | Serrano | 500 | 0 | 0 | 0 | 0 | 0 | 0 | 0 | 0 | 0 | 0 | 0 | 0 | 0 | 0 | 0 | 0 | 0 | 0 | 0 | 0 | 0 | 0 | 0 | 0 | 0 | 0 | 0 | 0 | 0 | 0 | 0 | 0 | 0 | 0 | 0 | 0 | 0 | 0 | 0 | 0 | 0 | 0 | 0 | 0 | 0 | 0 | 0 | 0 |  | 0 | 0 | 0 | 0 | 0 | 0 | 0 | 0 | 0 | 0 | 0 | 0 | 0 | 0 | 0 | 0 | 0 | 0 | 0 | 0 | 0 | 0 | 0 | 0 | 0 | 0 | 0 | 0 | 0 | 0 | 0 | 0 | 0 | 0 | 0 | 0 | 0 | 0 | 0 | 0 | 0 | 0 | 0 | 0 | 0 | 0 | 0 | 0 | 0 | 0 | 0 | 0
SDGE | Shadowridge | 138 | 0 | 0 | 0 | 0 | 0 | 0 | 0 | 0 | 0 | 0 | 0 | 0 | 0 | 0 | 0 | 0 | 0 | 0 | 0 | 0 | 0 | 0 | 0 | 0 | 0 | 0 | 0 | 0 | 0 | 0 | 0 | 0 | 0 | 0 | 0 | 0 | 0 | 0 | 0 | 0 | 0 | 0 | 0 | 0 | 0 | 0 | 0 | 0 |  | 0 | 0 | 0 | 0 | 0 | 0 | 0 | 0 | 0 | 0 | 0 | 0 | 0 | 0 | 0 | 0 | 0 | 0 | 0 | 0 | 0 | 0 | 0 | 0 | 0 | 0 | 0 | 0 | 0 | 0 | 0 | 0 | 0 | 0 | 0 | 0 | 0 | 0 | 0 | 0 | 0 | 0 | 0 | 0 | 0 | 0 | 0 | 0 | 0 | 0 | 0 | 0
PG&E KERN | Shafter | 115 | 0 | 0 | 0 | 0 | 0 | 0 | 0 | 0 | 0 | 0 | 0 | 0 | 0 | 0 | 0 | 0 | 0 | 0 | 0 | 0 | 0 | 0 | 0 | 0 | 101.7635 | 0 | 0 | 0 | 102.254 | 0 | 0 | 0 | 0 | 0 | 0 | 0 | 101.7635 | 0 | 0 | 0 | 102.254 | 0 | 0 | 0 | 0 | 0 | 0 | 0 |  | 0 | 0 | 0 | 0 | 0 | 0 | 0 | 0 | 0 | 0 | 0 | 0 | 101.7635 | 0 | 0 | 0 | 102.254 | 0 | 0 | 0 | 0 | 0 | 0 | 0 | 101.7635 | 0 | 0 | 0 | 102.254 | 0 | 0 | 0 | 0 | 0 | 0 | 0 | 0 | 0 | 0 | 0 | 0 | 0 | 0 | 0 | 0 | 0 | 0 | 0 | 0 | 0 | 0 | 0
PG&E NGBA | Silverado | 115 | 0 | 0 | 0 | 0 | 0 | 0 | 0 | 0 | 0 | 0 | 0 | 0 | 0 | 0 | 0 | 0 | 0 | 0 | 0 | 0 | 0 | 0 | 0 | 0 | 0 | 0 | 0 | 0 | 0 | 0 | 0 | 0 | 0 | 0 | 0 | 0 | 0 | 0 | 0 | 0 | 0 | 0 | 0 | 0 | 0 | 0 | 0 | 0 |  | 0 | 0 | 0 | 0 | 0 | 0 | 0 | 0 | 0 | 0 | 0 | 0 | 0 | 0 | 0 | 0 | 0 | 0 | 0 | 0 | 0 | 0 | 0 | 0 | 0 | 0 | 0 | 0 | 0 | 0 | 0 | 0 | 0 | 0 | 0 | 0 | 0 | 0 | 0 | 0 | 0 | 0 | 0 | 0 | 0 | 0 | 0 | 0 | 0 | 0 | 0 | 0
SDGE | Silvergate | 230 | 0 | 0 | 0 | 0 | 0 | 0 | 0 | 0 | 0 | 0 | 0 | 0 | 0 | 0 | 0 | 0 | 0 | 0 | 0 | 0 | 0 | 0 | 0 | 0 | 213.5487 | 0 | 0 | 0 | 0 | 0 | 0 | 0 | 0 | 0 | 0 | 0 | 213.5487 | 0 | 0 | 0 | 0 | 0 | 0 | 0 | 0 | 0 | 0 | 0 |  | 0 | 0 | 0 | 0 | 0 | 0 | 0 | 0 | 0 | 0 | 0 | 0 | 0 | 0 | 0 | 0 | 0 | 0 | 0 | 0 | 0 | 0 | 0 | 0 | 0 | 0 | 0 | 0 | 0 | 0 | 0 | 0 | 0 | 0 | 0 | 0 | 0 | 0 | 0 | 0 | 0 | 0 | 0 | 0 | 0 | 0 | 0 | 0 | 0 | 0 | 0 | 0
SDGE | Silvergate | 69 | 0 | 0 | 0 | 0 | 0 | 0 | 0 | 0 | 0 | 0 | 0 | 0 | 0 | 0 | 0 | 0 | 0 | 0 | 0 | 0 | 0 | 0 | 0 | 0 | 0 | 0 | 0 | 0 | 0 | 0 | 0 | 0 | 0 | 0 | 0 | 0 | 0 | 0 | 0 | 0 | 0 | 0 | 0 | 0 | 0 | 0 | 0 | 0 |  | 0 | 0 | 0 | 0 | 0 | 0 | 0 | 0 | 0 | 0 | 0 | 0 | 0 | 0 | 0 | 0 | 0 | 0 | 0 | 0 | 0 | 0 | 0 | 0 | 0 | 0 | 0 | 0 | 0 | 0 | 0 | 0 | 0 | 0 | 0 | 0 | 0 | 0 | 0 | 0 | 0 | 0 | 0 | 0 | 0 | 0 | 0 | 0 | 0 | 0 | 0 | 0
PG&E KERN | Sisquoc | 115 | 0 | 0 | 0 | 0 | 0 | 0 | 0 | 0 | 0 | 0 | 0 | 0 | 0 | 0 | 0 | 0 | 0 | 0 | 0 | 0 | 0 | 0 | 0 | 0 | 0 | 0 | 0 | 0 | 0 | 0 | 0 | 0 | 0 | 0 | 0 | 0 | 0 | 0 | 0 | 0 | 0 | 0 | 0 | 0 | 0 | 0 | 0 | 0 |  | 0 | 0 | 0 | 0 | 0 | 0 | 0 | 0 | 0 | 0 | 0 | 0 | 0 | 0 | 0 | 0 | 0 | 0 | 0 | 0 | 0 | 0 | 0 | 0 | 0 | 0 | 0 | 0 | 0 | 0 | 0 | 0 | 0 | 0 | 0 | 0 | 0 | 0 | 0 | 0 | 0 | 0 | 0 | 0 | 0 | 0 | 0 | 0 | 0 | 0 | 0 | 0
EOP | Sloan Canyon | 230 | 0 | 0 | 0 | 0 | 0 | 0 | 0 | 0 | 0 | 0 | 0 | 0 | 95 | 95 | 0 | 0 | 0 | 0 | 0 | 0 | 310 | 65.8196 | 0 | 0 | 95 | 95 | 0 | 0 | 0 | 0 | 0 | 0 | 310 | 65.8196 | 0 | 0 | 95 | 95 | 0 | 0 | 0 | 0 | 0 | 0 | 310 | 65.8196 | 0 | 0 |  | 95 | 95 | 0 | 0 | 0 | 0 | 0 | 0 | 310 | 65.8196 | 0 | 0 | 95 | 95 | 0 | 0 | 0 | 0 | 0 | 0 | 310 | 65.8196 | 0 | 0 | 95 | 95 | 0 | 0 | 0 | 0 | 0 | 0 | 310 | 65.8196 | 0 | 0 | 0 | 0 | 0 | 0 | 0 | 0 | 0 | 0 | 0 | 0 | 0 | 0 | 0 | 0 | 0 | 0
EOP | Sloan Canyon | 500 | 0 | 0 | 0 | 0 | 0 | 0 | 0 | 0 | 0 | 0 | 0 | 0 | 0 | 0 | 0 | 0 | 0 | 0 | 0 | 0 | 0 | 0 | 0 | 0 | 0 | 0 | 0 | 0 | 0 | 0 | 0 | 0 | 0 | 0 | 0 | 0 | 0 | 0 | 0 | 0 | 0 | 0 | 0 | 0 | 0 | 0 | 0 | 0 |  | 0 | 0 | 0 | 0 | 0 | 0 | 0 | 0 | 0 | 0 | 0 | 0 | 0 | 0 | 0 | 0 | 0 | 0 | 0 | 0 | 0 | 0 | 0 | 0 | 0 | 0 | 0 | 0 | 0 | 0 | 0 | 0 | 0 | 0 | 0 | 0 | 0 | 0 | 0 | 0 | 0 | 0 | 0 | 0 | 0 | 0 | 0 | 0 | 0 | 0 | 0 | 0
PG&E KERN | Smyrna | 115 | 0 | 0 | 0 | 0 | 0 | 0 | 0 | 0 | 0 | 0 | 0 | 0 | 0 | 0 | 0 | 0 | 0 | 0 | 0 | 0 | 0 | 0 | 0 | 0 | 0 | 0 | 0 | 0 | 0 | 0 | 0 | 0 | 0 | 0 | 0 | 0 | 0 | 0 | 0 | 0 | 0 | 0 | 0 | 0 | 0 | 0 | 0 | 0 |  | 0 | 0 | 0 | 0 | 0 | 0 | 0 | 0 | 0 | 0 | 0 | 0 | 0 | 0 | 0 | 0 | 0 | 0 | 0 | 0 | 0 | 0 | 0 | 0 | 0 | 0 | 0 | 0 | 0 | 0 | 0 | 0 | 0 | 0 | 0 | 0 | 0 | 0 | 0 | 0 | 0 | 0 | 0 | 0 | 0 | 0 | 0 | 0 | 0 | 0 | 0 | 0
PG&E GBA | Sobrante | 115 | 0 | 0 | 0 | 0 | 0 | 0 | 0 | 0 | 0 | 0 | 0 | 0 | 0 | 0 | 0 | 0 | 0 | 0 | 0 | 0 | 0 | 0 | 0 | 0 | 0 | 0 | 0 | 0 | 0 | 0 | 0 | 0 | 0 | 0 | 0 | 0 | 0 | 0 | 0 | 0 | 0 | 0 | 0 | 0 | 0 | 0 | 0 | 0 |  | 0 | 0 | 0 | 0 | 0 | 0 | 0 | 0 | 0 | 0 | 0 | 0 | 0 | 0 | 0 | 0 | 0 | 0 | 0 | 0 | 0 | 0 | 0 | 0 | 0 | 0 | 0 | 0 | 0 | 0 | 0 | 0 | 0 | 0 | 0 | 0 | 0 | 0 | 0 | 0 | 0 | 0 | 0 | 0 | 0 | 0 | 0 | 0 | 0 | 0 | 0 | 0
PG&E GBA | Sobrante | 230 | 0 | 0 | 0 | 0 | 0 | 0 | 0 | 0 | 0 | 0 | 0 | 0 | 0 | 0 | 0 | 0 | 0 | 0 | 0 | 0 | 0 | 0 | 0 | 0 | 0 | 0 | 0 | 0 | 0 | 0 | 0 | 0 | 0 | 0 | 0 | 0 | 0 | 0 | 0 | 0 | 0 | 0 | 0 | 0 | 0 | 0 | 0 | 0 |  | 0 | 0 | 0 | 0 | 0 | 0 | 0 | 0 | 0 | 0 | 0 | 0 | 0 | 0 | 0 | 0 | 0 | 0 | 0 | 0 | 0 | 0 | 0 | 0 | 0 | 0 | 0 | 0 | 0 | 0 | 0 | 0 | 0 | 0 | 0 | 0 | 0 | 0 | 0 | 0 | 0 | 0 | 0 | 0 | 0 | 0 | 0 | 0 | 0 | 0 | 0 | 0
PG&E KERN | Solar | 230 | 0 | 0 | 0 | 0 | 0 | 0 | 0 | 0 | 0 | 0 | 0 | 0 | 0 | 0 | 0 | 0 | 0 | 0 | 0 | 0 | 0 | 0 | 0 | 0 | 0 | 0 | 0 | 0 | 0 | 0 | 0 | 0 | 0 | 0 | 0 | 0 | 0 | 0 | 0 | 0 | 0 | 0 | 0 | 0 | 0 | 0 | 0 | 0 |  | 0 | 0 | 0 | 0 | 0 | 0 | 0 | 0 | 0 | 0 | 0 | 0 | 0 | 0 | 0 | 0 | 0 | 0 | 0 | 0 | 0 | 0 | 0 | 0 | 0 | 0 | 0 | 0 | 0 | 0 | 0 | 0 | 0 | 0 | 0 | 0 | 0 | 0 | 0 | 0 | 0 | 0 | 0 | 0 | 0 | 0 | 0 | 0 | 0 | 0 | 0 | 0
PG&E GBA | Soledad | 115 | 0 | 0 | 0 | 0 | 0 | 0 | 0 | 0 | 0 | 0 | 0 | 0 | 0 | 0 | 0 | 0 | 0 | 0 | 0 | 0 | 0 | 0 | 0 | 0 | 0 | 0 | 0 | 0 | 0 | 0 | 0 | 0 | 0 | 0 | 0 | 0 | 0 | 0 | 0 | 0 | 0 | 0 | 0 | 0 | 0 | 0 | 0 | 0 |  | 0 | 0 | 0 | 0 | 0 | 0 | 0 | 0 | 0 | 0 | 0 | 0 | 0 | 0 | 0 | 0 | 0 | 0 | 0 | 0 | 0 | 0 | 0 | 0 | 0 | 0 | 0 | 0 | 0 | 0 | 0 | 0 | 0 | 0 | 0 | 0 | 0 | 0 | 0 | 0 | 0 | 0 | 0 | 0 | 0 | 0 | 0 | 0 | 0 | 0 | 0 | 0
PG&E GBA | Soledad | 60 | 0 | 0 | 0 | 0 | 0 | 0 | 0 | 0 | 0 | 0 | 0 | 0 | 0 | 0 | 0 | 0 | 0 | 0 | 0 | 0 | 0 | 0 | 0 | 0 | 0 | 0 | 0 | 0 | 0 | 0 | 0 | 0 | 0 | 0 | 0 | 0 | 0 | 0 | 0 | 0 | 0 | 0 | 0 | 0 | 0 | 0 | 0 | 0 |  | 0 | 0 | 0 | 0 | 0 | 0 | 0 | 0 | 0 | 0 | 0 | 0 | 0 | 0 | 0 | 0 | 0 | 0 | 0 | 0 | 0 | 0 | 0 | 0 | 0 | 0 | 0 | 0 | 0 | 0 | 0 | 0 | 0 | 0 | 0 | 0 | 0 | 0 | 0 | 0 | 0 | 0 | 0 | 0 | 0 | 0 | 0 | 0 | 0 | 0 | 0 | 0
SDGE | Spring Valley | 69 | 0 | 0 | 0 | 0 | 0 | 0 | 0 | 0 | 0 | 0 | 0 | 0 | 0 | 0 | 0 | 0 | 0 | 0 | 0 | 0 | 0 | 0 | 0 | 0 | 0 | 0 | 0 | 0 | 0 | 0 | 0 | 0 | 0 | 0 | 0 | 0 | 0 | 0 | 0 | 0 | 0 | 0 | 0 | 0 | 0 | 0 | 0 | 0 |  | 0 | 0 | 0 | 0 | 0 | 0 | 0 | 0 | 0 | 0 | 0 | 0 | 0 | 0 | 0 | 0 | 0 | 0 | 0 | 0 | 0 | 0 | 0 | 0 | 0 | 0 | 0 | 0 | 0 | 0 | 0 | 0 | 0 | 0 | 0 | 0 | 0 | 0 | 0 | 0 | 0 | 0 | 0 | 0 | 0 | 0 | 0 | 0 | 0 | 0 | 0 | 0
SCE Northern | Springville | 230 | 0 | 0 | 0 | 0 | 0 | 0 | 0 | 0 | 0 | 0 | 0 | 0 | 0 | 0 | 0 | 0 | 0 | 0 | 0 | 0 | 0 | 0 | 0 | 0 | 345 | 0 | 0 | 0 | 464.42 | 0 | 0 | 0 | 0 | 0 | 0 | 0 | 345 | 0 | 0 | 0 | 464.42 | 0 | 0 | 0 | 0 | 0 | 0 | 0 |  | 0 | 0 | 0 | 0 | 0 | 0 | 0 | 0 | 0 | 0 | 0 | 0 | 0 | 0 | 0 | 0 | 0 | 0 | 0 | 0 | 0 | 0 | 0 | 0 | 0 | 0 | 0 | 0 | 0 | 0 | 0 | 0 | 0 | 0 | 0 | 0 | 0 | 0 | 0 | 0 | 0 | 0 | 0 | 0 | 0 | 0 | 0 | 0 | 0 | 0 | 0 | 0
PG&E GBA | Stagg | 230 | 0 | 0 | 0 | 0 | 0 | 0 | 0 | 0 | 0 | 0 | 0 | 0 | 0 | 0 | 0 | 0 | 0 | 0 | 0 | 0 | 0 | 0 | 0 | 0 | 0 | 0 | 0 | 0 | 0 | 0 | 0 | 0 | 0 | 0 | 0 | 0 | 0 | 0 | 0 | 0 | 0 | 0 | 0 | 0 | 0 | 0 | 0 | 0 |  | 0 | 0 | 0 | 0 | 0 | 0 | 0 | 0 | 0 | 0 | 0 | 0 | 0 | 0 | 0 | 0 | 0 | 0 | 0 | 0 | 0 | 0 | 0 | 0 | 0 | 0 | 0 | 0 | 0 | 0 | 0 | 0 | 0 | 0 | 0 | 0 | 0 | 0 | 0 | 0 | 0 | 0 | 0 | 0 | 0 | 0 | 0 | 0 | 0 | 0 | 0 | 0
PG&E GBA | Standard Oil | 115 | 0 | 0 | 0 | 0 | 0 | 0 | 0 | 0 | 0 | 0 | 0 | 0 | 0 | 0 | 0 | 0 | 0 | 0 | 0 | 0 | 0 | 0 | 0 | 0 | 0 | 0 | 0 | 0 | 0 | 0 | 0 | 0 | 0 | 0 | 0 | 0 | 0 | 0 | 0 | 0 | 0 | 0 | 0 | 0 | 0 | 0 | 0 | 0 |  | 0 | 0 | 0 | 0 | 0 | 0 | 0 | 0 | 0 | 0 | 0 | 0 | 0 | 0 | 0 | 0 | 0 | 0 | 0 | 0 | 0 | 0 | 0 | 0 | 0 | 0 | 0 | 0 | 0 | 0 | 0 | 0 | 0 | 0 | 0 | 0 | 0 | 0 | 0 | 0 | 0 | 0 | 0 | 0 | 0 | 0 | 0 | 0 | 0 | 0 | 0 | 0
PG&E GBA | Stanislaus | 115 | 0 | 0 | 0 | 0 | 0 | 0 | 0 | 0 | 0 | 0 | 0 | 0 | 0 | 0 | 0 | 0 | 0 | 0 | 0 | 0 | 0 | 0 | 0 | 0 | 0 | 0 | 0 | 0 | 0 | 0 | 0 | 0 | 0 | 0 | 0 | 0 | 0 | 0 | 0 | 0 | 0 | 0 | 0 | 0 | 0 | 0 | 0 | 0 |  | 0 | 0 | 0 | 0 | 0 | 0 | 0 | 0 | 0 | 0 | 0 | 0 | 0 | 0 | 0 | 0 | 0 | 0 | 0 | 0 | 0 | 0 | 0 | 0 | 0 | 0 | 0 | 0 | 0 | 0 | 0 | 0 | 0 | 0 | 0 | 0 | 0 | 0 | 0 | 0 | 0 | 0 | 0 | 0 | 0 | 0 | 0 | 0 | 0 | 0 | 0 | 0
PG&E KERN | Stockdale | 115 | 0 | 0 | 0 | 0 | 0 | 0 | 0 | 0 | 0 | 0 | 0 | 0 | 0 | 0 | 0 | 0 | 0 | 0 | 0 | 0 | 0 | 0 | 0 | 0 | 0 | 0 | 0 | 0 | 0 | 0 | 0 | 0 | 0 | 0 | 0 | 0 | 0 | 0 | 0 | 0 | 0 | 0 | 0 | 0 | 0 | 0 | 0 | 0 |  | 0 | 0 | 0 | 0 | 0 | 0 | 0 | 0 | 0 | 0 | 0 | 0 | 0 | 0 | 0 | 0 | 0 | 0 | 0 | 0 | 0 | 0 | 0 | 0 | 0 | 0 | 0 | 0 | 0 | 0 | 0 | 0 | 0 | 0 | 0 | 0 | 0 | 0 | 0 | 0 | 0 | 0 | 0 | 0 | 0 | 0 | 0 | 0 | 0 | 0 | 0 | 0
PG&E KERN | Stockdale | 230 | 0 | 0 | 0 | 0 | 0 | 0 | 0 | 0 | 0 | 0 | 0 | 0 | 0 | 0 | 0 | 0 | 0 | 0 | 0 | 0 | 0 | 0 | 0 | 0 | 0 | 0 | 0 | 0 | 0 | 0 | 0 | 0 | 0 | 0 | 0 | 0 | 0 | 0 | 0 | 0 | 0 | 0 | 0 | 0 | 0 | 0 | 0 | 0 |  | 0 | 0 | 0 | 0 | 0 | 0 | 0 | 0 | 0 | 0 | 0 | 0 | 0 | 0 | 0 | 0 | 0 | 0 | 0 | 0 | 0 | 0 | 0 | 0 | 0 | 0 | 0 | 0 | 0 | 0 | 0 | 0 | 0 | 0 | 0 | 0 | 0 | 0 | 0 | 0 | 0 | 0 | 0 | 0 | 0 | 0 | 0 | 0 | 0 | 0 | 0 | 0
PG&E GBA | Stockton A | 115 | 0 | 0 | 0 | 0 | 0 | 0 | 0 | 0 | 0 | 0 | 0 | 0 | 0 | 0 | 0 | 0 | 0 | 0 | 0 | 0 | 0 | 0 | 0 | 0 | 0 | 0 | 0 | 0 | 0 | 0 | 0 | 0 | 0 | 0 | 0 | 0 | 0 | 0 | 0 | 0 | 0 | 0 | 0 | 0 | 0 | 0 | 0 | 0 |  | 0 | 0 | 0 | 0 | 0 | 0 | 0 | 0 | 0 | 0 | 0 | 0 | 0 | 0 | 0 | 0 | 0 | 0 | 0 | 0 | 0 | 0 | 0 | 0 | 0 | 0 | 0 | 0 | 0 | 0 | 0 | 0 | 0 | 0 | 0 | 0 | 0 | 0 | 0 | 0 | 0 | 0 | 0 | 0 | 0 | 0 | 0 | 0 | 0 | 0 | 0 | 0
PG&E GBA | Stone | 115 | 0 | 0 | 0 | 0 | 0 | 0 | 0 | 0 | 0 | 0 | 0 | 0 | 0 | 0 | 0 | 0 | 0 | 0 | 0 | 0 | 0 | 0 | 0 | 0 | 0 | 0 | 0 | 0 | 0 | 0 | 0 | 0 | 0 | 0 | 0 | 0 | 0 | 0 | 0 | 0 | 0 | 0 | 0 | 0 | 0 | 0 | 0 | 0 |  | 0 | 0 | 0 | 0 | 0 | 0 | 0 | 0 | 0 | 0 | 0 | 0 | 0 | 0 | 0 | 0 | 0 | 0 | 0 | 0 | 0 | 0 | 0 | 0 | 0 | 0 | 0 | 0 | 0 | 0 | 0 | 0 | 0 | 0 | 0 | 0 | 0 | 0 | 0 | 0 | 0 | 0 | 0 | 0 | 0 | 0 | 0 | 0 | 0 | 0 | 0 | 0
PG&E FRESNO | Storey | 230 | 0 | 0 | 0 | 0 | 0 | 0 | 0 | 0 | 0 | 0 | 0 | 0 | 0 | 0 | 0 | 0 | 0 | 0 | 0 | 0 | 0 | 0 | 0 | 0 | 0 | 0 | 0 | 0 | 0 | 0 | 0 | 0 | 0 | 0 | 0 | 0 | 0 | 0 | 0 | 0 | 0 | 0 | 0 | 0 | 0 | 0 | 0 | 0 |  | 0 | 0 | 0 | 0 | 0 | 0 | 0 | 0 | 0 | 0 | 0 | 0 | 0 | 0 | 0 | 0 | 0 | 0 | 0 | 0 | 0 | 0 | 0 | 0 | 0 | 0 | 0 | 0 | 0 | 0 | 0 | 0 | 0 | 0 | 0 | 0 | 0 | 0 | 0 | 0 | 0 | 0 | 0 | 0 | 0 | 0 | 0 | 0 | 0 | 0 | 0 | 0
PG&E NGBA | Summit | 115 | 0 | 0 | 0 | 0 | 0 | 0 | 0 | 0 | 0 | 0 | 0 | 0 | 0 | 0 | 0 | 0 | 0 | 0 | 0 | 0 | 0 | 0 | 0 | 0 | 0 | 0 | 0 | 0 | 0 | 0 | 0 | 0 | 0 | 0 | 0 | 0 | 0 | 0 | 0 | 0 | 0 | 0 | 0 | 0 | 0 | 0 | 0 | 0 |  | 0 | 0 | 0 | 0 | 0 | 0 | 0 | 0 | 0 | 0 | 0 | 0 | 0 | 0 | 0 | 0 | 0 | 0 | 0 | 0 | 0 | 0 | 0 | 0 | 0 | 0 | 0 | 0 | 0 | 0 | 0 | 0 | 0 | 0 | 0 | 0 | 0 | 0 | 0 | 0 | 0 | 0 | 0 | 0 | 0 | 0 | 0 | 0 | 0 | 0 | 0 | 0
SDGE | Suncrest | 230 | 0 | 0 | 0 | 0 | 0 | 0 | 0 | 0 | 0 | 0 | 0 | 0 | 0 | 0 | 0 | 0 | 0 | 0 | 0 | 0 | 0 | 0 | 0 | 0 | 312.96 | 0 | 0 | 0 | 0 | 0 | 0 | 0 | 0 | 0 | 0 | 0 | 312.96 | 0 | 0 | 0 | 0 | 0 | 0 | 0 | 0 | 0 | 0 | 0 |  | 0 | 0 | 0 | 0 | 0 | 0 | 0 | 0 | 0 | 0 | 0 | 0 | 0 | 0 | 0 | 0 | 0 | 0 | 0 | 0 | 0 | 0 | 0 | 0 | 0 | 0 | 0 | 0 | 0 | 0 | 0 | 0 | 0 | 0 | 0 | 0 | 0 | 0 | 0 | 0 | 0 | 0 | 0 | 0 | 0 | 0 | 0 | 0 | 0 | 0 | 0 | 0
SDGE | Suncrest | 500 | 0 | 0 | 0 | 0 | 0 | 0 | 0 | 0 | 0 | 0 | 0 | 0 | 0 | 0 | 0 | 0 | 0 | 0 | 0 | 0 | 0 | 0 | 0 | 0 | 0 | 0 | 0 | 0 | 0 | 0 | 0 | 0 | 0 | 0 | 0 | 0 | 0 | 0 | 0 | 0 | 0 | 0 | 0 | 0 | 0 | 0 | 0 | 0 |  | 0 | 0 | 0 | 0 | 0 | 0 | 0 | 0 | 0 | 0 | 0 | 0 | 0 | 0 | 0 | 0 | 0 | 0 | 0 | 0 | 0 | 0 | 0 | 0 | 0 | 0 | 0 | 0 | 0 | 0 | 0 | 0 | 0 | 0 | 0 | 0 | 0 | 0 | 0 | 0 | 0 | 0 | 0 | 0 | 0 | 0 | 0 | 0 | 0 | 0 | 0 | 0
PG&E KERN | Sunrise | 230 | 0 | 0 | 0 | 0 | 0 | 0 | 0 | 0 | 0 | 0 | 0 | 0 | 0 | 0 | 0 | 0 | 0 | 0 | 0 | 0 | 0 | 0 | 0 | 0 | 0 | 0 | 0 | 0 | 0 | 0 | 0 | 0 | 0 | 0 | 0 | 0 | 0 | 0 | 0 | 0 | 0 | 0 | 0 | 0 | 0 | 0 | 0 | 0 |  | 0 | 0 | 0 | 0 | 0 | 0 | 0 | 0 | 0 | 0 | 0 | 0 | 0 | 0 | 0 | 0 | 0 | 0 | 0 | 0 | 0 | 0 | 0 | 0 | 0 | 0 | 0 | 0 | 0 | 0 | 0 | 0 | 0 | 0 | 0 | 0 | 0 | 0 | 0 | 0 | 0 | 0 | 0 | 0 | 0 | 0 | 0 | 0 | 0 | 0 | 0 | 0
PG&E KERN | Sunset | 230 | 0 | 0 | 0 | 0 | 0 | 0 | 0 | 0 | 0 | 0 | 0 | 0 | 0 | 0 | 0 | 0 | 0 | 0 | 0 | 0 | 0 | 0 | 0 | 0 | 0 | 0 | 0 | 0 | 0 | 0 | 0 | 0 | 0 | 0 | 0 | 0 | 0 | 0 | 0 | 0 | 0 | 0 | 0 | 0 | 0 | 0 | 0 | 0 |  | 0 | 0 | 0 | 0 | 0 | 0 | 0 | 0 | 0 | 0 | 0 | 0 | 0 | 0 | 0 | 0 | 0 | 0 | 0 | 0 | 0 | 0 | 0 | 0 | 0 | 0 | 0 | 0 | 0 | 0 | 0 | 0 | 0 | 0 | 0 | 0 | 0 | 0 | 0 | 0 | 0 | 0 | 0 | 0 | 0 | 0 | 0 | 0 | 0 | 0 | 0 | 0
PG&E GBA | Swift | 115 | 0 | 0 | 0 | 0 | 0 | 0 | 0 | 0 | 0 | 0 | 0 | 0 | 0 | 0 | 0 | 0 | 0 | 0 | 0 | 0 | 0 | 0 | 0 | 0 | 0 | 0 | 0 | 0 | 0 | 0 | 0 | 0 | 0 | 0 | 0 | 0 | 0 | 0 | 0 | 0 | 0 | 0 | 0 | 0 | 0 | 0 | 0 | 0 |  | 0 | 0 | 0 | 0 | 0 | 0 | 0 | 0 | 0 | 0 | 0 | 0 | 0 | 0 | 0 | 0 | 0 | 0 | 0 | 0 | 0 | 0 | 0 | 0 | 0 | 0 | 0 | 0 | 0 | 0 | 0 | 0 | 0 | 0 | 0 | 0 | 0 | 0 | 0 | 0 | 0 | 0 | 0 | 0 | 0 | 0 | 0 | 0 | 0 | 0 | 0 | 0
SDGE | Sycamore Canyon | 138 | 0 | 0 | 0 | 0 | 0 | 0 | 0 | 0 | 0 | 0 | 0 | 0 | 0 | 0 | 0 | 0 | 0 | 0 | 0 | 0 | 0 | 0 | 0 | 0 | 0 | 0 | 0 | 0 | 0 | 0 | 0 | 0 | 0 | 0 | 0 | 0 | 0 | 0 | 0 | 0 | 0 | 0 | 0 | 0 | 0 | 0 | 0 | 0 |  | 0 | 0 | 0 | 0 | 0 | 0 | 0 | 0 | 0 | 0 | 0 | 0 | 0 | 0 | 0 | 0 | 0 | 0 | 0 | 0 | 0 | 0 | 0 | 0 | 0 | 0 | 0 | 0 | 0 | 0 | 0 | 0 | 0 | 0 | 0 | 0 | 0 | 0 | 0 | 0 | 0 | 0 | 0 | 0 | 0 | 0 | 0 | 0 | 0 | 0 | 0 | 0
SDGE | Sycamore Canyon | 230 | 0 | 0 | 0 | 0 | 0 | 0 | 0 | 0 | 0 | 0 | 0 | 0 | 0 | 0 | 0 | 0 | 0 | 0 | 0 | 0 | 0 | 0 | 0 | 0 | 0 | 0 | 0 | 0 | 0 | 0 | 0 | 0 | 0 | 0 | 0 | 0 | 0 | 0 | 0 | 0 | 0 | 0 | 0 | 0 | 0 | 0 | 0 | 0 |  | 0 | 0 | 0 | 0 | 0 | 0 | 0 | 0 | 0 | 0 | 0 | 0 | 0 | 0 | 0 | 0 | 0 | 0 | 0 | 0 | 0 | 0 | 0 | 0 | 0 | 0 | 0 | 0 | 0 | 0 | 0 | 0 | 0 | 0 | 0 | 0 | 0 | 0 | 0 | 0 | 0 | 0 | 0 | 0 | 0 | 0 | 0 | 0 | 0 | 0 | 0 | 0
SDGE | Sycamore Canyon | 69 | 0 | 0 | 0 | 0 | 0 | 0 | 0 | 0 | 0 | 0 | 0 | 0 | 0 | 0 | 0 | 0 | 0 | 0 | 0 | 0 | 0 | 0 | 0 | 0 | 0 | 0 | 0 | 0 | 0 | 0 | 0 | 0 | 0 | 0 | 0 | 0 | 0 | 0 | 0 | 0 | 0 | 0 | 0 | 0 | 0 | 0 | 0 | 0 |  | 0 | 0 | 0 | 0 | 0 | 0 | 0 | 0 | 0 | 0 | 0 | 0 | 0 | 0 | 0 | 0 | 0 | 0 | 0 | 0 | 0 | 0 | 0 | 0 | 0 | 0 | 0 | 0 | 0 | 0 | 0 | 0 | 0 | 0 | 0 | 0 | 0 | 0 | 0 | 0 | 0 | 0 | 0 | 0 | 0 | 0 | 0 | 0 | 0 | 0 | 0 | 0
SCE Northern | Sylmar | 230 | 0 | 0 | 0 | 0 | 0 | 0 | 0 | 0 | 0 | 0 | 0 | 0 | 0 | 0 | 0 | 0 | 0 | 0 | 0 | 0 | 0 | 0 | 0 | 0 | 0 | 0 | 0 | 0 | 0 | 0 | 0 | 0 | 0 | 0 | 0 | 0 | 0 | 0 | 0 | 0 | 0 | 0 | 0 | 0 | 0 | 0 | 0 | 0 |  | 0 | 0 | 0 | 0 | 0 | 0 | 0 | 0 | 0 | 0 | 0 | 0 | 0 | 0 | 0 | 0 | 0 | 0 | 0 | 0 | 0 | 0 | 0 | 0 | 0 | 0 | 0 | 0 | 0 | 0 | 0 | 0 | 0 | 0 | 0 | 0 | 0 | 0 | 0 | 0 | 0 | 0 | 0 | 0 | 0 | 0 | 0 | 0 | 0 | 0 | 0 | 0
PG&E NGBA | Table Mountain | 115 | 0 | 0 | 0 | 0 | 0 | 0 | 0 | 0 | 0 | 0 | 0 | 0 | 0 | 0 | 0 | 0 | 0 | 0 | 0 | 0 | 0 | 0 | 0 | 0 | 0 | 0 | 0 | 0 | 0 | 0 | 0 | 0 | 0 | 0 | 0 | 0 | 0 | 0 | 0 | 0 | 0 | 0 | 0 | 0 | 0 | 0 | 0 | 0 |  | 0 | 0 | 0 | 0 | 0 | 0 | 0 | 0 | 0 | 0 | 0 | 0 | 0 | 0 | 0 | 0 | 0 | 0 | 0 | 0 | 0 | 0 | 0 | 0 | 0 | 0 | 0 | 0 | 0 | 0 | 0 | 0 | 0 | 0 | 0 | 0 | 0 | 0 | 0 | 0 | 0 | 0 | 0 | 0 | 0 | 0 | 0 | 0 | 0 | 0 | 0 | 0
PG&E NGBA | Table Mountain | 230 | 0 | 0 | 0 | 0 | 0 | 0 | 0 | 0 | 0 | 0 | 0 | 0 | 0 | 0 | 0 | 0 | 0 | 0 | 0 | 0 | 0 | 0 | 0 | 0 | 0 | 0 | 0 | 0 | 0 | 0 | 0 | 0 | 0 | 0 | 0 | 0 | 0 | 0 | 0 | 0 | 0 | 0 | 0 | 0 | 0 | 0 | 0 | 0 |  | 0 | 0 | 0 | 0 | 0 | 0 | 0 | 0 | 0 | 0 | 0 | 0 | 0 | 0 | 0 | 0 | 0 | 0 | 0 | 0 | 0 | 0 | 0 | 0 | 0 | 0 | 0 | 0 | 0 | 0 | 0 | 0 | 0 | 0 | 0 | 0 | 0 | 0 | 0 | 0 | 0 | 0 | 0 | 0 | 0 | 0 | 0 | 0 | 0 | 0 | 0 | 0
PG&E NGBA | Table Mountain | 500 | 0 | 0 | 0 | 0 | 0 | 0 | 0 | 0 | 0 | 0 | 0 | 0 | 0 | 0 | 0 | 0 | 0 | 0 | 0 | 0 | 0 | 0 | 0 | 0 | 0 | 0 | 0 | 0 | 0 | 0 | 0 | 0 | 0 | 0 | 0 | 0 | 0 | 0 | 0 | 0 | 0 | 0 | 0 | 0 | 0 | 0 | 0 | 0 |  | 0 | 0 | 0 | 0 | 0 | 0 | 0 | 0 | 0 | 0 | 0 | 0 | 0 | 0 | 0 | 0 | 0 | 0 | 0 | 0 | 0 | 0 | 0 | 0 | 0 | 0 | 0 | 0 | 0 | 0 | 0 | 0 | 0 | 0 | 0 | 0 | 0 | 0 | 0 | 0 | 0 | 0 | 0 | 0 | 0 | 0 | 0 | 0 | 0 | 0 | 0 | 0
PG&E NGBA | Table Mountain | 60 | 0 | 0 | 0 | 0 | 0 | 0 | 0 | 0 | 0 | 0 | 0 | 0 | 0 | 0 | 0 | 0 | 0 | 0 | 0 | 0 | 0 | 0 | 0 | 0 | 0 | 0 | 0 | 0 | 0 | 0 | 0 | 0 | 0 | 0 | 0 | 0 | 0 | 0 | 0 | 0 | 0 | 0 | 0 | 0 | 0 | 0 | 0 | 0 |  | 0 | 0 | 0 | 0 | 0 | 0 | 0 | 0 | 0 | 0 | 0 | 0 | 0 | 0 | 0 | 0 | 0 | 0 | 0 | 0 | 0 | 0 | 0 | 0 | 0 | 0 | 0 | 0 | 0 | 0 | 0 | 0 | 0 | 0 | 0 | 0 | 0 | 0 | 0 | 0 | 0 | 0 | 0 | 0 | 0 | 0 | 0 | 0 | 0 | 0 | 0 | 0
PG&E KERN | Taft | 115 | 0 | 0 | 0 | 0 | 0 | 0 | 0 | 0 | 0 | 0 | 0 | 0 | 0 | 0 | 0 | 0 | 0 | 0 | 0 | 0 | 0 | 0 | 0 | 0 | 0 | 0 | 0 | 0 | 0 | 0 | 0 | 0 | 0 | 0 | 0 | 0 | 0 | 0 | 0 | 0 | 0 | 0 | 0 | 0 | 0 | 0 | 0 | 0 |  | 0 | 0 | 0 | 0 | 0 | 0 | 0 | 0 | 0 | 0 | 0 | 0 | 0 | 0 | 0 | 0 | 0 | 0 | 0 | 0 | 0 | 0 | 0 | 0 | 0 | 0 | 0 | 0 | 0 | 0 | 0 | 0 | 0 | 0 | 0 | 0 | 0 | 0 | 0 | 0 | 0 | 0 | 0 | 0 | 0 | 0 | 0 | 0 | 0 | 0 | 0 | 0
SDGE | Talega | 138 | 200 | 100 | 0 | 0 | 0 | 0 | 0 | 0 | 0 | 0 | 0 | 0 | 200 | 100 | 0 | 0 | 0 | 0 | 0 | 0 | 0 | 0 | 0 | 0 | 200 | 100 | 0 | 0 | 0 | 0 | 0 | 0 | 0 | 0 | 0 | 0 | 200 | 100 | 0 | 0 | 0 | 0 | 0 | 0 | 0 | 0 | 0 | 0 |  | 200 | 100 | 0 | 0 | 0 | 0 | 0 | 0 | 0 | 0 | 0 | 0 | 200 | 100 | 0 | 0 | 0 | 0 | 0 | 0 | 0 | 0 | 0 | 0 | 200 | 100 | 0 | 0 | 0 | 0 | 0 | 0 | 0 | 0 | 0 | 0 | 102.91 | 0 | 0 | 0 | 0 | 0 | 0 | 102.91 | 102.91 | 0 | 0 | 0 | 0 | 0 | 0 | 0
SDGE | Talega | 230 | 0 | 0 | 0 | 0 | 0 | 0 | 0 | 0 | 0 | 0 | 0 | 0 | 0 | 0 | 0 | 0 | 0 | 0 | 0 | 0 | 0 | 0 | 0 | 0 | 0 | 0 | 0 | 0 | 0 | 0 | 0 | 0 | 0 | 0 | 0 | 0 | 0 | 0 | 0 | 0 | 0 | 0 | 0 | 0 | 0 | 0 | 0 | 0 |  | 0 | 0 | 0 | 0 | 0 | 0 | 0 | 0 | 0 | 0 | 0 | 0 | 0 | 0 | 0 | 0 | 0 | 0 | 0 | 0 | 0 | 0 | 0 | 0 | 0 | 0 | 0 | 0 | 0 | 0 | 0 | 0 | 0 | 0 | 0 | 0 | 0 | 0 | 0 | 0 | 0 | 0 | 0 | 0 | 0 | 0 | 0 | 0 | 0 | 0 | 0 | 0
PG&E GBA | Tassajara | 230 | 0 | 0 | 0 | 0 | 0 | 0 | 0 | 0 | 0 | 0 | 0 | 0 | 0 | 0 | 0 | 0 | 0 | 0 | 0 | 0 | 0 | 0 | 0 | 0 | 0 | 0 | 0 | 0 | 0 | 0 | 0 | 0 | 0 | 0 | 0 | 0 | 0 | 0 | 0 | 0 | 0 | 0 | 0 | 0 | 0 | 0 | 0 | 0 |  | 0 | 0 | 0 | 0 | 0 | 0 | 0 | 0 | 0 | 0 | 0 | 0 | 0 | 0 | 0 | 0 | 0 | 0 | 0 | 0 | 0 | 0 | 0 | 0 | 0 | 0 | 0 | 0 | 0 | 0 | 0 | 0 | 0 | 0 | 0 | 0 | 0 | 0 | 0 | 0 | 0 | 0 | 0 | 0 | 0 | 0 | 0 | 0 | 0 | 0 | 0 | 0
PG&E KERN | Tejon | 70 | 0 | 0 | 0 | 0 | 0 | 0 | 0 | 0 | 0 | 0 | 0 | 0 | 0 | 0 | 0 | 0 | 0 | 0 | 0 | 0 | 0 | 0 | 0 | 0 | 0 | 0 | 0 | 0 | 0 | 0 | 0 | 0 | 0 | 0 | 0 | 0 | 0 | 0 | 0 | 0 | 0 | 0 | 0 | 0 | 0 | 0 | 0 | 0 |  | 0 | 0 | 0 | 0 | 0 | 0 | 0 | 0 | 0 | 0 | 0 | 0 | 0 | 0 | 0 | 0 | 0 | 0 | 0 | 0 | 0 | 0 | 0 | 0 | 0 | 0 | 0 | 0 | 0 | 0 | 0 | 0 | 0 | 0 | 0 | 0 | 0 | 0 | 0 | 0 | 0 | 0 | 0 | 0 | 0 | 0 | 0 | 0 | 0 | 0 | 0 | 0
SDGE | Telegraph Canyon | 138 | 0 | 0 | 0 | 0 | 0 | 0 | 0 | 0 | 0 | 0 | 0 | 0 | 0 | 0 | 0 | 0 | 0 | 0 | 0 | 0 | 0 | 0 | 0 | 0 | 0 | 0 | 0 | 0 | 0 | 0 | 0 | 0 | 0 | 0 | 0 | 0 | 0 | 0 | 0 | 0 | 0 | 0 | 0 | 0 | 0 | 0 | 0 | 0 |  | 0 | 0 | 0 | 0 | 0 | 0 | 0 | 0 | 0 | 0 | 0 | 0 | 0 | 0 | 0 | 0 | 0 | 0 | 0 | 0 | 0 | 0 | 0 | 0 | 0 | 0 | 0 | 0 | 0 | 0 | 0 | 0 | 0 | 0 | 0 | 0 | 0 | 0 | 0 | 0 | 0 | 0 | 0 | 0 | 0 | 0 | 0 | 0 | 0 | 0 | 0 | 0
PG&E KERN | Temblor | 115 | 0 | 0 | 0 | 0 | 0 | 0 | 0 | 0 | 0 | 0 | 0 | 0 | 20 | 0 | 0 | 0 | 0 | 0 | 0 | 0 | 0 | 0 | 0 | 0 | 20 | 0 | 0 | 0 | 0 | 0 | 0 | 0 | 0 | 0 | 0 | 0 | 20 | 0 | 0 | 0 | 0 | 0 | 0 | 0 | 0 | 0 | 0 | 0 |  | 60 | 4 | 0 | 0 | 0 | 0 | 0 | 0 | 0 | 0 | 0 | 0 | 20 | 0 | 0 | 0 | 0 | 0 | 0 | 0 | 0 | 0 | 0 | 0 | 20 | 0 | 0 | 0 | 0 | 0 | 0 | 0 | 0 | 0 | 0 | 0 | 0 | 0 | 0 | 0 | 0 | 0 | 0 | 0 | 0 | 0 | 0 | 0 | 0 | 0 | 0 | 0
PG&E KERN | Templeton | 230 | 0 | 0 | 0 | 0 | 0 | 0 | 0 | 0 | 0 | 0 | 0 | 0 | 0 | 0 | 0 | 0 | 0 | 0 | 0 | 0 | 0 | 0 | 0 | 0 | 0 | 0 | 0 | 0 | 0 | 0 | 0 | 0 | 0 | 0 | 0 | 0 | 0 | 0 | 0 | 0 | 0 | 0 | 0 | 0 | 0 | 0 | 0 | 0 |  | 0 | 0 | 0 | 0 | 0 | 0 | 0 | 0 | 0 | 0 | 0 | 0 | 0 | 0 | 0 | 0 | 0 | 0 | 0 | 0 | 0 | 0 | 0 | 0 | 0 | 0 | 0 | 0 | 0 | 0 | 0 | 0 | 0 | 0 | 0 | 0 | 0 | 0 | 0 | 0 | 0 | 0 | 0 | 0 | 0 | 0 | 0 | 0 | 0 | 0 | 0 | 0
PG&E KERN | Templeton | 70 | 0 | 0 | 0 | 0 | 0 | 0 | 0 | 0 | 0 | 0 | 0 | 0 | 0 | 0 | 0 | 0 | 0 | 0 | 0 | 0 | 0 | 0 | 0 | 0 | 0 | 0 | 0 | 0 | 0 | 0 | 0 | 0 | 0 | 0 | 0 | 0 | 0 | 0 | 0 | 0 | 0 | 0 | 0 | 0 | 0 | 0 | 0 | 0 |  | 0 | 0 | 0 | 0 | 0 | 0 | 0 | 0 | 0 | 0 | 0 | 0 | 0 | 0 | 0 | 0 | 0 | 0 | 0 | 0 | 0 | 0 | 0 | 0 | 0 | 0 | 0 | 0 | 0 | 0 | 0 | 0 | 0 | 0 | 0 | 0 | 0 | 0 | 0 | 0 | 0 | 0 | 0 | 0 | 0 | 0 | 0 | 0 | 0 | 0 | 0 | 0
PG&E GBA | Tesla | 115 | 0 | 0 | 0 | 0 | 0 | 0 | 0 | 0 | 0 | 0 | 0 | 0 | 0 | 0 | 0 | 0 | 0 | 0 | 0 | 0 | 0 | 0 | 0 | 0 | 0 | 0 | 0 | 0 | 0 | 0 | 0 | 0 | 0 | 0 | 0 | 0 | 0 | 0 | 0 | 0 | 0 | 0 | 0 | 0 | 0 | 0 | 0 | 0 |  | 0 | 0 | 0 | 0 | 0 | 0 | 0 | 0 | 0 | 0 | 0 | 0 | 0 | 0 | 0 | 0 | 0 | 0 | 0 | 0 | 0 | 0 | 0 | 0 | 0 | 0 | 0 | 0 | 0 | 0 | 0 | 0 | 0 | 0 | 0 | 0 | 0 | 0 | 0 | 0 | 0 | 0 | 0 | 0 | 0 | 0 | 0 | 0 | 0 | 0 | 0 | 0
PG&E GBA | Tesla | 230 | 0 | 0 | 0 | 0 | 0 | 0 | 0 | 0 | 62.5 | 60 | 0 | 0 | 240.12 | 175 | 0 | 0 | 0 | 0 | 0 | 0 | 176.5 | 80 | 0 | 0 | 744.12 | 675 | 0 | 0 | 0 | 0 | 0 | 0 | 176.5 | 80 | 0 | 0 | 744.12 | 675 | 0 | 0 | 0 | 0 | 0 | 0 | 176.5 | 80 | 0 | 0 |  | 18 | 0 | 0 | 0 | 0 | 0 | 0 | 0 | 176.5 | 80 | 0 | 0 | 0 | 0 | 0 | 0 | 0 | 0 | 0 | 0 | 176.5 | 80 | 0 | 0 | 0 | 0 | 0 | 0 | 0 | 0 | 0 | 0 | 176.5 | 80 | 0 | 0 | 0 | 0 | 0 | 0 | 0 | 0 | 0 | 0 | 0 | 0 | 0 | 0 | 0 | 0 | 0 | 0
PG&E GBA | Tesla | 500 | 405.9 | 400 | 0 | 0 | 410.04 | 0 | 0 | 0 | 408.8 | 0 | 0 | 0 | 921.318 | 900 | 0 | 0 | 410.04 | 0 | 0 | 0 | 408.8 | 0 | 0 | 0 | 921.318 | 900 | 0 | 0 | 410.04 | 0 | 0 | 0 | 408.8 | 0 | 0 | 0 | 921.318 | 900 | 0 | 0 | 410.04 | 0 | 0 | 0 | 408.8 | 0 | 0 | 0 |  | 405.9 | 400 | 0 | 0 | 410.04 | 0 | 0 | 0 | 408.8 | 0 | 0 | 0 | 405.9 | 400 | 0 | 0 | 410.04 | 0 | 0 | 0 | 408.8 | 0 | 0 | 0 | 405.9 | 400 | 0 | 0 | 410.04 | 0 | 0 | 0 | 408.8 | 0 | 0 | 0 | 514.368 | 0 | 0 | 0 | 0 | 0 | 0 | 514.368 | 0 | 0 | 0 | 0 | 0 | 0 | 0 | 0
PG&E KERN | Tevis | 115 | 0 | 0 | 0 | 0 | 0 | 0 | 0 | 0 | 0 | 0 | 0 | 0 | 0 | 0 | 0 | 0 | 0 | 0 | 0 | 0 | 0 | 0 | 0 | 0 | 0 | 0 | 0 | 0 | 0 | 0 | 0 | 0 | 0 | 0 | 0 | 0 | 0 | 0 | 0 | 0 | 0 | 0 | 0 | 0 | 0 | 0 | 0 | 0 |  | 0 | 0 | 0 | 0 | 0 | 0 | 0 | 0 | 0 | 0 | 0 | 0 | 0 | 0 | 0 | 0 | 0 | 0 | 0 | 0 | 0 | 0 | 0 | 0 | 0 | 0 | 0 | 0 | 0 | 0 | 0 | 0 | 0 | 0 | 0 | 0 | 0 | 0 | 0 | 0 | 0 | 0 | 0 | 0 | 0 | 0 | 0 | 0 | 0 | 0 | 0 | 0
EOP | Thousandaire | 138 | 0 | 0 | 0 | 0 | 0 | 0 | 0 | 0 | 0 | 0 | 0 | 0 | 0 | 0 | 0 | 0 | 0 | 0 | 0 | 0 | 0 | 0 | 0 | 0 | 0 | 0 | 0 | 0 | 0 | 0 | 0 | 0 | 0 | 0 | 0 | 0 | 0 | 0 | 0 | 0 | 0 | 0 | 0 | 0 | 0 | 0 | 0 | 0 |  | 0 | 0 | 0 | 0 | 0 | 0 | 0 | 0 | 0 | 0 | 0 | 0 | 0 | 0 | 0 | 0 | 0 | 0 | 0 | 0 | 0 | 0 | 0 | 0 | 0 | 0 | 0 | 0 | 0 | 0 | 0 | 0 | 0 | 0 | 0 | 0 | 0 | 0 | 0 | 0 | 0 | 0 | 0 | 0 | 0 | 0 | 0 | 0 | 0 | 0 | 0 | 0
PG&E KERN | Topaz | 230 | 0 | 0 | 0 | 0 | 0 | 0 | 0 | 0 | 0 | 0 | 0 | 0 | 0 | 0 | 0 | 0 | 0 | 0 | 0 | 0 | 0 | 0 | 0 | 0 | 0 | 0 | 0 | 0 | 0 | 0 | 0 | 0 | 0 | 0 | 0 | 0 | 0 | 0 | 0 | 0 | 0 | 0 | 0 | 0 | 0 | 0 | 0 | 0 |  | 0 | 0 | 0 | 0 | 0 | 0 | 0 | 0 | 0 | 0 | 0 | 0 | 0 | 0 | 0 | 0 | 0 | 0 | 0 | 0 | 0 | 0 | 0 | 0 | 0 | 0 | 0 | 0 | 0 | 0 | 0 | 0 | 0 | 0 | 0 | 0 | 0 | 0 | 0 | 0 | 0 | 0 | 0 | 0 | 0 | 0 | 0 | 0 | 0 | 0 | 0 | 0
SCE NOL | Tortilla | 115 | 0 | 0 | 0 | 0 | 0 | 0 | 0 | 0 | 0 | 0 | 0 | 0 | 0 | 0 | 0 | 0 | 0 | 0 | 0 | 0 | 0 | 0 | 0 | 0 | 0 | 0 | 0 | 0 | 0 | 0 | 0 | 0 | 0 | 0 | 0 | 0 | 0 | 0 | 0 | 0 | 0 | 0 | 0 | 0 | 0 | 0 | 0 | 0 |  | 0 | 0 | 0 | 0 | 0 | 0 | 0 | 0 | 0 | 0 | 0 | 0 | 0 | 0 | 0 | 0 | 0 | 0 | 0 | 0 | 0 | 0 | 0 | 0 | 0 | 0 | 0 | 0 | 0 | 0 | 0 | 0 | 0 | 0 | 0 | 0 | 0 | 0 | 0 | 0 | 0 | 0 | 0 | 0 | 0 | 0 | 0 | 0 | 0 | 0 | 0 | 0
SDGE | Trabuco | 138 | 0 | 0 | 0 | 0 | 0 | 0 | 0 | 0 | 0 | 0 | 0 | 0 | 0 | 0 | 0 | 0 | 0 | 0 | 0 | 0 | 0 | 0 | 0 | 0 | 0 | 0 | 0 | 0 | 0 | 0 | 0 | 0 | 0 | 0 | 0 | 0 | 0 | 0 | 0 | 0 | 0 | 0 | 0 | 0 | 0 | 0 | 0 | 0 |  | 0 | 0 | 0 | 0 | 0 | 0 | 0 | 0 | 0 | 0 | 0 | 0 | 0 | 0 | 0 | 0 | 0 | 0 | 0 | 0 | 0 | 0 | 0 | 0 | 0 | 0 | 0 | 0 | 0 | 0 | 0 | 0 | 0 | 0 | 0 | 0 | 0 | 0 | 0 | 0 | 0 | 0 | 0 | 0 | 0 | 0 | 0 | 0 | 0 | 0 | 0 | 0
PG&E GBA | Tracy | 115 | 0 | 0 | 0 | 0 | 0 | 0 | 0 | 0 | 0 | 0 | 0 | 0 | 0 | 0 | 0 | 0 | 0 | 0 | 0 | 0 | 0 | 0 | 0 | 0 | 0 | 0 | 0 | 0 | 0 | 0 | 0 | 0 | 0 | 0 | 0 | 0 | 0 | 0 | 0 | 0 | 0 | 0 | 0 | 0 | 0 | 0 | 0 | 0 |  | 0 | 0 | 0 | 0 | 0 | 0 | 0 | 0 | 0 | 0 | 0 | 0 | 0 | 0 | 0 | 0 | 0 | 0 | 0 | 0 | 0 | 0 | 0 | 0 | 0 | 0 | 0 | 0 | 0 | 0 | 0 | 0 | 0 | 0 | 0 | 0 | 0 | 0 | 0 | 0 | 0 | 0 | 0 | 0 | 0 | 0 | 0 | 0 | 0 | 0 | 0 | 0
PG&E FRESNO | Tranquility | 230 | 50.5 | 50.5 | 0 | 0 | 316.09 | 0 | 0 | 0 | 0 | 0 | 0 | 0 | 720.25 | 485.5 | 0 | 0 | 722.03 | 0 | 0 | 0 | 0 | 0 | 0 | 0 | 720.25 | 485.5 | 0 | 0 | 722.03 | 0 | 0 | 0 | 0 | 0 | 0 | 0 | 720.25 | 485.5 | 0 | 0 | 722.03 | 0 | 0 | 0 | 0 | 0 | 0 | 0 |  | 254.159 | 250.5 | 0 | 0 | 519.939 | 0 | 0 | 0 | 0 | 0 | 0 | 0 | 720.25 | 485.5 | 0 | 0 | 722.03 | 0 | 0 | 0 | 0 | 0 | 0 | 0 | 720.25 | 485.5 | 0 | 0 | 722.03 | 0 | 0 | 0 | 0 | 0 | 0 | 0 | 0 | 0 | 0 | 0 | 0 | 0 | 0 | 0 | 0 | 0 | 0 | 0 | 0 | 0 | 0 | 0
PG&E GBA | Trimble | 115 | 0 | 0 | 0 | 0 | 0 | 0 | 0 | 0 | 0 | 0 | 0 | 0 | 0 | 0 | 0 | 0 | 0 | 0 | 0 | 0 | 0 | 0 | 0 | 0 | 0 | 0 | 0 | 0 | 0 | 0 | 0 | 0 | 0 | 0 | 0 | 0 | 0 | 0 | 0 | 0 | 0 | 0 | 0 | 0 | 0 | 0 | 0 | 0 |  | 0 | 0 | 0 | 0 | 0 | 0 | 0 | 0 | 0 | 0 | 0 | 0 | 0 | 0 | 0 | 0 | 0 | 0 | 0 | 0 | 0 | 0 | 0 | 0 | 0 | 0 | 0 | 0 | 0 | 0 | 0 | 0 | 0 | 0 | 0 | 0 | 0 | 0 | 0 | 0 | 0 | 0 | 0 | 0 | 0 | 0 | 0 | 0 | 0 | 0 | 0 | 0
EOP | Trout Canyon | 230 | 0 | 0 | 0 | 0 | 0 | 0 | 0 | 0 | 0 | 0 | 0 | 0 | 1914.1267 | 1369 | 0 | 0 | 2172.37 | 416.6667 | 0 | 0 | 0 | 0 | 0 | 0 | 2221.1267 | 1369 | 0 | 0 | 2479.37 | 416.6667 | 0 | 0 | 0 | 0 | 0 | 0 | 2221.1267 | 1369 | 0 | 0 | 2479.37 | 416.6667 | 0 | 0 | 0 | 0 | 0 | 0 |  | 636.02 | 619 | 0 | 0 | 869.954 | 441 | 0 | 0 | 0 | 0 | 0 | 0 | 2221.1267 | 1369 | 0 | 0 | 2479.37 | 416.6667 | 0 | 0 | 0 | 0 | 0 | 0 | 2221.1267 | 1369 | 0 | 0 | 2479.37 | 416.6667 | 0 | 0 | 0 | 0 | 0 | 0 | 0 | 0 | 0 | 0 | 0 | 0 | 0 | 0 | 0 | 0 | 0 | 0 | 0 | 0 | 0 | 0
EOP | Trout Canyon | 500 | 0 | 0 | 0 | 0 | 0 | 0 | 0 | 0 | 0 | 0 | 0 | 0 | 0 | 0 | 0 | 0 | 0 | 0 | 0 | 0 | 0 | 0 | 0 | 0 | 0 | 0 | 0 | 0 | 0 | 0 | 0 | 0 | 0 | 0 | 0 | 0 | 0 | 0 | 0 | 0 | 0 | 0 | 0 | 0 | 0 | 0 | 0 | 0 |  | 0 | 0 | 0 | 0 | 0 | 0 | 0 | 0 | 0 | 0 | 0 | 0 | 0 | 0 | 0 | 0 | 0 | 0 | 0 | 0 | 0 | 0 | 0 | 0 | 0 | 0 | 0 | 0 | 0 | 0 | 0 | 0 | 0 | 0 | 0 | 0 | 0 | 0 | 0 | 0 | 0 | 0 | 0 | 0 | 0 | 0 | 0 | 0 | 0 | 0 | 0 | 0
PG&E NGBA | Tulucay | 230 | 0 | 0 | 0 | 0 | 0 | 0 | 0 | 0 | 0 | 0 | 0 | 0 | 0 | 0 | 0 | 0 | 0 | 0 | 0 | 0 | 0 | 0 | 0 | 0 | 252 | 0 | 0 | 0 | 0 | 0 | 0 | 0 | 0 | 0 | 0 | 0 | 252 | 0 | 0 | 0 | 0 | 0 | 0 | 0 | 0 | 0 | 0 | 0 |  | 0 | 0 | 0 | 0 | 0 | 0 | 0 | 0 | 0 | 0 | 0 | 0 | 0 | 0 | 0 | 0 | 0 | 0 | 0 | 0 | 0 | 0 | 0 | 0 | 0 | 0 | 0 | 0 | 0 | 0 | 0 | 0 | 0 | 0 | 0 | 0 | 0 | 0 | 0 | 0 | 0 | 0 | 0 | 0 | 0 | 0 | 0 | 0 | 0 | 0 | 0 | 0
PG&E NGBA | Tulucay | 60 | 0 | 0 | 0 | 0 | 0 | 0 | 0 | 0 | 0 | 0 | 0 | 0 | 0 | 0 | 0 | 0 | 24.5 | 24.5 | 0 | 0 | 0 | 0 | 0 | 0 | 0 | 0 | 0 | 0 | 24.5 | 24.5 | 0 | 0 | 0 | 0 | 0 | 0 | 0 | 0 | 0 | 0 | 24.5 | 24.5 | 0 | 0 | 0 | 0 | 0 | 0 |  | 0 | 0 | 0 | 0 | 24.5 | 24.5 | 0 | 0 | 0 | 0 | 0 | 0 | 0 | 0 | 0 | 0 | 24.5 | 24.5 | 0 | 0 | 0 | 0 | 0 | 0 | 0 | 0 | 0 | 0 | 24.5 | 24.5 | 0 | 0 | 0 | 0 | 0 | 0 | 0 | 0 | 0 | 0 | 0 | 0 | 0 | 0 | 0 | 0 | 0 | 0 | 0 | 0 | 0 | 0
PG&E KERN | Tupman | 115 | 0 | 0 | 0 | 0 | 0 | 0 | 0 | 0 | 0 | 0 | 0 | 0 | 0 | 0 | 0 | 0 | 0 | 0 | 0 | 0 | 0 | 0 | 0 | 0 | 0 | 0 | 0 | 0 | 0 | 0 | 0 | 0 | 0 | 0 | 0 | 0 | 0 | 0 | 0 | 0 | 0 | 0 | 0 | 0 | 0 | 0 | 0 | 0 |  | 0 | 0 | 0 | 0 | 0 | 0 | 0 | 0 | 0 | 0 | 0 | 0 | 0 | 0 | 0 | 0 | 0 | 0 | 0 | 0 | 0 | 0 | 0 | 0 | 0 | 0 | 0 | 0 | 0 | 0 | 0 | 0 | 0 | 0 | 0 | 0 | 0 | 0 | 0 | 0 | 0 | 0 | 0 | 0 | 0 | 0 | 0 | 0 | 0 | 0 | 0 | 0
PG&E NGBA | Ukiah | 115 | 0 | 0 | 0 | 0 | 0 | 0 | 0 | 0 | 0 | 0 | 0 | 0 | 0 | 0 | 0 | 0 | 0 | 0 | 0 | 0 | 0 | 0 | 0 | 0 | 0 | 0 | 0 | 0 | 0 | 0 | 0 | 0 | 0 | 0 | 0 | 0 | 0 | 0 | 0 | 0 | 0 | 0 | 0 | 0 | 0 | 0 | 0 | 0 |  | 0 | 0 | 0 | 0 | 0 | 0 | 0 | 0 | 0 | 0 | 0 | 0 | 0 | 0 | 0 | 0 | 0 | 0 | 0 | 0 | 0 | 0 | 0 | 0 | 0 | 0 | 0 | 0 | 0 | 0 | 0 | 0 | 0 | 0 | 0 | 0 | 0 | 0 | 0 | 0 | 0 | 0 | 0 | 0 | 0 | 0 | 0 | 0 | 0 | 0 | 0 | 0
PG&E KERN | Union (Estrella) | 70 | 0 | 0 | 0 | 0 | 0 | 0 | 0 | 0 | 0 | 0 | 0 | 0 | 0 | 0 | 0 | 0 | 0 | 0 | 0 | 0 | 0 | 0 | 0 | 0 | 0 | 0 | 0 | 0 | 0 | 0 | 0 | 0 | 0 | 0 | 0 | 0 | 0 | 0 | 0 | 0 | 0 | 0 | 0 | 0 | 0 | 0 | 0 | 0 |  | 0 | 0 | 0 | 0 | 0 | 0 | 0 | 0 | 0 | 0 | 0 | 0 | 0 | 0 | 0 | 0 | 0 | 0 | 0 | 0 | 0 | 0 | 0 | 0 | 0 | 0 | 0 | 0 | 0 | 0 | 0 | 0 | 0 | 0 | 0 | 0 | 0 | 0 | 0 | 0 | 0 | 0 | 0 | 0 | 0 | 0 | 0 | 0 | 0 | 0 | 0 | 0
PG&E NGBA | Vaca Dixon | 115 | 0 | 0 | 0 | 0 | 0 | 0 | 0 | 0 | 0 | 0 | 0 | 0 | 0 | 0 | 0 | 0 | 0 | 0 | 0 | 0 | 0 | 0 | 0 | 0 | 102.15 | 0 | 0 | 0 | 0 | 0 | 0 | 0 | 0 | 0 | 0 | 0 | 102.15 | 0 | 0 | 0 | 0 | 0 | 0 | 0 | 0 | 0 | 0 | 0 |  | 0 | 0 | 0 | 0 | 0 | 0 | 0 | 0 | 0 | 0 | 0 | 0 | 102.15 | 0 | 0 | 0 | 0 | 0 | 0 | 0 | 0 | 0 | 0 | 0 | 102.15 | 0 | 0 | 0 | 0 | 0 | 0 | 0 | 0 | 0 | 0 | 0 | 0 | 0 | 0 | 0 | 0 | 0 | 0 | 0 | 0 | 0 | 0 | 0 | 0 | 0 | 0 | 0
PG&E NGBA | Vaca Dixon | 230 | 0 | 0 | 0 | 0 | 0 | 0 | 0 | 0 | 0 | 0 | 0 | 0 | 2.75 | 0 | 0 | 0 | 0 | 0 | 0 | 0 | 0 | 0 | 0 | 0 | 478.71 | 0 | 0 | 0 | 0 | 0 | 0 | 0 | 0 | 0 | 0 | 0 | 478.71 | 0 | 0 | 0 | 0 | 0 | 0 | 0 | 0 | 0 | 0 | 0 |  | 13.5 | 0 | 0 | 0 | 0 | 0 | 0 | 0 | 0 | 0 | 0 | 0 | 2.75 | 0 | 0 | 0 | 0 | 0 | 0 | 0 | 0 | 0 | 0 | 0 | 2.75 | 0 | 0 | 0 | 0 | 0 | 0 | 0 | 0 | 0 | 0 | 0 | 0 | 0 | 0 | 0 | 0 | 0 | 0 | 0 | 0 | 0 | 0 | 0 | 0 | 0 | 0 | 0
PG&E NGBA | Vaca Dixon | 500 | 0 | 0 | 0 | 0 | 0 | 0 | 0 | 0 | 0 | 0 | 0 | 0 | 0 | 0 | 0 | 0 | 0 | 0 | 0 | 0 | 0 | 0 | 0 | 0 | 710.6 | 0 | 0 | 0 | 0 | 0 | 0 | 0 | 0 | 0 | 0 | 0 | 710.6 | 0 | 0 | 0 | 0 | 0 | 0 | 0 | 0 | 0 | 0 | 0 |  | 0 | 0 | 0 | 0 | 0 | 0 | 0 | 0 | 0 | 0 | 0 | 0 | 0 | 0 | 0 | 0 | 0 | 0 | 0 | 0 | 0 | 0 | 0 | 0 | 0 | 0 | 0 | 0 | 0 | 0 | 0 | 0 | 0 | 0 | 0 | 0 | 0 | 0 | 0 | 0 | 0 | 0 | 0 | 0 | 0 | 0 | 0 | 0 | 0 | 0 | 0 | 0
PG&E NGBA | Vaca Dixon | 60 | 0 | 0 | 0 | 0 | 0 | 0 | 0 | 0 | 0 | 0 | 0 | 0 | 0 | 0 | 0 | 0 | 0 | 0 | 0 | 0 | 0 | 0 | 0 | 0 | 0 | 0 | 0 | 0 | 0 | 0 | 0 | 0 | 0 | 0 | 0 | 0 | 0 | 0 | 0 | 0 | 0 | 0 | 0 | 0 | 0 | 0 | 0 | 0 |  | 0 | 0 | 0 | 0 | 0 | 0 | 0 | 0 | 0 | 0 | 0 | 0 | 0 | 0 | 0 | 0 | 0 | 0 | 0 | 0 | 0 | 0 | 0 | 0 | 0 | 0 | 0 | 0 | 0 | 0 | 0 | 0 | 0 | 0 | 0 | 0 | 0 | 0 | 0 | 0 | 0 | 0 | 0 | 0 | 0 | 0 | 0 | 0 | 0 | 0 | 0 | 0
SCE Eastern | Valley (SCE) | 500 | 60 | 60 | 0 | 0 | 0 | 0 | 0 | 0 | 0 | 0 | 0 | 0 | 567.6 | 560 | 0 | 0 | 0 | 0 | 0 | 0 | 0 | 0 | 0 | 0 | 567.6 | 560 | 0 | 0 | 0 | 0 | 0 | 0 | 0 | 0 | 0 | 0 | 567.6 | 560 | 0 | 0 | 0 | 0 | 0 | 0 | 0 | 0 | 0 | 0 |  | 567.6 | 560 | 0 | 0 | 0 | 0 | 0 | 0 | 0 | 0 | 0 | 0 | 567.6 | 560 | 0 | 0 | 0 | 0 | 0 | 0 | 0 | 0 | 0 | 0 | 567.6 | 560 | 0 | 0 | 0 | 0 | 0 | 0 | 0 | 0 | 0 | 0 | 0 | 0 | 0 | 0 | 0 | 0 | 0 | 0 | 0 | 0 | 0 | 0 | 0 | 0 | 0 | 0
EOP | Valley (VEA) | 138 | 40 | 40 | 0 | 0 | 0 | 0 | 0 | 0 | 0 | 0 | 0 | 0 | 40 | 40 | 0 | 0 | 0 | 0 | 0 | 0 | 0 | 0 | 0 | 0 | 40 | 40 | 0 | 0 | 0 | 0 | 0 | 0 | 0 | 0 | 0 | 0 | 40 | 40 | 0 | 0 | 0 | 0 | 0 | 0 | 0 | 0 | 0 | 0 |  | 40 | 40 | 0 | 0 | 0 | 0 | 0 | 0 | 0 | 0 | 0 | 0 | 40 | 40 | 0 | 0 | 0 | 0 | 0 | 0 | 0 | 0 | 0 | 0 | 40 | 40 | 0 | 0 | 0 | 0 | 0 | 0 | 0 | 0 | 0 | 0 | 0 | 0 | 0 | 0 | 0 | 0 | 0 | 0 | 0 | 0 | 0 | 0 | 0 | 0 | 0 | 0
SDGE | Valley Center | 69 | 0 | 0 | 0 | 0 | 0 | 0 | 0 | 0 | 0 | 0 | 0 | 0 | 0 | 0 | 0 | 0 | 0 | 0 | 0 | 0 | 0 | 0 | 0 | 0 | 0 | 0 | 0 | 0 | 0 | 0 | 0 | 0 | 0 | 0 | 0 | 0 | 0 | 0 | 0 | 0 | 0 | 0 | 0 | 0 | 0 | 0 | 0 | 0 |  | 0 | 0 | 0 | 0 | 0 | 0 | 0 | 0 | 0 | 0 | 0 | 0 | 0 | 0 | 0 | 0 | 0 | 0 | 0 | 0 | 0 | 0 | 0 | 0 | 0 | 0 | 0 | 0 | 0 | 0 | 0 | 0 | 0 | 0 | 0 | 0 | 0 | 0 | 0 | 0 | 0 | 0 | 0 | 0 | 0 | 0 | 0 | 0 | 0 | 0 | 0 | 0
PG&E GBA | Valley Home | 115 | 0 | 0 | 0 | 0 | 0 | 0 | 0 | 0 | 0 | 0 | 0 | 0 | 0 | 0 | 0 | 0 | 0 | 0 | 0 | 0 | 0 | 0 | 0 | 0 | 0 | 0 | 0 | 0 | 0 | 0 | 0 | 0 | 0 | 0 | 0 | 0 | 0 | 0 | 0 | 0 | 0 | 0 | 0 | 0 | 0 | 0 | 0 | 0 |  | 0 | 0 | 0 | 0 | 0 | 0 | 0 | 0 | 0 | 0 | 0 | 0 | 0 | 0 | 0 | 0 | 0 | 0 | 0 | 0 | 0 | 0 | 0 | 0 | 0 | 0 | 0 | 0 | 0 | 0 | 0 | 0 | 0 | 0 | 0 | 0 | 0 | 0 | 0 | 0 | 0 | 0 | 0 | 0 | 0 | 0 | 0 | 0 | 0 | 0 | 0 | 0
PG&E GBA | Valley Springs | 230 | 0 | 0 | 0 | 0 | 0 | 0 | 0 | 0 | 0 | 0 | 0 | 0 | 0 | 0 | 0 | 0 | 0 | 0 | 0 | 0 | 0 | 0 | 0 | 0 | 0 | 0 | 0 | 0 | 0 | 0 | 0 | 0 | 0 | 0 | 0 | 0 | 0 | 0 | 0 | 0 | 0 | 0 | 0 | 0 | 0 | 0 | 0 | 0 |  | 0 | 0 | 0 | 0 | 0 | 0 | 0 | 0 | 0 | 0 | 0 | 0 | 0 | 0 | 0 | 0 | 0 | 0 | 0 | 0 | 0 | 0 | 0 | 0 | 0 | 0 | 0 | 0 | 0 | 0 | 0 | 0 | 0 | 0 | 0 | 0 | 128.4 | 0 | 0 | 0 | 0 | 0 | 0 | 128.4 | 128.4 | 0 | 0 | 0 | 0 | 0 | 0 | 0
PG&E GBA | Valley Springs | 60 | 0 | 0 | 0 | 0 | 0 | 0 | 0 | 0 | 0 | 0 | 0 | 0 | 101 | 100 | 0 | 0 | 0 | 0 | 0 | 0 | 0 | 0 | 0 | 0 | 101 | 100 | 0 | 0 | 0 | 0 | 0 | 0 | 0 | 0 | 0 | 0 | 101 | 100 | 0 | 0 | 0 | 0 | 0 | 0 | 0 | 0 | 0 | 0 |  | 0 | 0 | 0 | 0 | 0 | 0 | 0 | 0 | 0 | 0 | 0 | 0 | 101 | 100 | 0 | 0 | 0 | 0 | 0 | 0 | 0 | 0 | 0 | 0 | 101 | 100 | 0 | 0 | 0 | 0 | 0 | 0 | 0 | 0 | 0 | 0 | 0 | 0 | 0 | 0 | 0 | 0 | 0 | 0 | 0 | 0 | 0 | 0 | 0 | 0 | 0 | 0
EOP | Valley Switch | 138 | 0 | 0 | 0 | 0 | 0 | 0 | 0 | 0 | 0 | 0 | 0 | 0 | 0 | 0 | 0 | 0 | 0 | 0 | 0 | 0 | 0 | 0 | 0 | 0 | 0 | 0 | 0 | 0 | 0 | 0 | 0 | 0 | 0 | 0 | 0 | 0 | 0 | 0 | 0 | 0 | 0 | 0 | 0 | 0 | 0 | 0 | 0 | 0 |  | 0 | 0 | 0 | 0 | 0 | 0 | 0 | 0 | 0 | 0 | 0 | 0 | 0 | 0 | 0 | 0 | 0 | 0 | 0 | 0 | 0 | 0 | 0 | 0 | 0 | 0 | 0 | 0 | 0 | 0 | 0 | 0 | 0 | 0 | 0 | 0 | 0 | 0 | 0 | 0 | 0 | 0 | 0 | 0 | 0 | 0 | 0 | 0 | 0 | 0 | 0 | 0
EOP | Valley Switch | 230 | 0 | 0 | 0 | 0 | 0 | 0 | 0 | 0 | 0 | 0 | 0 | 0 | 0 | 0 | 0 | 0 | 0 | 0 | 0 | 0 | 0 | 0 | 0 | 0 | 0 | 0 | 0 | 0 | 0 | 0 | 0 | 0 | 0 | 0 | 0 | 0 | 0 | 0 | 0 | 0 | 0 | 0 | 0 | 0 | 0 | 0 | 0 | 0 |  | 0 | 0 | 0 | 0 | 0 | 0 | 0 | 0 | 0 | 0 | 0 | 0 | 0 | 0 | 0 | 0 | 0 | 0 | 0 | 0 | 0 | 0 | 0 | 0 | 0 | 0 | 0 | 0 | 0 | 0 | 0 | 0 | 0 | 0 | 0 | 0 | 460.14 | 0 | 1483.82 | 0 | 0 | 0 | 0 | 460.14 | 460.14 | 0 | 460.95 | 0 | 0 | 0 | 0 | 0
PG&E GBA | Vasco | 230 | 0 | 0 | 0 | 0 | 0 | 0 | 0 | 0 | 0 | 0 | 0 | 0 | 0 | 0 | 0 | 0 | 0 | 0 | 0 | 0 | 0 | 0 | 0 | 0 | 0 | 0 | 0 | 0 | 0 | 0 | 0 | 0 | 0 | 0 | 0 | 0 | 0 | 0 | 0 | 0 | 0 | 0 | 0 | 0 | 0 | 0 | 0 | 0 |  | 0 | 0 | 0 | 0 | 0 | 0 | 0 | 0 | 0 | 0 | 0 | 0 | 0 | 0 | 0 | 0 | 0 | 0 | 0 | 0 | 0 | 0 | 0 | 0 | 0 | 0 | 0 | 0 | 0 | 0 | 0 | 0 | 0 | 0 | 0 | 0 | 0 | 0 | 0 | 0 | 0 | 0 | 0 | 0 | 0 | 0 | 0 | 0 | 0 | 0 | 0 | 0
PG&E GBA | Vasona | 230 | 0 | 0 | 0 | 0 | 0 | 0 | 0 | 0 | 0 | 0 | 0 | 0 | 0 | 0 | 0 | 0 | 0 | 0 | 0 | 0 | 0 | 0 | 0 | 0 | 0 | 0 | 0 | 0 | 0 | 0 | 0 | 0 | 0 | 0 | 0 | 0 | 0 | 0 | 0 | 0 | 0 | 0 | 0 | 0 | 0 | 0 | 0 | 0 |  | 0 | 0 | 0 | 0 | 0 | 0 | 0 | 0 | 0 | 0 | 0 | 0 | 0 | 0 | 0 | 0 | 0 | 0 | 0 | 0 | 0 | 0 | 0 | 0 | 0 | 0 | 0 | 0 | 0 | 0 | 0 | 0 | 0 | 0 | 0 | 0 | 0 | 0 | 0 | 0 | 0 | 0 | 0 | 0 | 0 | 0 | 0 | 0 | 0 | 0 | 0 | 0
SCE Northern | Vestal | 230 | 400 | 400 | 0 | 0 | 400 | 0 | 0 | 0 | 0 | 0 | 0 | 0 | 0 | 0 | 0 | 0 | 0 | 0 | 0 | 0 | 0 | 0 | 0 | 0 | 400 | 400 | 0 | 0 | 400 | 0 | 0 | 0 | 0 | 0 | 0 | 0 | 400 | 400 | 0 | 0 | 400 | 0 | 0 | 0 | 0 | 0 | 0 | 0 |  | 0 | 0 | 0 | 0 | 0 | 0 | 0 | 0 | 0 | 0 | 0 | 0 | 200 | 200 | 0 | 0 | 200 | 0 | 0 | 0 | 0 | 0 | 0 | 0 | 200 | 200 | 0 | 0 | 200 | 0 | 0 | 0 | 0 | 0 | 0 | 0 | 0 | 0 | 0 | 0 | 0 | 0 | 0 | 0 | 0 | 0 | 0 | 0 | 0 | 0 | 0 | 0
SCE Northern | Vestal | 66 | 0 | 0 | 0 | 0 | 0 | 0 | 0 | 0 | 0 | 0 | 0 | 0 | 0 | 0 | 0 | 0 | 0 | 0 | 0 | 0 | 0 | 0 | 0 | 0 | 0 | 0 | 0 | 0 | 0 | 0 | 0 | 0 | 0 | 0 | 0 | 0 | 0 | 0 | 0 | 0 | 0 | 0 | 0 | 0 | 0 | 0 | 0 | 0 |  | 0 | 0 | 0 | 0 | 0 | 0 | 0 | 0 | 0 | 0 | 0 | 0 | 0 | 0 | 0 | 0 | 0 | 0 | 0 | 0 | 0 | 0 | 0 | 0 | 0 | 0 | 0 | 0 | 0 | 0 | 0 | 0 | 0 | 0 | 0 | 0 | 0 | 0 | 0 | 0 | 0 | 0 | 0 | 0 | 0 | 0 | 0 | 0 | 0 | 0 | 0 | 0
SCE NOL | Victor | 115 | 0 | 0 | 0 | 0 | 0 | 0 | 0 | 0 | 0 | 0 | 0 | 0 | 0 | 0 | 0 | 0 | 0 | 0 | 0 | 0 | 0 | 0 | 0 | 0 | 0 | 0 | 0 | 0 | 0 | 0 | 0 | 0 | 0 | 0 | 0 | 0 | 0 | 0 | 0 | 0 | 0 | 0 | 0 | 0 | 0 | 0 | 0 | 0 |  | 0 | 0 | 0 | 0 | 0 | 0 | 0 | 0 | 0 | 0 | 0 | 0 | 0 | 0 | 0 | 0 | 0 | 0 | 0 | 0 | 0 | 0 | 0 | 0 | 0 | 0 | 0 | 0 | 0 | 0 | 0 | 0 | 0 | 0 | 0 | 0 | 0 | 0 | 0 | 0 | 0 | 0 | 0 | 0 | 0 | 0 | 0 | 0 | 0 | 0 | 0 | 0
SCE NOL | Victor | 230 | 0 | 0 | 0 | 0 | 0 | 0 | 0 | 0 | 0 | 0 | 0 | 0 | 0 | 0 | 0 | 0 | 0 | 0 | 0 | 0 | 0 | 0 | 0 | 0 | 410.76 | 400 | 0 | 0 | 0 | 0 | 0 | 0 | 0 | 0 | 0 | 0 | 410.76 | 400 | 0 | 0 | 0 | 0 | 0 | 0 | 0 | 0 | 0 | 0 |  | 0 | 0 | 0 | 0 | 0 | 0 | 0 | 0 | 0 | 0 | 0 | 0 | 0 | 0 | 0 | 0 | 0 | 0 | 0 | 0 | 0 | 0 | 0 | 0 | 0 | 0 | 0 | 0 | 0 | 0 | 0 | 0 | 0 | 0 | 0 | 0 | 0 | 0 | 0 | 0 | 0 | 0 | 0 | 0 | 0 | 0 | 0 | 0 | 0 | 0 | 0 | 0
SCE Metro | Viejo | 230 | 0 | 0 | 0 | 0 | 0 | 0 | 0 | 0 | 0 | 0 | 0 | 0 | 0 | 0 | 0 | 0 | 0 | 0 | 0 | 0 | 0 | 0 | 0 | 0 | 302.4 | 300 | 0 | 0 | 0 | 0 | 0 | 0 | 0 | 0 | 0 | 0 | 302.4 | 300 | 0 | 0 | 0 | 0 | 0 | 0 | 0 | 0 | 0 | 0 |  | 0 | 0 | 0 | 0 | 0 | 0 | 0 | 0 | 0 | 0 | 0 | 0 | 0 | 0 | 0 | 0 | 0 | 0 | 0 | 0 | 0 | 0 | 0 | 0 | 0 | 0 | 0 | 0 | 0 | 0 | 0 | 0 | 0 | 0 | 0 | 0 | 1029 | 0 | 0 | 0 | 0 | 0 | 0 | 1029 | 1029 | 0 | 0 | 0 | 0 | 0 | 0 | 0
PG&E GBA | Vierra | 115 | 10 | 1.104 | 0 | 0 | 0 | 0 | 0 | 0 | 0 | 0 | 0 | 0 | 10 | 1.104 | 0 | 0 | 0 | 0 | 0 | 0 | 0 | 0 | 0 | 0 | 10 | 1.104 | 0 | 0 | 0 | 0 | 0 | 0 | 0 | 0 | 0 | 0 | 10 | 1.104 | 0 | 0 | 0 | 0 | 0 | 0 | 0 | 0 | 0 | 0 |  | 10 | 1.104 | 0 | 0 | 0 | 0 | 0 | 0 | 0 | 0 | 0 | 0 | 10 | 1.104 | 0 | 0 | 0 | 0 | 0 | 0 | 0 | 0 | 0 | 0 | 10 | 1.104 | 0 | 0 | 0 | 0 | 0 | 0 | 0 | 0 | 0 | 0 | 0 | 0 | 0 | 0 | 0 | 0 | 0 | 0 | 0 | 0 | 0 | 0 | 0 | 0 | 0 | 0
SCE Metro | Villa Park | 230 | 0 | 0 | 0 | 0 | 0 | 0 | 0 | 0 | 0 | 0 | 0 | 0 | 0 | 0 | 0 | 0 | 0 | 0 | 0 | 0 | 0 | 0 | 0 | 0 | 0 | 0 | 0 | 0 | 0 | 0 | 0 | 0 | 0 | 0 | 0 | 0 | 0 | 0 | 0 | 0 | 0 | 0 | 0 | 0 | 0 | 0 | 0 | 0 |  | 0 | 0 | 0 | 0 | 0 | 0 | 0 | 0 | 0 | 0 | 0 | 0 | 0 | 0 | 0 | 0 | 0 | 0 | 0 | 0 | 0 | 0 | 0 | 0 | 0 | 0 | 0 | 0 | 0 | 0 | 0 | 0 | 0 | 0 | 0 | 0 | 0 | 0 | 0 | 0 | 0 | 0 | 0 | 0 | 0 | 0 | 0 | 0 | 0 | 0 | 0 | 0
SCE Northern | Vincent | 230 | 1155 | 1150 | 0 | 0 | 1150 | 0 | 0 | 0 | 0 | 0 | 0 | 0 | 1275 | 1270 | 0 | 0 | 1150 | 0 | 0 | 0 | 0 | 0 | 0 | 0 | 2212.5 | 2020 | 0 | 0 | 1303.5 | 0 | 0 | 0 | 0 | 0 | 0 | 0 | 2212.5 | 2020 | 0 | 0 | 1303.5 | 0 | 0 | 0 | 0 | 0 | 0 | 0 |  | 1275 | 1270 | 0 | 0 | 1150 | 0 | 0 | 0 | 0 | 0 | 0 | 0 | 1275 | 1270 | 0 | 0 | 1150 | 0 | 0 | 0 | 0 | 0 | 0 | 0 | 1275 | 1270 | 0 | 0 | 1150 | 0 | 0 | 0 | 0 | 0 | 0 | 0 | 1270.9885 | 0 | 0 | 0 | 0 | 0 | 0 | 1270.9885 | 1270.9885 | 0 | 0 | 0 | 0 | 0 | 0 | 0
SCE Northern | Vincent | 500 | 0 | 0 | 0 | 0 | 0 | 0 | 0 | 0 | 0 | 0 | 0 | 0 | 0 | 0 | 0 | 0 | 0 | 0 | 0 | 0 | 0 | 0 | 0 | 0 | 0 | 0 | 0 | 0 | 0 | 0 | 0 | 0 | 0 | 0 | 0 | 0 | 0 | 0 | 0 | 0 | 0 | 0 | 0 | 0 | 0 | 0 | 0 | 0 |  | 0 | 0 | 0 | 0 | 0 | 0 | 0 | 0 | 0 | 0 | 0 | 0 | 0 | 0 | 0 | 0 | 0 | 0 | 0 | 0 | 0 | 0 | 0 | 0 | 0 | 0 | 0 | 0 | 0 | 0 | 0 | 0 | 0 | 0 | 0 | 0 | 1025.63 | 0 | 0 | 0 | 0 | 0 | 0 | 1025.63 | 1025.63 | 0 | 0 | 0 | 0 | 0 | 0 | 0
PG&E GBA | Vineyard | 230 | 0 | 0 | 0 | 0 | 0 | 0 | 0 | 0 | 0 | 0 | 0 | 0 | 0 | 0 | 0 | 0 | 0 | 0 | 0 | 0 | 0 | 0 | 0 | 0 | 0 | 0 | 0 | 0 | 0 | 0 | 0 | 0 | 0 | 0 | 0 | 0 | 0 | 0 | 0 | 0 | 0 | 0 | 0 | 0 | 0 | 0 | 0 | 0 |  | 0 | 0 | 0 | 0 | 0 | 0 | 0 | 0 | 0 | 0 | 0 | 0 | 0 | 0 | 0 | 0 | 0 | 0 | 0 | 0 | 0 | 0 | 0 | 0 | 0 | 0 | 0 | 0 | 0 | 0 | 0 | 0 | 0 | 0 | 0 | 0 | 0 | 0 | 0 | 0 | 0 | 0 | 0 | 0 | 0 | 0 | 0 | 0 | 0 | 0 | 0 | 0
SDGE | Vineyard | 69 | 0 | 0 | 0 | 0 | 0 | 0 | 0 | 0 | 0 | 0 | 0 | 0 | 0 | 0 | 0 | 0 | 0 | 0 | 0 | 0 | 0 | 0 | 0 | 0 | 0 | 0 | 0 | 0 | 0 | 0 | 0 | 0 | 0 | 0 | 0 | 0 | 0 | 0 | 0 | 0 | 0 | 0 | 0 | 0 | 0 | 0 | 0 | 0 |  | 0 | 0 | 0 | 0 | 0 | 0 | 0 | 0 | 0 | 0 | 0 | 0 | 0 | 0 | 0 | 0 | 0 | 0 | 0 | 0 | 0 | 0 | 0 | 0 | 0 | 0 | 0 | 0 | 0 | 0 | 0 | 0 | 0 | 0 | 0 | 0 | 0 | 0 | 0 | 0 | 0 | 0 | 0 | 0 | 0 | 0 | 0 | 0 | 0 | 0 | 0 | 0
SCE Eastern | Vista (SCE) | 230 | 0 | 0 | 0 | 0 | 0 | 0 | 0 | 0 | 0 | 0 | 0 | 0 | 0 | 0 | 0 | 0 | 0 | 0 | 0 | 0 | 0 | 0 | 0 | 0 | 110.87 | 0 | 0 | 0 | 223.33 | 0 | 0 | 0 | 0 | 0 | 0 | 0 | 110.87 | 0 | 0 | 0 | 223.33 | 0 | 0 | 0 | 0 | 0 | 0 | 0 |  | 0 | 0 | 0 | 0 | 0 | 0 | 0 | 0 | 0 | 0 | 0 | 0 | 110.87 | 0 | 0 | 0 | 223.33 | 0 | 0 | 0 | 0 | 0 | 0 | 0 | 110.87 | 0 | 0 | 0 | 223.33 | 0 | 0 | 0 | 0 | 0 | 0 | 0 | 0 | 0 | 0 | 0 | 0 | 0 | 0 | 0 | 0 | 0 | 0 | 0 | 0 | 0 | 0 | 0
EOP | Vista (VEA) | 138 | 0 | 0 | 0 | 0 | 0 | 0 | 0 | 0 | 0 | 0 | 0 | 0 | 0 | 0 | 0 | 0 | 0 | 0 | 0 | 0 | 0 | 0 | 0 | 0 | 0 | 0 | 0 | 0 | 0 | 0 | 0 | 0 | 0 | 0 | 0 | 0 | 0 | 0 | 0 | 0 | 0 | 0 | 0 | 0 | 0 | 0 | 0 | 0 |  | 0 | 0 | 0 | 0 | 0 | 0 | 0 | 0 | 0 | 0 | 0 | 0 | 0 | 0 | 0 | 0 | 0 | 0 | 0 | 0 | 0 | 0 | 0 | 0 | 0 | 0 | 0 | 0 | 0 | 0 | 0 | 0 | 0 | 0 | 0 | 0 | 0 | 0 | 0 | 0 | 0 | 0 | 0 | 0 | 0 | 0 | 0 | 0 | 0 | 0 | 0 | 0
EOP | Vista (VEA) | 230 | 0 | 0 | 0 | 0 | 0 | 0 | 0 | 0 | 0 | 0 | 0 | 0 | 0 | 0 | 0 | 0 | 0 | 0 | 0 | 0 | 0 | 0 | 0 | 0 | 0 | 0 | 0 | 0 | 0 | 0 | 0 | 0 | 0 | 0 | 0 | 0 | 0 | 0 | 0 | 0 | 0 | 0 | 0 | 0 | 0 | 0 | 0 | 0 |  | 0 | 0 | 0 | 0 | 0 | 0 | 0 | 0 | 0 | 0 | 0 | 0 | 0 | 0 | 0 | 0 | 0 | 0 | 0 | 0 | 0 | 0 | 0 | 0 | 0 | 0 | 0 | 0 | 0 | 0 | 0 | 0 | 0 | 0 | 0 | 0 | 0 | 0 | 0 | 0 | 0 | 0 | 0 | 0 | 0 | 0 | 0 | 0 | 0 | 0 | 0 | 0
PG&E FRESNO | Wahtoke | 115 | 0 | 0 | 0 | 0 | 0 | 0 | 0 | 0 | 0 | 0 | 0 | 0 | 0 | 0 | 0 | 0 | 0 | 0 | 0 | 0 | 0 | 0 | 0 | 0 | 0 | 0 | 0 | 0 | 0 | 0 | 0 | 0 | 0 | 0 | 0 | 0 | 0 | 0 | 0 | 0 | 0 | 0 | 0 | 0 | 0 | 0 | 0 | 0 |  | 0 | 0 | 0 | 0 | 0 | 0 | 0 | 0 | 0 | 0 | 0 | 0 | 0 | 0 | 0 | 0 | 0 | 0 | 0 | 0 | 0 | 0 | 0 | 0 | 0 | 0 | 0 | 0 | 0 | 0 | 0 | 0 | 0 | 0 | 0 | 0 | 0 | 0 | 0 | 0 | 0 | 0 | 0 | 0 | 0 | 0 | 0 | 0 | 0 | 0 | 0 | 0
SCE Northern | Wakefield | 66 | 0 | 0 | 0 | 0 | 0 | 0 | 0 | 0 | 0 | 0 | 0 | 0 | 0 | 0 | 0 | 0 | 0 | 0 | 0 | 0 | 0 | 0 | 0 | 0 | 0 | 0 | 0 | 0 | 0 | 0 | 0 | 0 | 0 | 0 | 0 | 0 | 0 | 0 | 0 | 0 | 0 | 0 | 0 | 0 | 0 | 0 | 0 | 0 |  | 0 | 0 | 0 | 0 | 0 | 0 | 0 | 0 | 0 | 0 | 0 | 0 | 0 | 0 | 0 | 0 | 0 | 0 | 0 | 0 | 0 | 0 | 0 | 0 | 0 | 0 | 0 | 0 | 0 | 0 | 0 | 0 | 0 | 0 | 0 | 0 | 0 | 0 | 0 | 0 | 0 | 0 | 0 | 0 | 0 | 0 | 0 | 0 | 0 | 0 | 0 | 0
SCE Metro | Walnut | 230 | 200 | 200 | 0 | 0 | 0 | 0 | 0 | 0 | 0 | 0 | 0 | 0 | 200 | 200 | 0 | 0 | 0 | 0 | 0 | 0 | 0 | 0 | 0 | 0 | 200 | 200 | 0 | 0 | 0 | 0 | 0 | 0 | 0 | 0 | 0 | 0 | 200 | 200 | 0 | 0 | 0 | 0 | 0 | 0 | 0 | 0 | 0 | 0 |  | 200 | 200 | 0 | 0 | 0 | 0 | 0 | 0 | 0 | 0 | 0 | 0 | 200 | 200 | 0 | 0 | 0 | 0 | 0 | 0 | 0 | 0 | 0 | 0 | 200 | 200 | 0 | 0 | 0 | 0 | 0 | 0 | 0 | 0 | 0 | 0 | 0 | 0 | 0 | 0 | 0 | 0 | 0 | 0 | 0 | 0 | 0 | 0 | 0 | 0 | 0 | 0
SCE Northern | Warne | 230 | 0 | 0 | 0 | 0 | 0 | 0 | 0 | 0 | 0 | 0 | 0 | 0 | 0 | 0 | 0 | 0 | 0 | 0 | 0 | 0 | 0 | 0 | 0 | 0 | 0 | 0 | 0 | 0 | 0 | 0 | 0 | 0 | 0 | 0 | 0 | 0 | 0 | 0 | 0 | 0 | 0 | 0 | 0 | 0 | 0 | 0 | 0 | 0 |  | 0 | 0 | 0 | 0 | 0 | 0 | 0 | 0 | 0 | 0 | 0 | 0 | 0 | 0 | 0 | 0 | 0 | 0 | 0 | 0 | 0 | 0 | 0 | 0 | 0 | 0 | 0 | 0 | 0 | 0 | 0 | 0 | 0 | 0 | 0 | 0 | 0 | 0 | 0 | 0 | 0 | 0 | 0 | 0 | 0 | 0 | 0 | 0 | 0 | 0 | 0 | 0
PG&E GBA | Warnerville | 230 | 0 | 0 | 0 | 0 | 0 | 0 | 0 | 0 | 0 | 0 | 0 | 0 | 0 | 0 | 0 | 0 | 0 | 0 | 0 | 0 | 0 | 0 | 0 | 0 | 0 | 0 | 0 | 0 | 0 | 0 | 0 | 0 | 0 | 0 | 0 | 0 | 0 | 0 | 0 | 0 | 0 | 0 | 0 | 0 | 0 | 0 | 0 | 0 |  | 0 | 0 | 0 | 0 | 0 | 0 | 0 | 0 | 0 | 0 | 0 | 0 | 0 | 0 | 0 | 0 | 0 | 0 | 0 | 0 | 0 | 0 | 0 | 0 | 0 | 0 | 0 | 0 | 0 | 0 | 0 | 0 | 0 | 0 | 0 | 0 | 0 | 0 | 0 | 0 | 0 | 0 | 0 | 0 | 0 | 0 | 0 | 0 | 0 | 0 | 0 | 0
PG&E FRESNO | Waukena | 115 | 0 | 0 | 0 | 0 | 0 | 0 | 0 | 0 | 0 | 0 | 0 | 0 | 0 | 0 | 0 | 0 | 0 | 0 | 0 | 0 | 0 | 0 | 0 | 0 | 0 | 0 | 0 | 0 | 0 | 0 | 0 | 0 | 0 | 0 | 0 | 0 | 0 | 0 | 0 | 0 | 0 | 0 | 0 | 0 | 0 | 0 | 0 | 0 |  | 0 | 0 | 0 | 0 | 0 | 0 | 0 | 0 | 0 | 0 | 0 | 0 | 0 | 0 | 0 | 0 | 0 | 0 | 0 | 0 | 0 | 0 | 0 | 0 | 0 | 0 | 0 | 0 | 0 | 0 | 0 | 0 | 0 | 0 | 0 | 0 | 0 | 0 | 0 | 0 | 0 | 0 | 0 | 0 | 0 | 0 | 0 | 0 | 0 | 0 | 0 | 0
PG&E GBA | Weber | 230 | 0 | 0 | 0 | 0 | 0 | 0 | 0 | 0 | 0 | 0 | 0 | 0 | 0 | 0 | 0 | 0 | 0 | 0 | 0 | 0 | 0 | 0 | 0 | 0 | 0 | 0 | 0 | 0 | 0 | 0 | 0 | 0 | 0 | 0 | 0 | 0 | 0 | 0 | 0 | 0 | 0 | 0 | 0 | 0 | 0 | 0 | 0 | 0 |  | 0 | 0 | 0 | 0 | 0 | 0 | 0 | 0 | 0 | 0 | 0 | 0 | 0 | 0 | 0 | 0 | 0 | 0 | 0 | 0 | 0 | 0 | 0 | 0 | 0 | 0 | 0 | 0 | 0 | 0 | 0 | 0 | 0 | 0 | 0 | 0 | 0 | 0 | 0 | 0 | 0 | 0 | 0 | 0 | 0 | 0 | 0 | 0 | 0 | 0 | 0 | 0
PG&E GBA | Weber | 60 | 0.25 | 0 | 0 | 0 | 0 | 0 | 0 | 0 | 0 | 0 | 0 | 0 | 268.065 | 260 | 0 | 0 | 0 | 0 | 0 | 0 | 0 | 0 | 0 | 0 | 268.315 | 260 | 0 | 0 | 0 | 0 | 0 | 0 | 0 | 0 | 0 | 0 | 268.315 | 260 | 0 | 0 | 0 | 0 | 0 | 0 | 0 | 0 | 0 | 0 |  | 0 | 0 | 0 | 0 | 0 | 0 | 0 | 0 | 0 | 0 | 0 | 0 | 0.25 | 0 | 0 | 0 | 0 | 0 | 0 | 0 | 0 | 0 | 0 | 0 | 0.25 | 0 | 0 | 0 | 0 | 0 | 0 | 0 | 0 | 0 | 0 | 0 | 0 | 0 | 0 | 0 | 0 | 0 | 0 | 0 | 0 | 0 | 0 | 0 | 0 | 0 | 0 | 0
PG&E FRESNO | West Fresno | 115 | 0 | 0 | 0 | 0 | 0 | 0 | 0 | 0 | 0 | 0 | 0 | 0 | 0 | 0 | 0 | 0 | 0 | 0 | 0 | 0 | 0 | 0 | 0 | 0 | 0 | 0 | 0 | 0 | 0 | 0 | 0 | 0 | 0 | 0 | 0 | 0 | 0 | 0 | 0 | 0 | 0 | 0 | 0 | 0 | 0 | 0 | 0 | 0 |  | 0 | 0 | 0 | 0 | 0 | 0 | 0 | 0 | 0 | 0 | 0 | 0 | 0 | 0 | 0 | 0 | 0 | 0 | 0 | 0 | 0 | 0 | 0 | 0 | 0 | 0 | 0 | 0 | 0 | 0 | 0 | 0 | 0 | 0 | 0 | 0 | 0 | 0 | 0 | 0 | 0 | 0 | 0 | 0 | 0 | 0 | 0 | 0 | 0 | 0 | 0 | 0
PG&E FRESNO | Westley | 230 | 0 | 0 | 0 | 0 | 0 | 0 | 0 | 0 | 0 | 0 | 0 | 0 | 0 | 0 | 0 | 0 | 0 | 0 | 0 | 0 | 0 | 0 | 0 | 0 | 0 | 0 | 0 | 0 | 0 | 0 | 0 | 0 | 0 | 0 | 0 | 0 | 0 | 0 | 0 | 0 | 0 | 0 | 0 | 0 | 0 | 0 | 0 | 0 |  | 0 | 0 | 0 | 0 | 0 | 0 | 0 | 0 | 0 | 0 | 0 | 0 | 0 | 0 | 0 | 0 | 0 | 0 | 0 | 0 | 0 | 0 | 0 | 0 | 0 | 0 | 0 | 0 | 0 | 0 | 0 | 0 | 0 | 0 | 0 | 0 | 0 | 0 | 0 | 0 | 0 | 0 | 0 | 0 | 0 | 0 | 0 | 0 | 0 | 0 | 0 | 0
PG&E KERN | Westpark | 115 | 0 | 0 | 0 | 0 | 0 | 0 | 0 | 0 | 0 | 0 | 0 | 0 | 0 | 0 | 0 | 0 | 0 | 0 | 0 | 0 | 0 | 0 | 0 | 0 | 0 | 0 | 0 | 0 | 0 | 0 | 0 | 0 | 0 | 0 | 0 | 0 | 0 | 0 | 0 | 0 | 0 | 0 | 0 | 0 | 0 | 0 | 0 | 0 |  | 0 | 0 | 0 | 0 | 0 | 0 | 0 | 0 | 0 | 0 | 0 | 0 | 0 | 0 | 0 | 0 | 0 | 0 | 0 | 0 | 0 | 0 | 0 | 0 | 0 | 0 | 0 | 0 | 0 | 0 | 0 | 0 | 0 | 0 | 0 | 0 | 0 | 0 | 0 | 0 | 0 | 0 | 0 | 0 | 0 | 0 | 0 | 0 | 0 | 0 | 0 | 0
PG&E KERN | Wheeler Ridge | 230 | 0 | 0 | 0 | 0 | 0 | 0 | 0 | 0 | 0 | 0 | 0 | 0 | 0 | 0 | 0 | 0 | 0 | 0 | 0 | 0 | 0 | 0 | 0 | 0 | 310.63 | 0 | 0 | 0 | 310.63 | 0 | 0 | 0 | 0 | 0 | 0 | 0 | 310.63 | 0 | 0 | 0 | 310.63 | 0 | 0 | 0 | 0 | 0 | 0 | 0 |  | 0 | 0 | 0 | 0 | 0 | 0 | 0 | 0 | 0 | 0 | 0 | 0 | 0 | 0 | 0 | 0 | 0 | 0 | 0 | 0 | 0 | 0 | 0 | 0 | 0 | 0 | 0 | 0 | 0 | 0 | 0 | 0 | 0 | 0 | 0 | 0 | 0 | 0 | 0 | 0 | 0 | 0 | 0 | 0 | 0 | 0 | 0 | 0 | 0 | 0 | 0 | 0
PG&E KERN | Wheeler Ridge | 115 | 0 | 0 | 0 | 0 | 0 | 0 | 0 | 0 | 0 | 0 | 0 | 0 | 0 | 0 | 0 | 0 | 0 | 0 | 0 | 0 | 0 | 0 | 0 | 0 | 0 | 0 | 0 | 0 | 0 | 0 | 0 | 0 | 0 | 0 | 0 | 0 | 0 | 0 | 0 | 0 | 0 | 0 | 0 | 0 | 0 | 0 | 0 | 0 |  | 0 | 0 | 0 | 0 | 0 | 0 | 0 | 0 | 0 | 0 | 0 | 0 | 0 | 0 | 0 | 0 | 0 | 0 | 0 | 0 | 0 | 0 | 0 | 0 | 0 | 0 | 0 | 0 | 0 | 0 | 0 | 0 | 0 | 0 | 0 | 0 | 0 | 0 | 0 | 0 | 0 | 0 | 0 | 0 | 0 | 0 | 0 | 0 | 0 | 0 | 0 | 0
PG&E KERN | Wheeler Ridge | 70 | 0 | 0 | 0 | 0 | 0 | 0 | 0 | 0 | 0 | 0 | 0 | 0 | 0 | 62 | 0 | 0 | 0 | 0 | 0 | 0 | 0 | 0 | 0 | 0 | 0 | 62 | 0 | 0 | 0 | 0 | 0 | 0 | 0 | 0 | 0 | 0 | 0 | 62 | 0 | 0 | 0 | 0 | 0 | 0 | 0 | 0 | 0 | 0 |  | 0 | 0 | 0 | 0 | 0 | 0 | 0 | 0 | 0 | 0 | 0 | 0 | 0 | 62 | 0 | 0 | 0 | 0 | 0 | 0 | 0 | 0 | 0 | 0 | 0 | 62 | 0 | 0 | 0 | 0 | 0 | 0 | 0 | 0 | 0 | 0 | 0 | 0 | 0 | 0 | 0 | 0 | 0 | 0 | 0 | 0 | 0 | 0 | 0 | 0 | 0 | 0
SCE Northern | Whirlwind | 230 | 141.42 | 139.52 | 0 | 0 | 88.772 | 0.88 | 0 | 0 | 100 | 100 | 0 | 0 | 477 | 851.62 | 312 | 300 | 626.41 | 0.88 | 0 | 0 | 100 | 100 | 0 | 0 | 477 | 851.62 | 312 | 300 | 626.41 | 0.88 | 0 | 0 | 100 | 100 | 0 | 0 | 477 | 851.62 | 312 | 300 | 626.41 | 0.88 | 0 | 0 | 100 | 100 | 0 | 0 |  | 249.42 | 247.52 | 312 | 300 | 88.772 | 0.88 | 0 | 0 | 100 | 100 | 0 | 0 | 477 | 851.62 | 312 | 300 | 626.41 | 0.88 | 0 | 0 | 100 | 100 | 0 | 0 | 477 | 851.62 | 312 | 300 | 626.41 | 0.88 | 0 | 0 | 100 | 100 | 0 | 0 | 810.8874 | 0 | 0 | 0 | 0 | 0 | 0 | 810.8874 | 810.8874 | 0 | 0 | 0 | 0 | 0 | 0 | 0
SCE Northern | Whirlwind | 500 | 0 | 0 | 0 | 0 | 0 | 0 | 0 | 0 | 0 | 0 | 0 | 0 | 0 | 0 | 0 | 0 | 0 | 0 | 0 | 0 | 0 | 0 | 0 | 0 | 513.2 | 500 | 0 | 0 | 0 | 0 | 0 | 0 | 0 | 0 | 0 | 0 | 513.2 | 500 | 0 | 0 | 0 | 0 | 0 | 0 | 0 | 0 | 0 | 0 |  | 0 | 0 | 0 | 0 | 0 | 0 | 0 | 0 | 0 | 0 | 0 | 0 | 0 | 0 | 0 | 0 | 0 | 0 | 0 | 0 | 0 | 0 | 0 | 0 | 0 | 0 | 0 | 0 | 0 | 0 | 0 | 0 | 0 | 0 | 0 | 0 | 0 | 0 | 0 | 0 | 0 | 0 | 0 | 0 | 0 | 0 | 0 | 0 | 0 | 0 | 0 | 0
PG&E GBA | Whisman | 115 | 0 | 0 | 0 | 0 | 0 | 0 | 0 | 0 | 0 | 0 | 0 | 0 | 0 | 0 | 0 | 0 | 0 | 0 | 0 | 0 | 0 | 0 | 0 | 0 | 0 | 0 | 0 | 0 | 0 | 0 | 0 | 0 | 0 | 0 | 0 | 0 | 0 | 0 | 0 | 0 | 0 | 0 | 0 | 0 | 0 | 0 | 0 | 0 |  | 0 | 0 | 0 | 0 | 0 | 0 | 0 | 0 | 0 | 0 | 0 | 0 | 0 | 0 | 0 | 0 | 0 | 0 | 0 | 0 | 0 | 0 | 0 | 0 | 0 | 0 | 0 | 0 | 0 | 0 | 0 | 0 | 0 | 0 | 0 | 0 | 0 | 0 | 0 | 0 | 0 | 0 | 0 | 0 | 0 | 0 | 0 | 0 | 0 | 0 | 0 | 0
SCE Eastern | Wildlife | 230 | 0 | 0 | 0 | 0 | 0 | 0 | 0 | 0 | 0 | 0 | 0 | 0 | 0 | 0 | 0 | 0 | 0 | 0 | 0 | 0 | 0 | 0 | 0 | 0 | 206.091 | 0 | 0 | 0 | 0 | 0 | 0 | 0 | 0 | 0 | 0 | 0 | 206.091 | 0 | 0 | 0 | 0 | 0 | 0 | 0 | 0 | 0 | 0 | 0 |  | 0 | 0 | 0 | 0 | 0 | 0 | 0 | 0 | 0 | 0 | 0 | 0 | 0 | 0 | 0 | 0 | 0 | 0 | 0 | 0 | 0 | 0 | 0 | 0 | 0 | 0 | 0 | 0 | 0 | 0 | 0 | 0 | 0 | 0 | 0 | 0 | 0 | 0 | 0 | 0 | 0 | 0 | 0 | 0 | 0 | 0 | 0 | 0 | 0 | 0 | 0 | 0
PG&E FRESNO | Wilson | 115 | 0 | 0 | 0 | 0 | 0 | 0 | 0 | 0 | 0 | 0 | 0 | 0 | 0 | 0 | 0 | 0 | 0 | 0 | 0 | 0 | 0 | 0 | 0 | 0 | 0 | 0 | 0 | 0 | 0 | 0 | 0 | 0 | 0 | 0 | 0 | 0 | 0 | 0 | 0 | 0 | 0 | 0 | 0 | 0 | 0 | 0 | 0 | 0 |  | 0 | 0 | 0 | 0 | 0 | 0 | 0 | 0 | 0 | 0 | 0 | 0 | 0 | 0 | 0 | 0 | 0 | 0 | 0 | 0 | 0 | 0 | 0 | 0 | 0 | 0 | 0 | 0 | 0 | 0 | 0 | 0 | 0 | 0 | 0 | 0 | 0 | 0 | 0 | 0 | 0 | 0 | 0 | 0 | 0 | 0 | 0 | 0 | 0 | 0 | 0 | 0
PG&E FRESNO | Wilson | 230 | 0 | 0 | 0 | 0 | 0 | 0 | 0 | 0 | 0 | 0 | 0 | 0 | 0 | 0 | 0 | 0 | 0 | 0 | 0 | 0 | 0 | 0 | 0 | 0 | 256.29 | 0 | 0 | 0 | 0 | 0 | 0 | 0 | 0 | 0 | 0 | 0 | 256.29 | 0 | 0 | 0 | 0 | 0 | 0 | 0 | 0 | 0 | 0 | 0 |  | 0 | 0 | 0 | 0 | 0 | 0 | 0 | 0 | 0 | 0 | 0 | 0 | 256.29 | 0 | 0 | 0 | 0 | 0 | 0 | 0 | 0 | 0 | 0 | 0 | 256.29 | 0 | 0 | 0 | 0 | 0 | 0 | 0 | 0 | 0 | 0 | 0 | 0 | 0 | 0 | 0 | 0 | 0 | 0 | 0 | 0 | 0 | 0 | 0 | 0 | 0 | 0 | 0
SCE Northern | Windhub | 230 | 89.5 | 39.5 | 0 | 0 | 134 | 84 | 0 | 0 | 0 | 0 | 0 | 0 | 1179.8854 | 405 | 0 | 0 | 382 | 182 | 0 | 0 | 0 | 0 | 0 | 0 | 1179.8854 | 405 | 0 | 0 | 382 | 182 | 0 | 0 | 0 | 0 | 0 | 0 | 1179.8854 | 405 | 0 | 0 | 382 | 182 | 0 | 0 | 0 | 0 | 0 | 0 |  | 914.3854 | 39.5 | 0 | 0 | 234 | 84 | 0 | 0 | 0 | 0 | 0 | 0 | 1179.8854 | 405 | 0 | 0 | 382 | 182 | 0 | 0 | 0 | 0 | 0 | 0 | 1179.8854 | 405 | 0 | 0 | 382 | 182 | 0 | 0 | 0 | 0 | 0 | 0 | 0 | 0 | 562.355 | 0 | 0 | 0 | 0 | 0 | 0 | 0 | 562.355 | 0 | 0 | 0 | 0 | 0
SCE Northern | Windhub | 500 | 656.55 | 656.55 | 0 | 0 | 625.5456 | 625.5456 | 0 | 0 | 0 | 0 | 0 | 0 | 656.55 | 656.55 | 0 | 0 | 625.5456 | 625.5456 | 0 | 0 | 0 | 0 | 0 | 0 | 881.55 | 656.55 | 0 | 0 | 997.8456 | 625.5456 | 0 | 0 | 0 | 0 | 0 | 0 | 881.55 | 656.55 | 0 | 0 | 997.8456 | 625.5456 | 0 | 0 | 0 | 0 | 0 | 0 |  | 656.55 | 656.55 | 0 | 0 | 625.5456 | 625.5456 | 0 | 0 | 0 | 0 | 0 | 0 | 656.55 | 656.55 | 0 | 0 | 625.5456 | 625.5456 | 0 | 0 | 0 | 0 | 0 | 0 | 656.55 | 656.55 | 0 | 0 | 625.5456 | 625.5456 | 0 | 0 | 0 | 0 | 0 | 0 | 0 | 0 | 507 | 0 | 0 | 0 | 0 | 0 | 0 | 0 | 507 | 0 | 0 | 0 | 0 | 0
PG&E GBA | Windmaster | 230 | 0 | 0 | 0 | 0 | 0 | 0 | 0 | 0 | 0 | 0 | 0 | 0 | 0 | 0 | 0 | 0 | 0 | 0 | 0 | 0 | 0 | 0 | 0 | 0 | 0 | 0 | 0 | 0 | 0 | 0 | 0 | 0 | 0 | 0 | 0 | 0 | 0 | 0 | 0 | 0 | 0 | 0 | 0 | 0 | 0 | 0 | 0 | 0 |  | 0 | 0 | 0 | 0 | 0 | 0 | 0 | 0 | 0 | 0 | 0 | 0 | 0 | 0 | 0 | 0 | 0 | 0 | 0 | 0 | 0 | 0 | 0 | 0 | 0 | 0 | 0 | 0 | 0 | 0 | 0 | 0 | 0 | 0 | 0 | 0 | 0 | 0 | 0 | 0 | 0 | 0 | 0 | 0 | 0 | 0 | 0 | 0 | 0 | 0 | 0 | 0
PG&E NGBA | Windsor | 60 | 0 | 0 | 0 | 0 | 0 | 0 | 0 | 0 | 0 | 0 | 0 | 0 | 0 | 0 | 0 | 0 | 0 | 0 | 0 | 0 | 0 | 0 | 0 | 0 | 0 | 0 | 0 | 0 | 0 | 0 | 0 | 0 | 0 | 0 | 0 | 0 | 0 | 0 | 0 | 0 | 0 | 0 | 0 | 0 | 0 | 0 | 0 | 0 |  | 0 | 0 | 0 | 0 | 0 | 0 | 0 | 0 | 0 | 0 | 0 | 0 | 0 | 0 | 0 | 0 | 0 | 0 | 0 | 0 | 0 | 0 | 0 | 0 | 0 | 0 | 0 | 0 | 0 | 0 | 0 | 0 | 0 | 0 | 0 | 0 | 0 | 0 | 0 | 0 | 0 | 0 | 0 | 0 | 0 | 0 | 0 | 0 | 0 | 0 | 0 | 0
PG&E NGBA | Woodland | 115 | 0 | 0 | 0 | 0 | 0 | 0 | 0 | 0 | 0 | 0 | 0 | 0 | 0 | 0 | 0 | 0 | 0 | 0 | 0 | 0 | 0 | 0 | 0 | 0 | 0 | 0 | 0 | 0 | 0 | 0 | 0 | 0 | 0 | 0 | 0 | 0 | 0 | 0 | 0 | 0 | 0 | 0 | 0 | 0 | 0 | 0 | 0 | 0 |  | 0 | 0 | 0 | 0 | 0 | 0 | 0 | 0 | 0 | 0 | 0 | 0 | 0 | 0 | 0 | 0 | 0 | 0 | 0 | 0 | 0 | 0 | 0 | 0 | 0 | 0 | 0 | 0 | 0 | 0 | 0 | 0 | 0 | 0 | 0 | 0 | 0 | 0 | 0 | 0 | 0 | 0 | 0 | 0 | 0 | 0 | 0 | 0 | 0 | 0 | 0 | 0
PG&E FRESNO | Woodward | 115 | 0 | 0 | 0 | 0 | 0 | 0 | 0 | 0 | 0 | 0 | 0 | 0 | 0 | 0 | 0 | 0 | 0 | 0 | 0 | 0 | 0 | 0 | 0 | 0 | 0 | 0 | 0 | 0 | 0 | 0 | 0 | 0 | 0 | 0 | 0 | 0 | 0 | 0 | 0 | 0 | 0 | 0 | 0 | 0 | 0 | 0 | 0 | 0 |  | 0 | 0 | 0 | 0 | 0 | 0 | 0 | 0 | 0 | 0 | 0 | 0 | 0 | 0 | 0 | 0 | 0 | 0 | 0 | 0 | 0 | 0 | 0 | 0 | 0 | 0 | 0 | 0 | 0 | 0 | 0 | 0 | 0 | 0 | 0 | 0 | 0 | 0 | 0 | 0 | 0 | 0 | 0 | 0 | 0 | 0 | 0 | 0 | 0 | 0 | 0 | 0
PG&E NGBA | Wyandotte | 115 | 0 | 0 | 0 | 0 | 0 | 0 | 0 | 0 | 0 | 0 | 0 | 0 | 0 | 0 | 0 | 0 | 0 | 0 | 0 | 0 | 0 | 0 | 0 | 0 | 0 | 0 | 0 | 0 | 0 | 0 | 0 | 0 | 0 | 0 | 0 | 0 | 0 | 0 | 0 | 0 | 0 | 0 | 0 | 0 | 0 | 0 | 0 | 0 |  | 0 | 0 | 0 | 0 | 0 | 0 | 0 | 0 | 0 | 0 | 0 | 0 | 0 | 0 | 0 | 0 | 0 | 0 | 0 | 0 | 0 | 0 | 0 | 0 | 0 | 0 | 0 | 0 | 0 | 0 | 0 | 0 | 0 | 0 | 0 | 0 | 0 | 0 | 0 | 0 | 0 | 0 | 0 | 0 | 0 | 0 | 0 | 0 | 0 | 0 | 0 | 0

## PTOsQueue_And_OutofISO_bySub
Summary of commercial interest projects from the SCE, SDG&E and PG&E Wholesale distribution tariff queues by substation and resource type and broken down by commercial interest confidence categories of Executed IA and all projects. Resource amounts have identified baseline, online, and in-development projects subtracted from the amounts. Resources from out-of-CAISO queues are also summarized in this tab.
|  |  | SCE WDAT +SDGE |  | Accessed: | 2024-08-29 | [13 empty] | PG&E WD Queue |  |  | Accessed: | 2024-08-29 | [12 empty] | Out-of-CAISO select projects |  |  | Taken from "Out-of-CAISO_QueueInfo" tab | [6 empty] | Combined
|  |  |  | Executed IA | [7 empty] | All Projects | [8 empty] | Executed IA | [7 empty] | All Projects | [7 empty] | Additional Projects Identified through permitting/Leases (LDES-PSH) | [6 empty] | See "LandEnv_PSH" tab |  |  | Executed IA | [7 empty] | All Projects
|  |  |  | Distributed Solar | Solar | Wind | Offshore Wind | Geothermal | Biomass | Battery | Battery | Distributed Solar | Solar | Wind | Offshore Wind | Geothermal | Biomass | Battery | Battery |  | Distributed Solar | Solar | Wind | Offshore Wind | Geothermal | Biomass | Battery | Battery | Distributed Solar | Solar | Wind | Offshore Wind | Geothermal | Biomass | Battery | Battery | Distributed Solar | Solar | Wind | Offshore Wind | OOS Wind | Geothermal | Biomass | LDES | Battery | Battery | Distributed Solar | Solar | Wind | Offshore Wind | Geothermal | Biomass | Battery | Battery | Distributed Solar | Solar | Wind | Offshore Wind | OOS Wind | Geothermal | Biomass | LDES | Battery | Battery
CAISO Study Area | Substation | Voltage |  | Total | Total | Total | Total | Total | Total | FCDS (TPD) | Total | Total | Total | Total | Total | Total | Total | FCDS (TPD) | Total |  | Total | Total | Total | Total | Total | Total | FCDS (TPD) | Total | Total | Total | Total | Total | Total | Total | FCDS (TPD) | Total | Total | Total | Total | Total | Total | Total | Total | Total | FCDS (TPD) | Total | Total | Total | Total | Total | Total | Total | FCDS (TPD) | Total | Total | Total | Total | Total | Total | Total | Total | Total | FCDS (TPD) | Total
PG&E KERN | 7th Standard | 115 |  | 0 | 0 | 0 | 0 | 0 | 0 | 0 | 0 | 0 | 0 | 0 | 0 | 0 | 0 | 0 | 0 |  | 0 | 2.95 | 0 | 0 | 0 | 0 | 0 | 0 | 0 | 2.95 | 0 | 0 | 0 | 0 | 0 | 0 |  | 0 | 0 | 0 | 0 | 0 | 0 |  |  | 0 | 0 | 2.95 | 0 | 0 | 0 | 0 | 0 | 0 | 0 | 2.95 | 0 | 0 | 0 | 0 | 0 | 0 | 0 | 0
SCE Metro | Alamitos | 230 |  | 0 | 0 | 0 | 0 | 0 | 0 | 0 | 0 | 0 | 0 | 0 | 0 | 0 | 0 | 0 | 0 |  | 0 | 0 | 0 | 0 | 0 | 0 | 0 | 0 | 0 | 0 | 0 | 0 | 0 | 0 | 0 | 0 |  | 0 | 0 | 0 | 0 | 0 | 0 |  |  | 0 | 0 | 0 | 0 | 0 | 0 | 0 | 0 | 0 | 0 | 0 | 0 | 0 | 0 | 0 | 0 | 0 | 0 | 0
SCE Eastern | Alberhill | 115 |  | 0 | 0 | 0 | 0 | 0 | 0 | 0 | 0 | 0 | 0 | 0 | 0 | 0 | 0 | 0 | 0 |  | 0 | 0 | 0 | 0 | 0 | 0 | 0 | 0 | 0 | 0 | 0 | 0 | 0 | 0 | 0 | 0 |  | 0 | 0 | 0 | 0 | 0 | 0 |  |  | 0 | 0 | 0 | 0 | 0 | 0 | 0 | 0 | 0 | 0 | 0 | 0 | 0 | 0 | 0 | 0 | 0 | 0 | 0
SCE Eastern | Alberhill | 500 |  | 0 | 0 | 0 | 0 | 0 | 0 | 0 | 0 | 0 | 0 | 0 | 0 | 0 | 0 | 0 | 695.626 |  | 0 | 0 | 0 | 0 | 0 | 0 | 0 | 0 | 0 | 0 | 0 | 0 | 0 | 0 | 0 | 0 |  | 0 | 0 | 0 | 0 | 0 | 0 |  |  | 0 | 0 | 0 | 0 | 0 | 0 | 0 | 0 | 0 | 0 | 0 | 0 | 0 | 0 | 0 | 0 | 0 | 0 | 695.626
PG&E GBA | Alhambra | 115 |  | 0 | 0 | 0 | 0 | 0 | 0 | 0 | 0 | 0 | 0 | 0 | 0 | 0 | 0 | 0 | 0 |  | 0 | 0 | 0 | 0 | 0 | 0 | 0 | 0 | 0 | 0 | 0 | 0 | 0 | 0 | 0 | 0 |  | 0 | 0 | 0 | 0 | 0 | 0 |  |  | 0 | 0 | 0 | 0 | 0 | 0 | 0 | 0 | 0 | 0 | 0 | 0 | 0 | 0 | 0 | 0 | 0 | 0 | 0
PG&E FRESNO | Alpaugh | 115 |  | 0 | 0 | 0 | 0 | 0 | 0 | 0 | 0 | 0 | 0 | 0 | 0 | 0 | 0 | 0 | 0 |  | 0 | 3 | 0 | 0 | 0 | 0 | 0 | 0 | 0 | 3 | 0 | 0 | 0 | 0 | 0 | 0 |  | 0 | 0 | 0 | 0 | 0 | 0 |  |  | 0 | 0 | 3 | 0 | 0 | 0 | 0 | 0 | 0 | 0 | 3 | 0 | 0 | 0 | 0 | 0 | 0 | 0 | 0
SDGE | Alpine | 69 |  | 0 | 0 | 0 | 0 | 0 | 0 | 0 | 0 | 0 | 0 | 0 | 0 | 0 | 0 | 0 | 0 |  | 0 | 0 | 0 | 0 | 0 | 0 | 0 | 0 | 0 | 0 | 0 | 0 | 0 | 0 | 0 | 0 |  | 0 | 0 | 0 | 0 | 0 | 0 |  |  | 0 | 0 | 0 | 0 | 0 | 0 | 0 | 0 | 0 | 0 | 0 | 0 | 0 | 0 | 0 | 0 | 0 | 0 | 0
PG&E GBA | Altamont Midway (Sandhill) | 230 |  | 0 | 0 | 0 | 0 | 0 | 0 | 0 | 0 | 0 | 0 | 0 | 0 | 0 | 0 | 0 | 0 |  | 0 | 0 | 0 | 0 | 0 | 0 | 0 | 0 | 0 | 0 | 0 | 0 | 0 | 0 | 0 | 0 |  | 0 | 0 | 0 | 0 | 0 | 0 |  |  | 0 | 0 | 0 | 0 | 0 | 0 | 0 | 0 | 0 | 0 | 0 | 0 | 0 | 0 | 0 | 0 | 0 | 0 | 0
SCE Northern | Antelope | 66 |  | 0.3 | 3.3 | 0 | 0 | 0 | 0 | 0 | 4.6 | 0.31 | 7.3 | 0 | 0 | 0 | 0 | 0 | 97.4 |  | 0 | 0 | 0 | 0 | 0 | 0 | 0 | 0 | 0 | 0 | 0 | 0 | 0 | 0 | 0 | 0 |  | 0 | 0 | 0 | 0 | 0 | 0 |  |  | 0 | 0.3 | 3.3 | 0 | 0 | 0 | 0 | 0 | 4.6 | 0.31 | 7.3 | 0 | 0 | 0 | 0 | 0 | 0 | 0 | 97.4
SCE Northern | Antelope | 230 |  | 13.49 | 112.03 | 0 | 0 | 0 | 0 | 0 | 55.1 | 16.333 | 225.653 | 0 | 0 | 0 | 0 | 0 | 374.727 |  | 0 | 0 | 0 | 0 | 0 | 0 | 0 | 0 | 0 | 0 | 0 | 0 | 0 | 0 | 0 | 0 |  | 0 | 0 | 0 | 0 | 0 | 0 |  |  | 0 | 13.49 | 112.03 | 0 | 0 | 0 | 0 | 0 | 55.1 | 16.333 | 225.653 | 0 | 0 | 0 | 0 | 0 | 0 | 0 | 374.727
SCE Northern | Antelope | 500 |  | 0 | 0 | 0 | 0 | 0 | 0 | 0 | 0 | 0 | 0 | 0 | 0 | 0 | 0 | 0 | 0 |  | 0 | 8.5 | 0 | 0 | 0 | 0 | 0 | 0 | 0 | 8.5 | 0 | 0 | 0 | 0 | 0 | 0 |  | 0 | 0 | 0 | 0 | 0 | 0 |  |  | 0 | 0 | 8.5 | 0 | 0 | 0 | 0 | 0 | 0 | 0 | 8.5 | 0 | 0 | 0 | 0 | 0 | 0 | 0 | 0
PG&E NGBA | Arcata | 60 |  | 0 | 0 | 0 | 0 | 0 | 0 | 0 | 0 | 0 | 0 | 0 | 0 | 0 | 0 | 0 | 0 |  | 0 | 0 | 0 | 0 | 0 | 0 | 0 | 0 | 0 | 0 | 0 | 0 | 0 | 0 | 0 | 0 |  | 0 | 0 | 0 | 0 | 0 | 0 |  |  | 0 | 0 | 0 | 0 | 0 | 0 | 0 | 0 | 0 | 0 | 0 | 0 | 0 | 0 | 0 | 0 | 0 | 0 | 0
PG&E KERN | Arco | 230 |  | 0 | 0 | 0 | 0 | 0 | 0 | 0 | 0 | 0 | 0 | 0 | 0 | 0 | 0 | 0 | 0 |  | 0 | 0 | 0 | 0 | 0 | 0 | 0 | 0 | 0 | 0 | 0 | 0 | 0 | 0 | 0 | 0 |  | 0 | 0 | 0 | 0 | 0 | 0 |  |  | 0 | 0 | 0 | 0 | 0 | 0 | 0 | 0 | 0 | 0 | 0 | 0 | 0 | 0 | 0 | 0 | 0 | 0 | 0
PG&E KERN | Arco | 70 |  | 0 | 0 | 0 | 0 | 0 | 0 | 0 | 0 | 0 | 0 | 0 | 0 | 0 | 0 | 0 | 0 |  | 0 | 0 | 0 | 0 | 0 | 0 | 0 | 0 | 0 | 0 | 0 | 0 | 0 | 0 | 0 | 0 |  | 0 | 0 | 0 | 0 | 0 | 0 |  |  | 0 | 0 | 0 | 0 | 0 | 0 | 0 | 0 | 0 | 0 | 0 | 0 | 0 | 0 | 0 | 0 | 0 | 0 | 0
SCE Metro | ArcoGen | 230 |  | 0 | 0 | 0 | 0 | 0 | 0 | 0 | 0 | 0 | 0 | 0 | 0 | 0 | 0 | 0 | 0 |  | 0 | 0 | 0 | 0 | 0 | 0 | 0 | 0 | 0 | 0 | 0 | 0 | 0 | 0 | 0 | 0 |  | 0 | 0 | 0 | 0 | 0 | 0 |  |  | 0 | 0 | 0 | 0 | 0 | 0 | 0 | 0 | 0 | 0 | 0 | 0 | 0 | 0 | 0 | 0 | 0 | 0 | 0
SDGE | Artesian | 230 |  | 0 | 0 | 0 | 0 | 0 | 0 | 0 | 0 | 0 | 0 | 0 | 0 | 0 | 0 | 0 | 0 |  | 0 | 0 | 0 | 0 | 0 | 0 | 0 | 0 | 0 | 0 | 0 | 0 | 0 | 0 | 0 | 0 |  | 0 | 0 | 0 | 0 | 0 | 0 |  |  | 0 | 0 | 0 | 0 | 0 | 0 | 0 | 0 | 0 | 0 | 0 | 0 | 0 | 0 | 0 | 0 | 0 | 0 | 0
SDGE | Artesian | 69 |  | 0 | 0 | 0 | 0 | 0 | 0 | 0 | 0 | 0 | 0 | 0 | 0 | 0 | 0 | 0 | 0 |  | 0 | 0 | 0 | 0 | 0 | 0 | 0 | 0 | 0 | 0 | 0 | 0 | 0 | 0 | 0 | 0 |  | 0 | 0 | 0 | 0 | 0 | 0 |  |  | 0 | 0 | 0 | 0 | 0 | 0 | 0 | 0 | 0 | 0 | 0 | 0 | 0 | 0 | 0 | 0 | 0 | 0 | 0
PG&E FRESNO | Ashlan | 230 |  | 0 | 0 | 0 | 0 | 0 | 0 | 0 | 0 | 0 | 0 | 0 | 0 | 0 | 0 | 0 | 0 |  | 0 | 0 | 0 | 0 | 0 | 0 | 0 | 0 | 0 | 0 | 0 | 0 | 0 | 0 | 0 | 0 |  | 0 | 0 | 0 | 0 | 0 | 0 |  |  | 0 | 0 | 0 | 0 | 0 | 0 | 0 | 0 | 0 | 0 | 0 | 0 | 0 | 0 | 0 | 0 | 0 | 0 | 0
PG&E NGBA | Atlantic | 115 |  | 0 | 0 | 0 | 0 | 0 | 0 | 0 | 0 | 0 | 0 | 0 | 0 | 0 | 0 | 0 | 0 |  | 0 | 0 | 0 | 0 | 0 | 0 | 0 | 0 | 0 | 0 | 0 | 0 | 0 | 0 | 0 | 0 |  | 0 | 0 | 0 | 0 | 0 | 0 |  |  | 0 | 0 | 0 | 0 | 0 | 0 | 0 | 0 | 0 | 0 | 0 | 0 | 0 | 0 | 0 | 0 | 0 | 0 | 0
PG&E NGBA | Atlantic | 230 |  | 0 | 0 | 0 | 0 | 0 | 0 | 0 | 0 | 0 | 0 | 0 | 0 | 0 | 0 | 0 | 0 |  | 0 | 0 | 0 | 0 | 0 | 0 | 0 | 0 | 0 | 0 | 0 | 0 | 0 | 0 | 0 | 0 |  | 0 | 0 | 0 | 0 | 0 | 0 |  |  | 0 | 0 | 0 | 0 | 0 | 0 | 0 | 0 | 0 | 0 | 0 | 0 | 0 | 0 | 0 | 0 | 0 | 0 | 0
PG&E NGBA | Atlantic | 60 |  | 0 | 0 | 0 | 0 | 0 | 0 | 0 | 0 | 0 | 0 | 0 | 0 | 0 | 0 | 0 | 0 |  | 0 | 0 | 0 | 0 | 0 | 0 | 0 | 0 | 0 | 0 | 0 | 0 | 0 | 0 | 0 | 0 |  | 0 | 0 | 0 | 0 | 0 | 0 |  |  | 0 | 0 | 0 | 0 | 0 | 0 | 0 | 0 | 0 | 0 | 0 | 0 | 0 | 0 | 0 | 0 | 0 | 0 | 0
PG&E FRESNO | Atwater | 115 |  | 0 | 0 | 0 | 0 | 0 | 0 | 0 | 0 | 0 | 0 | 0 | 0 | 0 | 0 | 0 | 0 |  | 0 | 16.4212 | 0 | 0 | 0 | 0 | 0 | 8.1643 | 0 | 18.9212 | 0 | 0 | 0 | 0 | 0 | 8.1643 |  | 0 | 0 | 0 | 0 | 0 | 0 |  |  | 0 | 0 | 16.4212 | 0 | 0 | 0 | 0 | 0 | 8.1643 | 0 | 18.9212 | 0 | 0 | 0 | 0 | 0 | 0 | 0 | 8.1643
PG&E GBA | Avena | 115 |  | 0 | 0 | 0 | 0 | 0 | 0 | 0 | 0 | 0 | 0 | 0 | 0 | 0 | 0 | 0 | 0 |  | 0 | 0 | 0 | 0 | 0 | 0 | 0 | 0 | 0 | 3 | 0 | 0 | 0 | 0 | 0 | 0 |  | 0 | 0 | 0 | 0 | 0 | 0 |  |  | 0 | 0 | 0 | 0 | 0 | 0 | 0 | 0 | 0 | 0 | 3 | 0 | 0 | 0 | 0 | 0 | 0 | 0 | 0
SDGE | Avocado | 69 |  | 0 | 0 | 0 | 0 | 0 | 0 | 0 | 0 | 0 | 0 | 0 | 0 | 0 | 0 | 0 | 0 |  | 0 | 0 | 0 | 0 | 0 | 0 | 0 | 0 | 0 | 0 | 0 | 0 | 0 | 0 | 0 | 0 |  | 0 | 0 | 0 | 0 | 0 | 0 |  |  | 0 | 0 | 0 | 0 | 0 | 0 | 0 | 0 | 0 | 0 | 0 | 0 | 0 | 0 | 0 | 0 | 0 | 0 | 0
PG&E NGBA | Bahia | 230 |  | 0 | 0 | 0 | 0 | 0 | 0 | 0 | 0 | 0 | 0 | 0 | 0 | 0 | 0 | 0 | 0 |  | 0 | 1.28 | 0 | 0 | 0 | 0 | 0 | 0 | 0 | 1.28 | 0 | 0 | 0 | 0 | 0 | 0 |  | 0 | 0 | 0 | 0 | 0 | 0 |  |  | 0 | 0 | 1.28 | 0 | 0 | 0 | 0 | 0 | 0 | 0 | 1.28 | 0 | 0 | 0 | 0 | 0 | 0 | 0 | 0
SCE Northern | Bailey | 230 |  | 0 | 0 | 0.15 | 0 | 0 | 0 | 0 | 0 | 0 | 0 | 0.15 | 0 | 0 | 0 | 0 | 0 |  | 0 | 0 | 0 | 0 | 0 | 0 | 0 | 0 | 0 | 0 | 0 | 0 | 0 | 0 | 0 | 0 |  | 0 | 0 | 0 | 0 | 0 | 0 | 1000 |  | 0 | 0 | 0 | 0.15 | 0 | 0 | 0 | 0 | 0 | 0 | 0 | 0.15 | 0 | 0 | 0 | 0 | 1000 | 0 | 0
SCE NOL | Baker | 115 |  | 0 | 0 | 0 | 0 | 0 | 0 | 0 | 0 | 0 | 0 | 0 | 0 | 0 | 0 | 0 | 0 |  | 0 | 0 | 0 | 0 | 0 | 0 | 0 | 0 | 0 | 0 | 0 | 0 | 0 | 0 | 0 | 0 |  | 0 | 0 | 0 | 0 | 0 | 0 |  |  | 0 | 0 | 0 | 0 | 0 | 0 | 0 | 0 | 0 | 0 | 0 | 0 | 0 | 0 | 0 | 0 | 0 | 0 | 0
PG&E KERN | Bakersfield | 230 |  | 0 | 0 | 0 | 0 | 0 | 0 | 0 | 0 | 0 | 0 | 0 | 0 | 0 | 0 | 0 | 0 |  | 0 | 0 | 0 | 0 | 0 | 0 | 0 | 0.985 | 0 | 0 | 0 | 0 | 0 | 0 | 0 | 0.985 |  | 0 | 0 | 0 | 0 | 0 | 0 |  |  | 0 | 0 | 0 | 0 | 0 | 0 | 0 | 0 | 0.985 | 0 | 0 | 0 | 0 | 0 | 0 | 0 | 0 | 0 | 0.985
PG&E FRESNO | Balch | 230 |  | 0 | 0 | 0 | 0 | 0 | 0 | 0 | 0 | 0 | 0 | 0 | 0 | 0 | 0 | 0 | 0 |  | 0 | 0 | 0 | 0 | 0 | 0 | 0 | 0 | 0 | 0 | 0 | 0 | 0 | 0 | 0 | 0 |  | 0 | 0 | 0 | 0 | 0 | 0 |  |  | 0 | 0 | 0 | 0 | 0 | 0 | 0 | 0 | 0 | 0 | 0 | 0 | 0 | 0 | 0 | 0 | 0 | 0 | 0
SCE Eastern | Bannister | 230 |  | 0 | 0 | 0 | 0 | 0 | 0 | 0 | 0 | 0 | 0 | 0 | 0 | 0 | 0 | 0 | 0 |  | 0 | 0 | 0 | 0 | 0 | 0 | 0 | 0 | 0 | 0 | 0 | 0 | 0 | 0 | 0 | 0 |  | 0 | 0 | 0 | 0 | 0 | 0 |  |  | 0 | 0 | 0 | 0 | 0 | 0 | 0 | 0 | 0 | 0 | 0 | 0 | 0 | 0 | 0 | 0 | 0 | 0 | 0
SCE Metro | Barre | 230 |  | 3.2 | 23.2 | 0 | 0 | 0 | 0 | 0 | 43.4 | 3.2 | 23.2 | 0 | 0 | 0 | 0 | 0 | 260.45 |  | 0 | 0 | 0 | 0 | 0 | 0 | 0 | 0 | 0 | 0 | 0 | 0 | 0 | 0 | 0 | 0 |  | 0 | 0 | 0 | 0 | 0 | 0 |  |  | 0 | 3.2 | 23.2 | 0 | 0 | 0 | 0 | 0 | 43.4 | 3.2 | 23.2 | 0 | 0 | 0 | 0 | 0 | 0 | 0 | 260.45
SDGE | Bay Boulevard | 69 |  | 0 | 0 | 0 | 0 | 0 | 0 | 0 | 0 | 0 | 0 | 0 | 0 | 0 | 0 | 0 | 0 |  | 0 | 0 | 0 | 0 | 0 | 0 | 0 | 0 | 0 | 0 | 0 | 0 | 0 | 0 | 0 | 0 |  | 0 | 0 | 0 | 0 | 0 | 0 |  |  | 0 | 0 | 0 | 0 | 0 | 0 | 0 | 0 | 0 | 0 | 0 | 0 | 0 | 0 | 0 | 0 | 0 | 0 | 0
SDGE | Bay Boulevard | 230 |  | 0 | 0 | 0 | 0 | 0 | 0 | 0 | 0 | 0 | 0 | 0 | 0 | 0 | 0 | 0 | 0 |  | 0 | 0 | 0 | 0 | 0 | 0 | 0 | 0 | 0 | 0 | 0 | 0 | 0 | 0 | 0 | 0 |  | 0 | 0 | 0 | 0 | 0 | 0 |  |  | 0 | 0 | 0 | 0 | 0 | 0 | 0 | 0 | 0 | 0 | 0 | 0 | 0 | 0 | 0 | 0 | 0 | 0 | 0
SCE EOP | Beatty | 138 |  | 0 | 0 | 0 | 0 | 0 | 0 | 0 | 0 | 0 | 0 | 0 | 0 | 0 | 0 | 0 | 0 |  | 0 | 0 | 0 | 0 | 0 | 0 | 0 | 0 | 0 | 0 | 0 | 0 | 0 | 0 | 0 | 0 |  | 0 | 0 | 0 | 0 | 0 | 0 |  |  | 0 | 0 | 0 | 0 | 0 | 0 | 0 | 0 | 0 | 0 | 0 | 0 | 0 | 0 | 0 | 0 | 0 | 0 | 0
SCE EOP | Beatty | 230 |  | 0 | 0 | 0 | 0 | 0 | 0 | 0 | 0 | 0 | 0 | 0 | 0 | 0 | 0 | 0 | 0 |  | 0 | 0 | 0 | 0 | 0 | 0 | 0 | 0 | 0 | 0 | 0 | 0 | 0 | 0 | 0 | 0 |  | 0 | 0 | 0 | 0 | 0 | 0 |  |  | 0 | 0 | 0 | 0 | 0 | 0 | 0 | 0 | 0 | 0 | 0 | 0 | 0 | 0 | 0 | 0 | 0 | 0 | 0
PG&E NGBA | Belden | 230 |  | 0 | 0 | 0 | 0 | 0 | 0 | 0 | 0 | 0 | 0 | 0 | 0 | 0 | 0 | 0 | 0 |  | 0 | 0 | 0 | 0 | 0 | 0 | 0 | 0 | 0 | 0 | 0 | 0 | 0 | 0 | 0 | 0 |  | 0 | 0 | 0 | 0 | 0 | 0 |  |  | 0 | 0 | 0 | 0 | 0 | 0 | 0 | 0 | 0 | 0 | 0 | 0 | 0 | 0 | 0 | 0 | 0 | 0 | 0
PG&E NGBA | Bell | 115 |  | 0 | 0 | 0 | 0 | 0 | 0 | 0 | 0 | 0 | 0 | 0 | 0 | 0 | 0 | 0 | 0 |  | 0 | 0 | 0 | 0 | 0 | 0 | 0 | 0 | 0 | 0 | 0 | 0 | 0 | 0 | 0 | 0 |  | 0 | 0 | 0 | 0 | 0 | 0 |  |  | 0 | 0 | 0 | 0 | 0 | 0 | 0 | 0 | 0 | 0 | 0 | 0 | 0 | 0 | 0 | 0 | 0 | 0 | 0
PG&E NGBA | Bellevue | 115 |  | 0 | 0 | 0 | 0 | 0 | 0 | 0 | 0 | 0 | 0 | 0 | 0 | 0 | 0 | 0 | 0 |  | 0 | 0 | 0 | 0 | 0 | 0 | 0 | 0.03026 | 0 | 26.247 | 0 | 0 | 0 | 0 | 0 | 0.03026 |  | 0 | 0 | 0 | 0 | 0 | 0 |  |  | 0 | 0 | 0 | 0 | 0 | 0 | 0 | 0 | 0.03026 | 0 | 26.247 | 0 | 0 | 0 | 0 | 0 | 0 | 0 | 0.03026
PG&E GBA | Bellota | 115 |  | 0 | 0 | 0 | 0 | 0 | 0 | 0 | 0 | 0 | 0 | 0 | 0 | 0 | 0 | 0 | 0 |  | 0 | 0 | 0 | 0 | 0 | 0 | 0 | 0 | 0 | 0 | 0 | 0 | 0 | 0 | 0 | 0 |  | 0 | 0 | 0 | 0 | 0 | 0 |  |  | 0 | 0 | 0 | 0 | 0 | 0 | 0 | 0 | 0 | 0 | 0 | 0 | 0 | 0 | 0 | 0 | 0 | 0 | 0
PG&E GBA | Bellota | 230 |  | 0 | 0 | 0 | 0 | 0 | 0 | 0 | 0 | 0 | 0 | 0 | 0 | 0 | 0 | 0 | 0 |  | 0 | 0 | 0 | 0 | 0 | 0 | 0 | 0 | 0 | 0 | 0 | 0 | 0 | 0 | 0 | 0 |  | 0 | 0 | 0 | 0 | 0 | 0 |  |  | 0 | 0 | 0 | 0 | 0 | 0 | 0 | 0 | 0 | 0 | 0 | 0 | 0 | 0 | 0 | 0 | 0 | 0 | 0
SCE Northern | Big Creek | 230 |  | 0 | 0 | 0 | 0 | 0 | 0 | 0 | 0 | 0 | 0 | 0 | 0 | 0 | 0 | 0 | 0 |  | 0 | 0 | 0 | 0 | 0 | 0 | 0 | 0 | 0 | 0 | 0 | 0 | 0 | 0 | 0 | 0 |  | 0 | 0 | 0 | 0 | 0 | 0 |  |  | 0 | 0 | 0 | 0 | 0 | 0 | 0 | 0 | 0 | 0 | 0 | 0 | 0 | 0 | 0 | 0 | 0 | 0 | 0
PG&E FRESNO | Biola | 70 |  | 0 | 0 | 0 | 0 | 0 | 0 | 0 | 0 | 0 | 0 | 0 | 0 | 0 | 0 | 0 | 0 |  | 0 | 0 | 0 | 0 | 0 | 0 | 0 | 0 | 0 | 0 | 0 | 0 | 0 | 0 | 0 | 0 |  | 0 | 0 | 0 | 0 | 0 | 0 |  |  | 0 | 0 | 0 | 0 | 0 | 0 | 0 | 0 | 0 | 0 | 0 | 0 | 0 | 0 | 0 | 0 | 0 | 0 | 0
PG&E GBA | Birds Landing | 230 |  | 0 | 0 | 0 | 0 | 0 | 0 | 0 | 0 | 0 | 0 | 0 | 0 | 0 | 0 | 0 | 0 |  | 0 | 0 | 0 | 0 | 0 | 0 | 0 | 0 | 0 | 0 | 0 | 0 | 0 | 0 | 0 | 0 |  | 30 | 0 | 0 | 0 | 0 | 0 |  |  | 0 | 0 | 0 | 0 | 0 | 0 | 0 | 0 | 0 | 0 | 30 | 0 | 0 | 0 | 0 | 0 | 0 | 0 | 0
SCE Northern | Bliss | 66 |  | 0 | 0 | 0 | 0 | 0 | 0 | 0 | 0 | 0 | 0 | 0 | 0 | 0 | 0 | 0 | 0 |  | 0 | 0 | 0 | 0 | 0 | 0 | 0 | 0 | 0 | 0 | 0 | 0 | 0 | 0 | 0 | 0 |  | 0 | 0 | 0 | 0 | 0 | 0 |  |  | 0 | 0 | 0 | 0 | 0 | 0 | 0 | 0 | 0 | 0 | 0 | 0 | 0 | 0 | 0 | 0 | 0 | 0 | 0
SCE Eastern | Blythe | 161 |  | 6.684 | 11.684 | 0 | 0 | 0 | 0 | 0 | 6.134 | 10.204 | 26.204 | 0 | 0 | 0 | 0 | 0 | 6.134 |  | 0 | 0 | 0 | 0 | 0 | 0 | 0 | 0 | 0 | 0 | 0 | 0 | 0 | 0 | 0 | 0 |  | 0 | 0 | 0 | 0 | 0 | 0 |  |  | 0 | 6.684 | 11.684 | 0 | 0 | 0 | 0 | 0 | 6.134 | 10.204 | 26.204 | 0 | 0 | 0 | 0 | 0 | 0 | 0 | 6.134
PG&E NGBA | Bogue | 115 |  | 0 | 0 | 0 | 0 | 0 | 0 | 0 | 0 | 0 | 0 | 0 | 0 | 0 | 0 | 0 | 0 |  | 0 | 0 | 0 | 0 | 0 | 0 | 0 | 0 | 0 | 0 | 0 | 0 | 0 | 0 | 0 | 0 |  | 0 | 0 | 0 | 0 | 0 | 0 |  |  | 0 | 0 | 0 | 0 | 0 | 0 | 0 | 0 | 0 | 0 | 0 | 0 | 0 | 0 | 0 | 0 | 0 | 0 | 0
PG&E FRESNO | Borden | 230 |  | 0 | 0 | 0 | 0 | 0 | 0 | 0 | 0 | 0 | 0 | 0 | 0 | 0 | 0 | 0 | 0 |  | 0 | 4.4741 | 0 | 0 | 0 | 0 | 0 | 0 | 0 | 4.4741 | 0 | 0 | 0 | 0 | 0 | 0 |  | 0 | 0 | 0 | 0 | 0 | 0 |  |  | 0 | 0 | 4.4741 | 0 | 0 | 0 | 0 | 0 | 0 | 0 | 4.4741 | 0 | 0 | 0 | 0 | 0 | 0 | 0 | 0
PG&E FRESNO | Borden | 70 |  | 0 | 0 | 0 | 0 | 0 | 0 | 0 | 0 | 0 | 0 | 0 | 0 | 0 | 0 | 0 | 0 |  | 0 | 0 | 0 | 0 | 0 | 0 | 0 | 0 | 0 | 0 | 0 | 0 | 0 | 0 | 0 | 0 |  | 0 | 0 | 0 | 0 | 0 | 0 |  |  | 0 | 0 | 0 | 0 | 0 | 0 | 0 | 0 | 0 | 0 | 0 | 0 | 0 | 0 | 0 | 0 | 0 | 0 | 0
SDGE | Boulevard East | 138 |  | 0 | 0 | 0 | 0 | 0 | 0 | 0 | 0 | 2 | 0 | 0 | 0 | 0 | 0 | 0 | 0 |  | 0 | 0 | 0 | 0 | 0 | 0 | 0 | 0 | 0 | 0 | 0 | 0 | 0 | 0 | 0 | 0 |  | 0 | 0 | 0 | 0 | 0 | 0 |  |  | 0 | 0 | 0 | 0 | 0 | 0 | 0 | 0 | 0 | 2 | 0 | 0 | 0 | 0 | 0 | 0 | 0 | 0 | 0
SDGE | Boulevard East | 69 |  | 0 | 0 | 0 | 0 | 0 | 0 | 0 | 0 | 0 | 0 | 0 | 0 | 0 | 0 | 0 | 0 |  | 0 | 0 | 0 | 0 | 0 | 0 | 0 | 0 | 0 | 0 | 0 | 0 | 0 | 0 | 0 | 0 |  | 0 | 0 | 0 | 0 | 0 | 0 |  |  | 0 | 0 | 0 | 0 | 0 | 0 | 0 | 0 | 0 | 0 | 0 | 0 | 0 | 0 | 0 | 0 | 0 | 0 | 0
PG&E GBA | Brentwood | 230 |  | 0 | 0 | 0 | 0 | 0 | 0 | 0 | 0 | 0 | 0 | 0 | 0 | 0 | 0 | 0 | 0 |  | 0 | 5.5 | 0 | 0 | 0 | 0 | 0 | 0 | 0 | 5.5 | 0 | 0 | 0 | 0 | 0 | 4.99 |  | 0 | 0 | 0 | 0 | 0 | 0 |  |  | 0 | 0 | 5.5 | 0 | 0 | 0 | 0 | 0 | 0 | 0 | 5.5 | 0 | 0 | 0 | 0 | 0 | 0 | 0 | 4.99
PG&E NGBA | Bridgeville | 115 |  | 0 | 0 | 0 | 0 | 0 | 0 | 0 | 0 | 0 | 0 | 0 | 0 | 0 | 0 | 0 | 0 |  | 0 | 0 | 0 | 0 | 0 | 0 | 0 | 0 | 0 | 0 | 0 | 0 | 0 | 0 | 0 | 0 |  | 0 | 0 | 0 | 0 | 0 | 0 |  |  | 0 | 0 | 0 | 0 | 0 | 0 | 0 | 0 | 0 | 0 | 0 | 0 | 0 | 0 | 0 | 0 | 0 | 0 | 0
PG&E NGBA | Brighton | 115 |  | 0 | 0 | 0 | 0 | 0 | 0 | 0 | 0 | 0 | 0 | 0 | 0 | 0 | 0 | 0 | 0 |  | 0 | 0 | 0 | 0 | 0 | 0 | 0 | 0 | 0 | 0 | 0 | 0 | 0 | 0 | 0 | 0 |  | 0 | 0 | 0 | 0 | 0 | 0 |  |  | 0 | 0 | 0 | 0 | 0 | 0 | 0 | 0 | 0 | 0 | 0 | 0 | 0 | 0 | 0 | 0 | 0 | 0 | 0
PG&E NGBA | Brighton | 230 |  | 0 | 0 | 0 | 0 | 0 | 0 | 0 | 0 | 0 | 0 | 0 | 0 | 0 | 0 | 0 | 0 |  | 0 | 0 | 0 | 0 | 0 | 0 | 0 | 0 | 0 | 0 | 0 | 0 | 0 | 0 | 0 | 0 |  | 0 | 0 | 0 | 0 | 0 | 0 |  |  | 0 | 0 | 0 | 0 | 0 | 0 | 0 | 0 | 0 | 0 | 0 | 0 | 0 | 0 | 0 | 0 | 0 | 0 | 0
PG&E NGBA | Brunswick | 115 |  | 0 | 0 | 0 | 0 | 0 | 0 | 0 | 0 | 0 | 0 | 0 | 0 | 0 | 0 | 0 | 0 |  | 0 | 3.0628 | 0 | 0 | 0 | 0 | 0 | 2.2208 | 0 | 3.0628 | 0 | 0 | 0 | 0 | 0 | 2.2208 |  | 0 | 0 | 0 | 0 | 0 | 0 |  |  | 0 | 0 | 3.0628 | 0 | 0 | 0 | 0 | 0 | 2.2208 | 0 | 3.0628 | 0 | 0 | 0 | 0 | 0 | 0 | 0 | 2.2208
PG&E NGBA | Bucks Creek | 230 |  | 0 | 0 | 0 | 0 | 0 | 0 | 0 | 0 | 0 | 0 | 0 | 0 | 0 | 0 | 0 | 0 |  | 0 | 0 | 0 | 0 | 0 | 0 | 0 | 0 | 0 | 0 | 0 | 0 | 0 | 0 | 0 | 0 |  | 0 | 0 | 0 | 0 | 0 | 0 |  |  | 0 | 0 | 0 | 0 | 0 | 0 | 0 | 0 | 0 | 0 | 0 | 0 | 0 | 0 | 0 | 0 | 0 | 0 | 0
PG&E KERN | Buena Vista | 230 |  | 0 | 0 | 0 | 0 | 0 | 0 | 0 | 0 | 0 | 0 | 0 | 0 | 0 | 0 | 0 | 0 |  | 0 | 0 | 0 | 0 | 0 | 0 | 0 | 0 | 0 | 0 | 0 | 0 | 0 | 0 | 0 | 0 |  | 0 | 0 | 0 | 0 | 0 | 0 |  |  | 0 | 0 | 0 | 0 | 0 | 0 | 0 | 0 | 0 | 0 | 0 | 0 | 0 | 0 | 0 | 0 | 0 | 0 | 0
PG&E FRESNO | Bullard | 115 |  | 0 | 0 | 0 | 0 | 0 | 0 | 0 | 0 | 0 | 0 | 0 | 0 | 0 | 0 | 0 | 0 |  | 0 | 11.7 | 0 | 0 | 0 | 0 | 0 | 0 | 0 | 12.75 | 0 | 0 | 0 | 0 | 0 | 0 |  | 0 | 0 | 0 | 0 | 0 | 0 |  |  | 0 | 0 | 11.7 | 0 | 0 | 0 | 0 | 0 | 0 | 0 | 12.75 | 0 | 0 | 0 | 0 | 0 | 0 | 0 | 0
PG&E GBA | Burlingame | 115 |  | 0 | 0 | 0 | 0 | 0 | 0 | 0 | 0 | 0 | 0 | 0 | 0 | 0 | 0 | 0 | 0 |  | 0 | 0 | 0 | 0 | 0 | 0 | 0 | 0 | 0 | 0 | 0 | 0 | 0 | 0 | 0 | 0 |  | 0 | 0 | 0 | 0 | 0 | 0 |  |  | 0 | 0 | 0 | 0 | 0 | 0 | 0 | 0 | 0 | 0 | 0 | 0 | 0 | 0 | 0 | 0 | 0 | 0 | 0
PG&E NGBA | Burney Forest | 230 |  | 0 | 0 | 0 | 0 | 0 | 0 | 0 | 0 | 0 | 0 | 0 | 0 | 0 | 0 | 0 | 0 |  | 0 | 0 | 0 | 0 | 0 | 0 | 0 | 0 | 0 | 0 | 0 | 0 | 0 | 0 | 0 | 0 |  | 0 | 0 | 0 | 0 | 0 | 0 |  |  | 0 | 0 | 0 | 0 | 0 | 0 | 0 | 0 | 0 | 0 | 0 | 0 | 0 | 0 | 0 | 0 | 0 | 0 | 0
PG&E NGBA | Butte | 115 |  | 0 | 0 | 0 | 0 | 0 | 0 | 0 | 0 | 0 | 0 | 0 | 0 | 0 | 0 | 0 | 0 |  | 0 | 0.672 | 0 | 0 | 0 | 0 | 0 | 0 | 0 | 4.572 | 0 | 0 | 0 | 0 | 0 | 0 |  | 0 | 0 | 0 | 0 | 0 | 0 |  |  | 0 | 0 | 0.672 | 0 | 0 | 0 | 0 | 0 | 0 | 0 | 4.572 | 0 | 0 | 0 | 0 | 0 | 0 | 0 | 0
PG&E KERN | Cabrillo | 115 |  | 0 | 0 | 0 | 0 | 0 | 0 | 0 | 0 | 0 | 0 | 0 | 0 | 0 | 0 | 0 | 0 |  | 0 | 0 | 0 | 0 | 0 | 0 | 0 | 0 | 0 | 50 | 110 | 0 | 0 | 0 | 0 | 0 |  | 0 | 0 | 0 | 0 | 0 | 0 |  |  | 0 | 0 | 0 | 0 | 0 | 0 | 0 | 0 | 0 | 0 | 50 | 110 | 0 | 0 | 0 | 0 | 0 | 0 | 0
PG&E FRESNO | Cal Flats | 230 |  | 0 | 0 | 0 | 0 | 0 | 0 | 0 | 0 | 0 | 0 | 0 | 0 | 0 | 0 | 0 | 0 |  | 0 | 0 | 0 | 0 | 0 | 0 | 0 | 0 | 0 | 0 | 0 | 0 | 0 | 0 | 0 | 0 |  | 0 | 0 | 0 | 0 | 0 | 0 |  |  | 0 | 0 | 0 | 0 | 0 | 0 | 0 | 0 | 0 | 0 | 0 | 0 | 0 | 0 | 0 | 0 | 0 | 0 | 0
SCE NOL | Calcite | 230 |  | 0 | 0 | 0 | 0 | 0 | 0 | 0 | 0 | 0 | 0 | 0 | 0 | 0 | 0 | 0 | 0 |  | 0 | 0 | 0 | 0 | 0 | 0 | 0 | 0 | 0 | 0 | 0 | 0 | 0 | 0 | 0 | 0 |  | 0 | 0 | 0 | 0 | 0 | 0 |  |  | 0 | 0 | 0 | 0 | 0 | 0 | 0 | 0 | 0 | 0 | 0 | 0 | 0 | 0 | 0 | 0 | 0 | 0 | 0
PG&E KERN | Caliente | 230 |  | 0 | 0 | 0 | 0 | 0 | 0 | 0 | 0 | 0 | 0 | 0 | 0 | 0 | 0 | 0 | 0 |  | 0 | 0 | 0 | 0 | 0 | 0 | 0 | 0 | 0 | 0 | 0 | 0 | 0 | 0 | 0 | 0 |  | 0 | 0 | 0 | 0 | 0 | 0 |  |  | 0 | 0 | 0 | 0 | 0 | 0 | 0 | 0 | 0 | 0 | 0 | 0 | 0 | 0 | 0 | 0 | 0 | 0 | 0
PG&E FRESNO | California Ave | 115 |  | 0 | 0 | 0 | 0 | 0 | 0 | 0 | 0 | 0 | 0 | 0 | 0 | 0 | 0 | 0 | 0 |  | 0 | 5.021 | 0 | 0 | 0 | 0 | 0 | 2.57 | 0 | 8.211 | 0 | 0 | 0 | 0 | 0 | 2.57 |  | 0 | 0 | 0 | 0 | 0 | 0 |  |  | 0 | 0 | 5.021 | 0 | 0 | 0 | 0 | 0 | 2.57 | 0 | 8.211 | 0 | 0 | 0 | 0 | 0 | 0 | 0 | 2.57
PG&E KERN | Callender | 115 |  | 0 | 0 | 0 | 0 | 0 | 0 | 0 | 0 | 0 | 0 | 0 | 0 | 0 | 0 | 0 | 0 |  | 0 | 0 | 0 | 0 | 0 | 0 | 0 | 0 | 0 | 0 | 0 | 0 | 0 | 0 | 0 | 0 |  | 0 | 0 | 0 | 0 | 0 | 0 |  |  | 0 | 0 | 0 | 0 | 0 | 0 | 0 | 0 | 0 | 0 | 0 | 0 | 0 | 0 | 0 | 0 | 0 | 0 | 0
PG&E NGBA | Calpella | 115 |  | 0 | 0 | 0 | 0 | 0 | 0 | 0 | 0 | 0 | 0 | 0 | 0 | 0 | 0 | 0 | 0 |  | 0 | 5.05 | 0 | 0 | 0 | 0 | 0 | 0 | 0 | 5.05 | 0 | 0 | 0 | 0 | 0 | 0 |  | 0 | 0 | 0 | 0 | 0 | 0 |  |  | 0 | 0 | 5.05 | 0 | 0 | 0 | 0 | 0 | 0 | 0 | 5.05 | 0 | 0 | 0 | 0 | 0 | 0 | 0 | 0
PG&E GBA | Camanche | 230 |  | 0 | 0 | 0 | 0 | 0 | 0 | 0 | 0 | 0 | 0 | 0 | 0 | 0 | 0 | 0 | 0 |  | 0 | 0 | 0 | 0 | 0 | 0 | 0 | 0 | 0 | 0 | 0 | 0 | 0 | 0 | 0 | 0 |  | 0 | 0 | 0 | 0 | 0 | 0 |  |  | 0 | 0 | 0 | 0 | 0 | 0 | 0 | 0 | 0 | 0 | 0 | 0 | 0 | 0 | 0 | 0 | 0 | 0 | 0
SDGE | Cameron | 69 |  | 0 | 0 | 0 | 0 | 0 | 0 | 0 | 0 | 0 | 0 | 0 | 0 | 0 | 0 | 0 | 0 |  | 0 | 0 | 0 | 0 | 0 | 0 | 0 | 0 | 0 | 0 | 0 | 0 | 0 | 0 | 0 | 0 |  | 0 | 0 | 0 | 0 | 0 | 0 |  |  | 0 | 0 | 0 | 0 | 0 | 0 | 0 | 0 | 0 | 0 | 0 | 0 | 0 | 0 | 0 | 0 | 0 | 0 | 0
SDGE | Cannon | 69 |  | 0 | 0 | 0 | 0 | 0 | 0 | 0 | 0 | 0 | 0 | 0 | 0 | 0 | 0 | 0 | 0 |  | 0 | 0 | 0 | 0 | 0 | 0 | 0 | 0 | 0 | 0 | 0 | 0 | 0 | 0 | 0 | 0 |  | 0 | 0 | 0 | 0 | 0 | 0 |  |  | 0 | 0 | 0 | 0 | 0 | 0 | 0 | 0 | 0 | 0 | 0 | 0 | 0 | 0 | 0 | 0 | 0 | 0 | 0
PG&E FRESNO | Cantua | 115 |  | 0 | 0 | 0 | 0 | 0 | 0 | 0 | 0 | 0 | 0 | 0 | 0 | 0 | 0 | 0 | 0 |  | 0 | 3.025 | 0 | 0 | 0 | 0 | 0 | 0 | 0 | 3.025 | 0 | 0 | 0 | 0 | 0 | 0 |  | 0 | 0 | 0 | 0 | 0 | 0 |  |  | 0 | 0 | 3.025 | 0 | 0 | 0 | 0 | 0 | 0 | 0 | 3.025 | 0 | 0 | 0 | 0 | 0 | 0 | 0 | 0
SDGE | Capistrano | 138 |  | 0 | 0 | 0 | 0 | 0 | 0 | 0 | 0 | 0 | 0 | 0 | 0 | 0 | 0 | 0 | 0 |  | 0 | 0 | 0 | 0 | 0 | 0 | 0 | 0 | 0 | 0 | 0 | 0 | 0 | 0 | 0 | 0 |  | 0 | 0 | 0 | 0 | 0 | 0 |  |  | 0 | 0 | 0 | 0 | 0 | 0 | 0 | 0 | 0 | 0 | 0 | 0 | 0 | 0 | 0 | 0 | 0 | 0 | 0
SDGE | Capistrano | 230 |  | 0 | 0 | 0 | 0 | 0 | 0 | 0 | 0 | 0 | 0 | 0 | 0 | 0 | 0 | 0 | 0 |  | 0 | 0 | 0 | 0 | 0 | 0 | 0 | 0 | 0 | 0 | 0 | 0 | 0 | 0 | 0 | 0 |  | 0 | 0 | 0 | 0 | 0 | 0 |  |  | 0 | 0 | 0 | 0 | 0 | 0 | 0 | 0 | 0 | 0 | 0 | 0 | 0 | 0 | 0 | 0 | 0 | 0 | 0
PG&E NGBA | Carberry | 230 |  | 0 | 0 | 0 | 0 | 0 | 0 | 0 | 0 | 0 | 0 | 0 | 0 | 0 | 0 | 0 | 0 |  | 0 | 0 | 0 | 0 | 0 | 0 | 0 | 0 | 0 | 0 | 0 | 0 | 0 | 0 | 0 | 0 |  | 0 | 0 | 0 | 0 | 0 | 0 |  |  | 0 | 0 | 0 | 0 | 0 | 0 | 0 | 0 | 0 | 0 | 0 | 0 | 0 | 0 | 0 | 0 | 0 | 0 | 0
SCE Eastern | Cardiff | 66 |  | 0 | 0 | 0 | 0 | 0 | 0 | 0 | 0 | 0 | 0 | 0 | 0 | 0 | 0 | 0 | 0 |  | 0 | 0 | 0 | 0 | 0 | 0 | 0 | 0 | 0 | 0 | 0 | 0 | 0 | 0 | 0 | 0 |  | 0 | 0 | 0 | 0 | 0 | 0 |  |  | 0 | 0 | 0 | 0 | 0 | 0 | 0 | 0 | 0 | 0 | 0 | 0 | 0 | 0 | 0 | 0 | 0 | 0 | 0
PG&E NGBA | Caribou | 60 |  | 0 | 0 | 0 | 0 | 0 | 0 | 0 | 0 | 0 | 0 | 0 | 0 | 0 | 0 | 0 | 0 |  | 0 | 0 | 0 | 0 | 0 | 0 | 0 | 0 | 0 | 0 | 0 | 0 | 0 | 0 | 0 | 0 |  | 0 | 0 | 0 | 0 | 0 | 0 |  |  | 0 | 0 | 0 | 0 | 0 | 0 | 0 | 0 | 0 | 0 | 0 | 0 | 0 | 0 | 0 | 0 | 0 | 0 | 0
PG&E NGBA | Caribou | 115 |  | 0 | 0 | 0 | 0 | 0 | 0 | 0 | 0 | 0 | 0 | 0 | 0 | 0 | 0 | 0 | 0 |  | 0 | 0 | 0 | 0 | 0 | 0 | 0 | 0 | 0 | 0 | 0 | 0 | 0 | 0 | 0 | 0 |  | 0 | 0 | 0 | 0 | 0 | 0 |  |  | 0 | 0 | 0 | 0 | 0 | 0 | 0 | 0 | 0 | 0 | 0 | 0 | 0 | 0 | 0 | 0 | 0 | 0 | 0
PG&E NGBA | Caribou | 230 |  | 0 | 0 | 0 | 0 | 0 | 0 | 0 | 0 | 0 | 0 | 0 | 0 | 0 | 0 | 0 | 0 |  | 0 | 0 | 0 | 0 | 0 | 0 | 0 | 0 | 0 | 0 | 0 | 0 | 0 | 0 | 0 | 0 |  | 0 | 0 | 0 | 0 | 0 | 0 |  |  | 0 | 0 | 0 | 0 | 0 | 0 | 0 | 0 | 0 | 0 | 0 | 0 | 0 | 0 | 0 | 0 | 0 | 0 | 0
SCE EOP | Carpenter Canyon (fka Gamebird) | 138 |  | 0 | 0 | 0 | 0 | 0 | 0 | 0 | 0 | 0 | 0 | 0 | 0 | 0 | 0 | 0 | 0 |  | 0 | 0 | 0 | 0 | 0 | 0 | 0 | 0 | 0 | 0 | 0 | 0 | 0 | 0 | 0 | 0 |  | 0 | 0 | 0 | 0 | 0 | 0 |  |  | 0 | 0 | 0 | 0 | 0 | 0 | 0 | 0 | 0 | 0 | 0 | 0 | 0 | 0 | 0 | 0 | 0 | 0 | 0
SCE EOP | Carpenter Canyon (fka Gamebird) | 230 |  | 0 | 0 | 0 | 0 | 0 | 0 | 0 | 0 | 0 | 0 | 0 | 0 | 0 | 0 | 0 | 0 |  | 0 | 0 | 0 | 0 | 0 | 0 | 0 | 0 | 0 | 0 | 0 | 0 | 0 | 0 | 0 | 0 |  | 0 | 0 | 0 | 0 | 0 | 0 |  |  | 0 | 0 | 0 | 0 | 0 | 0 | 0 | 0 | 0 | 0 | 0 | 0 | 0 | 0 | 0 | 0 | 0 | 0 | 0
PG&E NGBA | Carquinez | 115 |  | 0 | 0 | 0 | 0 | 0 | 0 | 0 | 0 | 0 | 0 | 0 | 0 | 0 | 0 | 0 | 0 |  | 0 | 0 | 0 | 0 | 0 | 0 | 0 | 0 | 0 | 0 | 0 | 0 | 0 | 0 | 0 | 0 |  | 0 | 0 | 0 | 0 | 0 | 0 |  |  | 0 | 0 | 0 | 0 | 0 | 0 | 0 | 0 | 0 | 0 | 0 | 0 | 0 | 0 | 0 | 0 | 0 | 0 | 0
SDGE | Carrizo Gorge | 138 |  | 0 | 0 | 0 | 0 | 0 | 0 | 0 | 0 | 0 | 0 | 0 | 0 | 0 | 0 | 0 | 0 |  | 0 | 0 | 0 | 0 | 0 | 0 | 0 | 0 | 0 | 0 | 0 | 0 | 0 | 0 | 0 | 0 |  | 0 | 0 | 0 | 0 | 0 | 0 |  |  | 0 | 0 | 0 | 0 | 0 | 0 | 0 | 0 | 0 | 0 | 0 | 0 | 0 | 0 | 0 | 0 | 0 | 0 | 0
PG&E KERN | Carrizo Plains | 115 |  | 0 | 0 | 0 | 0 | 0 | 0 | 0 | 0 | 0 | 0 | 0 | 0 | 0 | 0 | 0 | 0 |  | 0 | 0 | 0 | 0 | 0 | 0 | 0 | 0 | 0 | 0 | 0 | 0 | 0 | 0 | 0 | 0 |  | 0 | 0 | 0 | 0 | 0 | 0 |  |  | 0 | 0 | 0 | 0 | 0 | 0 | 0 | 0 | 0 | 0 | 0 | 0 | 0 | 0 | 0 | 0 | 0 | 0 | 0
PG&E KERN | Casaloma | 230 |  | 0 | 0 | 0 | 0 | 0 | 0 | 0 | 0 | 0 | 0 | 0 | 0 | 0 | 0 | 0 | 0 |  | 0 | 0 | 0 | 0 | 0 | 0 | 0 | 0 | 0 | 0 | 0 | 0 | 0 | 0 | 0 | 0 |  | 0 | 0 | 0 | 0 | 0 | 0 |  |  | 0 | 0 | 0 | 0 | 0 | 0 | 0 | 0 | 0 | 0 | 0 | 0 | 0 | 0 | 0 | 0 | 0 | 0 | 0
PG&E GBA | Castro Valley | 230 |  | 0 | 0 | 0 | 0 | 0 | 0 | 0 | 0 | 0 | 0 | 0 | 0 | 0 | 0 | 0 | 0 |  | 0 | 0.982 | 0 | 0 | 0 | 0 | 0 | 0 | 0 | 4.157 | 0 | 0 | 0 | 0 | 0 | 0 |  | 0 | 0 | 0 | 0 | 0 | 0 |  |  | 0 | 0 | 0.982 | 0 | 0 | 0 | 0 | 0 | 0 | 0 | 4.157 | 0 | 0 | 0 | 0 | 0 | 0 | 0 | 0
PG&E GBA | Cayetano | 230 |  | 0 | 0 | 0 | 0 | 0 | 0 | 0 | 0 | 0 | 0 | 0 | 0 | 0 | 0 | 0 | 0 |  | 0 | 0 | 0 | 0 | 0 | 0 | 0 | 0 | 0 | 0 | 0 | 0 | 0 | 0 | 0 | 0 |  | 0 | 0 | 0 | 0 | 0 | 0 |  |  | 0 | 0 | 0 | 0 | 0 | 0 | 0 | 0 | 0 | 0 | 0 | 0 | 0 | 0 | 0 | 0 | 0 | 0 | 0
SCE Metro | Center | 230 |  | 0 | 0.999 | 0 | 0 | 0 | 0 | 0 | 0 | 0 | 0.999 | 0 | 0 | 0 | 0 | 0 | 320.68 |  | 0 | 0 | 0 | 0 | 0 | 0 | 0 | 0 | 0 | 0 | 0 | 0 | 0 | 0 | 0 | 0 |  | 0 | 0 | 0 | 0 | 0 | 0 |  |  | 0 | 0 | 0.999 | 0 | 0 | 0 | 0 | 0 | 0 | 0 | 0.999 | 0 | 0 | 0 | 0 | 0 | 0 | 0 | 320.68
PG&E KERN | Charca | 115 |  | 0 | 0 | 0 | 0 | 0 | 0 | 0 | 0 | 0 | 0 | 0 | 0 | 0 | 0 | 0 | 0 |  | 0 | 14.36 | 0 | 0 | 0 | 0 | 0 | 9.7 | 0 | 14.36 | 0 | 0 | 0 | 0 | 0 | 9.7 |  | 0 | 0 | 0 | 0 | 0 | 0 |  |  | 0 | 0 | 14.36 | 0 | 0 | 0 | 0 | 0 | 9.7 | 0 | 14.36 | 0 | 0 | 0 | 0 | 0 | 0 | 0 | 9.7
SCE EOP | Charleston | 138 |  | 0 | 0 | 0 | 0 | 0 | 0 | 0 | 0 | 0 | 0 | 0 | 0 | 0 | 0 | 0 | 0 |  | 0 | 0 | 0 | 0 | 0 | 0 | 0 | 0 | 0 | 0 | 0 | 0 | 0 | 0 | 0 | 0 |  | 0 | 0 | 0 | 0 | 0 | 0 |  |  | 0 | 0 | 0 | 0 | 0 | 0 | 0 | 0 | 0 | 0 | 0 | 0 | 0 | 0 | 0 | 0 | 0 | 0 | 0
SCE Metro | Chevmain | 230 |  | 0 | 0 | 0 | 0 | 0 | 0 | 0 | 0 | 0 | 0 | 0 | 0 | 0 | 0 | 0 | 0 |  | 0 | 0 | 0 | 0 | 0 | 0 | 0 | 0 | 0 | 0 | 0 | 0 | 0 | 0 | 0 | 0 |  | 0 | 0 | 0 | 0 | 0 | 0 |  |  | 0 | 0 | 0 | 0 | 0 | 0 | 0 | 0 | 0 | 0 | 0 | 0 | 0 | 0 | 0 | 0 | 0 | 0 | 0
SDGE | Chicarita | 138 |  | 0 | 0 | 0 | 0 | 0 | 0 | 0 | 0 | 0 | 0 | 0 | 0 | 0 | 0 | 0 | 0 |  | 0 | 0 | 0 | 0 | 0 | 0 | 0 | 0 | 0 | 0 | 0 | 0 | 0 | 0 | 0 | 0 |  | 0 | 0 | 0 | 0 | 0 | 0 |  |  | 0 | 0 | 0 | 0 | 0 | 0 | 0 | 0 | 0 | 0 | 0 | 0 | 0 | 0 | 0 | 0 | 0 | 0 | 0
SCE Metro | Chino | 230 |  | 0 | 2.264 | 0 | 0 | 0 | 0 | 0 | 0 | 0.125 | 3.514 | 0 | 0 | 0 | 0 | 0 | 131.917 |  | 0 | 0 | 0 | 0 | 0 | 0 | 0 | 0 | 0 | 0 | 0 | 0 | 0 | 0 | 0 | 0 |  | 0 | 0 | 0 | 0 | 0 | 0 |  |  | 0 | 0 | 2.264 | 0 | 0 | 0 | 0 | 0 | 0 | 0.125 | 3.514 | 0 | 0 | 0 | 0 | 0 | 0 | 0 | 131.917
PG&E FRESNO | Chowchilla | 115 |  | 0 | 0 | 0 | 0 | 0 | 0 | 0 | 0 | 0 | 0 | 0 | 0 | 0 | 0 | 0 | 0 |  | 0 | 8 | 0 | 0 | 0 | 0 | 0 | 0 | 0 | 17.529 | 0 | 0 | 0 | 0 | 0 | 0 |  | 0 | 0 | 0 | 0 | 0 | 0 |  |  | 0 | 0 | 8 | 0 | 0 | 0 | 0 | 0 | 0 | 0 | 17.529 | 0 | 0 | 0 | 0 | 0 | 0 | 0 | 0
PG&E GBA | Christie | 60 |  | 0 | 0 | 0 | 0 | 0 | 0 | 0 | 0 | 0 | 0 | 0 | 0 | 0 | 0 | 0 | 0 |  | 0 | 0 | 0 | 0 | 0 | 0 | 0 | 0 | 0 | 0 | 0 | 0 | 0 | 0 | 0 | 0 |  | 0 | 0 | 0 | 0 | 0 | 0 |  |  | 0 | 0 | 0 | 0 | 0 | 0 | 0 | 0 | 0 | 0 | 0 | 0 | 0 | 0 | 0 | 0 | 0 | 0 | 0
PG&E GBA | Christie | 115 |  | 0 | 0 | 0 | 0 | 0 | 0 | 0 | 0 | 0 | 0 | 0 | 0 | 0 | 0 | 0 | 0 |  | 0 | 0 | 0 | 0 | 0 | 0 | 0 | 0 | 0 | 0 | 0 | 0 | 0 | 0 | 0 | 0 |  | 0 | 0 | 0 | 0 | 0 | 0 |  |  | 0 | 0 | 0 | 0 | 0 | 0 | 0 | 0 | 0 | 0 | 0 | 0 | 0 | 0 | 0 | 0 | 0 | 0 | 0
SCE Eastern | Cielo Azul | 500 |  | 0 | 0 | 0 | 0 | 0 | 0 | 0 | 0 | 0 | 0 | 0 | 0 | 0 | 0 | 0 | 0 |  | 0 | 0 | 0 | 0 | 0 | 0 | 0 | 0 | 0 | 0 | 0 | 0 | 0 | 0 | 0 | 0 |  | 0 | 0 | 0 | 0 | 0 | 0 |  |  | 0 | 0 | 0 | 0 | 0 | 0 | 0 | 0 | 0 | 0 | 0 | 0 | 0 | 0 | 0 | 0 | 0 | 0 | 0
PG&E GBA | Clay | 60 |  | 0 | 0 | 0 | 0 | 0 | 0 | 0 | 0 | 0 | 0 | 0 | 0 | 0 | 0 | 0 | 0 |  | 0 | 0 | 0 | 0 | 0 | 0 | 0 | 0 | 0 | 6.21 | 0 | 0 | 0 | 0 | 0 | 0 |  | 0 | 0 | 0 | 0 | 0 | 0 |  |  | 0 | 0 | 0 | 0 | 0 | 0 | 0 | 0 | 0 | 0 | 6.21 | 0 | 0 | 0 | 0 | 0 | 0 | 0 | 0
PG&E GBA | Clayton | 115 |  | 0 | 0 | 0 | 0 | 0 | 0 | 0 | 0 | 0 | 0 | 0 | 0 | 0 | 0 | 0 | 0 |  | 0 | 1 | 0 | 0 | 0 | 0 | 0 | 0 | 0 | 1 | 0 | 0 | 0 | 0 | 0 | 0 |  | 0 | 0 | 0 | 0 | 0 | 0 |  |  | 0 | 0 | 1 | 0 | 0 | 0 | 0 | 0 | 0 | 0 | 1 | 0 | 0 | 0 | 0 | 0 | 0 | 0 | 0
PG&E NGBA | Cloverdale | 115 |  | 0 | 0 | 0 | 0 | 0 | 0 | 0 | 0 | 0 | 0 | 0 | 0 | 0 | 0 | 0 | 0 |  | 0 | 0.065 | 0 | 0 | 0 | 0 | 0 | 0 | 0 | 0.065 | 0 | 0 | 0 | 0 | 0 | 0 |  | 0 | 0 | 0 | 0 | 0 | 0 |  |  | 0 | 0 | 0.065 | 0 | 0 | 0 | 0 | 0 | 0 | 0 | 0.065 | 0 | 0 | 0 | 0 | 0 | 0 | 0 | 0
PG&E FRESNO | Clovis | 115 |  | 0 | 0 | 0 | 0 | 0 | 0 | 0 | 0 | 0 | 0 | 0 | 0 | 0 | 0 | 0 | 0 |  | 0 | 0 | 0 | 0 | 0 | 0 | 0 | 0 | 0 | 0 | 0 | 0 | 0 | 0 | 0 | 0 |  | 0 | 0 | 0 | 0 | 0 | 0 |  |  | 0 | 0 | 0 | 0 | 0 | 0 | 0 | 0 | 0 | 0 | 0 | 0 | 0 | 0 | 0 | 0 | 0 | 0 | 0
PG&E GBA | Coburn | 230 |  | 0 | 0 | 0 | 0 | 0 | 0 | 0 | 0 | 0 | 0 | 0 | 0 | 0 | 0 | 0 | 0 |  | 0 | 0 | 0 | 0 | 0 | 0 | 0 | 0 | 0 | 0 | 0 | 0 | 0 | 0 | 0 | 0 |  | 0 | 0 | 0 | 0 | 0 | 0 |  |  | 0 | 0 | 0 | 0 | 0 | 0 | 0 | 0 | 0 | 0 | 0 | 0 | 0 | 0 | 0 | 0 | 0 | 0 | 0
PG&E GBA | Coburn | 60 |  | 0 | 0 | 0 | 0 | 0 | 0 | 0 | 0 | 0 | 0 | 0 | 0 | 0 | 0 | 0 | 0 |  | 0 | 0 | 0 | 0 | 0 | 0 | 0 | 0 | 0 | 0 | 0 | 0 | 0 | 0 | 0 | 0 |  | 0 | 0 | 0 | 0 | 0 | 0 |  |  | 0 | 0 | 0 | 0 | 0 | 0 | 0 | 0 | 0 | 0 | 0 | 0 | 0 | 0 | 0 | 0 | 0 | 0 | 0
PG&E NGBA | Colgate | 230 |  | 0 | 0 | 0 | 0 | 0 | 0 | 0 | 0 | 0 | 0 | 0 | 0 | 0 | 0 | 0 | 0 |  | 0 | 0 | 0 | 0 | 0 | 0 | 0 | 0 | 0 | 0 | 0 | 0 | 0 | 0 | 0 | 0 |  | 0 | 0 | 0 | 0 | 0 | 0 |  |  | 0 | 0 | 0 | 0 | 0 | 0 | 0 | 0 | 0 | 0 | 0 | 0 | 0 | 0 | 0 | 0 | 0 | 0 | 0
PG&E GBA | Collierville | 230 |  | 0 | 0 | 0 | 0 | 0 | 0 | 0 | 0 | 0 | 0 | 0 | 0 | 0 | 0 | 0 | 0 |  | 0 | 0 | 0 | 0 | 0 | 0 | 0 | 0 | 0 | 0 | 0 | 0 | 0 | 0 | 0 | 0 |  | 0 | 0 | 0 | 0 | 0 | 0 |  |  | 0 | 0 | 0 | 0 | 0 | 0 | 0 | 0 | 0 | 0 | 0 | 0 | 0 | 0 | 0 | 0 | 0 | 0 | 0
PG&E GBA | Collinsville | 230 |  | 0 | 0 | 0 | 0 | 0 | 0 | 0 | 0 | 0 | 0 | 0 | 0 | 0 | 0 | 0 | 0 |  | 0 | 0 | 0 | 0 | 0 | 0 | 0 | 0 | 0 | 0 | 0 | 0 | 0 | 0 | 0 | 0 |  | 0 | 0 | 0 | 0 | 0 | 0 |  |  | 0 | 0 | 0 | 0 | 0 | 0 | 0 | 0 | 0 | 0 | 0 | 0 | 0 | 0 | 0 | 0 | 0 | 0 | 0
PG&E GBA | Collinsville | 500 |  | 0 | 0 | 0 | 0 | 0 | 0 | 0 | 0 | 0 | 0 | 0 | 0 | 0 | 0 | 0 | 0 |  | 0 | 0 | 0 | 0 | 0 | 0 | 0 | 0 | 0 | 0 | 0 | 0 | 0 | 0 | 0 | 0 |  | 0 | 0 | 0 | 0 | 0 | 0 |  |  | 0 | 0 | 0 | 0 | 0 | 0 | 0 | 0 | 0 | 0 | 0 | 0 | 0 | 0 | 0 | 0 | 0 | 0 | 0
SCE Eastern | Colorado River | 230 |  | 0 | 0 | 0 | 0 | 0 | 0 | 0 | 0 | 0 | 0 | 0 | 0 | 0 | 0 | 0 | 0 |  | 0 | 0 | 0 | 0 | 0 | 0 | 0 | 0 | 0 | 0 | 0 | 0 | 0 | 0 | 0 | 0 |  | 5 | 0 | 0 | 0 | 0 | 0 |  |  | 0 | 0 | 0 | 0 | 0 | 0 | 0 | 0 | 0 | 0 | 5 | 0 | 0 | 0 | 0 | 0 | 0 | 0 | 0
SCE Eastern | Colorado River | 500 |  | 0 | 0 | 0 | 0 | 0 | 0 | 0 | 0 | 0 | 0 | 0 | 0 | 0 | 0 | 0 | 0 |  | 0 | 0 | 0 | 0 | 0 | 0 | 0 | 0 | 0 | 0 | 0 | 0 | 0 | 0 | 0 | 0 |  | 0 | 0 | 0 | 0 | 0 | 0 |  |  | 0 | 0 | 0 | 0 | 0 | 0 | 0 | 0 | 0 | 0 | 0 | 0 | 0 | 0 | 0 | 0 | 0 | 0 | 0
PG&E KERN | Columbus | 115 |  | 0 | 0 | 0 | 0 | 0 | 0 | 0 | 0 | 0 | 0 | 0 | 0 | 0 | 0 | 0 | 0 |  | 0 | 3.3032 | 0 | 0 | 0 | 0 | 0 | 3.3032 | 0 | 3.8332 | 0 | 0 | 0 | 0 | 0 | 3.3032 |  | 0 | 0 | 0 | 0 | 0 | 0 |  |  | 0 | 0 | 3.3032 | 0 | 0 | 0 | 0 | 0 | 3.3032 | 0 | 3.8332 | 0 | 0 | 0 | 0 | 0 | 0 | 0 | 3.3032
PG&E GBA | Contra Costa | 115 |  | 0 | 0 | 0 | 0 | 0 | 0 | 0 | 0 | 0 | 0 | 0 | 0 | 0 | 0 | 0 | 0 |  | 0 | 0 | 0 | 0 | 0 | 0 | 0 | 0 | 0 | 0 | 0 | 0 | 0 | 0 | 0 | 0 |  | 0 | 0 | 0 | 0 | 0 | 0 |  |  | 0 | 0 | 0 | 0 | 0 | 0 | 0 | 0 | 0 | 0 | 0 | 0 | 0 | 0 | 0 | 0 | 0 | 0 | 0
PG&E GBA | Contra Costa | 230 |  | 0 | 0 | 0 | 0 | 0 | 0 | 0 | 0 | 0 | 0 | 0 | 0 | 0 | 0 | 0 | 0 |  | 0 | 1.552 | 0 | 0 | 0 | 0 | 0 | 1.272 | 0 | 3.752 | 0 | 0 | 0 | 0 | 0 | 1.272 |  | 0 | 0 | 0 | 0 | 0 | 0 |  |  | 0 | 0 | 1.552 | 0 | 0 | 0 | 0 | 0 | 1.272 | 0 | 3.752 | 0 | 0 | 0 | 0 | 0 | 0 | 0 | 1.272
PG&E GBA | Contra Costa PP | 230 |  | 0 | 0 | 0 | 0 | 0 | 0 | 0 | 0 | 0 | 0 | 0 | 0 | 0 | 0 | 0 | 0 |  | 0 | 0 | 0 | 0 | 0 | 0 | 0 | 0 | 0 | 0 | 0 | 0 | 0 | 0 | 0 | 0 |  | 0 | 0 | 0 | 0 | 0 | 0 |  |  | 0 | 0 | 0 | 0 | 0 | 0 | 0 | 0 | 0 | 0 | 0 | 0 | 0 | 0 | 0 | 0 | 0 | 0 | 0
SCE NOL | Control | 115 |  | 0 | 0 | 0 | 0 | 0 | 0 | 0 | 0 | 0 | 0 | 0 | 0 | 4.5 | 0 | 0 | 0 |  | 0 | 0 | 0 | 0 | 0 | 0 | 0 | 0 | 0 | 0 | 0 | 0 | 0 | 0 | 0 | 0 |  | 0 | 0 | 0 | 0 | 0 | 0 |  |  | 0 | 0 | 0 | 0 | 0 | 0 | 0 | 0 | 0 | 0 | 0 | 0 | 0 | 0 | 4.5 | 0 | 0 | 0 | 0
SCE NOL | Control | 55 |  | 0 | 0 | 0 | 0 | 0 | 0 | 0 | 0 | 0 | 0 | 0 | 0 | 0 | 0 | 0 | 0 |  | 0 | 0 | 0 | 0 | 0 | 0 | 0 | 0 | 0 | 0 | 0 | 0 | 0 | 0 | 0 | 0 |  | 0 | 0 | 0 | 0 | 0 | 0 |  |  | 0 | 0 | 0 | 0 | 0 | 0 | 0 | 0 | 0 | 0 | 0 | 0 | 0 | 0 | 0 | 0 | 0 | 0 | 0
PG&E GBA | Cooley Landing | 115 |  | 0 | 0 | 0 | 0 | 0 | 0 | 0 | 0 | 0 | 0 | 0 | 0 | 0 | 0 | 0 | 0 |  | 0 | 0 | 0 | 0 | 0 | 0 | 0 | 0 | 0 | 0 | 0 | 0 | 0 | 0 | 0 | 0 |  | 0 | 0 | 0 | 0 | 0 | 0 |  |  | 0 | 0 | 0 | 0 | 0 | 0 | 0 | 0 | 0 | 0 | 0 | 0 | 0 | 0 | 0 | 0 | 0 | 0 | 0
PG&E GBA | Cooley Landing | 60 |  | 0 | 0 | 0 | 0 | 0 | 0 | 0 | 0 | 0 | 0 | 0 | 0 | 0 | 0 | 0 | 0 |  | 0 | 0 | 0 | 0 | 0 | 0 | 0 | 0 | 0 | 0 | 0 | 0 | 0 | 0 | 0 | 0 |  | 0 | 0 | 0 | 0 | 0 | 0 |  |  | 0 | 0 | 0 | 0 | 0 | 0 | 0 | 0 | 0 | 0 | 0 | 0 | 0 | 0 | 0 | 0 | 0 | 0 | 0
SCE NOL | Coolwater | 230 |  | 0 | 0 | 0 | 0 | 0 | 0 | 0 | 0 | 0 | 0 | 0 | 0 | 0 | 0 | 0 | 0 |  | 0 | 0 | 0 | 0 | 0 | 0 | 0 | 0 | 0 | 0 | 0 | 0 | 0 | 0 | 0 | 0 |  | 0 | 0 | 0 | 0 | 0 | 0 |  |  | 0 | 0 | 0 | 0 | 0 | 0 | 0 | 0 | 0 | 0 | 0 | 0 | 0 | 0 | 0 | 0 | 0 | 0 | 0
SCE NOL | Coolwater | 115 |  | 4.9 | 9.89 | 0 | 0 | 0 | 0 | 0 | 9.89 | 4.9 | 17.69 | 0 | 0 | 0 | 0 | 0 | 9.89 |  | 0 | 0 | 0 | 0 | 0 | 0 | 0 | 0 | 0 | 0 | 0 | 0 | 0 | 0 | 0 | 0 |  | 0 | 0 | 0 | 0 | 0 | 0 |  |  | 0 | 4.9 | 9.89 | 0 | 0 | 0 | 0 | 0 | 9.89 | 4.9 | 17.69 | 0 | 0 | 0 | 0 | 0 | 0 | 0 | 9.89
PG&E KERN | Copus | 70 |  | 0 | 0 | 0 | 0 | 0 | 0 | 0 | 0 | 0 | 0 | 0 | 0 | 0 | 0 | 0 | 0 |  | 0 | 7.2964 | 0 | 0 | 0 | 0 | 0 | 2.65 | 0 | 12.2864 | 0 | 0 | 0 | 0 | 0 | 2.65 |  | 0 | 0 | 0 | 0 | 0 | 0 |  |  | 0 | 0 | 7.2964 | 0 | 0 | 0 | 0 | 0 | 2.65 | 0 | 12.2864 | 0 | 0 | 0 | 0 | 0 | 0 | 0 | 2.65
PG&E FRESNO | Corcoran | 70 |  | 0 | 0 | 0 | 0 | 0 | 0 | 0 | 0 | 0 | 0 | 0 | 0 | 0 | 0 | 0 | 0 |  | 0 | 0 | 0 | 0 | 0 | 0 | 0 | 0 | 0 | 0 | 0 | 0 | 0 | 0 | 0 | 0 |  | 0 | 0 | 0 | 0 | 0 | 0 |  |  | 0 | 0 | 0 | 0 | 0 | 0 | 0 | 0 | 0 | 0 | 0 | 0 | 0 | 0 | 0 | 0 | 0 | 0 | 0
PG&E FRESNO | Corcoran | 115 |  | 0 | 0 | 0 | 0 | 0 | 0 | 0 | 0 | 0 | 0 | 0 | 0 | 0 | 0 | 0 | 0 |  | 0 | 7.89 | 0 | 0 | 0 | 0 | 0 | 0 | 0 | 7.89 | 0 | 0 | 0 | 0 | 0 | 0 |  | 0 | 0 | 0 | 0 | 0 | 0 |  |  | 0 | 0 | 7.89 | 0 | 0 | 0 | 0 | 0 | 0 | 0 | 7.89 | 0 | 0 | 0 | 0 | 0 | 0 | 0 | 0
PG&E NGBA | Corona | 115 |  | 0 | 0 | 0 | 0 | 0 | 0 | 0 | 0 | 0 | 0 | 0 | 0 | 0 | 0 | 0 | 0 |  | 0 | 0 | 0 | 0 | 0 | 0 | 0 | 0 | 0 | 0 | 0 | 0 | 0 | 0 | 0 | 0 |  | 0 | 0 | 0 | 0 | 0 | 0 |  |  | 0 | 0 | 0 | 0 | 0 | 0 | 0 | 0 | 0 | 0 | 0 | 0 | 0 | 0 | 0 | 0 | 0 | 0 | 0
PG&E NGBA | Cortina | 230 |  | 0 | 0 | 0 | 0 | 0 | 0 | 0 | 0 | 0 | 0 | 0 | 0 | 0 | 0 | 0 | 0 |  | 0 | 0 | 0 | 0 | 0 | 0 | 0 | 0 | 0 | 9.6 | 0 | 0 | 0 | 0 | 0 | 0 |  | 0 | 0 | 0 | 0 | 0 | 0 |  |  | 0 | 0 | 0 | 0 | 0 | 0 | 0 | 0 | 0 | 0 | 9.6 | 0 | 0 | 0 | 0 | 0 | 0 | 0 | 0
PG&E NGBA | Cortina | 115 |  | 0 | 0 | 0 | 0 | 0 | 0 | 0 | 0 | 0 | 0 | 0 | 0 | 0 | 0 | 0 | 0 |  | 0 | 0 | 0 | 0 | 0 | 0 | 0 | 0 | 0 | 0 | 0 | 0 | 0 | 0 | 0 | 0 |  | 0 | 0 | 0 | 0 | 0 | 0 |  |  | 0 | 0 | 0 | 0 | 0 | 0 | 0 | 0 | 0 | 0 | 0 | 0 | 0 | 0 | 0 | 0 | 0 | 0 | 0
PG&E GBA | Cottle | 230 |  | 0 | 0 | 0 | 0 | 0 | 0 | 0 | 0 | 0 | 0 | 0 | 0 | 0 | 0 | 0 | 0 |  | 0 | 5.441 | 0 | 0 | 0 | 0 | 0 | 0 | 0 | 5.441 | 0 | 0 | 0 | 0 | 0 | 0 |  | 0 | 0 | 0 | 0 | 0 | 0 |  |  | 0 | 0 | 5.441 | 0 | 0 | 0 | 0 | 0 | 0 | 0 | 5.441 | 0 | 0 | 0 | 0 | 0 | 0 | 0 | 0
PG&E NGBA | Cottonwood | 115 |  | 0 | 0 | 0 | 0 | 0 | 0 | 0 | 0 | 0 | 0 | 0 | 0 | 0 | 0 | 0 | 0 |  | 0 | 0 | 0 | 0 | 0 | 0 | 0 | 0 | 0 | 0 | 0 | 0 | 0 | 0 | 0 | 0 |  | 0 | 0 | 0 | 0 | 0 | 0 |  |  | 0 | 0 | 0 | 0 | 0 | 0 | 0 | 0 | 0 | 0 | 0 | 0 | 0 | 0 | 0 | 0 | 0 | 0 | 0
PG&E NGBA | Cottonwood | 230 |  | 0 | 0 | 0 | 0 | 0 | 0 | 0 | 0 | 0 | 0 | 0 | 0 | 0 | 0 | 0 | 0 |  | 0 | 0 | 0 | 0 | 0 | 0 | 0 | 0 | 0 | 4 | 0 | 0 | 0 | 0 | 0 | 0 |  | 0 | 0 | 0 | 0 | 0 | 0 |  |  | 0 | 0 | 0 | 0 | 0 | 0 | 0 | 0 | 0 | 0 | 4 | 0 | 0 | 0 | 0 | 0 | 0 | 0 | 0
PG&E NGBA | Cottonwood | 60 |  | 0 | 0 | 0 | 0 | 0 | 0 | 0 | 0 | 0 | 0 | 0 | 0 | 0 | 0 | 0 | 0 |  | 0 | 0 | 0 | 0 | 0 | 0 | 0 | 0 | 0 | 0 | 0 | 0 | 0 | 0 | 0 | 0 |  | 0 | 0 | 0 | 0 | 0 | 0 |  |  | 0 | 0 | 0 | 0 | 0 | 0 | 0 | 0 | 0 | 0 | 0 | 0 | 0 | 0 | 0 | 0 | 0 | 0 | 0
PG&E NGBA | Cove Road | 230 |  | 0 | 0 | 0 | 0 | 0 | 0 | 0 | 0 | 0 | 0 | 0 | 0 | 0 | 0 | 0 | 0 |  | 0 | 0 | 0 | 0 | 0 | 0 | 0 | 0 | 0 | 0 | 0 | 0 | 0 | 0 | 0 | 0 |  | 0 | 0 | 0 | 0 | 0 | 0 |  |  | 0 | 0 | 0 | 0 | 0 | 0 | 0 | 0 | 0 | 0 | 0 | 0 | 0 | 0 | 0 | 0 | 0 | 0 | 0
PG&E GBA | Coyote | 230 |  | 0 | 0 | 0 | 0 | 0 | 0 | 0 | 0 | 0 | 0 | 0 | 0 | 0 | 0 | 0 | 0 |  | 0 | 0 | 0 | 0 | 0 | 0 | 0 | 0 | 0 | 0 | 0 | 0 | 0 | 0 | 0 | 0 |  | 0 | 0 | 0 | 0 | 0 | 0 |  |  | 0 | 0 | 0 | 0 | 0 | 0 | 0 | 0 | 0 | 0 | 0 | 0 | 0 | 0 | 0 | 0 | 0 | 0 | 0
PG&E GBA | Crazy Horse Canyon | 115 |  | 0 | 0 | 0 | 0 | 0 | 0 | 0 | 0 | 0 | 0 | 0 | 0 | 0 | 0 | 0 | 0 |  | 0 | 0 | 0 | 0 | 0 | 0 | 0 | 0 | 0 | 0 | 0 | 0 | 0 | 0 | 0 | 0 |  | 0 | 0 | 0 | 0 | 0 | 0 |  |  | 0 | 0 | 0 | 0 | 0 | 0 | 0 | 0 | 0 | 0 | 0 | 0 | 0 | 0 | 0 | 0 | 0 | 0 | 0
SDGE | Creelman | 69 |  | 0 | 0 | 0 | 0 | 0 | 0 | 0 | 0 | 2 | 0 | 0 | 0 | 0 | 0 | 0 | 0 |  | 0 | 0 | 0 | 0 | 0 | 0 | 0 | 0 | 0 | 0 | 0 | 0 | 0 | 0 | 0 | 0 |  | 0 | 0 | 0 | 0 | 0 | 0 |  |  | 0 | 0 | 0 | 0 | 0 | 0 | 0 | 0 | 0 | 2 | 0 | 0 | 0 | 0 | 0 | 0 | 0 | 0 | 0
PG&E FRESNO | Crescent | 70 |  | 0 | 0 | 0 | 0 | 0 | 0 | 0 | 0 | 0 | 0 | 0 | 0 | 0 | 0 | 0 | 0 |  | 0 | 0 | 0 | 0 | 0 | 0 | 0 | 0 | 0 | 0 | 0 | 0 | 0 | 0 | 0 | 0 |  | 0 | 0 | 0 | 0 | 0 | 0 |  |  | 0 | 0 | 0 | 0 | 0 | 0 | 0 | 0 | 0 | 0 | 0 | 0 | 0 | 0 | 0 | 0 | 0 | 0 | 0
PG&E FRESNO | Cressey | 115 |  | 0 | 0 | 0 | 0 | 0 | 0 | 0 | 0 | 0 | 0 | 0 | 0 | 0 | 0 | 0 | 0 |  | 0 | 0 | 0 | 0 | 0 | 0 | 0 | 0 | 0 | 19.685 | 0 | 0 | 0 | 0 | 0 | 0 |  | 0 | 0 | 0 | 0 | 0 | 0 |  |  | 0 | 0 | 0 | 0 | 0 | 0 | 0 | 0 | 0 | 0 | 19.685 | 0 | 0 | 0 | 0 | 0 | 0 | 0 | 0
PG&E NGBA | Cresta | 230 |  | 0 | 0 | 0 | 0 | 0 | 0 | 0 | 0 | 0 | 0 | 0 | 0 | 0 | 0 | 0 | 0 |  | 0 | 0 | 0 | 0 | 0 | 0 | 0 | 0 | 0 | 0 | 0 | 0 | 0 | 0 | 0 | 0 |  | 0 | 0 | 0 | 0 | 0 | 0 |  |  | 0 | 0 | 0 | 0 | 0 | 0 | 0 | 0 | 0 | 0 | 0 | 0 | 0 | 0 | 0 | 0 | 0 | 0 | 0
SDGE | Crestwood | 69 |  | 0 | 0 | 0 | 0 | 0 | 0 | 0 | 0 | 0 | 0 | 0 | 0 | 0 | 0 | 0 | 0 |  | 0 | 0 | 0 | 0 | 0 | 0 | 0 | 0 | 0 | 0 | 0 | 0 | 0 | 0 | 0 | 0 |  | 0 | 0 | 0 | 0 | 0 | 0 |  |  | 0 | 0 | 0 | 0 | 0 | 0 | 0 | 0 | 0 | 0 | 0 | 0 | 0 | 0 | 0 | 0 | 0 | 0 | 0
PG&E GBA | Crow Creek | 60 |  | 0 | 0 | 0 | 0 | 0 | 0 | 0 | 0 | 0 | 0 | 0 | 0 | 0 | 0 | 0 | 0 |  | 0 | 0 | 0 | 0 | 0 | 0 | 0 | 0 | 0 | 0 | 0 | 0 | 0 | 0 | 0 | 0 |  | 0 | 0 | 0 | 0 | 0 | 0 |  |  | 0 | 0 | 0 | 0 | 0 | 0 | 0 | 0 | 0 | 0 | 0 | 0 | 0 | 0 | 0 | 0 | 0 | 0 | 0
PG&E GBA | Crows Landing | 60 |  | 0 | 0 | 0 | 0 | 0 | 0 | 0 | 0 | 0 | 0 | 0 | 0 | 0 | 0 | 0 | 0 |  | 0 | 0 | 0 | 0 | 0 | 0 | 0 | 0 | 0 | 0 | 0 | 0 | 0 | 0 | 0 | 0 |  | 0 | 0 | 0 | 0 | 0 | 0 |  |  | 0 | 0 | 0 | 0 | 0 | 0 | 0 | 0 | 0 | 0 | 0 | 0 | 0 | 0 | 0 | 0 | 0 | 0 | 0
PG&E GBA | Curtis | 115 |  | 0 | 0 | 0 | 0 | 0 | 0 | 0 | 0 | 0 | 0 | 0 | 0 | 0 | 0 | 0 | 0 |  | 0 | 0 | 0 | 0 | 0 | 0 | 0 | 0 | 0 | 0.061 | 0 | 0 | 0 | 0 | 0 | 0 |  | 0 | 0 | 0 | 0 | 0 | 0 |  |  | 0 | 0 | 0 | 0 | 0 | 0 | 0 | 0 | 0 | 0 | 0.061 | 0 | 0 | 0 | 0 | 0 | 0 | 0 | 0
PG&E FRESNO | Dairyland | 115 |  | 0 | 0 | 0 | 0 | 0 | 0 | 0 | 0 | 0 | 0 | 0 | 0 | 0 | 0 | 0 | 0 |  | 0 | 4.9542 | 0 | 0 | 0 | 0 | 0 | 0 | 0 | 4.9542 | 0 | 0 | 0 | 0 | 0 | 0 |  | 0 | 0 | 0 | 0 | 0 | 0 |  |  | 0 | 0 | 4.9542 | 0 | 0 | 0 | 0 | 0 | 0 | 0 | 4.9542 | 0 | 0 | 0 | 0 | 0 | 0 | 0 | 0
PG&E NGBA | Davis | 115 |  | 0 | 0 | 0 | 0 | 0 | 0 | 0 | 0 | 0 | 0 | 0 | 0 | 0 | 0 | 0 | 0 |  | 0 | 0.966 | 0 | 0 | 0 | 0 | 0 | 0 | 0 | 0.966 | 0 | 0 | 0 | 0 | 0 | 0 |  | 0 | 0 | 0 | 0 | 0 | 0 |  |  | 0 | 0 | 0.966 | 0 | 0 | 0 | 0 | 0 | 0 | 0 | 0.966 | 0 | 0 | 0 | 0 | 0 | 0 | 0 | 0
SCE Metro | Del Amo | 500 |  | 0 | 0 | 0 | 0 | 0 | 0 | 0 | 0 | 0 | 0 | 0 | 0 | 0 | 0 | 0 | 0 |  | 0 | 0 | 0 | 0 | 0 | 0 | 0 | 0 | 0 | 0 | 0 | 0 | 0 | 0 | 0 | 0 |  | 0 | 0 | 0 | 0 | 0 | 0 |  |  | 0 | 0 | 0 | 0 | 0 | 0 | 0 | 0 | 0 | 0 | 0 | 0 | 0 | 0 | 0 | 0 | 0 | 0 | 0
SCE Metro | Del Amo | 230 |  | 0 | 10 | 0 | 0 | 0 | 0 | 0 | 10 | 0 | 10 | 0 | 0 | 0 | 0 | 0 | 10 |  | 0 | 0 | 0 | 0 | 0 | 0 | 0 | 0 | 0 | 0 | 0 | 0 | 0 | 0 | 0 | 0 |  | 0 | 0 | 0 | 0 | 0 | 0 |  |  | 0 | 0 | 10 | 0 | 0 | 0 | 0 | 0 | 10 | 0 | 10 | 0 | 0 | 0 | 0 | 0 | 0 | 0 | 10
SCE Eastern | Delaney | 500 |  | 0 | 0 | 0 | 0 | 0 | 0 | 0 | 0 | 0 | 0 | 0 | 0 | 0 | 0 | 0 | 0 |  | 0 | 0 | 0 | 0 | 0 | 0 | 0 | 0 | 0 | 0 | 0 | 0 | 0 | 0 | 0 | 0 |  | 3500 | 0 | 0 | 0 | 0 | 0 |  |  | 2050 | 0 | 0 | 0 | 0 | 0 | 0 | 0 | 0 | 0 | 3500 | 0 | 0 | 0 | 0 | 0 | 0 | 0 | 2050
PG&E NGBA | Delevan | 230 |  | 0 | 0 | 0 | 0 | 0 | 0 | 0 | 0 | 0 | 0 | 0 | 0 | 0 | 0 | 0 | 0 |  | 0 | 0 | 0 | 0 | 0 | 0 | 0 | 0 | 0 | 0 | 0 | 0 | 0 | 0 | 0 | 0 |  | 0 | 0 | 0 | 0 | 0 | 0 |  |  | 0 | 0 | 0 | 0 | 0 | 0 | 0 | 0 | 0 | 0 | 0 | 0 | 0 | 0 | 0 | 0 | 0 | 0 | 0
PG&E GBA | Delta PP | 230 |  | 0 | 0 | 0 | 0 | 0 | 0 | 0 | 0 | 0 | 0 | 0 | 0 | 0 | 0 | 0 | 0 |  | 0 | 0 | 0 | 0 | 0 | 0 | 0 | 0 | 0 | 0 | 0 | 0 | 0 | 0 | 0 | 0 |  | 0 | 0 | 0 | 0 | 0 | 0 |  |  | 0 | 0 | 0 | 0 | 0 | 0 | 0 | 0 | 0 | 0 | 0 | 0 | 0 | 0 | 0 | 0 | 0 | 0 | 0
SCE EOP | Desert View | 230 |  | 0 | 0 | 0 | 0 | 0 | 0 | 0 | 0 | 0 | 0 | 0 | 0 | 0 | 0 | 0 | 0 |  | 0 | 0 | 0 | 0 | 0 | 0 | 0 | 0 | 0 | 0 | 0 | 0 | 0 | 0 | 0 | 0 |  | 0 | 0 | 0 | 0 | 0 | 0 |  |  | 0 | 0 | 0 | 0 | 0 | 0 | 0 | 0 | 0 | 0 | 0 | 0 | 0 | 0 | 0 | 0 | 0 | 0 | 0
SCE Eastern | Devers | 230 |  | 0.34 | 53.11 | 33.6 | 0 | 0 | 0 | 0 | 5 | 10.8 | 78.55 | 134.1 | 0 | 0 | 0 | 0 | 47.83 |  | 0 | 0 | 0 | 0 | 0 | 0 | 0 | 0 | 0 | 0 | 0 | 0 | 0 | 0 | 0 | 0 |  | 5 | 0 | 0 | 0 | 0 | 0 |  |  | 0 | 0.34 | 53.11 | 33.6 | 0 | 0 | 0 | 0 | 5 | 10.8 | 83.55 | 134.1 | 0 | 0 | 0 | 0 | 0 | 0 | 47.83
SCE Eastern | Devers | 500 |  | 0 | 0 | 0 | 0 | 0 | 0 | 0 | 0 | 0 | 0 | 0 | 0 | 0 | 0 | 0 | 0 |  | 0 | 0 | 0 | 0 | 0 | 0 | 0 | 0 | 0 | 0 | 0 | 0 | 0 | 0 | 0 | 0 |  | 0 | 0 | 0 | 0 | 0 | 0 |  |  | 0 | 0 | 0 | 0 | 0 | 0 | 0 | 0 | 0 | 0 | 0 | 0 | 0 | 0 | 0 | 0 | 0 | 0 | 0
PG&E KERN | Diablo Canyon | 230 |  | 0 | 0 | 0 | 0 | 0 | 0 | 0 | 0 | 0 | 0 | 0 | 0 | 0 | 0 | 0 | 0 |  | 0 | 0 | 0 | 0 | 0 | 0 | 0 | 0 | 0 | 0 | 0 | 0 | 0 | 0 | 0 | 0 |  | 0 | 0 | 0 | 0 | 0 | 0 |  |  | 0 | 0 | 0 | 0 | 0 | 0 | 0 | 0 | 0 | 0 | 0 | 0 | 0 | 0 | 0 | 0 | 0 | 0 | 0
PG&E KERN | Diablo Canyon | 500 |  | 0 | 0 | 0 | 0 | 0 | 0 | 0 | 0 | 0 | 0 | 0 | 0 | 0 | 0 | 0 | 0 |  | 0 | 0 | 0 | 0 | 0 | 0 | 0 | 0 | 0 | 0 | 0 | 0 | 0 | 0 | 0 | 0 |  | 0 | 0 | 0 | 0 | 0 | 0 |  |  | 0 | 0 | 0 | 0 | 0 | 0 | 0 | 0 | 0 | 0 | 0 | 0 | 0 | 0 | 0 | 0 | 0 | 0 | 0
PG&E KERN | Divide | 115 |  | 0 | 0 | 0 | 0 | 0 | 0 | 0 | 0 | 0 | 0 | 0 | 0 | 0 | 0 | 0 | 0 |  | 0 | 0.96 | 0 | 0 | 0 | 0 | 0 | 0 | 0 | 16.637 | 0 | 0 | 0 | 0 | 0 | 0 |  | 0 | 0 | 0 | 0 | 0 | 0 |  |  | 0 | 0 | 0.96 | 0 | 0 | 0 | 0 | 0 | 0 | 0 | 16.637 | 0 | 0 | 0 | 0 | 0 | 0 | 0 | 0
PG&E GBA | Dixon Landing | 115 |  | 0 | 0 | 0 | 0 | 0 | 0 | 0 | 0 | 0 | 0 | 0 | 0 | 0 | 0 | 0 | 0 |  | 0 | 2.36 | 0 | 0 | 0 | 0 | 0 | 0.585 | 0 | 5.005 | 0 | 0 | 0 | 0 | 0 | 0.585 |  | 0 | 0 | 0 | 0 | 0 | 0 |  |  | 0 | 0 | 2.36 | 0 | 0 | 0 | 0 | 0 | 0.585 | 0 | 5.005 | 0 | 0 | 0 | 0 | 0 | 0 | 0 | 0.585
PG&E FRESNO | Dos Amigos | 230 |  | 0 | 0 | 0 | 0 | 0 | 0 | 0 | 0 | 0 | 0 | 0 | 0 | 0 | 0 | 0 | 0 |  | 0 | 0 | 0 | 0 | 0 | 0 | 0 | 0 | 0 | 0 | 0 | 0 | 0 | 0 | 0 | 0 |  | 0 | 0 | 0 | 0 | 0 | 0 |  |  | 0 | 0 | 0 | 0 | 0 | 0 | 0 | 0 | 0 | 0 | 0 | 0 | 0 | 0 | 0 | 0 | 0 | 0 | 0
PG&E NGBA | Drum | 115 |  | 0 | 0 | 0 | 0 | 0 | 0 | 0 | 0 | 0 | 0 | 0 | 0 | 0 | 0 | 0 | 0 |  | 0 | 0 | 0 | 0 | 0 | 0 | 0 | 0 | 0 | 0 | 0 | 0 | 0 | 0 | 0 | 0 |  | 0 | 0 | 0 | 0 | 0 | 0 |  |  | 0 | 0 | 0 | 0 | 0 | 0 | 0 | 0 | 0 | 0 | 0 | 0 | 0 | 0 | 0 | 0 | 0 | 0 | 0
PG&E GBA | Dumbarton | 115 |  | 0 | 0 | 0 | 0 | 0 | 0 | 0 | 0 | 0 | 0 | 0 | 0 | 0 | 0 | 0 | 0 |  | 0 | 6.474 | 0 | 0 | 0 | 0 | 0 | 0 | 0 | 6.474 | 0 | 0 | 0 | 0 | 0 | 0 |  | 0 | 0 | 0 | 0 | 0 | 0 |  |  | 0 | 0 | 6.474 | 0 | 0 | 0 | 0 | 0 | 0 | 0 | 6.474 | 0 | 0 | 0 | 0 | 0 | 0 | 0 | 0
SCE NOL | Dunn Siding | 115 |  | 0 | 0 | 0 | 0 | 0 | 0 | 0 | 0 | 0 | 0 | 0 | 0 | 0 | 0 | 0 | 0 |  | 0 | 0 | 0 | 0 | 0 | 0 | 0 | 0 | 0 | 0 | 0 | 0 | 0 | 0 | 0 | 0 |  | 0 | 0 | 0 | 0 | 0 | 0 |  |  | 0 | 0 | 0 | 0 | 0 | 0 | 0 | 0 | 0 | 0 | 0 | 0 | 0 | 0 | 0 | 0 | 0 | 0 | 0
SCE Eastern | Eagle Mountain | 230 |  | 0 | 0 | 0 | 0 | 0 | 0 | 0 | 0 | 0 | 0 | 0 | 0 | 0 | 0 | 0 | 0 |  | 0 | 0 | 0 | 0 | 0 | 0 | 0 | 0 | 0 | 0 | 0 | 0 | 0 | 0 | 0 | 0 |  | 0 | 0 | 0 | 0 | 0 | 0 |  |  | 0 | 0 | 0 | 0 | 0 | 0 | 0 | 0 | 0 | 0 | 0 | 0 | 0 | 0 | 0 | 0 | 0 | 0 | 0
PG&E NGBA | Eagle Rock (PGE) | 60 |  | 0 | 0 | 0 | 0 | 0 | 0 | 0 | 0 | 0 | 0 | 0 | 0 | 0 | 0 | 0 | 0 |  | 0 | 0 | 0 | 0 | 0 | 0 | 0 | 0 | 0 | 0 | 0 | 0 | 0 | 0 | 0 | 0 |  | 0 | 0 | 0 | 0 | 0 | 0 |  |  | 0 | 0 | 0 | 0 | 0 | 0 | 0 | 0 | 0 | 0 | 0 | 0 | 0 | 0 | 0 | 0 | 0 | 0 | 0
PG&E NGBA | Eagle Rock (PGE) | 115 |  | 0 | 0 | 0 | 0 | 0 | 0 | 0 | 0 | 0 | 0 | 0 | 0 | 0 | 0 | 0 | 0 |  | 0 | 0 | 0 | 0 | 0 | 0 | 0 | 0 | 0 | 0 | 0 | 0 | 0 | 0 | 0 | 0 |  | 0 | 0 | 0 | 0 | 0 | 0 |  |  | 0 | 0 | 0 | 0 | 0 | 0 | 0 | 0 | 0 | 0 | 0 | 0 | 0 | 0 | 0 | 0 | 0 | 0 | 0
SCE Metro | Eagle Rock (SCE) | 230 |  | 0 | 0 | 0 | 0 | 0 | 0 | 0 | 0 | 0 | 0 | 0 | 0 | 0 | 0 | 0 | 0 |  | 0 | 0 | 0 | 0 | 0 | 0 | 0 | 0 | 0 | 0 | 0 | 0 | 0 | 0 | 0 | 0 |  | 0 | 0 | 0 | 0 | 0 | 0 |  |  | 0 | 0 | 0 | 0 | 0 | 0 | 0 | 0 | 0 | 0 | 0 | 0 | 0 | 0 | 0 | 0 | 0 | 0 | 0
PG&E NGBA | East Marysville | 115 |  | 0 | 0 | 0 | 0 | 0 | 0 | 0 | 0 | 0 | 0 | 0 | 0 | 0 | 0 | 0 | 0 |  | 0 | 0 | 0 | 0 | 0 | 0 | 0 | 0 | 0 | 10.972 | 0 | 0 | 0 | 0 | 0 | 0 |  | 0 | 0 | 0 | 0 | 0 | 0 |  |  | 0 | 0 | 0 | 0 | 0 | 0 | 0 | 0 | 0 | 0 | 10.972 | 0 | 0 | 0 | 0 | 0 | 0 | 0 | 0
PG&E NGBA | East Nicolaus | 115 |  | 0 | 0 | 0 | 0 | 0 | 0 | 0 | 0 | 0 | 0 | 0 | 0 | 0 | 0 | 0 | 0 |  | 0 | 0 | 0 | 0 | 0 | 0 | 0 | 0 | 0 | 0 | 0 | 0 | 0 | 0 | 0 | 0 |  | 0 | 0 | 0 | 0 | 0 | 0 |  |  | 0 | 0 | 0 | 0 | 0 | 0 | 0 | 0 | 0 | 0 | 0 | 0 | 0 | 0 | 0 | 0 | 0 | 0 | 0
PG&E NGBA | East Nicolaus | 60 |  | 0 | 0 | 0 | 0 | 0 | 0 | 0 | 0 | 0 | 0 | 0 | 0 | 0 | 0 | 0 | 0 |  | 0 | 0 | 0 | 0 | 0 | 0 | 0 | 0 | 0 | 0 | 0 | 0 | 0 | 0 | 0 | 0 |  | 0 | 0 | 0 | 0 | 0 | 0 |  |  | 0 | 0 | 0 | 0 | 0 | 0 | 0 | 0 | 0 | 0 | 0 | 0 | 0 | 0 | 0 | 0 | 0 | 0 | 0
PG&E GBA | Eastshore | 115 |  | 0 | 0 | 0 | 0 | 0 | 0 | 0 | 0 | 0 | 0 | 0 | 0 | 0 | 0 | 0 | 0 |  | 0 | 0 | 0 | 0 | 0 | 0 | 0 | 0 | 0 | 0 | 0 | 0 | 0 | 0 | 0 | 0 |  | 0 | 0 | 0 | 0 | 0 | 0 |  |  | 0 | 0 | 0 | 0 | 0 | 0 | 0 | 0 | 0 | 0 | 0 | 0 | 0 | 0 | 0 | 0 | 0 | 0 | 0
PG&E GBA | Eastshore | 230 |  | 0 | 0 | 0 | 0 | 0 | 0 | 0 | 0 | 0 | 0 | 0 | 0 | 0 | 0 | 0 | 0 |  | 0 | 0 | 0 | 0 | 0 | 0 | 0 | 0 | 0 | 0 | 0 | 0 | 0 | 0 | 0 | 0 |  | 0 | 0 | 0 | 0 | 0 | 0 |  |  | 0 | 0 | 0 | 0 | 0 | 0 | 0 | 0 | 0 | 0 | 0 | 0 | 0 | 0 | 0 | 0 | 0 | 0 | 0
SDGE | ECO | 138 |  | 0 | 0 | 0 | 0 | 0 | 0 | 0 | 0 | 0 | 0 | 0 | 0 | 0 | 0 | 0 | 0 |  | 0 | 0 | 0 | 0 | 0 | 0 | 0 | 0 | 0 | 0 | 0 | 0 | 0 | 0 | 0 | 0 |  | 0 | 0 | 0 | 0 | 0 | 0 |  |  | 0 | 0 | 0 | 0 | 0 | 0 | 0 | 0 | 0 | 0 | 0 | 0 | 0 | 0 | 0 | 0 | 0 | 0 | 0
SDGE | ECO | 230 |  | 0 | 0 | 0 | 0 | 0 | 0 | 0 | 0 | 0 | 0 | 0 | 0 | 0 | 0 | 0 | 0 |  | 0 | 0 | 0 | 0 | 0 | 0 | 0 | 0 | 0 | 0 | 0 | 0 | 0 | 0 | 0 | 0 |  | 0 | 0 | 0 | 0 | 0 | 0 |  |  | 0 | 0 | 0 | 0 | 0 | 0 | 0 | 0 | 0 | 0 | 0 | 0 | 0 | 0 | 0 | 0 | 0 | 0 | 0
SDGE | ECO | 500 |  | 0 | 0 | 0 | 0 | 0 | 0 | 0 | 0 | 0 | 0 | 0 | 0 | 0 | 0 | 0 | 0 |  | 0 | 0 | 0 | 0 | 0 | 0 | 0 | 0 | 0 | 0 | 0 | 0 | 0 | 0 | 0 | 0 |  | 0 | 0 | 0 | 0 | 0 | 0 |  |  | 0 | 0 | 0 | 0 | 0 | 0 | 0 | 0 | 0 | 0 | 0 | 0 | 0 | 0 | 0 | 0 | 0 | 0 | 0
PG&E GBA | Edenvale | 115 |  | 0 | 0 | 0 | 0 | 0 | 0 | 0 | 0 | 0 | 0 | 0 | 0 | 0 | 0 | 0 | 0 |  | 0 | 2.724 | 0 | 0 | 0 | 0 | 0 | 2.724 | 0 | 2.724 | 0 | 0 | 0 | 0 | 0 | 2.724 |  | 0 | 0 | 0 | 0 | 0 | 0 |  |  | 0 | 0 | 2.724 | 0 | 0 | 0 | 0 | 0 | 2.724 | 0 | 2.724 | 0 | 0 | 0 | 0 | 0 | 0 | 0 | 2.724
PG&E GBA | Edes | 115 |  | 0 | 0 | 0 | 0 | 0 | 0 | 0 | 0 | 0 | 0 | 0 | 0 | 0 | 0 | 0 | 0 |  | 0 | 1.731 | 0 | 0 | 0 | 0 | 0 | 1.13 | 0 | 5.585 | 0 | 0 | 0 | 0 | 0 | 1.13 |  | 0 | 0 | 0 | 0 | 0 | 0 |  |  | 0 | 0 | 1.731 | 0 | 0 | 0 | 0 | 0 | 1.13 | 0 | 5.585 | 0 | 0 | 0 | 0 | 0 | 0 | 0 | 1.13
PG&E GBA | Eight Mile | 230 |  | 0 | 0 | 0 | 0 | 0 | 0 | 0 | 0 | 0 | 0 | 0 | 0 | 0 | 0 | 0 | 0 |  | 0 | 0 | 0 | 0 | 0 | 0 | 0 | 0 | 0 | 2 | 0 | 0 | 0 | 0 | 0 | 0 |  | 0 | 0 | 0 | 0 | 0 | 0 |  |  | 0 | 0 | 0 | 0 | 0 | 0 | 0 | 0 | 0 | 0 | 2 | 0 | 0 | 0 | 0 | 0 | 0 | 0 | 0
SDGE | El Cajon | 69 |  | 0 | 0 | 0 | 0 | 0 | 0 | 0 | 0 | 1.1 | 0 | 0 | 0 | 0 | 0 | 0 | 0 |  | 0 | 0 | 0 | 0 | 0 | 0 | 0 | 0 | 0 | 0 | 0 | 0 | 0 | 0 | 0 | 0 |  | 0 | 0 | 0 | 0 | 0 | 0 |  |  | 0 | 0 | 0 | 0 | 0 | 0 | 0 | 0 | 0 | 1.1 | 0 | 0 | 0 | 0 | 0 | 0 | 0 | 0 | 0
SCE Eastern | El Casco | 230 |  | 0 | 0 | 0 | 0 | 0 | 0 | 0 | 116.6 | 0 | 0 | 0 | 0 | 0 | 0 | 0 | 311.6 |  | 0 | 0 | 0 | 0 | 0 | 0 | 0 | 0 | 0 | 0 | 0 | 0 | 0 | 0 | 0 | 0 |  | 0 | 0 | 0 | 0 | 0 | 0 |  |  | 0 | 0 | 0 | 0 | 0 | 0 | 0 | 0 | 116.6 | 0 | 0 | 0 | 0 | 0 | 0 | 0 | 0 | 0 | 311.6
PG&E GBA | El Cerrito G | 115 |  | 0 | 0 | 0 | 0 | 0 | 0 | 0 | 0 | 0 | 0 | 0 | 0 | 0 | 0 | 0 | 0 |  | 0 | 6.065 | 0 | 0 | 0 | 0 | 0 | 0 | 0 | 6.065 | 0 | 0 | 0 | 0 | 0 | 0 |  | 0 | 0 | 0 | 0 | 0 | 0 |  |  | 0 | 0 | 6.065 | 0 | 0 | 0 | 0 | 0 | 0 | 0 | 6.065 | 0 | 0 | 0 | 0 | 0 | 0 | 0 | 0
PG&E NGBA | El Dorado PH | 115 |  | 0 | 0 | 0 | 0 | 0 | 0 | 0 | 0 | 0 | 0 | 0 | 0 | 0 | 0 | 0 | 0 |  | 0 | 0 | 0 | 0 | 0 | 0 | 0 | 5.187 | 0 | 0 | 0 | 0 | 0 | 0 | 0 | 5.187 |  | 0 | 0 | 0 | 0 | 0 | 0 |  |  | 0 | 0 | 0 | 0 | 0 | 0 | 0 | 0 | 5.187 | 0 | 0 | 0 | 0 | 0 | 0 | 0 | 0 | 0 | 5.187
PG&E FRESNO | El Nido (PGE) | 115 |  | 0 | 0 | 0 | 0 | 0 | 0 | 0 | 0 | 0 | 0 | 0 | 0 | 0 | 0 | 0 | 0 |  | 0 | 0 | 0 | 0 | 0 | 0 | 0 | 0 | 0 | 0 | 0 | 0 | 0 | 0 | 0 | 0 |  | 0 | 0 | 0 | 0 | 0 | 0 |  |  | 0 | 0 | 0 | 0 | 0 | 0 | 0 | 0 | 0 | 0 | 0 | 0 | 0 | 0 | 0 | 0 | 0 | 0 | 0
SCE Metro | El Nido (SCE) | 230 |  | 0 | 0 | 0 | 0 | 0 | 0 | 0 | 0 | 0 | 0 | 0 | 0 | 0 | 0 | 0 | 0 |  | 0 | 0 | 0 | 0 | 0 | 0 | 0 | 0 | 0 | 0 | 0 | 0 | 0 | 0 | 0 | 0 |  | 0 | 0 | 0 | 0 | 0 | 0 |  |  | 0 | 0 | 0 | 0 | 0 | 0 | 0 | 0 | 0 | 0 | 0 | 0 | 0 | 0 | 0 | 0 | 0 | 0 | 0
PG&E GBA | El Patio | 115 |  | 0 | 0 | 0 | 0 | 0 | 0 | 0 | 0 | 0 | 0 | 0 | 0 | 0 | 0 | 0 | 0 |  | 0 | 1.208 | 0 | 0 | 0 | 0 | 0 | 0.979 | 0 | 1.208 | 0 | 0 | 0 | 0 | 0 | 0.979 |  | 0 | 0 | 0 | 0 | 0 | 0 |  |  | 0 | 0 | 1.208 | 0 | 0 | 0 | 0 | 0 | 0.979 | 0 | 1.208 | 0 | 0 | 0 | 0 | 0 | 0 | 0 | 0.979
SCE Metro | El Segundo | 230 |  | 0 | 0 | 0 | 0 | 0 | 0 | 0 | 0 | 0 | 0 | 0 | 0 | 0 | 0 | 0 | 0 |  | 0 | 0 | 0 | 0 | 0 | 0 | 0 | 0 | 0 | 0 | 0 | 0 | 0 | 0 | 0 | 0 |  | 0 | 0 | 0 | 0 | 0 | 0 |  |  | 0 | 0 | 0 | 0 | 0 | 0 | 0 | 0 | 0 | 0 | 0 | 0 | 0 | 0 | 0 | 0 | 0 | 0 | 0
SCE EOP | Eldorado | 230 |  | 0 | 0 | 0 | 0 | 0 | 0 | 0 | 0 | 0 | 0 | 0 | 0 | 0 | 0 | 0 | 0 |  | 0 | 0 | 0 | 0 | 0 | 0 | 0 | 0 | 0 | 0 | 0 | 0 | 0 | 0 | 0 | 0 |  | 0 | 0 | 0 | 0 | 0 | 0 |  |  | 0 | 0 | 0 | 0 | 0 | 0 | 0 | 0 | 0 | 0 | 0 | 0 | 0 | 0 | 0 | 0 | 0 | 0 | 0
SCE EOP | Eldorado | 500 |  | 0 | 0 | 0 | 0 | 0 | 0 | 0 | 0 | 0 | 0 | 0 | 0 | 0 | 0 | 0 | 0 |  | 0 | 0 | 0 | 0 | 0 | 0 | 0 | 0 | 0 | 0 | 0 | 0 | 0 | 0 | 0 | 0 |  | 0 | 0 | 0 | 0 | 0 | 0 |  |  | 0 | 0 | 0 | 0 | 0 | 0 | 0 | 0 | 0 | 0 | 0 | 0 | 0 | 0 | 0 | 0 | 0 | 0 | 0
SCE Northern | Elizabeth Lake | 66 |  | 0 | 0 | 0 | 0 | 0 | 0 | 0 | 0 | 0 | 0 | 0 | 0 | 0 | 0 | 0 | 0 |  | 0 | 0 | 0 | 0 | 0 | 0 | 0 | 0 | 0 | 0 | 0 | 0 | 0 | 0 | 0 | 0 |  | 0 | 0 | 0 | 0 | 0 | 0 |  |  | 0 | 0 | 0 | 0 | 0 | 0 | 0 | 0 | 0 | 0 | 0 | 0 | 0 |  | 0 | 0 |  | 0 | 0
PG&E KERN | Elk Hills | 230 |  | 0 | 0 | 0 | 0 | 0 | 0 | 0 | 0 | 0 | 0 | 0 | 0 | 0 | 0 | 0 | 0 |  | 0 | 5.4171 | 0 | 0 | 0 | 0 | 0 | 0 | 0 | 5.4171 | 0 | 0 | 0 | 0 | 0 | 0 |  | 0 | 0 | 0 | 0 | 0 | 0 |  |  | 0 | 0 | 5.4171 | 0 | 0 | 0 | 0 | 0 | 0 | 0 | 5.4171 | 0 | 0 |  | 0 | 0 |  | 0 | 0
SDGE | Elliot | 69 |  | 0 | 0 | 0 | 0 | 0 | 0 | 0 | 0 | 0 | 0 | 0 | 0 | 0 | 0 | 0 | 0 |  | 0 | 0 | 0 | 0 | 0 | 0 | 0 | 0 | 0 | 0 | 0 | 0 | 0 | 0 | 0 | 0 |  | 0 | 0 | 0 | 0 | 0 | 0 |  |  | 0 | 0 | 0 | 0 | 0 | 0 | 0 | 0 | 0 | 0 | 0 | 0 | 0 |  | 0 | 0 |  | 0 | 0
SCE Metro | Ellis | 230 |  | 0 | 0 | 0 | 0 | 0 | 0 | 0 | 0 | 0 | 0 | 0 | 0 | 0 | 0 | 0 | 88.63 |  | 0 | 0 | 0 | 0 | 0 | 0 | 0 | 0 | 0 | 0 | 0 | 0 | 0 | 0 | 0 | 0 |  | 0 | 0 | 0 | 0 | 0 | 0 |  |  | 0 | 0 | 0 | 0 | 0 | 0 | 0 | 0 | 0 | 0 | 0 | 0 | 0 |  | 0 | 0 |  | 0 | 88.63
SDGE | Encina | 138 |  | 0 | 0 | 0 | 0 | 0 | 0 | 0 | 0 | 0 | 0 | 0 | 0 | 0 | 0 | 0 | 0 |  | 0 | 0 | 0 | 0 | 0 | 0 | 0 | 0 | 0 | 0 | 0 | 0 | 0 | 0 | 0 | 0 |  | 0 | 0 | 0 | 0 | 0 | 0 |  |  | 0 | 0 | 0 | 0 | 0 | 0 | 0 | 0 | 0 | 0 | 0 | 0 | 0 |  | 0 | 0 |  | 0 | 0
SDGE | Encina | 230 |  | 0 | 0 | 0 | 0 | 0 | 0 | 0 | 0 | 0 | 0 | 0 | 0 | 0 | 0 | 0 | 0 |  | 0 | 0 | 0 | 0 | 0 | 0 | 0 | 0 | 0 | 0 | 0 | 0 | 0 | 0 | 0 | 0 |  | 0 | 0 | 0 | 0 | 0 | 0 |  |  | 0 | 0 | 0 | 0 | 0 | 0 | 0 | 0 | 0 | 0 | 0 | 0 | 0 |  | 0 | 0 |  | 0 | 0
SDGE | Escondido | 230 |  | 0 | 0 | 0 | 0 | 0 | 0 | 0 | 0 | 0 | 0 | 0 | 0 | 0 | 0 | 0 | 0 |  | 0 | 0 | 0 | 0 | 0 | 0 | 0 | 0 | 0 | 0 | 0 | 0 | 0 | 0 | 0 | 0 |  | 0 | 0 | 0 | 0 | 0 | 0 |  |  | 0 | 0 | 0 | 0 | 0 | 0 | 0 | 0 | 0 | 0 | 0 | 0 | 0 |  | 0 | 0 |  | 0 | 0
SDGE | Escondido | 69 |  | 0 | 0 | 0 | 0 | 0 | 0 | 0 | 0 | 0 | 0 | 0 | 0 | 0 | 0 | 0 | 0 |  | 0 | 0 | 0 | 0 | 0 | 0 | 0 | 0 | 0 | 0 | 0 | 0 | 0 | 0 | 0 | 0 |  | 0 | 0 | 0 | 0 | 0 | 0 |  |  | 0 | 0 | 0 | 0 | 0 | 0 | 0 | 0 | 0 | 0 | 0 | 0 | 0 |  | 0 | 0 |  | 0 | 0
PG&E KERN | Estrella | 230 |  | 0 | 0 | 0 | 0 | 0 | 0 | 0 | 0 | 0 | 0 | 0 | 0 | 0 | 0 | 0 | 0 |  | 0 | 0 | 0 | 0 | 0 | 0 | 0 | 0 | 0 | 0 | 0 | 0 | 0 | 0 | 0 | 0 |  | 0 | 0 | 0 | 0 | 0 | 0 |  |  | 0 | 0 | 0 | 0 | 0 | 0 | 0 | 0 | 0 | 0 | 0 | 0 | 0 |  | 0 | 0 |  | 0 | 0
SCE Eastern | Etiwanda | 230 |  | 0 | 0 | 0 | 0 | 0 | 0 | 0 | 133.4 | 0 | 0 | 0 | 0 | 0 | 0 | 0 | 416.54 |  | 0 | 0 | 0 | 0 | 0 | 0 | 0 | 0 | 0 | 0 | 0 | 0 | 0 | 0 | 0 | 0 |  | 0 | 0 | 0 | 0 | 0 | 0 |  |  | 0 | 0 | 0 | 0 | 0 | 0 | 0 | 0 | 133.4 | 0 | 0 | 0 | 0 |  | 0 | 0 |  | 0 | 416.54
PG&E GBA | Evergreen | 115 |  | 0 | 0 | 0 | 0 | 0 | 0 | 0 | 0 | 0 | 0 | 0 | 0 | 0 | 0 | 0 | 0 |  | 0 | 1.653 | 0 | 0 | 0 | 0 | 0 | 0 | 0 | 1.653 | 0 | 0 | 0 | 0 | 0 | 0 |  | 0 | 0 | 0 | 0 | 0 | 0 |  |  | 0 | 0 | 1.653 | 0 | 0 | 0 | 0 | 0 | 0 | 0 | 1.653 | 0 | 0 |  | 0 | 0 |  | 0 | 0
PG&E GBA | Evergreen | 60 |  | 0 | 0 | 0 | 0 | 0 | 0 | 0 | 0 | 0 | 0 | 0 | 0 | 0 | 0 | 0 | 0 |  | 0 | 0 | 0 | 0 | 0 | 0 | 0 | 0 | 0 | 0 | 0 | 0 | 0 | 0 | 0 | 0 |  | 0 | 0 | 0 | 0 | 0 | 0 |  |  | 0 | 0 | 0 | 0 | 0 | 0 | 0 | 0 | 0 | 0 | 0 | 0 | 0 |  | 0 | 0 |  | 0 | 0
PG&E FRESNO | Excelsior | 115 |  | 0 | 0 | 0 | 0 | 0 | 0 | 0 | 0 | 0 | 0 | 0 | 0 | 0 | 0 | 0 | 0 |  | 0 | 0 | 0 | 0 | 0 | 0 | 0 | 0 | 0 | 0 | 0 | 0 | 0 | 0 | 0 | 0 |  | 0 | 0 | 0 | 0 | 0 | 0 |  |  | 0 | 0 | 0 | 0 | 0 | 0 | 0 | 0 | 0 | 0 | 0 | 0 | 0 |  | 0 | 0 |  | 0 | 0
PG&E FRESNO | Exchequer | 115 |  | 0 | 0 | 0 | 0 | 0 | 0 | 0 | 0 | 0 | 0 | 0 | 0 | 0 | 0 | 0 | 0 |  | 0 | 0 | 0 | 0 | 0 | 0 | 0 | 0 | 0 | 0 | 0 | 0 | 0 | 0 | 0 | 0 |  | 0 | 0 | 0 | 0 | 0 | 0 |  |  | 0 | 0 | 0 | 0 | 0 | 0 | 0 | 0 | 0 | 0 | 0 | 0 | 0 |  | 0 | 0 |  | 0 | 0
PG&E KERN | Fairway | 115 |  | 0 | 0 | 0 | 0 | 0 | 0 | 0 | 0 | 0 | 0 | 0 | 0 | 0 | 0 | 0 | 0 |  | 0 | 3.4613 | 0 | 0 | 0 | 0 | 0 | 13.4613 | 0 | 3.4613 | 0 | 0 | 0 | 0 | 0 | 13.4613 |  | 0 | 0 | 0 | 0 | 0 | 0 |  |  | 0 | 0 | 3.4613 | 0 | 0 | 0 | 0 | 0 | 13.4613 | 0 | 3.4613 | 0 | 0 |  | 0 | 0 |  | 0 | 13.4613
PG&E KERN | Famoso | 115 |  | 0 | 0 | 0 | 0 | 0 | 0 | 0 | 0 | 0 | 0 | 0 | 0 | 0 | 0 | 0 | 0 |  | 0 | 14.0085 | 0 | 0 | 0 | 0 | 0 | 5 | 0 | 14.0085 | 0 | 0 | 0 | 0 | 0 | 17.174 |  | 0 | 0 | 0 | 0 | 0 | 0 |  |  | 0 | 0 | 14.0085 | 0 | 0 | 0 | 0 | 0 | 5 | 0 | 14.0085 | 0 | 0 |  | 0 | 0 |  | 0 | 17.174
PG&E NGBA | Fern Road | 500 |  | 0 | 0 | 0 | 0 | 0 | 0 | 0 | 0 | 0 | 0 | 0 | 0 | 0 | 0 | 0 | 0 |  | 0 | 0 | 0 | 0 | 0 | 0 | 0 | 0 | 0 | 0 | 0 | 0 | 0 | 0 | 0 | 0 |  | 0 | 0 | 0 | 0 | 0 | 0 |  |  | 0 | 0 | 0 | 0 | 0 | 0 | 0 | 0 | 0 | 0 | 0 | 0 | 0 |  | 0 | 0 |  | 0 | 0
PG&E GBA | Fibreboard (SPI Sonora) | 115 |  | 0 | 0 | 0 | 0 | 0 | 0 | 0 | 0 | 0 | 0 | 0 | 0 | 0 | 0 | 0 | 0 |  | 0 | 0 | 0 | 0 | 0 | 0 | 0 | 0 | 0 | 0 | 0 | 0 | 0 | 0 | 0 | 0 |  | 0 | 0 | 0 | 0 | 0 | 0 |  |  | 0 | 0 | 0 | 0 | 0 | 0 | 0 | 0 | 0 | 0 | 0 | 0 | 0 |  | 0 | 0 |  | 0 | 0
PG&E FRESNO | Figarden | 230 |  | 0 | 0 | 0 | 0 | 0 | 0 | 0 | 0 | 0 | 0 | 0 | 0 | 0 | 0 | 0 | 0 |  | 0 | 0 | 0 | 0 | 0 | 0 | 0 | 0 | 0 | 0.897 | 0 | 0 | 0 | 0 | 0 | 0 |  | 0 | 0 | 0 | 0 | 0 | 0 |  |  | 0 | 0 | 0 | 0 | 0 | 0 | 0 | 0 | 0 | 0 | 0.897 | 0 | 0 |  | 0 | 0 |  | 0 | 0
PG&E FRESNO | Fink | 230 |  | 0 | 0 | 0 | 0 | 0 | 0 | 0 | 0 | 0 | 0 | 0 | 0 | 0 | 0 | 0 | 0 |  | 0 | 0 | 0 | 0 | 0 | 0 | 0 | 0 | 0 | 0 | 0 | 0 | 0 | 0 | 0 | 0 |  | 0 | 0 | 0 | 0 | 0 | 0 |  |  | 0 | 0 | 0 | 0 | 0 | 0 | 0 | 0 | 0 | 0 | 0 | 0 | 0 |  | 0 | 0 |  | 0 | 0
PG&E NGBA | Fitch Mountain | 60 |  | 0 | 0 | 0 | 0 | 0 | 0 | 0 | 0 | 0 | 0 | 0 | 0 | 0 | 0 | 0 | 0 |  | 0 | 0 | 0 | 0 | 0 | 0 | 0 | 0 | 0 | 0 | 0 | 0 | 0 | 0 | 0 | 0 |  | 0 | 0 | 0 | 0 | 0 | 0 |  |  | 0 | 0 | 0 | 0 | 0 | 0 | 0 | 0 | 0 | 0 | 0 | 0 | 0 |  | 0 | 0 |  | 0 | 0
PG&E GBA | FMC | 115 |  | 0 | 0 | 0 | 0 | 0 | 0 | 0 | 0 | 0 | 0 | 0 | 0 | 0 | 0 | 0 | 0 |  | 0 | 0.195 | 0 | 0 | 0 | 0 | 0 | 0 | 0 | 0.195 | 0 | 0 | 0 | 0 | 0 | 0 |  | 0 | 0 | 0 | 0 | 0 | 0 |  |  | 0 | 0 | 0.195 | 0 | 0 | 0 | 0 | 0 | 0 | 0 | 0.195 | 0 | 0 |  | 0 | 0 |  | 0 | 0
PG&E GBA | Fremont | 115 |  | 0 | 0 | 0 | 0 | 0 | 0 | 0 | 0 | 0 | 0 | 0 | 0 | 0 | 0 | 0 | 0 |  | 0 | 0 | 0 | 0 | 0 | 0 | 0 | 0 | 0 | 0 | 0 | 0 | 0 | 0 | 0 | 0 |  | 0 | 0 | 0 | 0 | 0 | 0 |  |  | 0 | 0 | 0 | 0 | 0 | 0 | 0 | 0 | 0 | 0 | 0 | 0 | 0 |  | 0 | 0 |  | 0 | 0
PG&E GBA | French Camp | 60 |  | 0 | 0 | 0 | 0 | 0 | 0 | 0 | 0 | 0 | 0 | 0 | 0 | 0 | 0 | 0 | 0 |  | 0 | 3.816 | 0 | 0 | 0 | 0 | 0 | 0 | 0 | 5.16 | 0 | 0 | 0 | 0 | 0 | 0 |  | 0 | 0 | 0 | 0 | 0 | 0 |  |  | 0 | 0 | 3.816 | 0 | 0 | 0 | 0 | 0 | 0 | 0 | 5.16 | 0 | 0 |  | 0 | 0 |  | 0 | 0
PG&E GBA | Frogtown | 115 |  | 0 | 0 | 0 | 0 | 0 | 0 | 0 | 0 | 0 | 0 | 0 | 0 | 0 | 0 | 0 | 0 |  | 0 | 0 | 0 | 0 | 0 | 0 | 0 | 0 | 0 | 0 | 0 | 0 | 0 | 0 | 0 | 0 |  | 0 | 0 | 0 | 0 | 0 | 0 |  |  | 0 | 0 | 0 | 0 | 0 | 0 | 0 | 0 | 0 | 0 | 0 | 0 | 0 |  | 0 | 0 |  | 0 | 0
PG&E NGBA | Fulton | 115 |  | 0 | 0 | 0 | 0 | 0 | 0 | 0 | 0 | 0 | 0 | 0 | 0 | 0 | 0 | 0 | 0 |  | 0 | 0 | 0 | 0 | 0 | 0 | 0 | 0 | 0 | 0 | 0 | 0 | 0 | 0 | 0 | 0 |  | 0 | 0 | 0 | 0 | 0 | 0 |  |  | 0 | 0 | 0 | 0 | 0 | 0 | 0 | 0 | 0 | 0 | 0 | 0 | 0 |  | 0 | 0 |  | 0 | 0
PG&E NGBA | Fulton | 230 |  | 0 | 0 | 0 | 0 | 0 | 0 | 0 | 0 | 0 | 0 | 0 | 0 | 0 | 0 | 0 | 0 |  | 0 | 0 | 0 | 0 | 0 | 0 | 0 | 0 | 0 | 0.6 | 0 | 0 | 0 | 0 | 0 | 0 |  | 0 | 0 | 0 | 0 | 0 | 0 |  |  | 0 | 0 | 0 | 0 | 0 | 0 | 0 | 0 | 0 | 0 | 0.6 | 0 | 0 |  | 0 | 0 |  | 0 | 0
PG&E NGBA | Fulton | 60 |  | 0 | 0 | 0 | 0 | 0 | 0 | 0 | 0 | 0 | 0 | 0 | 0 | 0 | 0 | 0 | 0 |  | 0 | 0 | 0 | 0 | 0 | 0 | 0 | 0 | 0 | 0 | 0 | 0 | 0 | 0 | 0 | 0 |  | 0 | 0 | 0 | 0 | 0 | 0 |  |  | 0 | 0 | 0 | 0 | 0 | 0 | 0 | 0 | 0 | 0 | 0 | 0 | 0 |  | 0 | 0 |  | 0 | 0
PG&E KERN | Ganso | 115 |  | 0 | 0 | 0 | 0 | 0 | 0 | 0 | 0 | 0 | 0 | 0 | 0 | 0 | 0 | 0 | 0 |  | 0 | 1.5 | 0 | 0 | 0 | 0 | 0 | 0 | 0 | 1.5 | 0 | 0 | 0 | 0 | 0 | 0 |  | 0 | 0 | 0 | 0 | 0 | 0 |  |  | 0 | 0 | 1.5 | 0 | 0 | 0 | 0 | 0 | 0 | 0 | 1.5 | 0 | 0 |  | 0 | 0 |  | 0 | 0
PG&E FRESNO | Gates | 230 |  | 0 | 0 | 0 | 0 | 0 | 0 | 0 | 0 | 0 | 0 | 0 | 0 | 0 | 0 | 0 | 0 |  | 0 | 0 | 0 | 0 | 0 | 0 | 0 | 0 | 0 | 0 | 0 | 0 | 0 | 0 | 0 | 0 |  | 0 | 0 | 0 | 0 | 0 | 0 |  |  | 0 | 0 | 0 | 0 | 0 | 0 | 0 | 0 | 0 | 0 | 0 | 0 | 0 |  | 0 | 0 |  | 0 | 0
PG&E FRESNO | Gates | 500 |  | 0 | 0 | 0 | 0 | 0 | 0 | 0 | 0 | 0 | 0 | 0 | 0 | 0 | 0 | 0 | 0 |  | 0 | 5.25 | 0 | 0 | 0 | 0 | 0 | 0 | 0 | 5.25 | 0 | 0 | 0 | 0 | 0 | 0 |  | 0 | 0 | 0 | 0 | 0 | 0 |  |  | 0 | 0 | 5.25 | 0 | 0 | 0 | 0 | 0 | 0 | 0 | 5.25 | 0 | 0 |  | 0 | 0 |  | 0 | 0
PG&E NGBA | Geysers 12 | 230 |  | 0 | 0 | 0 | 0 | 0 | 0 | 0 | 0 | 0 | 0 | 0 | 0 | 0 | 0 | 0 | 0 |  | 0 | 0 | 0 | 0 | 0 | 0 | 0 | 0 | 0 | 0 | 0 | 0 | 0 | 0 | 0 | 0 |  | 0 | 0 | 0 | 0 | 0 | 0 |  |  | 0 | 0 | 0 | 0 | 0 | 0 | 0 | 0 | 0 | 0 | 0 | 0 | 0 |  | 0 | 0 |  | 0 | 0
PG&E NGBA | Geysers 17 | 230 |  | 0 | 0 | 0 | 0 | 0 | 0 | 0 | 0 | 0 | 0 | 0 | 0 | 0 | 0 | 0 | 0 |  | 0 | 0 | 0 | 0 | 0 | 0 | 0 | 0 | 0 | 0 | 0 | 0 | 0 | 0 | 0 | 0 |  | 0 | 0 | 0 | 0 | 0 | 0 |  |  | 0 | 0 | 0 | 0 | 0 | 0 | 0 | 0 | 0 | 0 | 0 | 0 | 0 |  | 0 | 0 |  | 0 | 0
PG&E NGBA | Geysers 3 | 115 |  | 0 | 0 | 0 | 0 | 0 | 0 | 0 | 0 | 0 | 0 | 0 | 0 | 0 | 0 | 0 | 0 |  | 0 | 0 | 0 | 0 | 0 | 0 | 0 | 0 | 0 | 0 | 0 | 0 | 0 | 0 | 0 | 0 |  | 0 | 0 | 0 | 0 | 0 | 0 |  |  | 0 | 0 | 0 | 0 | 0 | 0 | 0 | 0 | 0 | 0 | 0 | 0 | 0 |  | 0 | 0 |  | 0 | 0
PG&E NGBA | Glenn | 230 |  | 0 | 0 | 0 | 0 | 0 | 0 | 0 | 0 | 0 | 0 | 0 | 0 | 0 | 0 | 0 | 0 |  | 0 | 0 | 0 | 0 | 0 | 0 | 0 | 0 | 0 | 0 | 0 | 0 | 0 | 0 | 0 | 0 |  | 95 | 0 | 0 | 0 | 0 | 0 |  |  | 0 | 0 | 0 | 0 | 0 | 0 | 0 | 0 | 0 | 0 | 95 | 0 | 0 |  | 0 | 0 |  | 0 | 0
PG&E NGBA | Glenn | 60 |  | 0 | 0 | 0 | 0 | 0 | 0 | 0 | 0 | 0 | 0 | 0 | 0 | 0 | 0 | 0 | 0 |  | 0 | 0 | 0 | 0 | 0 | 0 | 0 | 0 | 0 | 0 | 0 | 0 | 0 | 0 | 0 | 0 |  | 0 | 0 | 0 | 0 | 0 | 0 |  |  | 0 | 0 | 0 | 0 | 0 | 0 | 0 | 0 | 0 | 0 | 0 | 0 | 0 |  | 0 | 0 |  | 0 | 0
PG&E NGBA | Gold Hill | 115 |  | 0 | 0 | 0 | 0 | 0 | 0 | 0 | 0 | 0 | 0 | 0 | 0 | 0 | 0 | 0 | 0 |  | 0 | 0 | 0 | 0 | 0 | 0 | 0 | 0 | 0 | 0 | 0 | 0 | 0 | 0 | 0 | 0 |  | 0 | 0 | 0 | 0 | 0 | 0 |  |  | 0 | 0 | 0 | 0 | 0 | 0 | 0 | 0 | 0 | 0 | 0 | 0 | 0 |  | 0 | 0 |  | 0 | 0
PG&E NGBA | Gold Hill | 230 |  | 0 | 0 | 0 | 0 | 0 | 0 | 0 | 0 | 0 | 0 | 0 | 0 | 0 | 0 | 0 | 0 |  | 0 | 0 | 0 | 0 | 0 | 0 | 0 | 0 | 0 | 0 | 0 | 0 | 0 | 0 | 0 | 0 |  | 0 | 0 | 0 | 0 | 0 | 0 |  |  | 0 | 0 | 0 | 0 | 0 | 0 | 0 | 0 | 0 | 0 | 0 | 0 | 0 |  | 0 | 0 |  | 0 | 0
SCE Northern | Goleta | 230 |  | 0 | 0.44 | 0 | 0 | 0 | 0 | 0 | 50 | 0 | 0.44 | 0 | 0 | 0 | 0 | 0 | 173.085 |  | 0 | 0 | 0 | 0 | 0 | 0 | 0 | 0 | 0 | 0 | 0 | 0 | 0 | 0 | 0 | 0 |  | 0 | 0 | 0 | 0 | 0 | 0 |  |  | 0 | 0 | 0.44 | 0 | 0 | 0 | 0 | 0 | 50 | 0 | 0.44 | 0 | 0 |  | 0 | 0 |  | 0 | 173.085
SCE Metro | Goodrich | 230 |  | 0 | 0 | 0 | 0 | 0 | 0 | 0 | 0 | 0 | 0 | 0 | 0 | 0 | 0 | 0 | 0 |  | 0 | 0 | 0 | 0 | 0 | 0 | 0 | 0 | 0 | 0 | 0 | 0 | 0 | 0 | 0 | 0 |  | 0 | 0 | 0 | 0 | 0 | 0 |  |  | 0 | 0 | 0 | 0 | 0 | 0 | 0 | 0 | 0 | 0 | 0 | 0 | 0 |  | 0 | 0 |  | 0 | 0
PG&E KERN | Goose Lake | 115 |  | 0 | 0 | 0 | 0 | 0 | 0 | 0 | 0 | 0 | 0 | 0 | 0 | 0 | 0 | 0 | 0 |  | 0 | 6.6847 | 0 | 0 | 0 | 0 | 0 | 3.21 | 0 | 28.3397 | 0 | 0 | 0 | 0 | 0 | 3.21 |  | 0 | 0 | 0 | 0 | 0 | 0 |  |  | 0 | 0 | 6.6847 | 0 | 0 | 0 | 0 | 0 | 3.21 | 0 | 28.3397 | 0 | 0 |  | 0 | 0 |  | 0 | 3.21
SCE Metro | Gould | 230 |  | 0 | 0 | 0 | 0 | 0 | 0 | 0 | 0 | 0 | 0 | 0 | 0 | 0 | 0 | 0 | 0 |  | 0 | 0 | 0 | 0 | 0 | 0 | 0 | 0 | 0 | 0 | 0 | 0 | 0 | 0 | 0 | 0 |  | 0 | 0 | 0 | 0 | 0 | 0 |  |  | 0 | 0 | 0 | 0 | 0 | 0 | 0 | 0 | 0 | 0 | 0 | 0 | 0 |  | 0 | 0 |  | 0 | 0
PG&E NGBA | Grand Island | 115 |  | 0 | 0 | 0 | 0 | 0 | 0 | 0 | 0 | 0 | 0 | 0 | 0 | 0 | 0 | 0 | 0 |  | 0 | 2.7306 | 0 | 0 | 0 | 0 | 0 | 0 | 0 | 2.7306 | 0 | 0 | 0 | 0 | 0 | 0 |  | 0 | 0 | 0 | 0 | 0 | 0 |  |  | 0 | 0 | 2.7306 | 0 | 0 | 0 | 0 | 0 | 0 | 0 | 2.7306 | 0 | 0 |  | 0 | 0 |  | 0 | 0
SDGE | Granite | 69 |  | 0 | 0 | 0 | 0 | 0 | 0 | 0 | 0 | 0 | 0 | 0 | 0 | 0 | 0 | 0 | 0 |  | 0 | 0 | 0 | 0 | 0 | 0 | 0 | 0 | 0 | 0 | 0 | 0 | 0 | 0 | 0 | 0 |  | 0 | 0 | 0 | 0 | 0 | 0 |  |  | 0 | 0 | 0 | 0 | 0 | 0 | 0 | 0 | 0 | 0 | 0 | 0 | 0 |  | 0 | 0 |  | 0 | 0
PG&E GBA | Grant | 115 |  | 0 | 0 | 0 | 0 | 0 | 0 | 0 | 0 | 0 | 0 | 0 | 0 | 0 | 0 | 0 | 0 |  | 0 | 0.604 | 0 | 0 | 0 | 0 | 0 | 0 | 0 | 0.604 | 0 | 0 | 0 | 0 | 0 | 0 |  | 0 | 0 | 0 | 0 | 0 | 0 |  |  | 0 | 0 | 0.604 | 0 | 0 | 0 | 0 | 0 | 0 | 0 | 0.604 | 0 | 0 |  | 0 | 0 |  | 0 | 0
PG&E GBA | Green Valley | 115 |  | 0 | 0 | 0 | 0 | 0 | 0 | 0 | 0 | 0 | 0 | 0 | 0 | 0 | 0 | 0 | 0 |  | 0 | 0 | 0 | 0 | 0 | 0 | 0 | 0.75 | 0 | 0 | 0 | 0 | 0 | 0 | 0 | 0.75 |  | 0 | 0 | 0 | 0 | 0 | 0 |  |  | 0 | 0 | 0 | 0 | 0 | 0 | 0 | 0 | 0.75 | 0 | 0 | 0 | 0 |  | 0 | 0 |  | 0 | 0.75
PG&E NGBA | Greenleaf 1 | 115 |  | 0 | 0 | 0 | 0 | 0 | 0 | 0 | 0 | 0 | 0 | 0 | 0 | 0 | 0 | 0 | 0 |  | 0 | 0 | 0 | 0 | 0 | 0 | 0 | 0 | 0 | 0 | 0 | 0 | 0 | 0 | 0 | 0 |  | 0 | 0 | 0 | 0 | 0 | 0 |  |  | 0 | 0 | 0 | 0 | 0 | 0 | 0 | 0 | 0 | 0 | 0 | 0 | 0 |  | 0 | 0 |  | 0 | 0
PG&E FRESNO | Gregg | 230 |  | 0 | 0 | 0 | 0 | 0 | 0 | 0 | 0 | 0 | 0 | 0 | 0 | 0 | 0 | 0 | 0 |  | 0 | 0 | 0 | 0 | 0 | 0 | 0 | 0 | 0 | 0 | 0 | 0 | 0 | 0 | 0 | 0 |  | 0 | 0 | 0 | 0 | 0 | 0 |  |  | 0 | 0 | 0 | 0 | 0 | 0 | 0 | 0 | 0 | 0 | 0 | 0 | 0 |  | 0 | 0 |  | 0 | 0
PG&E FRESNO | Grimmway-Malaga | 115 |  | 0 | 0 | 0 | 0 | 0 | 0 | 0 | 0 | 0 | 0 | 0 | 0 | 0 | 0 | 0 | 0 |  | 0 | 0 | 0 | 0 | 0 | 0 | 0 | 0 | 0 | 0 | 0 | 0 | 0 | 0 | 0 | 0 |  | 0 | 0 | 0 | 0 | 0 | 0 |  |  | 0 | 0 | 0 | 0 | 0 | 0 | 0 | 0 | 0 | 0 | 0 | 0 | 0 |  | 0 | 0 |  | 0 | 0
PG&E NGBA | Grizzly | 230 |  | 0 | 0 | 0 | 0 | 0 | 0 | 0 | 0 | 0 | 0 | 0 | 0 | 0 | 0 | 0 | 0 |  | 0 | 0 | 0 | 0 | 0 | 0 | 0 | 0 | 0 | 0 | 0 | 0 | 0 | 0 | 0 | 0 |  | 0 | 0 | 0 | 0 | 0 | 0 |  |  | 0 | 0 | 0 | 0 | 0 | 0 | 0 | 0 | 0 | 0 | 0 | 0 | 0 |  | 0 | 0 |  | 0 | 0
PG&E FRESNO | Guernsey | 70 |  | 0 | 0 | 0 | 0 | 0 | 0 | 0 | 0 | 0 | 0 | 0 | 0 | 0 | 0 | 0 | 0 |  | 0 | 7.575 | 0 | 0 | 0 | 0 | 0 | 2.196 | 0 | 22.054 | 0 | 0 | 0 | 0 | 0 | 2.196 |  | 0 | 0 | 0 | 0 | 0 | 0 |  |  | 0 | 0 | 7.575 | 0 | 0 | 0 | 0 | 0 | 2.196 | 0 | 22.054 | 0 | 0 |  | 0 | 0 |  | 0 | 2.196
PG&E FRESNO | GWF Hanford | 115 |  | 0 | 0 | 0 | 0 | 0 | 0 | 0 | 0 | 0 | 0 | 0 | 0 | 0 | 0 | 0 | 0 |  | 0 | 0 | 0 | 0 | 0 | 0 | 0 | 0 | 0 | 0 | 0 | 0 | 0 | 0 | 0 | 0 |  | 0 | 0 | 0 | 0 | 0 | 0 |  |  | 0 | 0 | 0 | 0 | 0 | 0 | 0 | 0 | 0 | 0 | 0 | 0 | 0 |  | 0 | 0 |  | 0 | 0
PG&E FRESNO | Haas | 230 |  | 0 | 0 | 0 | 0 | 0 | 0 | 0 | 0 | 0 | 0 | 0 | 0 | 0 | 0 | 0 | 0 |  | 0 | 0 | 0 | 0 | 0 | 0 | 0 | 0 | 0 | 0 | 0 | 0 | 0 | 0 | 0 | 0 |  | 0 | 0 | 0 | 0 | 0 | 0 |  |  | 0 | 0 | 0 | 0 | 0 | 0 | 0 | 0 | 0 | 0 | 0 | 0 | 0 |  | 0 | 0 |  | 0 | 0
PG&E FRESNO | Hammonds | 115 |  | 0 | 0 | 0 | 0 | 0 | 0 | 0 | 0 | 0 | 0 | 0 | 0 | 0 | 0 | 0 | 0 |  | 0 | 0 | 0 | 0 | 0 | 0 | 0 | 0 | 0 | 0 | 0 | 0 | 0 | 0 | 0 | 0 |  | 0 | 0 | 0 | 0 | 0 | 0 |  |  | 0 | 0 | 0 | 0 | 0 | 0 | 0 | 0 | 0 | 0 | 0 | 0 | 0 |  | 0 | 0 |  | 0 | 0
SCE Metro | HarborGen | 230 |  | 0 | 0 | 0 | 0 | 0 | 0 | 0 | 0 | 0 | 0 | 0 | 0 | 0 | 0 | 0 | 0 |  | 0 | 0 | 0 | 0 | 0 | 0 | 0 | 0 | 0 | 0 | 0 | 0 | 0 | 0 | 0 | 0 |  | 0 | 0 | 0 | 0 | 0 | 0 |  |  | 0 | 0 | 0 | 0 | 0 | 0 | 0 | 0 | 0 | 0 | 0 | 0 | 0 |  | 0 | 0 |  | 0 | 0
PG&E NGBA | Harris | 60 |  | 0 | 0 | 0 | 0 | 0 | 0 | 0 | 0 | 0 | 0 | 0 | 0 | 0 | 0 | 0 | 0 |  | 0 | 0 | 0 | 0 | 0 | 0 | 0 | 0 | 0 | 0 | 0 | 0 | 0 | 0 | 0 | 0 |  | 0 | 0 | 0 | 0 | 0 | 0 |  |  | 0 | 0 | 0 | 0 | 0 | 0 | 0 | 0 | 0 | 0 | 0 | 0 | 0 |  | 0 | 0 |  | 0 | 0
SCE EOP | Harry Allen | 500 |  | 0 | 0 | 0 | 0 | 0 | 0 | 0 | 0 | 0 | 0 | 0 | 0 | 0 | 0 | 0 | 0 |  | 0 | 0 | 0 | 0 | 0 | 0 | 0 | 0 | 0 | 0 | 0 | 0 | 0 | 0 | 0 | 0 |  | 0 | 0 | 0 | 0 | 0 | 0 |  |  | 0 | 0 | 0 | 0 | 0 | 0 | 0 | 0 | 0 | 0 | 0 | 0 | 0 | 0 | 0 | 0 | 0 | 0 | 0
PG&E NGBA | Hartley | 60 |  | 0 | 0 | 0 | 0 | 0 | 0 | 0 | 0 | 0 | 0 | 0 | 0 | 0 | 0 | 0 | 0 |  | 0 | 0 | 0 | 0 | 0 | 0 | 0 | 0 | 0 | 12 | 0 | 0 | 0 | 0 | 0 | 0 |  | 0 | 0 | 0 | 0 | 0 | 0 |  |  | 0 | 0 | 0 | 0 | 0 | 0 | 0 | 0 | 0 | 0 | 12 | 0 | 0 |  | 0 | 0 |  | 0 | 0
SCE NOL | Harvard | 115 |  | 0 | 0 | 0 | 0 | 0 | 0 | 0 | 0 | 0 | 0 | 0 | 0 | 0 | 0 | 0 | 0 |  | 0 | 0 | 0 | 0 | 0 | 0 | 0 | 0 | 0 | 0 | 0 | 0 | 0 | 0 | 0 | 0 |  | 0 | 0 | 0 | 0 | 0 | 0 |  |  | 0 | 0 | 0 | 0 | 0 | 0 | 0 | 0 | 0 | 0 | 0 | 0 | 0 |  | 0 | 0 |  | 0 | 0
SDGE | Hassayampa | 500 |  | 0 | 0 | 0 | 0 | 0 | 0 | 0 | 0 | 0 | 0 | 0 | 0 | 0 | 0 | 0 | 0 |  | 0 | 0 | 0 | 0 | 0 | 0 | 0 | 0 | 0 | 0 | 0 | 0 | 0 | 0 | 0 | 0 |  | 5 | 0 | 0 | 0 | 0 | 0 |  |  | 0 | 0 | 0 | 0 | 0 | 0 | 0 | 0 | 0 | 0 | 5 | 0 | 0 |  | 0 | 0 |  | 0 | 0
PG&E FRESNO | Helm | 230 |  | 0 | 0 | 0 | 0 | 0 | 0 | 0 | 0 | 0 | 0 | 0 | 0 | 0 | 0 | 0 | 0 |  | 0 | 0 | 0 | 0 | 0 | 0 | 0 | 0 | 0 | 0 | 0 | 0 | 0 | 0 | 0 | 0 |  | 0 | 0 | 0 | 0 | 0 | 0 |  |  | 0 | 0 | 0 | 0 | 0 | 0 | 0 | 0 | 0 | 0 | 0 | 0 | 0 |  | 0 | 0 |  | 0 | 0
PG&E FRESNO | Helm | 70 |  | 0 | 0 | 0 | 0 | 0 | 0 | 0 | 0 | 0 | 0 | 0 | 0 | 0 | 0 | 0 | 0 |  | 0 | 0 | 0 | 0 | 0 | 0 | 0 | 0 | 0 | 0 | 0 | 0 | 0 | 0 | 0 | 0 |  | 0 | 0 | 0 | 0 | 0 | 0 |  |  | 0 | 0 | 0 | 0 | 0 | 0 | 0 | 0 | 0 | 0 | 0 | 0 | 0 |  | 0 | 0 |  | 0 | 0
PG&E FRESNO | Henrietta | 115 |  | 0 | 0 | 0 | 0 | 0 | 0 | 0 | 0 | 0 | 0 | 0 | 0 | 0 | 0 | 0 | 0 |  | 0 | 0 | 0 | 0 | 0 | 0 | 0 | 0 | 0 | 0 | 0 | 0 | 0 | 0 | 0 | 0 |  | 0 | 0 | 0 | 0 | 0 | 0 |  |  | 100 | 0 | 0 | 0 | 0 | 0 | 0 | 0 | 0 | 0 | 0 | 0 | 0 |  | 0 | 0 |  | 0 | 100
PG&E FRESNO | Henrietta | 230 |  | 0 | 0 | 0 | 0 | 0 | 0 | 0 | 0 | 0 | 0 | 0 | 0 | 0 | 0 | 0 | 0 |  | 0 | 3 | 0 | 0 | 0 | 0 | 0 | 0 | 0 | 3 | 0 | 0 | 0 | 0 | 0 | 0 |  | 0 | 0 | 0 | 0 | 0 | 0 |  |  | 0 | 0 | 3 | 0 | 0 | 0 | 0 | 0 | 0 | 0 | 3 | 0 | 0 |  | 0 | 0 |  | 0 | 0
PG&E FRESNO | Henrietta | 70 |  | 0 | 0 | 0 | 0 | 0 | 0 | 0 | 0 | 0 | 0 | 0 | 0 | 0 | 0 | 0 | 0 |  | 0 | 0 | 0 | 0 | 0 | 0 | 0 | 0 | 0 | 0 | 0 | 0 | 0 | 0 | 0 | 0 |  | 0 | 0 | 0 | 0 | 0 | 0 |  |  | 0 | 0 | 0 | 0 | 0 | 0 | 0 | 0 | 0 | 0 | 0 | 0 | 0 |  | 0 | 0 |  | 0 | 0
PG&E FRESNO | Herndon | 115 |  | 0 | 0 | 0 | 0 | 0 | 0 | 0 | 0 | 0 | 0 | 0 | 0 | 0 | 0 | 0 | 0 |  | 0 | 0 | 0 | 0 | 0 | 0 | 0 | 0 | 0 | 0 | 0 | 0 | 0 | 0 | 0 | 0 |  | 0 | 0 | 0 | 0 | 0 | 0 |  |  | 0 | 0 | 0 | 0 | 0 | 0 | 0 | 0 | 0 | 0 | 0 | 0 | 0 |  | 0 | 0 |  | 0 | 0
PG&E FRESNO | Herndon | 230 |  | 0 | 0 | 0 | 0 | 0 | 0 | 0 | 0 | 0 | 0 | 0 | 0 | 0 | 0 | 0 | 0 |  | 0 | 0 | 0 | 0 | 0 | 0 | 0 | 0 | 0 | 0 | 0 | 0 | 0 | 0 | 0 | 0 |  | 0 | 0 | 0 | 0 | 0 | 0 |  |  | 0 | 0 | 0 | 0 | 0 | 0 | 0 | 0 | 0 | 0 | 0 | 0 | 0 |  | 0 | 0 |  | 0 | 0
PG&E GBA | Hicks | 230 |  | 0 | 0 | 0 | 0 | 0 | 0 | 0 | 0 | 0 | 0 | 0 | 0 | 0 | 0 | 0 | 0 |  | 0 | 0 | 0 | 0 | 0 | 0 | 0 | 0 | 0 | 0 | 0 | 0 | 0 | 0 | 0 | 0 |  | 0 | 0 | 0 | 0 | 0 | 0 |  |  | 0 | 0 | 0 | 0 | 0 | 0 | 0 | 0 | 0 | 0 | 0 | 0 | 0 |  | 0 | 0 |  | 0 | 0
PG&E NGBA | Higgins | 115 |  | 0 | 0 | 0 | 0 | 0 | 0 | 0 | 0 | 0 | 0 | 0 | 0 | 0 | 0 | 0 | 0 |  | 0 | 0 | 0 | 0 | 0 | 0 | 0 | 0.14 | 0 | 20 | 0 | 0 | 0 | 0 | 0 | 0.14 |  | 0 | 0 | 0 | 0 | 0 | 0 |  |  | 0 | 0 | 0 | 0 | 0 | 0 | 0 | 0 | 0.14 | 0 | 20 | 0 | 0 |  | 0 | 0 |  | 0 | 0.14
PG&E NGBA | Hilltop | 345 |  | 0 | 0 | 0 | 0 | 0 | 0 | 0 | 0 | 0 | 0 | 0 | 0 | 0 | 0 | 0 | 0 |  | 0 | 0 | 0 | 0 | 0 | 0 | 0 | 0 | 0 | 0 | 0 | 0 | 0 | 0 | 0 | 0 |  | 0 | 0 | 0 | 0 | 0 | 0 |  |  | 0 | 0 | 0 | 0 | 0 | 0 | 0 | 0 | 0 | 0 | 0 | 0 | 0 |  | 0 | 0 |  | 0 | 0
SCE Metro | Hinson | 230 |  | 0 | 2.96 | 0 | 0 | 0 | 0 | 0 | 0 | 0 | 2.96 | 0 | 0 | 0 | 0 | 0 | 350.078 |  | 0 | 0 | 0 | 0 | 0 | 0 | 0 | 0 | 0 | 0 | 0 | 0 | 0 | 0 | 0 | 0 |  | 0 | 0 | 0 | 0 | 0 | 0 |  |  | 0 | 0 | 2.96 | 0 | 0 | 0 | 0 | 0 | 0 | 0 | 2.96 | 0 | 0 |  | 0 | 0 |  | 0 | 350.078
PG&E GBA | Hollister | 115 |  | 0 | 0 | 0 | 0 | 0 | 0 | 0 | 0 | 0 | 0 | 0 | 0 | 0 | 0 | 0 | 0 |  | 0 | 0 | 0 | 0 | 0 | 0 | 0 | 13.0625 | 0 | 0 | 0 | 0 | 0 | 0 | 0 | 13.0625 |  | 0 | 0 | 0 | 0 | 0 | 0 |  |  | 0 | 0 | 0 | 0 | 0 | 0 | 0 | 0 | 13.0625 | 0 | 0 | 0 | 0 |  | 0 | 0 |  | 0 | 13.0625
PG&E NGBA | Homestake | 115 |  | 0 | 0 | 0 | 0 | 0 | 0 | 0 | 0 | 0 | 0 | 0 | 0 | 0 | 0 | 0 | 0 |  | 0 | 0 | 0 | 0 | 0 | 0 | 0 | 0 | 0 | 0 | 0 | 0 | 0 | 0 | 0 | 0 |  | 0 | 0 | 0 | 0 | 0 | 0 |  |  | 0 | 0 | 0 | 0 | 0 | 0 | 0 | 0 | 0 | 0 | 0 | 0 | 0 |  | 0 | 0 |  | 0 | 0
PG&E NGBA | Honcut | 115 |  | 0 | 0 | 0 | 0 | 0 | 0 | 0 | 0 | 0 | 0 | 0 | 0 | 0 | 0 | 0 | 0 |  | 0 | 0 | 0 | 0 | 0 | 0 | 0 | 0 | 0 | 0 | 0 | 0 | 0 | 0 | 0 | 0.03 |  | 0 | 0 | 0 | 0 | 0 | 0 |  |  | 0 | 0 | 0 | 0 | 0 | 0 | 0 | 0 | 0 | 0 | 0 | 0 | 0 |  | 0 | 0 |  | 0 | 0.03
SDGE | Hoodoo Wash | 500 |  | 0 | 0 | 0 | 0 | 0 | 0 | 0 | 0 | 0 | 0 | 0 | 0 | 0 | 0 | 0 | 0 |  | 0 | 0 | 0 | 0 | 0 | 0 | 0 | 0 | 0 | 0 | 0 | 0 | 0 | 0 | 0 | 0 |  | 1750 | 0 | 0 | 0 | 0 | 0 |  |  | 0 | 0 | 0 | 0 | 0 | 0 | 0 | 0 | 0 | 0 | 1750 | 0 | 0 |  | 0 | 0 |  | 0 | 0
PG&E NGBA | Hopland | 115 |  | 0 | 0 | 0 | 0 | 0 | 0 | 0 | 0 | 0 | 0 | 0 | 0 | 0 | 0 | 0 | 0 |  | 0 | 0.72 | 0 | 0 | 0 | 0 | 0 | 0 | 0 | 0.72 | 0 | 0 | 0 | 0 | 0 | 12.665 |  | 0 | 0 | 0 | 0 | 0 | 0 |  |  | 0 | 0 | 0.72 | 0 | 0 | 0 | 0 | 0 | 0 | 0 | 0.72 | 0 | 0 |  | 0 | 0 |  | 0 | 12.665
PG&E NGBA | Hopland | 60 |  | 0 | 0 | 0 | 0 | 0 | 0 | 0 | 0 | 0 | 0 | 0 | 0 | 0 | 0 | 0 | 0 |  | 0 | 0 | 0 | 0 | 0 | 0 | 0 | 0 | 0 | 0 | 0 | 0 | 0 | 0 | 0 | 0 |  | 0 | 0 | 0 | 0 | 0 | 0 |  |  | 0 | 0 | 0 | 0 | 0 | 0 | 0 | 0 | 0 | 0 | 0 | 0 | 0 |  | 0 | 0 |  | 0 | 0
PG&E NGBA | Humboldt | 115 |  | 0 | 0 | 0 | 0 | 0 | 0 | 0 | 0 | 0 | 0 | 0 | 0 | 0 | 0 | 0 | 0 |  | 0 | 0 | 0 | 0 | 0 | 0 | 0 | 0 | 0 | 0 | 0 | 0 | 0 | 0 | 0 | 0 |  | 0 | 0 | 0 | 0 | 0 | 0 |  |  | 0 | 0 | 0 | 0 | 0 | 0 | 0 | 0 | 0 | 0 | 0 | 0 | 0 |  | 0 | 0 |  | 0 | 0
PG&E NGBA | Humboldt | 60 |  | 0 | 0 | 0 | 0 | 0 | 0 | 0 | 0 | 0 | 0 | 0 | 0 | 0 | 0 | 0 | 0 |  | 0 | 0 | 0 | 0 | 0 | 0 | 0 | 0 | 0 | 0 | 0 | 0 | 0 | 0 | 0 | 0 |  | 0 | 0 | 0 | 0 | 0 | 0 |  |  | 0 | 0 | 0 | 0 | 0 | 0 | 0 | 0 | 0 | 0 | 0 | 0 | 0 |  | 0 | 0 |  | 0 | 0
PG&E NGBA | Humboldt | 500 |  | 0 | 0 | 0 | 0 | 0 | 0 | 0 | 0 | 0 | 0 | 0 | 0 | 0 | 0 | 0 | 0 |  | 0 | 0 | 0 | 0 | 0 | 0 | 0 | 0 | 0 | 0 | 0 | 0 | 0 | 0 | 0 | 0 |  | 0 | 0 | 0 | 0 | 0 | 0 |  |  | 0 | 0 | 0 | 0 | 0 | 0 | 0 | 0 | 0 | 0 | 0 | 0 | 0 |  | 0 | 0 |  | 0 | 0
SCE Metro | Huntington Beach | 230 |  | 0 | 0 | 0 | 0 | 0 | 0 | 0 | 0 | 0 | 0 | 0 | 0 | 0 | 0 | 0 | 0 |  | 0 | 0 | 0 | 0 | 0 | 0 | 0 | 0 | 0 | 0 | 0 | 0 | 0 | 0 | 0 | 0 |  | 0 | 0 | 0 | 0 | 0 | 0 |  |  | 0 | 0 | 0 | 0 | 0 | 0 | 0 | 0 | 0 | 0 | 0 | 0 | 0 |  | 0 | 0 |  | 0 | 0
PG&E NGBA | Ignacio | 115 |  | 0 | 0 | 0 | 0 | 0 | 0 | 0 | 0 | 0 | 0 | 0 | 0 | 0 | 0 | 0 | 0 |  | 0 | 0 | 0 | 0 | 0 | 0 | 0 | 0 | 0 | 0 | 0 | 0 | 0 | 0 | 0 | 0 |  | 0 | 0 | 0 | 0 | 0 | 0 |  |  | 0 | 0 | 0 | 0 | 0 | 0 | 0 | 0 | 0 | 0 | 0 | 0 | 0 |  | 0 | 0 |  | 0 | 0
PG&E NGBA | Ignacio | 230 |  | 0 | 0 | 0 | 0 | 0 | 0 | 0 | 0 | 0 | 0 | 0 | 0 | 0 | 0 | 0 | 0 |  | 0 | 0 | 0 | 0 | 0 | 0 | 0 | 0 | 0 | 0 | 0 | 0 | 0 | 0 | 0 | 0 |  | 0 | 0 | 0 | 0 | 0 | 0 |  |  | 0 | 0 | 0 | 0 | 0 | 0 | 0 | 0 | 0 | 0 | 0 | 0 | 0 |  | 0 | 0 |  | 0 | 0
PG&E NGBA | Ignacio | 60 |  | 0 | 0 | 0 | 0 | 0 | 0 | 0 | 0 | 0 | 0 | 0 | 0 | 0 | 0 | 0 | 0 |  | 0 | 0 | 0 | 0 | 0 | 0 | 0 | 0 | 0 | 0 | 0 | 0 | 0 | 0 | 0 | 0 |  | 0 | 0 | 0 | 0 | 0 | 0 |  |  | 0 | 0 | 0 | 0 | 0 | 0 | 0 | 0 | 0 | 0 | 0 | 0 | 0 |  | 0 | 0 |  | 0 | 0
SDGE | Imperial Beach | 69 |  | 0 | 0 | 0 | 0 | 0 | 0 | 0 | 0 | 0.55 | 0 | 0 | 0 | 0 | 0 | 0 | 0 |  | 0 | 0 | 0 | 0 | 0 | 0 | 0 | 0 | 0 | 0 | 0 | 0 | 0 | 0 | 0 | 0 |  | 0 | 0 | 0 | 0 | 0 | 0 |  |  | 0 | 0 | 0 | 0 | 0 | 0 | 0 | 0 | 0 | 0.55 | 0 | 0 | 0 |  | 0 | 0 |  | 0 | 0
SDGE | Imperial Valley | 230 |  | 0 | 0 | 0 | 0 | 0 | 0 | 0 | 0 | 0 | 0 | 0 | 0 | 0 | 0 | 0 | 0 |  | 0 | 0 | 0 | 0 | 0 | 0 | 0 | 0 | 0 | 0 | 0 | 0 | 0 | 0 | 0 | 0 |  | 0 | 0 | 0 | 0 | 0 | 0 |  |  | 0 | 0 | 0 | 0 | 0 | 0 | 0 | 0 | 0 | 0 | 0 | 0 | 0 | 0 | 0 | 0 | 0 | 0 | 0
SDGE | Imperial Valley | 500 |  | 0 | 0 | 0 | 0 | 0 | 0 | 0 | 0 | 0 | 0 | 0 | 0 | 0 | 0 | 0 | 0 |  | 0 | 0 | 0 | 0 | 0 | 0 | 0 | 0 | 0 | 0 | 0 | 0 | 0 | 0 | 0 | 0 |  | 0 | 0 | 0 | 0 | 0 | 0 |  |  | 0 | 0 | 0 | 0 | 0 | 0 | 0 | 0 | 0 | 0 | 0 | 0 | 0 | 0 | 0 | 0 | 0 | 0 | 0
SCE EOP | Innovation | 138 |  | 0 | 0 | 0 | 0 | 0 | 0 | 0 | 0 | 0 | 0 | 0 | 0 | 0 | 0 | 0 | 0 |  | 0 | 0 | 0 | 0 | 0 | 0 | 0 | 0 | 0 | 0 | 0 | 0 | 0 | 0 | 0 | 0 |  | 0 | 0 | 0 | 0 | 0 | 0 |  |  | 0 | 0 | 0 | 0 | 0 | 0 | 0 | 0 | 0 | 0 | 0 | 0 | 0 |  | 0 | 0 |  | 0 | 0
SCE EOP | Innovation | 230 |  | 0 | 0 | 0 | 0 | 0 | 0 | 0 | 0 | 0 | 0 | 0 | 0 | 0 | 0 | 0 | 0 |  | 0 | 0 | 0 | 0 | 0 | 0 | 0 | 0 | 0 | 0 | 0 | 0 | 0 | 0 | 0 | 0 |  | 0 | 0 | 0 | 0 | 0 | 0 |  |  | 0 | 0 | 0 | 0 | 0 | 0 | 0 | 0 | 0 | 0 | 0 | 0 | 0 |  | 0 | 0 |  | 0 | 0
SCE NOL | Inyokern | 115 |  | 1.034 | 24.864 | 0 | 0 | 0 | 0 | 0 | 0 | 19.334 | 88.064 | 0 | 0 | 0 | 0 | 0 | 12.6 |  | 0 | 0 | 0 | 0 | 0 | 0 | 0 | 0 | 0 | 0 | 0 | 0 | 0 | 0 | 0 | 0 |  | 0 | 0 | 0 | 0 | 0 | 0 |  |  | 0 | 1.034 | 24.864 | 0 | 0 | 0 | 0 | 0 | 0 | 19.334 | 88.064 | 0 | 0 |  | 0 | 0 |  | 0 | 12.6
SCE EOP | IS Tap | 138 |  | 0 | 0 | 0 | 0 | 0 | 0 | 0 | 0 | 0 | 0 | 0 | 0 | 0 | 0 | 0 | 0 |  | 0 | 0 | 0 | 0 | 0 | 0 | 0 | 0 | 0 | 0 | 0 | 0 | 0 | 0 | 0 | 0 |  | 0 | 0 | 0 | 0 | 0 | 0 |  |  | 0 | 0 | 0 | 0 | 0 | 0 | 0 | 0 | 0 | 0 | 0 | 0 | 0 |  | 0 | 0 |  | 0 | 0
SCE EOP | Ivanpah | 115 |  | 0 | 0 | 0 | 0 | 0 | 0 | 0 | 0 | 0 | 0 | 0 | 0 | 0 | 0 | 0 | 0 |  | 0 | 0 | 0 | 0 | 0 | 0 | 0 | 0 | 0 | 0 | 0 | 0 | 0 | 0 | 0 | 0 |  | 0 | 0 | 0 | 0 | 0 | 0 |  |  | 0 | 0 | 0 | 0 | 0 | 0 | 0 | 0 | 0 | 0 | 0 | 0 | 0 |  | 0 | 0 |  | 0 | 0
SCE EOP | Ivanpah | 230 |  | 0 | 0 | 0 | 0 | 0 | 0 | 0 | 0 | 0 | 0 | 0 | 0 | 0 | 0 | 0 | 0 |  | 0 | 0 | 0 | 0 | 0 | 0 | 0 | 0 | 0 | 0 | 0 | 0 | 0 | 0 | 0 | 0 |  | 0 | 0 | 0 | 0 | 0 | 0 |  |  | 0 | 0 | 0 | 0 | 0 | 0 | 0 | 0 | 0 | 0 | 0 | 0 | 0 |  | 0 | 0 |  | 0 | 0
SCE EOP | Jackass (DOE) | 138 |  | 0 | 0 | 0 | 0 | 0 | 0 | 0 | 0 | 0 | 0 | 0 | 0 | 0 | 0 | 0 | 0 |  | 0 | 0 | 0 | 0 | 0 | 0 | 0 | 0 | 0 | 0 | 0 | 0 | 0 | 0 | 0 | 0 |  | 0 | 0 | 0 | 0 | 0 | 0 |  |  | 0 | 0 | 0 | 0 | 0 | 0 | 0 | 0 | 0 | 0 | 0 | 0 | 0 |  | 0 | 0 |  | 0 | 0
PG&E NGBA | James B Black | 230 |  | 0 | 0 | 0 | 0 | 0 | 0 | 0 | 0 | 0 | 0 | 0 | 0 | 0 | 0 | 0 | 0 |  | 0 | 0 | 0 | 0 | 0 | 0 | 0 | 0 | 0 | 0 | 0 | 0 | 0 | 0 | 0 | 0 |  | 0 | 0 | 0 | 0 | 0 | 0 |  |  | 0 | 0 | 0 | 0 | 0 | 0 | 0 | 0 | 0 | 0 | 0 | 0 | 0 |  | 0 | 0 |  | 0 | 0
PG&E GBA | Jefferson | 230 |  | 0 | 0 | 0 | 0 | 0 | 0 | 0 | 0 | 0 | 0 | 0 | 0 | 0 | 0 | 0 | 0 |  | 0 | 0 | 0 | 0 | 0 | 0 | 0 | 0 | 0 | 0 | 0 | 0 | 0 | 0 | 0 | 0 |  | 0 | 0 | 0 | 0 | 0 | 0 |  |  | 0 | 0 | 0 | 0 | 0 | 0 | 0 | 0 | 0 | 0 | 0 | 0 | 0 |  | 0 | 0 |  | 0 | 0
PG&E NGBA | Jessup | 115 |  | 0 | 0 | 0 | 0 | 0 | 0 | 0 | 0 | 0 | 0 | 0 | 0 | 0 | 0 | 0 | 0 |  | 0 | 0 | 0 | 0 | 0 | 0 | 0 | 0 | 0 | 0 | 0 | 0 | 0 | 0 | 0 | 0 |  | 0 | 0 | 0 | 0 | 0 | 0 |  |  | 0 | 0 | 0 | 0 | 0 | 0 | 0 | 0 | 0 | 0 | 0 | 0 | 0 |  | 0 | 0 |  | 0 | 0
SCE Metro | Johanna | 230 |  | 0 | 0 | 0 | 0 | 0 | 0 | 0 | 53.45 | 0 | 0 | 0 | 0 | 0 | 0 | 0 | 53.45 |  | 0 | 0 | 0 | 0 | 0 | 0 | 0 | 0 | 0 | 0 | 0 | 0 | 0 | 0 | 0 | 0 |  | 0 | 0 | 0 | 0 | 0 | 0 |  |  | 0 | 0 | 0 | 0 | 0 | 0 | 0 | 0 | 53.45 | 0 | 0 | 0 | 0 |  | 0 | 0 |  | 0 | 53.45
SCE Eastern | Julian Hinds | 230 |  | 0 | 0 | 0 | 0 | 0 | 0 | 0 | 0 | 0 | 0 | 0 | 0 | 0 | 0 | 0 | 0 |  | 0 | 0 | 0 | 0 | 0 | 0 | 0 | 0 | 0 | 0 | 0 | 0 | 0 | 0 | 0 | 0 |  | 0 | 0 | 0 | 0 | 0 | 0 |  |  | 0 | 0 | 0 | 0 | 0 | 0 | 0 | 0 | 0 | 0 | 0 | 0 | 0 |  | 0 | 0 |  | 0 | 0
PG&E GBA | Kasson | 115 |  | 0 | 0 | 0 | 0 | 0 | 0 | 0 | 0 | 0 | 0 | 0 | 0 | 0 | 0 | 0 | 0 |  | 0 | 0 | 0 | 0 | 0 | 0 | 0 | 0 | 0 | 0 | 0 | 0 | 0 | 0 | 0 | 0 |  | 0 | 0 | 0 | 0 | 0 | 0 |  |  | 0 | 0 | 0 | 0 | 0 | 0 | 0 | 0 | 0 | 0 | 0 | 0 | 0 |  | 0 | 0 |  | 0 | 0
PG&E GBA | Kasson | 60 |  | 0 | 0 | 0 | 0 | 0 | 0 | 0 | 0 | 0 | 0 | 0 | 0 | 0 | 0 | 0 | 0 |  | 0 | 0 | 0 | 0 | 0 | 0 | 0 | 0 | 0 | 0 | 0 | 0 | 0 | 0 | 0 | 0 |  | 0 | 0 | 0 | 0 | 0 | 0 |  |  | 0 | 0 | 0 | 0 | 0 | 0 | 0 | 0 | 0 | 0 | 0 | 0 | 0 |  | 0 | 0 |  | 0 | 0
PG&E FRESNO | Kearney | 230 |  | 0 | 0 | 0 | 0 | 0 | 0 | 0 | 0 | 0 | 0 | 0 | 0 | 0 | 0 | 0 | 0 |  | 0 | 0 | 0 | 0 | 0 | 0 | 0 | 0 | 0 | 0 | 0 | 0 | 0 | 0 | 0 | 0 |  | 0 | 0 | 0 | 0 | 0 | 0 |  |  | 0 | 0 | 0 | 0 | 0 | 0 | 0 | 0 | 0 | 0 | 0 | 0 | 0 |  | 0 | 0 |  | 0 | 0
PG&E FRESNO | Kearney | 70 |  | 0 | 0 | 0 | 0 | 0 | 0 | 0 | 0 | 0 | 0 | 0 | 0 | 0 | 0 | 0 | 0 |  | 0 | 0 | 0 | 0 | 0 | 0 | 0 | 0 | 0 | 0 | 0 | 0 | 0 | 0 | 0 | 0 |  | 0 | 0 | 0 | 0 | 0 | 0 |  |  | 0 | 0 | 0 | 0 | 0 | 0 | 0 | 0 | 0 | 0 | 0 | 0 | 0 |  | 0 | 0 |  | 0 | 0
PG&E GBA | Kelso | 230 |  | 0 | 0 | 0 | 0 | 0 | 0 | 0 | 0 | 0 | 0 | 0 | 0 | 0 | 0 | 0 | 0 |  | 0 | 0 | 0 | 0 | 0 | 0 | 0 | 0 | 0 | 0 | 0 | 0 | 0 | 0 | 0 | 0 |  | 0 | 0 | 0 | 0 | 0 | 0 |  |  | 0 | 0 | 0 | 0 | 0 | 0 | 0 | 0 | 0 | 0 | 0 | 0 | 0 |  | 0 | 0 |  | 0 | 0
PG&E FRESNO | Kerchoff 1 | 115 |  | 0 | 0 | 0 | 0 | 0 | 0 | 0 | 0 | 0 | 0 | 0 | 0 | 0 | 0 | 0 | 0 |  | 0 | 0 | 0 | 0 | 0 | 0 | 0 | 0 | 0 | 0 | 0 | 0 | 0 | 0 | 0 | 0 |  | 0 | 0 | 0 | 0 | 0 | 0 |  |  | 0 | 0 | 0 | 0 | 0 | 0 | 0 | 0 | 0 | 0 | 0 | 0 | 0 |  | 0 | 0 |  | 0 | 0
PG&E KERN | Kern Oil | 115 |  | 0 | 0 | 0 | 0 | 0 | 0 | 0 | 0 | 0 | 0 | 0 | 0 | 0 | 0 | 0 | 0 |  | 0 | 0.99694 | 0 | 0 | 0 | 0 | 0 | 2 | 0 | 0.99694 | 0 | 0 | 0 | 0 | 0 | 2 |  | 0 | 0 | 0 | 0 | 0 | 0 |  |  | 0 | 0 | 0.99694 | 0 | 0 | 0 | 0 | 0 | 2 | 0 | 0.99694 | 0 | 0 |  | 0 | 0 |  | 0 | 2
PG&E KERN | Kern PP | 115 |  | 0 | 0 | 0 | 0 | 0 | 0 | 0 | 0 | 0 | 0 | 0 | 0 | 0 | 0 | 0 | 0 |  | 0 | 0 | 0 | 0 | 0 | 0 | 0 | 0 | 0 | 0 | 0 | 0 | 0 | 0 | 0 | 0 |  | 0 | 0 | 0 | 0 | 0 | 0 |  |  | 0 | 0 | 0 | 0 | 0 | 0 | 0 | 0 | 0 | 0 | 0 | 0 | 0 |  | 0 | 0 |  | 0 | 0
PG&E KERN | Kern PP | 230 |  | 0 | 0 | 0 | 0 | 0 | 0 | 0 | 0 | 0 | 0 | 0 | 0 | 0 | 0 | 0 | 0 |  | 0 | 0 | 0 | 0 | 0 | 0 | 0 | 0 | 0 | 0 | 0 | 0 | 0 | 0 | 0 | 0 |  | 0 | 0 | 0 | 0 | 0 | 0 |  |  | 0 | 0 | 0 | 0 | 0 | 0 | 0 | 0 | 0 | 0 | 0 | 0 | 0 |  | 0 | 0 |  | 0 | 0
PG&E KERN | Kern PP | 70 |  | 0 | 0 | 0 | 0 | 0 | 0 | 0 | 0 | 0 | 0 | 0 | 0 | 0 | 0 | 0 | 0 |  | 0 | 0 | 0 | 0 | 0 | 0 | 0 | 0 | 0 | 0 | 0 | 0 | 0 | 0 | 0 | 0 |  | 0 | 0 | 0 | 0 | 0 | 0 |  |  | 0 | 0 | 0 | 0 | 0 | 0 | 0 | 0 | 0 | 0 | 0 | 0 | 0 |  | 0 | 0 |  | 0 | 0
PG&E KERN | Kernridge | 115 |  | 0 | 0 | 0 | 0 | 0 | 0 | 0 | 0 | 0 | 0 | 0 | 0 | 0 | 0 | 0 | 0 |  | 0 | 107.64 | 0 | 0 | 0 | 0 | 0 | 0 | 0 | 107.64 | 0 | 0 | 0 | 0 | 0 | 0 |  | 0 | 0 | 0 | 0 | 0 | 0 |  |  | 0 | 0 | 107.64 | 0 | 0 | 0 | 0 | 0 | 0 | 0 | 107.64 | 0 | 0 |  | 0 | 0 |  | 0 | 0
PG&E FRESNO | Kingsburg | 115 |  | 0 | 0 | 0 | 0 | 0 | 0 | 0 | 0 | 0 | 0 | 0 | 0 | 0 | 0 | 0 | 0 |  | 0 | 1.1926 | 0 | 0 | 0 | 0 | 0 | 0 | 0 | 4.1506 | 0 | 0 | 0 | 0 | 0 | 0 |  | 0 | 0 | 0 | 0 | 0 | 0 |  |  | 0 | 0 | 1.1926 | 0 | 0 | 0 | 0 | 0 | 0 | 0 | 4.1506 | 0 | 0 |  | 0 | 0 |  | 0 | 0
PG&E GBA | Kirker | 115 |  | 0 | 0 | 0 | 0 | 0 | 0 | 0 | 0 | 0 | 0 | 0 | 0 | 0 | 0 | 0 | 0 |  | 0.46093 | 3.902 | 0 | 0 | 0 | 0 | 0 | 0 | 0.46093 | 4.802 | 0 | 0 | 0 | 0 | 0 | 0.33 |  | 0 | 0 | 0 | 0 | 0 | 0 |  |  | 0 | 0.46093 | 3.902 | 0 | 0 | 0 | 0 | 0 | 0 | 0.46093 | 4.802 | 0 | 0 |  | 0 | 0 |  | 0 | 0.33
PG&E NGBA | Knights Landing | 115 |  | 0 | 0 | 0 | 0 | 0 | 0 | 0 | 0 | 0 | 0 | 0 | 0 | 0 | 0 | 0 | 0 |  | 0 | 0 | 0 | 0 | 0 | 0 | 0 | 0 | 0 | 0 | 0 | 0 | 0 | 0 | 0 | 0 |  | 0 | 0 | 0 | 0 | 0 | 0 |  |  | 0 | 0 | 0 | 0 | 0 | 0 | 0 | 0 | 0 | 0 | 0 | 0 | 0 |  | 0 | 0 |  | 0 | 0
PG&E NGBA | Konocti | 60 |  | 0 | 0 | 0 | 0 | 0 | 0 | 0 | 0 | 0 | 0 | 0 | 0 | 0 | 0 | 0 | 0 |  | 0 | 0 | 0 | 0 | 0 | 0 | 0 | 0 | 0 | 21.278 | 0 | 0 | 0 | 0 | 0 | 0 |  | 0 | 0 | 0 | 0 | 0 | 0 |  |  | 0 | 0 | 0 | 0 | 0 | 0 | 0 | 0 | 0 | 0 | 21.278 | 0 | 0 |  | 0 | 0 |  | 0 | 0
SCE NOL | Kramer | 115 |  | 0.59 | 24.55 | 0 | 0 | 0 | 0 | 0 | 6.134 | 1.09 | 57.54 | 0 | 0 | 0 | 0 | 0 | 12.134 |  | 0 | 0 | 0 | 0 | 0 | 0 | 0 | 0 | 0 | 0 | 0 | 0 | 0 | 0 | 0 | 0 |  | 0 | 0 | 0 | 0 | 0 | 0 |  |  | 0 | 0.59 | 24.55 | 0 | 0 | 0 | 0 | 0 | 6.134 | 1.09 | 57.54 | 0 | 0 |  | 0 | 0 |  | 0 | 12.134
SCE NOL | Kramer | 230 |  | 2.185 | 10.185 | 0 | 0 | 0 | 0 | 0 | 4 | 2.185 | 17.135 | 0 | 0 | 0 | 0 | 0 | 6 |  | 0 | 0 | 0 | 0 | 0 | 0 | 0 | 0 | 0 | 0 | 0 | 0 | 0 | 0 | 0 | 0 |  | 0 | 0 | 0 | 0 | 0 | 0 |  |  | 0 | 2.185 | 10.185 | 0 | 0 | 0 | 0 | 0 | 4 | 2.185 | 17.135 | 0 | 0 |  | 0 | 0 |  | 0 | 6
SCE Metro | La Cienega | 230 |  | 0 | 0 | 0 | 0 | 0 | 0 | 0 | 0 | 0 | 0 | 0 | 0 | 0 | 0 | 0 | 0 |  | 0 | 0 | 0 | 0 | 0 | 0 | 0 | 0 | 0 | 0 | 0 | 0 | 0 | 0 | 0 | 0 |  | 0 | 0 | 0 | 0 | 0 | 0 |  |  | 0 | 0 | 0 | 0 | 0 | 0 | 0 | 0 | 0 | 0 | 0 | 0 | 0 |  | 0 | 0 |  | 0 | 0
SCE Metro | La Fresa | 230 |  | 0 | 0.64 | 0 | 0 | 0 | 0 | 0 | 0 | 0 | 0.64 | 0 | 0 | 0 | 0 | 0 | 193.52 |  | 0 | 0 | 0 | 0 | 0 | 0 | 0 | 0 | 0 | 0 | 0 | 0 | 0 | 0 | 0 | 0 |  | 0 | 0 | 0 | 0 | 0 | 0 |  |  | 0 | 0 | 0.64 | 0 | 0 | 0 | 0 | 0 | 0 | 0 | 0.64 | 0 | 0 |  | 0 | 0 |  | 0 | 193.52
SCE Metro | Laguna Bell | 230 |  | 0.001 | 1.999 | 0 | 0 | 0 | 0 | 0 | 0 | 0.002 | 4.239 | 0 | 0 | 0 | 0 | 0 | 0 |  | 0 | 0 | 0 | 0 | 0 | 0 | 0 | 0 | 0 | 0 | 0 | 0 | 0 | 0 | 0 | 0 |  | 5 | 0 | 0 | 0 | 0 | 0 |  |  | 0 | 0.001 | 1.999 | 0 | 0 | 0 | 0 | 0 | 0 | 0.002 | 9.239 | 0 | 0 |  | 0 | 0 |  | 0 | 0
PG&E KERN | Lakeview | 70 |  | 0 | 0 | 0 | 0 | 0 | 0 | 0 | 0 | 0 | 0 | 0 | 0 | 0 | 0 | 0 | 0 |  | 0 | 2.324 | 0 | 0 | 0 | 0 | 0 | 2.9715 | 0 | 2.324 | 0 | 0 | 0 | 0 | 0 | 2.9715 |  | 0 | 0 | 0 | 0 | 0 | 0 |  |  | 0 | 0 | 2.324 | 0 | 0 | 0 | 0 | 0 | 2.9715 | 0 | 2.324 | 0 | 0 |  | 0 | 0 |  | 0 | 2.9715
PG&E NGBA | Lakeville | 230 |  | 0 | 0 | 0 | 0 | 0 | 0 | 0 | 0 | 0 | 0 | 0 | 0 | 0 | 0 | 0 | 0 |  | 0 | 4 | 0 | 0 | 0 | 0 | 0 | 0 | 0 | 4 | 0 | 0 | 0 | 0 | 0 | 0 |  | 0 | 0 | 0 | 0 | 0 | 0 |  |  | 0 | 0 | 4 | 0 | 0 | 0 | 0 | 0 | 0 | 0 | 4 | 0 | 0 |  | 0 | 0 |  | 0 | 0
PG&E NGBA | Lakeville | 60 |  | 0 | 0 | 0 | 0 | 0 | 0 | 0 | 0 | 0 | 0 | 0 | 0 | 0 | 0 | 0 | 0 |  | 0 | 0 | 0 | 0 | 0 | 0 | 0 | 0 | 0 | 0 | 0 | 0 | 0 | 0 | 0 | 0 |  | 0 | 0 | 0 | 0 | 0 | 0 |  |  | 0 | 0 | 0 | 0 | 0 | 0 | 0 | 0 | 0 | 0 | 0 | 0 | 0 |  | 0 | 0 |  | 0 | 0
PG&E NGBA | Lakeville | 115 |  | 0 | 0 | 0 | 0 | 0 | 0 | 0 | 0 | 0 | 0 | 0 | 0 | 0 | 0 | 0 | 0 |  | 0 | 0 | 0 | 0 | 0 | 0 | 0 | 0 | 0 | 0 | 0 | 0 | 0 | 0 | 0 | 0 |  | 0 | 0 | 0 | 0 | 0 | 0 |  |  | 0 | 0 | 0 | 0 | 0 | 0 | 0 | 0 | 0 | 0 | 0 | 0 | 0 |  | 0 | 0 |  | 0 | 0
PG&E GBA | Lakewood | 115 |  | 0 | 0 | 0 | 0 | 0 | 0 | 0 | 0 | 0 | 0 | 0 | 0 | 0 | 0 | 0 | 0 |  | 0 | 1.041 | 0 | 0 | 0 | 0 | 0 | 0 | 0 | 1.041 | 0 | 0 | 0 | 0 | 0 | 0 |  | 0 | 0 | 0 | 0 | 0 | 0 |  |  | 0 | 0 | 1.041 | 0 | 0 | 0 | 0 | 0 | 0 | 0 | 1.041 | 0 | 0 |  | 0 | 0 |  | 0 | 0
PG&E NGBA | Lambie | 230 |  | 0 | 0 | 0 | 0 | 0 | 0 | 0 | 0 | 0 | 0 | 0 | 0 | 0 | 0 | 0 | 0 |  | 0 | 0 | 0 | 0 | 0 | 0 | 0 | 0 | 0 | 0 | 0 | 0 | 0 | 0 | 0 | 0 |  | 0 | 0 | 0 | 0 | 0 | 0 |  |  | 0 | 0 | 0 | 0 | 0 | 0 | 0 | 0 | 0 | 0 | 0 | 0 | 0 |  | 0 | 0 |  | 0 | 0
PG&E GBA | Lammers | 115 |  | 0 | 0 | 0 | 0 | 0 | 0 | 0 | 0 | 0 | 0 | 0 | 0 | 0 | 0 | 0 | 0 |  | 0 | 2.7287 | 0 | 0 | 0 | 0 | 0 | 1.828 | 0 | 8.3407 | 0 | 0 | 0 | 0 | 0 | 1.828 |  | 0 | 0 | 0 | 0 | 0 | 0 |  |  | 0 | 0 | 2.7287 | 0 | 0 | 0 | 0 | 0 | 1.828 | 0 | 8.3407 | 0 | 0 |  | 0 | 0 |  | 0 | 1.828
PG&E KERN | Lamont | 115 |  | 0 | 0 | 0 | 0 | 0 | 0 | 0 | 0 | 0 | 0 | 0 | 0 | 0 | 0 | 0 | 0 |  | 0 | 2.604 | 0 | 0 | 0 | 0 | 0 | 0 | 0 | 4.604 | 0 | 0 | 0 | 0 | 0 | 9.525 |  | 0 | 0 | 0 | 0 | 0 | 0 |  |  | 0 | 0 | 2.604 | 0 | 0 | 0 | 0 | 0 | 0 | 0 | 4.604 | 0 | 0 |  | 0 | 0 |  | 0 | 9.525
PG&E FRESNO | Las Aguilas | 230 |  | 0 | 0 | 0 | 0 | 0 | 0 | 0 | 0 | 0 | 0 | 0 | 0 | 0 | 0 | 0 | 0 |  | 0 | 0 | 0 | 0 | 0 | 0 | 0 | 0 | 0 | 0 | 0 | 0 | 0 | 0 | 0 | 0 |  | 0 | 0 | 0 | 0 | 0 | 0 |  |  | 0 | 0 | 0 | 0 | 0 | 0 | 0 | 0 | 0 | 0 | 0 | 0 | 0 |  | 0 | 0 |  | 0 | 0
SCE EOP | Lathrop | 138 |  | 0 | 0 | 0 | 0 | 0 | 0 | 0 | 0 | 0 | 0 | 0 | 0 | 0 | 0 | 0 | 0 |  | 0 | 0 | 0 | 0 | 0 | 0 | 0 | 0 | 0 | 0 | 0 | 0 | 0 | 0 | 0 | 0 |  | 5 | 0 | 0 | 0 | 0 | 0 |  |  | 0 | 0 | 0 | 0 | 0 | 0 | 0 | 0 | 0 | 0 | 5 | 0 | 0 | 0 | 0 | 0 | 0 | 0 | 0
SCE EOP | Lathrop | 230 |  | 0 | 0 | 0 | 0 | 0 | 0 | 0 | 0 | 0 | 0 | 0 | 0 | 0 | 0 | 0 | 0 |  | 0 | 0 | 0 | 0 | 0 | 0 | 0 | 0 | 0 | 0 | 0 | 0 | 0 | 0 | 0 | 0 |  | 0 | 0 | 0 | 0 | 0 | 0 |  |  | 0 | 0 | 0 | 0 | 0 | 0 | 0 | 0 | 0 | 0 | 0 | 0 | 0 | 0 | 0 | 0 | 0 | 0 | 0
PG&E FRESNO | Le Grand | 115 |  | 0 | 0 | 0 | 0 | 0 | 0 | 0 | 0 | 0 | 0 | 0 | 0 | 0 | 0 | 0 | 0 |  | 0 | 0 | 0 | 0 | 0 | 0 | 0 | 0 | 0 | 0 | 0 | 0 | 0 | 0 | 0 | 0 |  | 0 | 0 | 0 | 0 | 0 | 0 |  |  | 0 | 0 | 0 | 0 | 0 | 0 | 0 | 0 | 0 | 0 | 0 | 0 | 0 |  | 0 | 0 |  | 0 | 0
PG&E FRESNO | Lemoore | 70 |  | 0 | 0 | 0 | 0 | 0 | 0 | 0 | 0 | 0 | 0 | 0 | 0 | 0 | 0 | 0 | 0 |  | 0 | 0 | 0 | 0 | 0 | 0 | 0 | 0 | 0 | 0 | 0 | 0 | 0 | 0 | 0 | 0 |  | 0 | 0 | 0 | 0 | 0 | 0 |  |  | 0 | 0 | 0 | 0 | 0 | 0 | 0 | 0 | 0 | 0 | 0 | 0 | 0 |  | 0 | 0 |  | 0 | 0
PG&E KERN | Lerdo | 115 |  | 0 | 0 | 0 | 0 | 0 | 0 | 0 | 0 | 0 | 0 | 0 | 0 | 0 | 0 | 0 | 0 |  | 0 | 18.837 | 0 | 0 | 0 | 0 | 0 | 2.93 | 0 | 18.837 | 0 | 0 | 0 | 0 | 0 | 2.93 |  | 0 | 0 | 0 | 0 | 0 | 0 |  |  | 0 | 0 | 18.837 | 0 | 0 | 0 | 0 | 0 | 2.93 | 0 | 18.837 | 0 | 0 |  | 0 | 0 |  | 0 | 2.93
SCE Metro | Lewis | 230 |  | 0 | 0 | 0 | 0 | 0 | 0 | 0 | 0 | 0 | 0 | 0 | 0 | 0 | 0 | 0 | 0 |  | 0 | 0 | 0 | 0 | 0 | 0 | 0 | 0 | 0 | 0 | 0 | 0 | 0 | 0 | 0 | 0 |  | 0 | 0 | 0 | 0 | 0 | 0 |  |  | 0 | 0 | 0 | 0 | 0 | 0 | 0 | 0 | 0 | 0 | 0 | 0 | 0 |  | 0 | 0 |  | 0 | 0
SCE Metro | Lighthipe | 230 |  | 0.022 | 7.811 | 0 | 0 | 0 | 0 | 0 | 110 | 0.022 | 8.81 | 0 | 0 | 0 | 0 | 0 | 313.75 |  | 0 | 0 | 0 | 0 | 0 | 0 | 0 | 0 | 0 | 0 | 0 | 0 | 0 | 0 | 0 | 0 |  | 0 | 0 | 0 | 0 | 0 | 0 |  |  | 0 | 0.022 | 7.811 | 0 | 0 | 0 | 0 | 0 | 110 | 0.022 | 8.81 | 0 | 0 |  | 0 | 0 |  | 0 | 313.75
SDGE | Lilac | 69 |  | 0 | 0 | 0 | 0 | 0 | 0 | 0 | 0 | 0 | 0 | 0 | 0 | 0 | 0 | 0 | 0 |  | 0 | 0 | 0 | 0 | 0 | 0 | 0 | 0 | 0 | 0 | 0 | 0 | 0 | 0 | 0 | 0 |  | 0 | 0 | 0 | 0 | 0 | 0 |  |  | 0 | 0 | 0 | 0 | 0 | 0 | 0 | 0 | 0 | 0 | 0 | 0 | 0 |  | 0 | 0 |  | 0 | 0
PG&E NGBA | Lincoln | 115 |  | 0 | 0 | 0 | 0 | 0 | 0 | 0 | 0 | 0 | 0 | 0 | 0 | 0 | 0 | 0 | 0 |  | 0 | 0.6 | 0 | 0 | 0 | 0 | 0 | 0 | 0 | 0.6 | 0 | 0 | 0 | 0 | 0 | 0.996 |  | 0 | 0 | 0 | 0 | 0 | 0 |  |  | 0 | 0 | 0.6 | 0 | 0 | 0 | 0 | 0 | 0 | 0 | 0.6 | 0 | 0 |  | 0 | 0 |  | 0 | 0.996
PG&E KERN | Live Oak | 115 |  | 0 | 0 | 0 | 0 | 0 | 0 | 0 | 0 | 0 | 0 | 0 | 0 | 0 | 0 | 0 | 0 |  | 0 | 0 | 0 | 0 | 0 | 0 | 0 | 0 | 0 | 0 | 0 | 0 | 0 | 0 | 0 | 4.99 |  | 0 | 0 | 0 | 0 | 0 | 0 |  |  | 0 | 0 | 0 | 0 | 0 | 0 | 0 | 0 | 0 | 0 | 0 | 0 | 0 |  | 0 | 0 |  | 0 | 4.99
PG&E GBA | Llagas | 115 |  | 0 | 0 | 0 | 0 | 0 | 0 | 0 | 0 | 0 | 0 | 0 | 0 | 0 | 0 | 0 | 0 |  | 0 | 2.83 | 0 | 0 | 0 | 0 | 0 | 0 | 0 | 5.6644 | 0 | 0 | 0 | 0 | 0 | 0 |  | 5 | 0 | 0 | 0 | 0 | 0 |  |  | 0 | 0 | 2.83 | 0 | 0 | 0 | 0 | 0 | 0 | 0 | 10.6644 | 0 | 0 |  | 0 | 0 |  | 0 | 0
PG&E GBA | Lockeford | 115 |  | 0 | 0 | 0 | 0 | 0 | 0 | 0 | 0 | 0 | 0 | 0 | 0 | 0 | 0 | 0 | 0 |  | 0 | 0 | 0 | 0 | 0 | 0 | 0 | 0 | 0 | 0 | 0 | 0 | 0 | 0 | 0 | 0 |  | 5 | 0 | 0 | 0 | 0 | 0 |  |  | 0 | 0 | 0 | 0 | 0 | 0 | 0 | 0 | 0 | 0 | 5 | 0 | 0 |  | 0 | 0 |  | 0 | 0
PG&E GBA | Lockeford | 230 |  | 0 | 0 | 0 | 0 | 0 | 0 | 0 | 0 | 0 | 0 | 0 | 0 | 0 | 0 | 0 | 0 |  | 0 | 1 | 0 | 0 | 0 | 0 | 0 | 0 | 0 | 23.55 | 0 | 0 | 0 | 0 | 0 | 0 |  | 0 | 0 | 0 | 0 | 0 | 0 |  |  | 0 | 0 | 1 | 0 | 0 | 0 | 0 | 0 | 0 | 0 | 23.55 | 0 | 0 |  | 0 | 0 |  | 0 | 0
PG&E GBA | Lockeford | 60 |  | 0 | 0 | 0 | 0 | 0 | 0 | 0 | 0 | 0 | 0 | 0 | 0 | 0 | 0 | 0 | 0 |  | 0 | 0 | 0 | 0 | 0 | 0 | 0 | 0 | 0 | 0 | 0 | 0 | 0 | 0 | 0 | 0 |  | 0 | 0 | 0 | 0 | 0 | 0 |  |  | 0 | 0 | 0 | 0 | 0 | 0 | 0 | 0 | 0 | 0 | 0 | 0 | 0 |  | 0 | 0 |  | 0 | 0
PG&E GBA | Lodi | 230 |  | 0 | 0 | 0 | 0 | 0 | 0 | 0 | 0 | 0 | 0 | 0 | 0 | 0 | 0 | 0 | 0 |  | 0 | 0 | 0 | 0 | 0 | 0 | 0 | 0 | 0 | 0 | 0 | 0 | 0 | 0 | 0 | 0 |  | 0 | 0 | 0 | 0 | 0 | 0 |  |  | 0 | 0 | 0 | 0 | 0 | 0 | 0 | 0 | 0 | 0 | 0 | 0 | 0 |  | 0 | 0 |  | 0 | 0
PG&E NGBA | Logan Creek | 230 |  | 0 | 0 | 0 | 0 | 0 | 0 | 0 | 0 | 0 | 0 | 0 | 0 | 0 | 0 | 0 | 0 |  | 0 | 0 | 0 | 0 | 0 | 0 | 0 | 0 | 0 | 9.076 | 0 | 0 | 0 | 0 | 0 | 0 |  | 0 | 0 | 0 | 0 | 0 | 0 |  |  | 0 | 0 | 0 | 0 | 0 | 0 | 0 | 0 | 0 | 0 | 9.076 | 0 | 0 |  | 0 | 0 |  | 0 | 0
PG&E GBA | Lone Tree | 230 |  | 0 | 0 | 0 | 0 | 0 | 0 | 0 | 0 | 0 | 0 | 0 | 0 | 0 | 0 | 0 | 0 |  | 0 | 1.8383 | 0 | 0 | 0 | 0 | 0 | 0 | 0 | 1.8383 | 0 | 0 | 0 | 0 | 0 | 0 |  | 0 | 0 | 0 | 0 | 0 | 0 |  |  | 0 | 0 | 1.8383 | 0 | 0 | 0 | 0 | 0 | 0 | 0 | 1.8383 | 0 | 0 |  | 0 | 0 |  | 0 | 0
PG&E FRESNO | Los Banos | 230 |  | 0 | 0 | 0 | 0 | 0 | 0 | 0 | 0 | 0 | 0 | 0 | 0 | 0 | 0 | 0 | 0 |  | 0 | 0 | 0 | 0 | 0 | 0 | 0 | 0 | 0 | 0 | 0 | 0 | 0 | 0 | 0 | 0 |  | 10 | 0 | 0 | 0 | 0 | 0 |  |  | 0 | 0 | 0 | 0 | 0 | 0 | 0 | 0 | 0 | 0 | 10 | 0 | 0 |  | 0 | 0 |  | 0 | 0
PG&E FRESNO | Los Banos | 500 |  | 0 | 0 | 0 | 0 | 0 | 0 | 0 | 0 | 0 | 0 | 0 | 0 | 0 | 0 | 0 | 0 |  | 0 | 0 | 0 | 0 | 0 | 0 | 0 | 0 | 0 | 0 | 0 | 0 | 0 | 0 | 0 | 0 |  | 0 | 0 | 0 | 0 | 0 | 0 |  |  | 0 | 0 | 0 | 0 | 0 | 0 | 0 | 0 | 0 | 0 | 0 | 0 | 0 |  | 0 | 0 |  | 0 | 0
SDGE | Los Coches | 138 |  | 0 | 0 | 0 | 0 | 0 | 0 | 0 | 0 | 0 | 0 | 0 | 0 | 0 | 0 | 0 | 0 |  | 0 | 0 | 0 | 0 | 0 | 0 | 0 | 0 | 0 | 0 | 2.8 | 0 | 0 | 0 | 0 | 0 |  | 0 | 0 | 0 | 0 | 0 | 0 |  |  | 0 | 0 | 0 | 0 | 0 | 0 | 0 | 0 | 0 | 0 | 0 | 2.8 | 0 |  | 0 | 0 |  | 0 | 0
SDGE | Los Coches | 69 |  | 0 | 0 | 0 | 0 | 0 | 0 | 0 | 0 | 0 | 0 | 0 | 0 | 0 | 0 | 0 | 0 |  | 0 | 0 | 0 | 0 | 0 | 0 | 0 | 0 | 0 | 0 | 0 | 0 | 0 | 0 | 0 | 0 |  | 0 | 0 | 0 | 0 | 0 | 0 |  |  | 0 | 0 | 0 | 0 | 0 | 0 | 0 | 0 | 0 | 0 | 0 | 0 | 0 |  | 0 | 0 |  | 0 | 0
PG&E GBA | Los Esteros | 115 |  | 0 | 0 | 0 | 0 | 0 | 0 | 0 | 0 | 0 | 0 | 0 | 0 | 0 | 0 | 0 | 0 |  | 0 | 0 | 0 | 0 | 0 | 0 | 0 | 0 | 0 | 0 | 0 | 0 | 0 | 0 | 0 | 0 |  | 7 | 0 | 0 | 0 | 0 | 0 |  |  | 0 | 0 | 0 | 0 | 0 | 0 | 0 | 0 | 0 | 0 | 7 | 0 | 0 |  | 0 | 0 |  | 0 | 0
PG&E GBA | Los Esteros | 230 |  | 0 | 0 | 0 | 0 | 0 | 0 | 0 | 0 | 0 | 0 | 0 | 0 | 0 | 0 | 0 | 0 |  | 0 | 0 | 0 | 0 | 0 | 0 | 0 | 0 | 0 | 0 | 0 | 0 | 0 | 0 | 0 | 0 |  | 0 | 0 | 0 | 0 | 0 | 0 |  |  | 0 | 0 | 0 | 0 | 0 | 0 | 0 | 0 | 0 | 0 | 0 | 0 | 0 |  | 0 | 0 |  | 0 | 0
PG&E GBA | Los Positas | 230 |  | 0 | 0 | 0 | 0 | 0 | 0 | 0 | 0 | 0 | 0 | 0 | 0 | 0 | 0 | 0 | 0 |  | 0 | 4.3 | 0 | 0 | 0 | 0 | 0 | 0 | 0 | 4.3 | 0 | 0 | 0 | 0 | 0 | 0 |  | 0 | 0 | 0 | 0 | 0 | 0 |  |  | 0 | 0 | 4.3 | 0 | 0 | 0 | 0 | 0 | 0 | 0 | 4.3 | 0 | 0 |  | 0 | 0 |  | 0 | 0
PG&E GBA | Los Positas | 60 |  | 0 | 0 | 0 | 0 | 0 | 0 | 0 | 0 | 0 | 0 | 0 | 0 | 0 | 0 | 0 | 0 |  | 0 | 0 | 0 | 0 | 0 | 0 | 0 | 0 | 0 | 0 | 0 | 0 | 0 | 0 | 0 | 0 |  | 0 | 0 | 0 | 0 | 0 | 0 |  |  | 0 | 0 | 0 | 0 | 0 | 0 | 0 | 0 | 0 | 0 | 0 | 0 | 0 |  | 0 | 0 |  | 0 | 0
SDGE | Loveland | 69 |  | 0 | 0 | 0 | 0 | 0 | 0 | 0 | 0 | 0 | 0 | 0 | 0 | 0 | 0 | 0 | 0 |  | 0 | 0 | 0 | 0 | 0 | 0 | 0 | 0 | 0 | 0 | 0 | 0 | 0 | 0 | 0 | 0 |  | 0 | 0 | 0 | 0 | 0 | 0 |  |  | 0 | 0 | 0 | 0 | 0 | 0 | 0 | 0 | 0 | 0 | 0 | 0 | 0 |  | 0 | 0 |  | 0 | 0
SCE NOL | Lugo | 230 |  | 0 | 0 | 0 | 0 | 0 | 0 | 0 | 0 | 0 | 0 | 0 | 0 | 0 | 0 | 0 | 0 |  | 0 | 0 | 0 | 0 | 0 | 0 | 0 | 0 | 0 | 0 | 0 | 0 | 0 | 0 | 0 | 0 |  | 100 | 480 | 0 | 480 | 0 | 0 |  |  | 0 | 0 | 0 | 0 | 0 | 0 | 0 | 0 | 0 | 0 | 100 | 480 | 0 | 480 | 0 | 0 | 0 | 0 | 0
SCE Metro | Lugo | 500 |  | 0 | 0 | 0 | 0 | 0 | 0 | 0 | 0 | 0 | 0 | 0 | 0 | 0 | 0 | 0 | 0 |  | 0 | 0 | 0 | 0 | 0 | 0 | 0 | 0 | 0 | 0 | 0 | 0 | 0 | 0 | 0 | 0 |  | 0 | 0 | 0 | 0 | 0 | 0 |  |  | 0 | 0 | 0 | 0 | 0 | 0 | 0 | 0 | 0 | 0 | 0 | 0 | 0 | 0 | 0 | 0 | 0 | 0 | 0
PG&E FRESNO | Madera | 70 |  | 0 | 0 | 0 | 0 | 0 | 0 | 0 | 0 | 0 | 0 | 0 | 0 | 0 | 0 | 0 | 0 |  | 0 | 2.754 | 0 | 0 | 0 | 0 | 0 | 0 | 0 | 2.754 | 0 | 0 | 0 | 0 | 0 | 0 |  | 0 | 0 | 0 | 0 | 0 | 0 |  |  | 0 | 0 | 2.754 | 0 | 0 | 0 | 0 | 0 | 0 | 0 | 2.754 | 0 | 0 |  | 0 | 0 |  | 0 | 0
PG&E NGBA | Madison | 115 |  | 0 | 0 | 0 | 0 | 0 | 0 | 0 | 0 | 0 | 0 | 0 | 0 | 0 | 0 | 0 | 0 |  | 0 | 0 | 0 | 0 | 0 | 0 | 0 | 0 | 0 | 0 | 0 | 0 | 0 | 0 | 0 | 0 |  | 0 | 0 | 0 | 0 | 0 | 0 |  |  | 0 | 0 | 0 | 0 | 0 | 0 | 0 | 0 | 0 | 0 | 0 | 0 | 0 |  | 0 | 0 |  | 0 | 0
PG&E KERN | Magunden | 115 |  | 0 | 0 | 0 | 0 | 0 | 0 | 0 | 0 | 0 | 0 | 0 | 0 | 0 | 0 | 0 | 0 |  | 0 | 0 | 0 | 0 | 0 | 0 | 0 | 0 | 0 | 0 | 0 | 0 | 0 | 0 | 0 | 0 |  | 0 | 0 | 0 | 0 | 0 | 0 |  |  | 0 | 0 | 0 | 0 | 0 | 0 | 0 | 0 | 0 | 0 | 0 | 0 | 0 |  | 0 | 0 |  | 0 | 0
SCE Northern | Magunden | 230 |  | 0 | 0 | 0 | 0 | 0 | 0 | 0 | 0 | 0 | 0 | 0 | 0 | 0 | 0 | 0 | 0 |  | 0 | 3.537 | 0 | 0 | 0 | 0 | 0 | 2.537 | 0 | 3.537 | 0 | 0 | 0 | 0 | 0 | 6.537 |  | 0 | 0 | 0 | 0 | 0 | 0 |  |  | 0 | 0 | 3.537 | 0 | 0 | 0 | 0 | 0 | 2.537 | 0 | 3.537 | 0 | 0 |  | 0 | 0 |  | 0 | 6.537
PG&E FRESNO | Malaga | 115 |  | 0 | 0 | 0 | 0 | 0 | 0 | 0 | 0 | 0 | 0 | 0 | 0 | 0 | 0 | 0 | 0 |  | 0 | 4.494 | 0 | 0 | 0 | 0 | 0 | 0 | 0 | 4.494 | 0 | 0 | 0 | 0 | 0 | 0 |  | 0 | 0 | 0 | 0 | 0 | 0 |  |  | 0 | 0 | 4.494 | 0 | 0 | 0 | 0 | 0 | 0 | 0 | 4.494 | 0 | 0 |  | 0 | 0 |  | 0 | 0
PG&E NGBA | Malin | 500 |  | 0 | 0 | 0 | 0 | 0 | 0 | 0 | 0 | 0 | 0 | 0 | 0 | 0 | 0 | 0 | 0 |  | 0 | 0 | 0 | 0 | 0 | 0 | 0 | 0 | 0 | 0 | 0 | 0 | 0 | 0 | 0 | 0 |  | 0 | 0 | 0 | 0 | 3367.74 | 0 | 415 |  | 0 | 0 | 0 | 0 | 0 | 0 | 0 | 0 | 0 | 0 | 0 | 0 | 0 | 0 | 3367.74 | 0 | 415 | 0 | 0
SCE Northern | Mandalay | 230 |  | 0 | 0 | 0 | 0 | 0 | 0 | 0 | 0 | 0 | 0 | 0 | 0 | 0 | 0 | 0 | 0 |  | 0 | 0 | 0 | 0 | 0 | 0 | 0 | 0 | 0 | 0 | 0 | 0 | 0 | 0 | 0 | 0 |  | 0 | 0 | 0 | 0 | 0 | 0 |  |  | 0 | 0 | 0 | 0 | 0 | 0 | 0 | 0 | 0 | 0 | 0 | 0 | 0 |  | 0 | 0 |  | 0 | 0
PG&E FRESNO | Manning | 230 |  | 0 | 0 | 0 | 0 | 0 | 0 | 0 | 0 | 0 | 0 | 0 | 0 | 0 | 0 | 0 | 0 |  | 0 | 0 | 0 | 0 | 0 | 0 | 0 | 0 | 0 | 0 | 0 | 0 | 0 | 0 | 0 | 0 |  | 9 | 0 | 0 | 0 | 0 | 0 |  |  | 0 | 0 | 0 | 0 | 0 | 0 | 0 | 0 | 0 | 0 | 9 | 0 | 0 |  | 0 | 0 |  | 0 | 0
PG&E FRESNO | Manning | 500 |  | 0 | 0 | 0 | 0 | 0 | 0 | 0 | 0 | 0 | 0 | 0 | 0 | 0 | 0 | 0 | 0 |  | 0 | 0 | 0 | 0 | 0 | 0 | 0 | 0 | 0 | 0 | 0 | 0 | 0 | 0 | 0 | 0 |  | 0 | 0 | 0 | 0 | 0 | 0 |  |  | 0 | 0 | 0 | 0 | 0 | 0 | 0 | 0 | 0 | 0 | 0 | 0 | 0 |  | 0 | 0 |  | 0 | 0
PG&E GBA | Manteca | 115 |  | 0 | 0 | 0 | 0 | 0 | 0 | 0 | 0 | 0 | 0 | 0 | 0 | 0 | 0 | 0 | 0 |  | 0 | 3 | 0 | 0 | 0 | 0 | 0 | 0 | 0 | 7.62 | 0 | 0 | 0 | 0 | 0 | 0 |  | 0 | 0 | 0 | 0 | 0 | 0 |  |  | 0 | 0 | 3 | 0 | 0 | 0 | 0 | 0 | 0 | 0 | 7.62 | 0 | 0 |  | 0 | 0 |  | 0 | 0
SDGE | Margarita | 138 |  | 0 | 0 | 0 | 0 | 0 | 0 | 0 | 0 | 0 | 0 | 0 | 0 | 0 | 0 | 0 | 0 |  | 0 | 0 | 0 | 0 | 0 | 0 | 0 | 0 | 0 | 0 | 0 | 0 | 0 | 0 | 0 | 0 |  | 0 | 0 | 0 | 0 | 0 | 0 |  |  | 0 | 0 | 0 | 0 | 0 | 0 | 0 | 0 | 0 | 0 | 0 | 0 | 0 |  | 0 | 0 |  | 0 | 0
PG&E GBA | Martin | 230 |  | 0 | 0 | 0 | 0 | 0 | 0 | 0 | 0 | 0 | 0 | 0 | 0 | 0 | 0 | 0 | 0 |  | 0 | 0 | 0 | 0 | 0 | 0 | 0 | 0 | 0 | 0 | 0 | 0 | 0 | 0 | 0 | 0 |  | 0 | 0 | 0 | 0 | 0 | 0 |  |  | 0 | 0 | 0 | 0 | 0 | 0 | 0 | 0 | 0 | 0 | 0 | 0 | 0 |  | 0 | 0 |  | 0 | 0
PG&E GBA | Martin | 115 |  | 0 | 0 | 0 | 0 | 0 | 0 | 0 | 0 | 0 | 0 | 0 | 0 | 0 | 0 | 0 | 0 |  | 0 | 0 | 0 | 0 | 0 | 0 | 0 | 0 | 0 | 0 | 0 | 0 | 0 | 0 | 0 | 0 |  | 0 | 0 | 0 | 0 | 0 | 0 |  |  | 0 | 0 | 0 | 0 | 0 | 0 | 0 | 0 | 0 | 0 | 0 | 0 | 0 |  | 0 | 0 |  | 0 | 0
PG&E GBA | Martinez | 115 |  | 0 | 0 | 0 | 0 | 0 | 0 | 0 | 0 | 0 | 0 | 0 | 0 | 0 | 0 | 0 | 0 |  | 0 | 0 | 0 | 0 | 0 | 0 | 0 | 0 | 0 | 0 | 0 | 0 | 0 | 0 | 0 | 0 |  | 0 | 0 | 0 | 0 | 0 | 0 |  |  | 0 | 0 | 0 | 0 | 0 | 0 | 0 | 0 | 0 | 0 | 0 | 0 | 0 |  | 0 | 0 |  | 0 | 0
PG&E FRESNO | Mc Mullin | 230 |  | 0 | 0 | 0 | 0 | 0 | 0 | 0 | 0 | 0 | 0 | 0 | 0 | 0 | 0 | 0 | 0 |  | 0 | 0 | 0 | 0 | 0 | 0 | 0 | 0 | 0 | 0 | 0 | 0 | 0 | 0 | 0 | 0 |  | 0 | 0 | 0 | 0 | 0 | 0 |  |  | 0 | 0 | 0 | 0 | 0 | 0 | 0 | 0 | 0 | 0 | 0 | 0 | 0 |  | 0 | 0 |  | 0 | 0
PG&E FRESNO | McCall | 115 |  | 0 | 0 | 0 | 0 | 0 | 0 | 0 | 0 | 0 | 0 | 0 | 0 | 0 | 0 | 0 | 0 |  | 0 | 0 | 0 | 0 | 0 | 0 | 0 | 0 | 0 | 0 | 0 | 0 | 0 | 0 | 0 | 0 |  | 0 | 0 | 0 | 0 | 0 | 0 |  |  | 0 | 0 | 0 | 0 | 0 | 0 | 0 | 0 | 0 | 0 | 0 | 0 | 0 |  | 0 | 0 |  | 0 | 0
PG&E FRESNO | McCall | 230 |  | 0 | 0 | 0 | 0 | 0 | 0 | 0 | 0 | 0 | 0 | 0 | 0 | 0 | 0 | 0 | 0 |  | 0 | 7.26 | 0 | 0 | 0 | 0 | 0 | 0 | 0 | 13.11 | 0 | 0 | 0 | 0 | 0 | 0 |  | 0 | 0 | 0 | 0 | 0 | 0 |  |  | 0 | 0 | 7.26 | 0 | 0 | 0 | 0 | 0 | 0 | 0 | 13.11 | 0 | 0 |  | 0 | 0 |  | 0 | 0
PG&E GBA | Meadow Lane | 115 |  | 0 | 0 | 0 | 0 | 0 | 0 | 0 | 0 | 0 | 0 | 0 | 0 | 0 | 0 | 0 | 0 |  | 0 | 1.6979 | 0 | 0 | 0 | 0 | 0 | 0.98288 | 0 | 1.6979 | 0 | 0 | 0 | 0 | 0 | 0.98288 |  | 0 | 0 | 0 | 0 | 0 | 0 |  |  | 0 | 0 | 1.6979 | 0 | 0 | 0 | 0 | 0 | 0.98288 | 0 | 1.6979 | 0 | 0 |  | 0 | 0 |  | 0 | 0.98288
PG&E GBA | Melones | 115 |  | 0 | 0 | 0 | 0 | 0 | 0 | 0 | 0 | 0 | 0 | 0 | 0 | 0 | 0 | 0 | 0 |  | 0 | 0 | 0 | 0 | 0 | 0 | 0 | 0 | 0 | 0 | 0 | 0 | 0 | 0 | 0 | 0 |  | 0 | 0 | 0 | 0 | 0 | 0 |  |  | 0 | 0 | 0 | 0 | 0 | 0 | 0 | 0 | 0 | 0 | 0 | 0 | 0 |  | 0 | 0 |  | 0 | 0
PG&E GBA | Melones | 230 |  | 0 | 0 | 0 | 0 | 0 | 0 | 0 | 0 | 0 | 0 | 0 | 0 | 0 | 0 | 0 | 0 |  | 0 | 0 | 0 | 0 | 0 | 0 | 0 | 0 | 0 | 0 | 0 | 0 | 0 | 0 | 0 | 0 |  | 0 | 0 | 0 | 0 | 0 | 0 |  |  | 0 | 0 | 0 | 0 | 0 | 0 | 0 | 0 | 0 | 0 | 0 | 0 | 0 |  | 0 | 0 |  | 0 | 0
SDGE | Melrose | 69 |  | 0 | 0 | 0 | 0 | 0 | 0 | 0 | 0 | 0 | 0 | 0 | 0 | 0 | 0 | 0 | 0 |  | 0 | 0 | 0 | 0 | 0 | 0 | 0 | 0 | 0 | 0 | 0 | 0 | 0 | 0 | 0 | 0 |  | 0 | 0 | 0 | 0 | 0 | 0 |  |  | 0 | 0 | 0 | 0 | 0 | 0 | 0 | 0 | 0 | 0 | 0 | 0 | 0 |  | 0 | 0 |  | 0 | 0
PG&E NGBA | Mendocino | 115 |  | 0 | 0 | 0 | 0 | 0 | 0 | 0 | 0 | 0 | 0 | 0 | 0 | 0 | 0 | 0 | 0 |  | 0 | 0 | 0 | 0 | 0 | 0 | 0 | 5 | 0 | 0 | 0 | 0 | 0 | 0 | 0 | 5 |  | 0 | 0 | 0 | 0 | 0 | 0 |  |  | 0 | 0 | 0 | 0 | 0 | 0 | 0 | 0 | 5 | 0 | 0 | 0 | 0 |  | 0 | 0 |  | 0 | 5
PG&E NGBA | Mendocino | 60 |  | 0 | 0 | 0 | 0 | 0 | 0 | 0 | 0 | 0 | 0 | 0 | 0 | 0 | 0 | 0 | 0 |  | 0 | 0 | 0 | 0 | 0 | 0 | 0 | 0 | 0 | 0 | 0 | 0 | 0 | 0 | 0 | 0 |  | 0 | 0 | 0 | 0 | 0 | 0 |  |  | 0 | 0 | 0 | 0 | 0 | 0 | 0 | 0 | 0 | 0 | 0 | 0 | 0 |  | 0 | 0 |  | 0 | 0
PG&E FRESNO | Mendota | 115 |  | 0 | 0 | 0 | 0 | 0 | 0 | 0 | 0 | 0 | 0 | 0 | 0 | 0 | 0 | 0 | 0 |  | 0 | 0 | 0 | 0 | 0 | 0 | 0 | 0 | 0 | 0 | 0 | 0 | 0 | 0 | 0 | 0 |  | 0 | 0 | 0 | 0 | 0 | 0 |  |  | 0 | 0 | 0 | 0 | 0 | 0 | 0 | 0 | 0 | 0 | 0 | 0 | 0 |  | 0 | 0 |  | 0 | 0
PG&E GBA | Menlo | 60 |  | 0 | 0 | 0 | 0 | 0 | 0 | 0 | 0 | 0 | 0 | 0 | 0 | 0 | 0 | 0 | 0 |  | 0 | 0.345 | 0 | 0 | 0 | 0 | 0 | 0 | 0 | 1.273 | 0 | 0 | 0 | 0 | 0 | 0 |  | 0 | 0 | 0 | 0 | 0 | 0 |  |  | 0 | 0 | 0.345 | 0 | 0 | 0 | 0 | 0 | 0 | 0 | 1.273 | 0 | 0 |  | 0 | 0 |  | 0 | 0
PG&E FRESNO | Merced | 115 |  | 0 | 0 | 0 | 0 | 0 | 0 | 0 | 0 | 0 | 0 | 0 | 0 | 0 | 0 | 0 | 0 |  | 0 | 4.125 | 0 | 0 | 0 | 0 | 0 | 0 | 0 | 4.125 | 0 | 0 | 0 | 0 | 0 | 0 |  | 0 | 0 | 0 | 0 | 0 | 0 |  |  | 0 | 0 | 4.125 | 0 | 0 | 0 | 0 | 0 | 0 | 0 | 4.125 | 0 | 0 |  | 0 | 0 |  | 0 | 0
SCE EOP | Mercury | 138 |  | 0 | 0 | 0 | 0 | 0 | 0 | 0 | 0 | 0 | 0 | 0 | 0 | 0 | 0 | 0 | 0 |  | 0 | 0 | 0 | 0 | 0 | 0 | 0 | 0 | 0 | 0 | 0 | 0 | 0 | 0 | 0 | 0 |  | 0 | 0 | 0 | 0 | 0 | 0 |  |  | 0 | 0 | 0 | 0 | 0 | 0 | 0 | 0 | 0 | 0 | 0 | 0 | 0 |  | 0 | 0 |  | 0 | 0
PG&E FRESNO | Mercy Springs | 70 |  | 0 | 0 | 0 | 0 | 0 | 0 | 0 | 0 | 0 | 0 | 0 | 0 | 0 | 0 | 0 | 0 |  | 0 | 0 | 0 | 0 | 0 | 0 | 0 | 0 | 0 | 0 | 0 | 0 | 0 | 0 | 0 | 0 |  | 0 | 0 | 0 | 0 | 0 | 0 |  |  | 0 | 0 | 0 | 0 | 0 | 0 | 0 | 0 | 0 | 0 | 0 | 0 | 0 |  | 0 | 0 |  | 0 | 0
PG&E NGBA | Meridian | 60 |  | 0 | 0 | 0 | 0 | 0 | 0 | 0 | 0 | 0 | 0 | 0 | 0 | 0 | 0 | 0 | 0 |  | 0 | 0 | 0 | 0 | 0 | 0 | 0 | 0 | 0 | 0 | 0 | 0 | 0 | 0 | 0 | 0 |  | 0 | 0 | 0 | 0 | 0 | 0 |  |  | 0 | 0 | 0 | 0 | 0 | 0 | 0 | 0 | 0 | 0 | 0 | 0 | 0 |  | 0 | 0 |  | 0 | 0
PG&E KERN | Mesa (PGE) | 115 |  | 0 | 0 | 0 | 0 | 0 | 0 | 0 | 0 | 0 | 0 | 0 | 0 | 0 | 0 | 0 | 0 |  | 0 | 0 | 0 | 0 | 0 | 0 | 0 | 0 | 0 | 0 | 0 | 0 | 0 | 0 | 0 | 0 |  | 0 | 0 | 0 | 0 | 0 | 0 |  |  | 0 | 0 | 0 | 0 | 0 | 0 | 0 | 0 | 0 | 0 | 0 | 0 | 0 |  | 0 | 0 |  | 0 | 0
PG&E KERN | Mesa (PGE) | 230 |  | 0 | 0 | 0 | 0 | 0 | 0 | 0 | 0 | 0 | 0 | 0 | 0 | 0 | 0 | 0 | 0 |  | 0 | 0 | 0 | 0 | 0 | 0 | 0 | 0 | 0 | 0 | 0 | 0 | 0 | 0 | 0 | 0 |  | 0 | 0 | 0 | 0 | 0 | 0 | 600 |  | 0 | 0 | 0 | 0 | 0 | 0 | 0 | 0 | 0 | 0 | 0 | 0 | 0 |  | 0 | 0 |  | 0 | 0
SCE Metro | Mesa (SCE) | 230 |  | 0 | 0 | 0 | 0 | 0 | 0 | 0 | 3.5 | 0 | 0.72 | 0 | 0 | 0 | 0 | 0 | 7 |  | 0 | 0 | 0 | 0 | 0 | 0 | 0 | 0 | 0 | 0 | 0 | 0 | 0 | 0 | 0 | 0 |  | 0 | 0 | 0 | 0 | 0 | 0 |  |  | 0 | 0 | 0 | 0 | 0 | 0 | 0 | 0 | 3.5 | 0 | 0.72 | 0 | 0 |  | 0 | 0 |  | 0 | 7
SCE Metro | Mesa (SCE) | 500 |  | 0 | 0 | 0 | 0 | 0 | 0 | 0 | 0 | 0 | 0 | 0 | 0 | 0 | 0 | 0 | 0 |  | 0 | 0 | 0 | 0 | 0 | 0 | 0 | 0 | 0 | 0 | 0 | 0 | 0 | 0 | 0 | 0 |  | 0 | 0 | 0 | 0 | 0 | 0 |  |  | 0 | 0 | 0 | 0 | 0 | 0 | 0 | 0 | 0 | 0 | 0 | 0 | 0 |  | 0 | 0 |  | 0 | 0
SDGE | Mesa Heights | 69 |  | 0 | 0 | 0 | 0 | 0 | 0 | 0 | 0 | 0 | 0 | 0 | 0 | 0 | 0 | 0 | 0 |  | 0 | 0 | 0 | 0 | 0 | 0 | 0 | 0 | 0 | 0 | 0 | 0 | 0 | 0 | 0 | 0 |  | 0 | 0 | 0 | 0 | 0 | 0 |  |  | 0 | 0 | 0 | 0 | 0 | 0 | 0 | 0 | 0 | 0 | 0 | 0 | 0 |  | 0 | 0 |  | 0 | 0
PG&E GBA | Metcalf | 115 |  | 0 | 0 | 0 | 0 | 0 | 0 | 0 | 0 | 0 | 0 | 0 | 0 | 0 | 0 | 0 | 0 |  | 0 | 0 | 0 | 0 | 0 | 0 | 0 | 0 | 0 | 0 | 0 | 0 | 0 | 0 | 0 | 0 |  | 0 | 0 | 0 | 0 | 0 | 0 |  |  | 0 | 0 | 0 | 0 | 0 | 0 | 0 | 0 | 0 | 0 | 0 | 0 | 0 |  | 0 | 0 |  | 0 | 0
PG&E GBA | Metcalf | 230 |  | 0 | 0 | 0 | 0 | 0 | 0 | 0 | 0 | 0 | 0 | 0 | 0 | 0 | 0 | 0 | 0 |  | 0 | 0 | 0 | 0 | 0 | 0 | 0 | 0 | 0 | 0 | 0 | 0 | 0 | 0 | 0 | 0 |  | 0 | 0 | 0 | 0 | 0 | 0 |  |  | 0 | 0 | 0 | 0 | 0 | 0 | 0 | 0 | 0 | 0 | 0 | 0 | 0 |  | 0 | 0 |  | 0 | 0
PG&E GBA | Metcalf | 500 |  | 0 | 0 | 0 | 0 | 0 | 0 | 0 | 0 | 0 | 0 | 0 | 0 | 0 | 0 | 0 | 0 |  | 0 | 0 | 0 | 0 | 0 | 0 | 0 | 0 | 0 | 0 | 0 | 0 | 0 | 0 | 0 | 0 |  | 0 | 0 | 0 | 0 | 0 | 0 |  |  | 0 | 0 | 0 | 0 | 0 | 0 | 0 | 0 | 0 | 0 | 0 | 0 | 0 |  | 0 | 0 |  | 0 | 0
PG&E KERN | Midway | 115 |  | 0 | 0 | 0 | 0 | 0 | 0 | 0 | 0 | 0 | 0 | 0 | 0 | 0 | 0 | 0 | 0 |  | 0 | 0 | 0 | 0 | 0 | 0 | 0 | 0 | 0 | 0 | 0 | 0 | 0 | 0 | 0 | 0 |  | 800 | 0 | 0 | 0 | 0 | 0 |  |  | 800 | 0 | 0 | 0 | 0 | 0 | 0 | 0 | 0 | 0 | 800 | 0 | 0 |  | 0 | 0 |  | 0 | 800
PG&E KERN | Midway | 230 |  | 0 | 0 | 0 | 0 | 0 | 0 | 0 | 0 | 0 | 0 | 0 | 0 | 0 | 0 | 0 | 0 |  | 0 | 0 | 0 | 0 | 0 | 0 | 0 | 0 | 0 | 0 | 0 | 0 | 0 | 0 | 0 | 0 |  | 1300 | 0 | 0 | 0 | 0 | 0 |  |  | 1300 | 0 | 0 | 0 | 0 | 0 | 0 | 0 | 0 | 0 | 1300 | 0 | 0 |  | 0 | 0 |  | 0 | 1300
PG&E KERN | Midway | 500 |  | 0 | 0 | 0 | 0 | 0 | 0 | 0 | 0 | 0 | 0 | 0 | 0 | 0 | 0 | 0 | 0 |  | 0 | 4.99 | 0 | 0 | 0 | 0 | 0 | 0 | 0 | 24.926 | 0 | 0 | 0 | 0 | 0 | 20 |  | 0 | 0 | 0 | 0 | 0 | 0 |  |  | 0 | 0 | 4.99 | 0 | 0 | 0 | 0 | 0 | 0 | 0 | 24.926 | 0 | 0 |  | 0 | 0 |  | 0 | 20
SDGE | Miguel | 230 |  | 0 | 0 | 0 | 0 | 0 | 0 | 0 | 0 | 0 | 0 | 0 | 0 | 0 | 0 | 0 | 0 |  | 0 | 0 | 0 | 0 | 0 | 0 | 0 | 0 | 0 | 0 | 0 | 0 | 0 | 0 | 0 | 0 |  | 0 | 0 | 0 | 0 | 0 | 0 |  |  | 0 | 0 | 0 | 0 | 0 | 0 | 0 | 0 | 0 | 0 | 0 | 0 | 0 |  | 0 | 0 |  | 0 | 0
SDGE | Miguel | 500 |  | 0 | 0 | 0 | 0 | 0 | 0 | 0 | 0 | 0 | 0 | 0 | 0 | 0 | 0 | 0 | 0 |  | 0 | 0 | 0 | 0 | 0 | 0 | 0 | 0 | 0 | 0 | 0 | 0 | 0 | 0 | 0 | 0 |  | 0 | 0 | 0 | 0 | 0 | 0 |  |  | 0 | 0 | 0 | 0 | 0 | 0 | 0 | 0 | 0 | 0 | 0 | 0 | 0 |  | 0 | 0 |  | 0 | 0
SDGE | Miguel | 69 |  | 0 | 0 | 0 | 0 | 0 | 0 | 0 | 0 | 0 | 0 | 0 | 0 | 0 | 0 | 0 | 0 |  | 0 | 0 | 0 | 0 | 0 | 0 | 0 | 0 | 0 | 0 | 0 | 0 | 0 | 0 | 0 | 0 |  | 0 | 0 | 0 | 0 | 0 | 0 |  |  | 0 | 0 | 0 | 0 | 0 | 0 | 0 | 0 | 0 | 0 | 0 | 0 | 0 |  | 0 | 0 |  | 0 | 0
PG&E GBA | Millbrae | 115 |  | 0 | 0 | 0 | 0 | 0 | 0 | 0 | 0 | 0 | 0 | 0 | 0 | 0 | 0 | 0 | 0 |  | 0 | 6.2558 | 0 | 0 | 0 | 0 | 0 | 3.7248 | 0 | 6.2558 | 0 | 0 | 0 | 0 | 0 | 3.7248 |  | 0 | 0 | 0 | 0 | 0 | 0 |  |  | 0 | 0 | 6.2558 | 0 | 0 | 0 | 0 | 0 | 3.7248 | 0 | 6.2558 | 0 | 0 |  | 0 | 0 |  | 0 | 3.7248
PG&E GBA | Miller | 115 |  | 0 | 0 | 0 | 0 | 0 | 0 | 0 | 0 | 0 | 0 | 0 | 0 | 0 | 0 | 0 | 0 |  | 0 | 0 | 0 | 0 | 0 | 0 | 0 | 0 | 0 | 0 | 0 | 0 | 0 | 0 | 0 | 0 |  | 0 | 0 | 0 | 0 | 0 | 0 |  |  | 0 | 0 | 0 | 0 | 0 | 0 | 0 | 0 | 0 | 0 | 0 | 0 | 0 |  | 0 | 0 |  | 0 | 0
SCE Metro | Mira Loma | 230 |  | 0 | 0 | 0 | 0 | 0 | 0 | 0 | 101.2 | 0 | 0 | 0 | 0 | 0 | 0 | 0 | 103.7 |  | 0 | 0 | 0 | 0 | 0 | 0 | 0 | 0 | 0 | 0 | 0 | 0 | 0 | 0 | 0 | 0 |  | 100 | 0 | 0 | 0 | 0 | 0 |  |  | 0 | 0 | 0 | 0 | 0 | 0 | 0 | 0 | 101.2 | 0 | 100 | 0 | 0 |  | 0 | 0 |  | 0 | 103.7
SCE Metro | Mira Loma | 500 |  | 0 | 0 | 0 | 0 | 0 | 0 | 0 | 0 | 0 | 0 | 0 | 0 | 0 | 0 | 0 | 0 |  | 0 | 0 | 0 | 0 | 0 | 0 | 0 | 0 | 0 | 0 | 0 | 0 | 0 | 0 | 0 | 0 |  | 0 | 0 | 0 | 0 | 0 | 0 |  |  | 0 | 0 | 0 | 0 | 0 | 0 | 0 | 0 | 0 | 0 | 0 | 0 | 0 |  | 0 | 0 |  | 0 | 0
SCE Eastern | Mirage | 115 |  | 0 | 0 | 0 | 0 | 0 | 0 | 0 | 0 | 0 | 0 | 0 | 0 | 0 | 0 | 0 | 0 |  | 0 | 0 | 0 | 0 | 0 | 0 | 0 | 0 | 0 | 0 | 0 | 0 | 0 | 0 | 0 | 0 |  | 0 | 0 | 0 | 0 | 0 | 0 |  |  | 0 | 0 | 0 | 0 | 0 | 0 | 0 | 0 | 0 | 0 | 0 | 0 | 0 | 0 | 0 | 0 | 0 | 0 | 0
SCE Eastern | Mirage | 230 |  | 0 | 0 | 0 | 0 | 0 | 0 | 0 | 0 | 0 | 0 | 0 | 0 | 0 | 0 | 0 | 219.949 |  | 0 | 0 | 0 | 0 | 0 | 0 | 0 | 0 | 0 | 0 | 0 | 0 | 0 | 0 | 0 | 0 |  | 0 | 0 | 0 | 0 | 0 | 0 |  |  | 0 | 0 | 0 | 0 | 0 | 0 | 0 | 0 | 0 | 0 | 0 | 0 | 0 | 0 | 0 | 0 | 0 | 0 | 219.949
SDGE | Mission | 138 |  | 0 | 0 | 0 | 0 | 0 | 0 | 0 | 0 | 0 | 0 | 0 | 0 | 0 | 0 | 0 | 0 |  | 0 | 0 | 0 | 0 | 0 | 0 | 0 | 0 | 0 | 0 | 0 | 0 | 0 | 0 | 0 | 0 |  | 0 | 0 | 0 | 0 | 0 | 0 |  |  | 0 | 0 | 0 | 0 | 0 | 0 | 0 | 0 | 0 | 0 | 0 | 0 | 0 |  | 0 | 0 |  | 0 | 0
SDGE | Mission | 230 |  | 0 | 0 | 0 | 0 | 0 | 0 | 0 | 0 | 0 | 0 | 0 | 0 | 0 | 0 | 0 | 0 |  | 0 | 0 | 0 | 0 | 0 | 0 | 0 | 0 | 0 | 0 | 0 | 0 | 0 | 0 | 0 | 0 |  | 0 | 0 | 0 | 0 | 0 | 0 |  |  | 0 | 0 | 0 | 0 | 0 | 0 | 0 | 0 | 0 | 0 | 0 | 0 | 0 |  | 0 | 0 |  | 0 | 0
SDGE | Mission | 69 |  | 0 | 0 | 0 | 0 | 0 | 0 | 0 | 0 | 0 | 0 | 0 | 0 | 0 | 0 | 0 | 0 |  | 0 | 0 | 0 | 0 | 0 | 0 | 0 | 0 | 0 | 0 | 0 | 0 | 0 | 0 | 0 | 0 |  | 0 | 0 | 0 | 0 | 0 | 0 |  |  | 0 | 0 | 0 | 0 | 0 | 0 | 0 | 0 | 0 | 0 | 0 | 0 | 0 |  | 0 | 0 |  | 0 | 0
PG&E GBA | Mi-Wuk | 115 |  | 0 | 0 | 0 | 0 | 0 | 0 | 0 | 0 | 0 | 0 | 0 | 0 | 0 | 0 | 0 | 0 |  | 0 | 0 | 0 | 0 | 0 | 0 | 0 | 0 | 0 | 0 | 0 | 0 | 0 | 0 | 0 | 0 |  | 0 | 0 | 0 | 0 | 0 | 0 |  |  | 0 | 0 | 0 | 0 | 0 | 0 | 0 | 0 | 0 | 0 | 0 | 0 | 0 |  | 0 | 0 |  | 0 | 0
SCE EOP | Mohave | 500 |  | 0 | 0 | 0 | 0 | 0 | 0 | 0 | 0 | 0 | 0 | 0 | 0 | 0 | 0 | 0 | 0 |  | 0 | 0 | 0 | 0 | 0 | 0 | 0 | 0 | 0 | 0 | 0 | 0 | 0 | 0 | 0 | 0 |  | 0 | 0 | 0 | 0 | 0 | 0 |  |  | 0 | 0 | 0 | 0 | 0 | 0 | 0 | 0 | 0 | 0 | 0 | 0 | 0 |  | 0 | 0 |  | 0 | 0
PG&E NGBA | Monroe | 115 |  | 0 | 0 | 0 | 0 | 0 | 0 | 0 | 0 | 0 | 0 | 0 | 0 | 0 | 0 | 0 | 0 |  | 0 | 0 | 0 | 0 | 0 | 0 | 0 | 0 | 0 | 0 | 0 | 0 | 0 | 0 | 0 | 0 |  | 0 | 0 | 0 | 0 | 0 | 0 |  |  | 0 | 0 | 0 | 0 | 0 | 0 | 0 | 0 | 0 | 0 | 0 | 0 | 0 |  | 0 | 0 |  | 0 | 0
SDGE | Monserate | 69 |  | 0 | 0 | 0 | 0 | 0 | 0 | 0 | 0 | 0 | 0 | 0 | 0 | 0 | 0 | 0 | 0 |  | 0 | 0 | 0 | 0 | 0 | 0 | 0 | 0 | 0 | 0 | 0 | 0 | 0 | 0 | 0 | 0 |  | 0 | 0 | 0 | 0 | 0 | 0 |  |  | 0 | 0 | 0 | 0 | 0 | 0 | 0 | 0 | 0 | 0 | 0 | 0 | 0 |  | 0 | 0 |  | 0 | 0
PG&E GBA | Monta Vista | 115 |  | 0 | 0 | 0 | 0 | 0 | 0 | 0 | 0 | 0 | 0 | 0 | 0 | 0 | 0 | 0 | 0 |  | 0 | 0 | 0 | 0 | 0 | 0 | 0 | 0 | 0 | 0 | 0 | 0 | 0 | 0 | 0 | 0 |  | 0 | 0 | 0 | 0 | 0 | 0 |  |  | 0 | 0 | 0 | 0 | 0 | 0 | 0 | 0 | 0 | 0 | 0 | 0 | 0 |  | 0 | 0 |  | 0 | 0
PG&E GBA | Monta Vista | 230 |  | 0 | 0 | 0 | 0 | 0 | 0 | 0 | 0 | 0 | 0 | 0 | 0 | 0 | 0 | 0 | 0 |  | 0 | 0 | 0 | 0 | 0 | 0 | 0 | 0 | 0 | 0 | 0 | 0 | 0 | 0 | 0 | 0 |  | 0 | 0 | 0 | 0 | 0 | 0 |  |  | 0 | 0 | 0 | 0 | 0 | 0 | 0 | 0 | 0 | 0 | 0 | 0 | 0 |  | 0 | 0 |  | 0 | 0
PG&E GBA | Monta Vista | 60 |  | 0 | 0 | 0 | 0 | 0 | 0 | 0 | 0 | 0 | 0 | 0 | 0 | 0 | 0 | 0 | 0 |  | 0 | 0 | 0 | 0 | 0 | 0 | 0 | 0 | 0 | 0 | 0 | 0 | 0 | 0 | 0 | 0 |  | 0 | 0 | 0 | 0 | 0 | 0 |  |  | 0 | 0 | 0 | 0 | 0 | 0 | 0 | 0 | 0 | 0 | 0 | 0 | 0 |  | 0 | 0 |  | 0 | 0
PG&E NGBA | Monticello | 115 |  | 0 | 0 | 0 | 0 | 0 | 0 | 0 | 0 | 0 | 0 | 0 | 0 | 0 | 0 | 0 | 0 |  | 0 | 0 | 0 | 0 | 0 | 0 | 0 | 0 | 0 | 0 | 0 | 0 | 0 | 0 | 0 | 0 |  | 0 | 0 | 0 | 0 | 0 | 0 |  |  | 0 | 0 | 0 | 0 | 0 | 0 | 0 | 0 | 0 | 0 | 0 | 0 | 0 |  | 0 | 0 |  | 0 | 0
SCE Northern | Moorpark | 230 |  | 0 | 0 | 0 | 0 | 0 | 0 | 0 | 248 | 0 | 0 | 0 | 0 | 0 | 0 | 0 | 336.75 |  | 0 | 0 | 0 | 0 | 0 | 0 | 0 | 0 | 0 | 0 | 0 | 0 | 0 | 0 | 0 | 0 |  | 0 | 0 | 0 | 0 | 0 | 0 |  |  | 0 | 0 | 0 | 0 | 0 | 0 | 0 | 0 | 248 | 0 | 0 | 0 | 0 |  | 0 | 0 |  | 0 | 336.75
SCE Northern | Moorpark | 66 |  | 0 | 0 | 0 | 0 | 0 | 0 | 0 | 0 | 0 | 0 | 0 | 0 | 0 | 0 | 0 | 0 |  | 0 | 0 | 0 | 0 | 0 | 0 | 0 | 0 | 0 | 0 | 0 | 0 | 0 | 0 | 0 | 0 |  | 0 | 0 | 0 | 0 | 0 | 0 |  |  | 0 | 0 | 0 | 0 | 0 | 0 | 0 | 0 | 0 | 0 | 0 | 0 | 0 |  | 0 | 0 |  | 0 | 0
PG&E GBA | Moraga | 115 |  | 0 | 0 | 0 | 0 | 0 | 0 | 0 | 0 | 0 | 0 | 0 | 0 | 0 | 0 | 0 | 0 |  | 0 | 0 | 0 | 0 | 0 | 0 | 0 | 0 | 0 | 0 | 0 | 0 | 0 | 0 | 0 | 0 |  | 0 | 0 | 0 | 0 | 0 | 0 |  |  | 0 | 0 | 0 | 0 | 0 | 0 | 0 | 0 | 0 | 0 | 0 | 0 | 0 |  | 0 | 0 |  | 0 | 0
PG&E GBA | Moraga | 230 |  | 0 | 0 | 0 | 0 | 0 | 0 | 0 | 0 | 0 | 0 | 0 | 0 | 0 | 0 | 0 | 0 |  | 0 | 0 | 0 | 0 | 0 | 0 | 0 | 0 | 0 | 0 | 0 | 0 | 0 | 0 | 0 | 0 |  | 0 | 0 | 0 | 0 | 0 | 0 |  |  | 0 | 0 | 0 | 0 | 0 | 0 | 0 | 0 | 0 | 0 | 0 | 0 | 0 |  | 0 | 0 |  | 0 | 0
PG&E GBA | Morgan Hill | 115 |  | 0 | 0 | 0 | 0 | 0 | 0 | 0 | 0 | 0 | 0 | 0 | 0 | 0 | 0 | 0 | 0 |  | 0 | 0 | 0 | 0 | 0 | 0 | 0 | 20 | 0 | 0 | 0 | 0 | 0 | 0 | 0 | 20 |  | 0 | 0 | 0 | 0 | 0 | 0 |  |  | 0 | 0 | 0 | 0 | 0 | 0 | 0 | 0 | 20 | 0 | 0 | 0 | 0 |  | 0 | 0 |  | 0 | 20
PG&E KERN | Morro Bay | 115 |  | 0 | 0 | 0 | 0 | 0 | 0 | 0 | 0 | 0 | 0 | 0 | 0 | 0 | 0 | 0 | 0 |  | 0 | 0 | 0 | 0 | 0 | 0 | 0 | 0 | 0 | 0 | 0 | 0 | 0 | 0 | 0 | 0 |  | 0 | 0 | 0 | 0 | 0 | 0 |  |  | 0 | 0 | 0 | 0 | 0 | 0 | 0 | 0 | 0 | 0 | 0 | 0 | 0 |  | 0 | 0 |  | 0 | 0
PG&E KERN | Morro Bay | 230 |  | 0 | 0 | 0 | 0 | 0 | 0 | 0 | 0 | 0 | 0 | 0 | 0 | 0 | 0 | 0 | 0 |  | 0 | 0 | 0 | 0 | 0 | 0 | 0 | 0 | 0 | 0 | 0 | 0 | 0 | 0 | 0 | 0 |  | 0 | 0 | 0 | 0 | 0 | 0 |  |  | 0 | 0 | 0 | 0 | 0 | 0 | 0 | 0 | 0 | 0 | 0 | 0 | 0 |  | 0 | 0 |  | 0 | 0
PG&E KERN | Morro Bay | 500 |  | 0 | 0 | 0 | 0 | 0 | 0 | 0 | 0 | 0 | 0 | 0 | 0 | 0 | 0 | 0 | 0 |  | 0 | 0 | 0 | 0 | 0 | 0 | 0 | 0 | 0 | 0 | 0 | 0 | 0 | 0 | 0 | 0 |  | 0 | 0 | 0 | 0 | 0 | 0 |  |  | 0 | 0 | 0 | 0 | 0 | 0 | 0 | 0 | 0 | 0 | 0 | 0 | 0 |  | 0 | 0 |  | 0 | 0
PG&E GBA | Moss Landing | 115 |  | 0 | 0 | 0 | 0 | 0 | 0 | 0 | 0 | 0 | 0 | 0 | 0 | 0 | 0 | 0 | 0 |  | 0 | 0 | 0 | 0 | 0 | 0 | 0 | 0 | 0 | 0 | 0 | 0 | 0 | 0 | 0 | 0 |  | 0 | 0 | 0 | 0 | 0 | 0 |  |  | 0 | 0 | 0 | 0 | 0 | 0 | 0 | 0 | 0 | 0 | 0 | 0 | 0 |  | 0 | 0 |  | 0 | 0
PG&E GBA | Moss Landing | 230 |  | 0 | 0 | 0 | 0 | 0 | 0 | 0 | 0 | 0 | 0 | 0 | 0 | 0 | 0 | 0 | 0 |  | 0 | 0 | 0 | 0 | 0 | 0 | 0 | 0 | 0 | 0 | 0 | 0 | 0 | 0 | 0 | 0 |  | 0 | 0 | 0 | 0 | 0 | 0 |  |  | 0 | 0 | 0 | 0 | 0 | 0 | 0 | 0 | 0 | 0 | 0 | 0 | 0 |  | 0 | 0 |  | 0 | 0
PG&E GBA | Moss Landing | 500 |  | 0 | 0 | 0 | 0 | 0 | 0 | 0 | 0 | 0 | 0 | 0 | 0 | 0 | 0 | 0 | 0 |  | 0 | 0 | 0 | 0 | 0 | 0 | 0 | 0 | 0 | 0 | 0 | 0 | 0 | 0 | 0 | 0 |  | 0 | 0 | 0 | 0 | 0 | 0 |  |  | 0 | 0 | 0 | 0 | 0 | 0 | 0 | 0 | 0 | 0 | 0 | 0 | 0 |  | 0 | 0 |  | 0 | 0
SCE EOP | Mountain Pass | 115 |  | 0 | 0 | 0 | 0 | 0 | 0 | 0 | 0 | 0 | 0 | 0 | 0 | 0 | 0 | 0 | 0 |  | 0 | 0 | 0 | 0 | 0 | 0 | 0 | 0 | 0 | 0 | 0 | 0 | 0 | 0 | 0 | 0 |  | 0 | 0 | 0 | 0 | 0 | 0 |  |  | 0 | 0 | 0 | 0 | 0 | 0 | 0 | 0 | 0 | 0 | 0 | 0 | 0 |  | 0 | 0 |  | 0 | 0
PG&E GBA | Mountain View | 115 |  | 0 | 0 | 0 | 0 | 0 | 0 | 0 | 0 | 0 | 0 | 0 | 0 | 0 | 0 | 0 | 0 |  | 0 | 0 | 0 | 0 | 0 | 0 | 0 | 0 | 0 | 1.02 | 0 | 0 | 0 | 0 | 0 | 0 |  | 0 | 0 | 0 | 0 | 0 | 0 |  |  | 0 | 0 | 0 | 0 | 0 | 0 | 0 | 0 | 0 | 0 | 1.02 | 0 | 0 |  | 0 | 0 |  | 0 | 0
PG&E GBA | Mt Eden | 115 |  | 0 | 0 | 0 | 0 | 0 | 0 | 0 | 0 | 0 | 0 | 0 | 0 | 0 | 0 | 0 | 0 |  | 0 | 5.162 | 0 | 0 | 0 | 0 | 0 | 5.162 | 0 | 6.366 | 0 | 0 | 0 | 0 | 0 | 5.162 |  | 0 | 0 | 0 | 0 | 0 | 0 |  |  | 0 | 0 | 5.162 | 0 | 0 | 0 | 0 | 0 | 5.162 | 0 | 6.366 | 0 | 0 |  | 0 | 0 |  | 0 | 5.162
PG&E KERN | Mt Poso | 115 |  | 0 | 0 | 0 | 0 | 0 | 0 | 0 | 0 | 0 | 0 | 0 | 0 | 0 | 0 | 0 | 0 |  | 0 | 0 | 0 | 0 | 0 | 0 | 0 | 0 | 0 | 0 | 0 | 0 | 0 | 0 | 0 | 0 |  | 0 | 0 | 0 | 0 | 0 | 0 |  |  | 0 | 0 | 0 | 0 | 0 | 0 | 0 | 0 | 0 | 0 | 0 | 0 | 0 |  | 0 | 0 |  | 0 | 0
SDGE | Murray | 69 |  | 0 | 0 | 0 | 0 | 0 | 0 | 0 | 0 | 0 | 0 | 0 | 0 | 0 | 0 | 0 | 0 |  | 0 | 0 | 0 | 0 | 0 | 0 | 0 | 0 | 0 | 0 | 0 | 0 | 0 | 0 | 0 | 0 |  | 0 | 0 | 0 | 0 | 0 | 0 |  |  | 0 | 0 | 0 | 0 | 0 | 0 | 0 | 0 | 0 | 0 | 0 | 0 | 0 |  | 0 | 0 |  | 0 | 0
PG&E FRESNO | Mustang | 230 |  | 0 | 0 | 0 | 0 | 0 | 0 | 0 | 0 | 0 | 0 | 0 | 0 | 0 | 0 | 0 | 0 |  | 0 | 0 | 0 | 0 | 0 | 0 | 0 | 0 | 0 | 0 | 0 | 0 | 0 | 0 | 0 | 0 |  | 0 | 0 | 0 | 0 | 0 | 0 |  |  | 0 | 0 | 0 | 0 | 0 | 0 | 0 | 0 | 0 | 0 | 0 | 0 | 0 |  | 0 | 0 |  | 0 | 0
SCE Northern | Neenach | 66 |  | 0 | 0 | 0 | 0 | 0 | 0 | 0 | 0 | 0 | 0 | 0 | 0 | 0 | 0 | 0 | 0 |  | 0 | 0 | 0 | 0 | 0 | 0 | 0 | 0 | 0 | 0 | 0 | 0 | 0 | 0 | 0 | 0 |  | 0 | 0 | 0 | 0 | 0 | 0 |  |  | 0 | 0 | 0 | 0 | 0 | 0 | 0 | 0 | 0 | 0 | 0 | 0 | 0 |  | 0 | 0 |  | 0 | 0
PG&E KERN | New Sub - Gates - Midway (Proposed) | 230 |  | 0 | 0 | 0 | 0 | 0 | 0 | 0 | 0 | 0 | 0 | 0 | 0 | 0 | 0 | 0 | 0 |  | 0 | 0 | 0 | 0 | 0 | 0 | 0 | 0 | 0 | 0 | 0 | 0 | 0 | 0 | 0 | 0 |  | 0 | 0 | 0 | 0 | 0 | 0 |  |  | 0 | 0 | 0 | 0 | 0 | 0 | 0 | 0 | 0 | 0 | 0 | 0 | 0 |  | 0 | 0 |  | 0 | 0
PG&E KERN | New Sub - Gates - Templeton (Proposed) | 230 |  | 0 | 0 | 0 | 0 | 0 | 0 | 0 | 0 | 0 | 0 | 0 | 0 | 0 | 0 | 0 | 0 |  | 0 | 0 | 0 | 0 | 0 | 0 | 0 | 0 | 0 | 0 | 0 | 0 | 0 | 0 | 0 | 0 |  | 0 | 0 | 0 | 0 | 0 | 0 |  |  | 0 | 0 | 0 | 0 | 0 | 0 | 0 | 0 | 0 | 0 | 0 | 0 | 0 |  | 0 | 0 |  | 0 | 0
SCE NOL | New Sub - Kramer - Lugo (Proposed) | 230 |  | 0 | 0 | 0 | 0 | 0 | 0 | 0 | 0 | 0 | 0 | 0 | 0 | 0 | 0 | 0 | 0 |  | 0 | 0 | 0 | 0 | 0 | 0 | 0 | 0 | 0 | 0 | 0 | 0 | 0 | 0 | 0 | 0 |  | 0 | 0 | 0 | 0 | 0 | 0 |  |  | 0 | 0 | 0 | 0 | 0 | 0 | 0 | 0 | 0 | 0 | 0 | 0 | 0 |  | 0 | 0 |  | 0 | 0
PG&E FRESNO | New Sub - Los Banos - Midway (Proposed) | 500 |  | 0 | 0 | 0 | 0 | 0 | 0 | 0 | 0 | 0 | 0 | 0 | 0 | 0 | 0 | 0 | 0 |  | 0 | 0 | 0 | 0 | 0 | 0 | 0 | 0 | 0 | 0 | 0 | 0 | 0 | 0 | 0 | 0 |  | 0 | 0 | 0 | 0 | 0 | 0 |  |  | 0 | 0 | 0 | 0 | 0 | 0 | 0 | 0 | 0 | 0 | 0 | 0 | 0 |  | 0 | 0 |  | 0 | 0
SCE NOL | New Sub - Lugo - Pisgah (Proposed) | 230 |  | 0 | 0 | 0 | 0 | 0 | 0 | 0 | 0 | 0 | 0 | 0 | 0 | 0 | 0 | 0 | 0 |  | 0 | 0 | 0 | 0 | 0 | 0 | 0 | 0 | 0 | 0 | 0 | 0 | 0 | 0 | 0 | 0 |  | 0 | 0 | 0 | 0 | 0 | 0 |  |  | 0 | 0 | 0 | 0 | 0 | 0 | 0 | 0 | 0 | 0 | 0 | 0 | 0 |  | 0 | 0 |  | 0 | 0
PG&E KERN | New Sub - Midway - Wheeler Ridge (Proposed) | 230 |  | 0 | 0 | 0 | 0 | 0 | 0 | 0 | 0 | 0 | 0 | 0 | 0 | 0 | 0 | 0 | 0 |  | 0 | 0 | 0 | 0 | 0 | 0 | 0 | 0 | 0 | 0 | 0 | 0 | 0 | 0 | 0 | 0 |  | 0 | 0 | 0 | 0 | 0 | 0 |  |  | 0 | 0 | 0 | 0 | 0 | 0 | 0 | 0 | 0 | 0 | 0 | 0 | 0 |  | 0 | 0 |  | 0 | 0
PG&E NGBA | New Sub - Near existing Leavitt (PSREC) | 345 |  | 0 | 0 | 0 | 0 | 0 | 0 | 0 | 0 | 0 | 0 | 0 | 0 | 0 | 0 | 0 | 0 |  | 0 | 0 | 0 | 0 | 0 | 0 | 0 | 0 | 0 | 0 | 0 | 0 | 0 | 0 | 0 | 0 |  | 0 | 0 | 0 | 0 | 0 | 0 |  |  | 0 | 0 | 0 | 0 | 0 | 0 | 0 | 0 | 0 | 0 | 0 | 0 | 0 | 0 | 0 | 0 | 0 | 0 | 0
PG&E NGBA | New Sub - Near existing Madeline (NVE) | 345 |  | 0 | 0 | 0 | 0 | 0 | 0 | 0 | 0 | 0 | 0 | 0 | 0 | 0 | 0 | 0 | 0 |  | 0 | 0 | 0 | 0 | 0 | 0 | 0 | 0 | 0 | 0 | 0 | 0 | 0 | 0 | 0 | 0 |  | 0 | 0 | 0 | 0 | 0 | 0 |  |  | 0 | 0 | 0 | 0 | 0 | 0 | 0 | 0 | 0 | 0 | 0 | 0 | 0 | 0 | 0 | 0 | 0 | 0 | 0
SDGE | New Sub - North Gila - IV (Proposed) | 500 |  | 0 | 0 | 0 | 0 | 0 | 0 | 0 | 0 | 0 | 0 | 0 | 0 | 0 | 0 | 0 | 0 |  | 0 | 0 | 0 | 0 | 0 | 0 | 0 | 0 | 0 | 0 | 0 | 0 | 0 | 0 | 0 | 0 |  | 0 | 0 | 0 | 0 | 0 | 0 |  |  | 0 | 0 | 0 | 0 | 0 | 0 | 0 | 0 | 0 | 0 | 0 | 0 | 0 |  | 0 | 0 |  | 0 | 0
PG&E NGBA | New Sub - Pit 1 - Cottonwood (Proposed) | 230 |  | 0 | 0 | 0 | 0 | 0 | 0 | 0 | 0 | 0 | 0 | 0 | 0 | 0 | 0 | 0 | 0 |  | 0 | 0 | 0 | 0 | 0 | 0 | 0 | 0 | 0 | 0 | 0 | 0 | 0 | 0 | 0 | 0 |  | 0 | 0 | 0 | 0 | 0 | 0 |  |  | 0 | 0 | 0 | 0 | 0 | 0 | 0 | 0 | 0 | 0 | 0 | 0 | 0 |  | 0 | 0 |  | 0 | 0
PG&E GBA | New Sub - Rancho Seco - Bellota (Proposed) | 230 |  | 0 | 0 | 0 | 0 | 0 | 0 | 0 | 0 | 0 | 0 | 0 | 0 | 0 | 0 | 0 | 0 |  | 0 | 0 | 0 | 0 | 0 | 0 | 0 | 0 | 0 | 0 | 0 | 0 | 0 | 0 | 0 | 0 |  | 0 | 0 | 0 | 0 | 0 | 0 |  |  | 0 | 0 | 0 | 0 | 0 | 0 | 0 | 0 | 0 | 0 | 0 | 0 | 0 |  | 0 | 0 |  | 0 | 0
SDGE | New Sub - Suncrest - Ocotillo (Proposed) | 500 |  | 0 | 0 | 0 | 0 | 0 | 0 | 0 | 0 | 0 | 0 | 0 | 0 | 0 | 0 | 0 | 0 |  | 0 | 0 | 0 | 0 | 0 | 0 | 0 | 0 | 0 | 0 | 0 | 0 | 0 | 0 | 0 | 0 |  | 0 | 0 | 0 | 0 | 0 | 0 |  |  | 0 | 0 | 0 | 0 | 0 | 0 | 0 | 0 | 0 | 0 | 0 | 0 | 0 |  | 0 | 0 |  | 0 | 0
PG&E FRESNO | New Sub - Westley - Quinto (Proposed) | 230 |  | 0 | 0 | 0 | 0 | 0 | 0 | 0 | 0 | 0 | 0 | 0 | 0 | 0 | 0 | 0 | 0 |  | 0 | 0 | 0 | 0 | 0 | 0 | 0 | 0 | 0 | 0 | 0 | 0 | 0 | 0 | 0 | 0 |  | 0 | 0 | 0 | 0 | 0 | 0 |  |  | 0 | 0 | 0 | 0 | 0 | 0 | 0 | 0 | 0 | 0 | 0 | 0 | 0 |  | 0 | 0 |  | 0 | 0
PG&E GBA | Newark | 115 |  | 0 | 0 | 0 | 0 | 0 | 0 | 0 | 0 | 0 | 0 | 0 | 0 | 0 | 0 | 0 | 0 |  | 0 | 0 | 0 | 0 | 0 | 0 | 0 | 0 | 0 | 0 | 0 | 0 | 0 | 0 | 0 | 0 |  | 0 | 0 | 0 | 0 | 0 | 0 |  |  | 0 | 0 | 0 | 0 | 0 | 0 | 0 | 0 | 0 | 0 | 0 | 0 | 0 |  | 0 | 0 |  | 0 | 0
PG&E GBA | Newark | 230 |  | 0 | 0 | 0 | 0 | 0 | 0 | 0 | 0 | 0 | 0 | 0 | 0 | 0 | 0 | 0 | 0 |  | 0 | 3.9531 | 0 | 0 | 0 | 0 | 0 | 1.7989 | 0 | 4.4531 | 0 | 0 | 0 | 0 | 0 | 1.9789 |  | 0 | 0 | 0 | 0 | 0 | 0 |  |  | 0 | 0 | 3.9531 | 0 | 0 | 0 | 0 | 0 | 1.7989 | 0 | 4.4531 | 0 | 0 |  | 0 | 0 |  | 0 | 1.9789
PG&E GBA | Newark | 60 |  | 0 | 0 | 0 | 0 | 0 | 0 | 0 | 0 | 0 | 0 | 0 | 0 | 0 | 0 | 0 | 0 |  | 0 | 0 | 0 | 0 | 0 | 0 | 0 | 0 | 0 | 0 | 0 | 0 | 0 | 0 | 0 | 0 |  | 0 | 0 | 0 | 0 | 0 | 0 |  |  | 0 | 0 | 0 | 0 | 0 | 0 | 0 | 0 | 0 | 0 | 0 | 0 | 0 |  | 0 | 0 |  | 0 | 0
PG&E FRESNO | Newhall | 115 |  | 0 | 0 | 0 | 0 | 0 | 0 | 0 | 0 | 0 | 0 | 0 | 0 | 0 | 0 | 0 | 0 |  | 0 | 9.7 | 0 | 0 | 0 | 0 | 0 | 9.7 | 0 | 9.7 | 0 | 0 | 0 | 0 | 0 | 9.7 |  | 0 | 0 | 0 | 0 | 0 | 0 |  |  | 0 | 0 | 9.7 | 0 | 0 | 0 | 0 | 0 | 9.7 | 0 | 9.7 | 0 | 0 |  | 0 | 0 |  | 0 | 9.7
PG&E KERN | Norco | 115 |  | 0 | 0 | 0 | 0 | 0 | 0 | 0 | 0 | 0 | 0 | 0 | 0 | 0 | 0 | 0 | 0 |  | 0 | 0 | 0 | 0 | 0 | 0 | 0 | 0 | 0 | 0 | 0 | 0 | 0 | 0 | 0 | 0 |  | 0 | 0 | 0 | 0 | 0 | 0 |  |  | 0 | 0 | 0 | 0 | 0 | 0 | 0 | 0 | 0 | 0 | 0 | 0 | 0 |  | 0 | 0 |  | 0 | 0
PG&E GBA | Nortech | 115 |  | 0 | 0 | 0 | 0 | 0 | 0 | 0 | 0 | 0 | 0 | 0 | 0 | 0 | 0 | 0 | 0 |  | 0 | 5.353 | 0 | 0 | 0 | 0 | 0 | 0 | 0 | 7.127 | 0 | 0 | 0 | 0 | 0 | 0 |  | 0 | 0 | 0 | 0 | 0 | 0 |  |  | 0 | 0 | 5.353 | 0 | 0 | 0 | 0 | 0 | 0 | 0 | 7.127 | 0 | 0 |  | 0 | 0 |  | 0 | 0
SDGE | North City Metering | 138 |  | 0 | 0 | 0 | 0 | 0 | 0 | 0 | 0 | 0 | 0 | 0 | 0 | 0 | 0 | 0 | 0 |  | 0 | 0 | 0 | 0 | 0 | 0 | 0 | 0 | 0 | 0 | 0 | 0 | 0 | 0 | 0 | 0 |  | 0 | 0 | 0 | 0 | 0 | 0 |  |  | 0 | 0 | 0 | 0 | 0 | 0 | 0 | 0 | 0 | 0 | 0 | 0 | 0 |  | 0 | 0 |  | 0 | 0
PG&E GBA | North Dublin | 230 |  | 0 | 0 | 0 | 0 | 0 | 0 | 0 | 0 | 0 | 0 | 0 | 0 | 0 | 0 | 0 | 0 |  | 0 | 0 | 0 | 0 | 0 | 0 | 0 | 0 | 0 | 0 | 0 | 0 | 0 | 0 | 0 | 0 |  | 0 | 0 | 0 | 0 | 0 | 0 |  |  | 0 | 0 | 0 | 0 | 0 | 0 | 0 | 0 | 0 | 0 | 0 | 0 | 0 |  | 0 | 0 |  | 0 | 0
SDGE | North Gila | 500 |  | 0 | 0 | 0 | 0 | 0 | 0 | 0 | 0 | 0 | 0 | 0 | 0 | 0 | 0 | 0 | 0 |  | 0 | 0 | 0 | 0 | 0 | 0 | 0 | 0 | 0 | 0 | 0 | 0 | 0 | 0 | 0 | 0 |  | 1000 | 0 | 0 | 0 | 0 | 0 |  |  | 0 | 0 | 0 | 0 | 0 | 0 | 0 | 0 | 0 | 0 | 1000 | 0 | 0 |  | 0 | 0 |  | 0 | 0
SCE Metro | North of SONGS | 230 |  | 0 | 0 | 0 | 0 | 0 | 0 | 0 | 0 | 0 | 0 | 0 | 0 | 0 | 0 | 0 | 0 |  | 0 | 0 | 0 | 0 | 0 | 0 | 0 | 0 | 0 | 0 | 0 | 0 | 0 | 0 | 0 | 0 |  | 0 | 0 | 0 | 0 | 0 | 0 |  |  | 0 | 0 | 0 | 0 | 0 | 0 | 0 | 0 | 0 | 0 | 0 | 0 | 0 |  | 0 | 0 |  | 0 | 0
SCE Metro | North of SONGS | 500 |  | 0 | 0 | 0 | 0 | 0 | 0 | 0 | 0 | 0 | 0 | 0 | 0 | 0 | 0 | 0 | 0 |  | 0 | 0 | 0 | 0 | 0 | 0 | 0 | 0 | 0 | 0 | 0 | 0 | 0 | 0 | 0 | 0 |  | 0 | 0 | 0 | 0 | 0 | 0 |  |  | 0 | 0 | 0 | 0 | 0 | 0 | 0 | 0 | 0 | 0 | 0 | 0 | 0 |  | 0 | 0 |  | 0 | 0
PG&E NGBA | Notre Dame | 115 |  | 0 | 0 | 0 | 0 | 0 | 0 | 0 | 0 | 0 | 0 | 0 | 0 | 0 | 0 | 0 | 0 |  | 0 | 0 | 0 | 0 | 0 | 0 | 0 | 0 | 0 | 10.966 | 0 | 0 | 0 | 0 | 0 | 0 |  | 0 | 0 | 0 | 0 | 0 | 0 |  |  | 0 | 0 | 0 | 0 | 0 | 0 | 0 | 0 | 0 | 0 | 10.966 | 0 | 0 |  | 0 | 0 |  | 0 | 0
PG&E GBA | Oakland C | 115 |  | 0 | 0 | 0 | 0 | 0 | 0 | 0 | 0 | 0 | 0 | 0 | 0 | 0 | 0 | 0 | 0 |  | 0 | 0 | 0 | 0 | 0 | 0 | 0 | 0 | 0 | 0 | 0 | 0 | 0 | 0 | 0 | 0 |  | 0 | 0 | 0 | 0 | 0 | 0 |  |  | 0 | 0 | 0 | 0 | 0 | 0 | 0 | 0 | 0 | 0 | 0 | 0 | 0 |  | 0 | 0 |  | 0 | 0
PG&E GBA | Oakland J | 115 |  | 0 | 0 | 0 | 0 | 0 | 0 | 0 | 0 | 0 | 0 | 0 | 0 | 0 | 0 | 0 | 0 |  | 0 | 2.254 | 0 | 0 | 0 | 0 | 0 | 0.072 | 0 | 2.254 | 0 | 0 | 0 | 0 | 0 | 12.552 |  | 0 | 0 | 0 | 0 | 0 | 0 |  |  | 0 | 0 | 2.254 | 0 | 0 | 0 | 0 | 0 | 0.072 | 0 | 2.254 | 0 | 0 |  | 0 | 0 |  | 0 | 12.552
PG&E GBA | Oakland L | 115 |  | 0 | 0 | 0 | 0 | 0 | 0 | 0 | 0 | 0 | 0 | 0 | 0 | 0 | 0 | 0 | 0 |  | 0 | 0.01445 | 0 | 0 | 0 | 0 | 0 | 0 | 0 | 0.01445 | 0 | 0 | 0 | 0 | 0 | 0 |  | 0 | 0 | 0 | 0 | 0 | 0 |  |  | 0 | 0 | 0.01445 | 0 | 0 | 0 | 0 | 0 | 0 | 0 | 0.01445 | 0 | 0 |  | 0 | 0 |  | 0 | 0
PG&E GBA | Oakland X | 115 |  | 0 | 0 | 0 | 0 | 0 | 0 | 0 | 0 | 0 | 0 | 0 | 0 | 0 | 0 | 0 | 0 |  | 0 | 0 | 0 | 0 | 0 | 0 | 0 | 0 | 0 | 0 | 0 | 0 | 0 | 0 | 0 | 0 |  | 0 | 0 | 0 | 0 | 0 | 0 |  |  | 0 | 0 | 0 | 0 | 0 | 0 | 0 | 0 | 0 | 0 | 0 | 0 | 0 |  | 0 | 0 |  | 0 | 0
SDGE | Ocean Ranch | 69 |  | 0 | 0 | 0 | 0 | 0 | 0 | 0 | 0 | 0 | 0 | 0 | 0 | 0 | 0 | 0 | 0 |  | 0 | 0 | 0 | 0 | 0 | 0 | 0 | 0 | 0 | 0 | 0 | 0 | 0 | 0 | 0 | 0 |  | 0 | 0 | 0 | 0 | 0 | 0 |  |  | 0 | 0 | 0 | 0 | 0 | 0 | 0 | 0 | 0 | 0 | 0 | 0 | 0 |  | 0 | 0 |  | 0 | 0
PG&E KERN | Oceano | 115 |  | 0 | 0 | 0 | 0 | 0 | 0 | 0 | 0 | 0 | 0 | 0 | 0 | 0 | 0 | 0 | 0 |  | 0 | 0 | 0 | 0 | 0 | 0 | 0 | 0 | 0 | 0 | 0 | 0 | 0 | 0 | 0 | 0 |  | 0 | 0 | 0 | 0 | 0 | 0 |  |  | 0 | 0 | 0 | 0 | 0 | 0 | 0 | 0 | 0 | 0 | 0 | 0 | 0 |  | 0 | 0 |  | 0 | 0
SDGE | Ocotillo Express | 500 |  | 0 | 0 | 0 | 0 | 0 | 0 | 0 | 0 | 0 | 0 | 0 | 0 | 0 | 0 | 0 | 0 |  | 0 | 0 | 0 | 0 | 0 | 0 | 0 | 0 | 0 | 0 | 0 | 0 | 0 | 0 | 0 | 0 |  | 0 | 0 | 0 | 0 | 0 | 0 |  |  | 0 | 0 | 0 | 0 | 0 | 0 | 0 | 0 | 0 | 0 | 0 | 0 | 0 |  | 0 | 0 |  | 0 | 0
PG&E KERN | Old River | 70 |  | 0 | 0 | 0 | 0 | 0 | 0 | 0 | 0 | 0 | 0 | 0 | 0 | 0 | 0 | 0 | 0 |  | 0 | 2.9028 | 0 | 0 | 0 | 0 | 0 | 0.05626 | 0 | 2.9028 | 0 | 0 | 0 | 0 | 0 | 0.05626 |  | 0 | 0 | 0 | 0 | 0 | 0 |  |  | 0 | 0 | 2.9028 | 0 | 0 | 0 | 0 | 0 | 0.05626 | 0 | 2.9028 | 0 | 0 |  | 0 | 0 |  | 0 | 0.05626
SDGE | Old Town | 230 |  | 0 | 0 | 0 | 0 | 0 | 0 | 0 | 0 | 0 | 0 | 0 | 0 | 0 | 0 | 0 | 0 |  | 0 | 0 | 0 | 0 | 0 | 0 | 0 | 0 | 0 | 0 | 0 | 0 | 0 | 0 | 0 | 0 |  | 0 | 0 | 0 | 0 | 0 | 0 |  |  | 0 | 0 | 0 | 0 | 0 | 0 | 0 | 0 | 0 | 0 | 0 | 0 | 0 |  | 0 | 0 |  | 0 | 0
SCE Metro | Olinda | 230 |  | 0 | 0 | 0 | 0 | 0 | 0 | 0 | 0 | 0 | 0 | 0 | 0 | 0 | 0 | 0 | 144.77 |  | 0 | 0 | 0 | 0 | 0 | 0 | 0 | 0 | 0 | 0 | 0 | 0 | 0 | 0 | 0 | 0 |  | 0 | 0 | 0 | 0 | 0 | 0 |  |  | 0 | 0 | 0 | 0 | 0 | 0 | 0 | 0 | 0 | 0 | 0 | 0 | 0 |  | 0 | 0 |  | 0 | 144.77
PG&E FRESNO | Olive | 115 |  | 0 | 0 | 0 | 0 | 0 | 0 | 0 | 0 | 0 | 0 | 0 | 0 | 0 | 0 | 0 | 0 |  | 0 | 0 | 0 | 0 | 0 | 0 | 0 | 0 | 0 | 0 | 0 | 0 | 0 | 0 | 0 | 0 |  | 0 | 0 | 0 | 0 | 0 | 0 |  |  | 0 | 0 | 0 | 0 | 0 | 0 | 0 | 0 | 0 | 0 | 0 | 0 | 0 |  | 0 | 0 |  | 0 | 0
PG&E NGBA | Olivehurst | 115 |  | 0 | 0 | 0 | 0 | 0 | 0 | 0 | 0 | 0 | 0 | 0 | 0 | 0 | 0 | 0 | 0 |  | 0 | 0 | 0 | 0 | 0 | 0 | 0 | 0 | 0 | 0.996 | 0 | 0 | 0 | 0 | 0 | 0 |  | 0 | 0 | 0 | 0 | 0 | 0 |  |  | 0 | 0 | 0 | 0 | 0 | 0 | 0 | 0 | 0 | 0 | 0.996 | 0 | 0 |  | 0 | 0 |  | 0 | 0
PG&E NGBA | Oregon Trail | 60 |  | 0 | 0 | 0 | 0 | 0 | 0 | 0 | 0 | 0 | 0 | 0 | 0 | 0 | 0 | 0 | 0 |  | 0 | 1.927 | 0 | 0 | 0 | 0 | 0 | 1.927 | 0 | 4.327 | 0 | 0 | 0 | 0 | 0 | 1.927 |  | 0 | 0 | 0 | 0 | 0 | 0 |  |  | 0 | 0 | 1.927 | 0 | 0 | 0 | 0 | 0 | 1.927 | 0 | 4.327 | 0 | 0 |  | 0 | 0 |  | 0 | 1.927
SCE Northern | Ormond Beach | 230 |  | 0 | 0 | 0 | 0 | 0 | 0 | 0 | 0 | 0 | 0 | 0 | 0 | 0 | 0 | 0 | 0 |  | 0 | 0 | 0 | 0 | 0 | 0 | 0 | 0 | 0 | 0 | 0 | 0 | 0 | 0 | 0 | 0 |  | 0 | 0 | 0 | 0 | 0 | 0 |  |  | 0 | 0 | 0 | 0 | 0 | 0 | 0 | 0 | 0 | 0 | 0 | 0 | 0 |  | 0 | 0 |  | 0 | 0
PG&E FRESNO | Oro Loma | 115 |  | 0 | 0 | 0 | 0 | 0 | 0 | 0 | 0 | 0 | 0 | 0 | 0 | 0 | 0 | 0 | 0 |  | 0 | 11.4748 | 0 | 0 | 0 | 0 | 0 | 0 | 0 | 11.4748 | 0 | 0 | 0 | 0 | 0 | 0 |  | 5 | 0 | 0 | 0 | 0 | 0 |  |  | 0 | 0 | 11.4748 | 0 | 0 | 0 | 0 | 0 | 0 | 0 | 16.4748 | 0 | 0 |  | 0 | 0 |  | 0 | 0
PG&E FRESNO | Oro Loma | 70 |  | 0 | 0 | 0 | 0 | 0 | 0 | 0 | 0 | 0 | 0 | 0 | 0 | 0 | 0 | 0 | 0 |  | 0 | 0 | 0 | 0 | 0 | 0 | 0 | 0 | 0 | 0 | 0 | 0 | 0 | 0 | 0 | 0 |  | 0 | 0 | 0 | 0 | 0 | 0 |  |  | 0 | 0 | 0 | 0 | 0 | 0 | 0 | 0 | 0 | 0 | 0 | 0 | 0 |  | 0 | 0 |  | 0 | 0
PG&E FRESNO | Orosi | 70 |  | 0 | 0 | 0 | 0 | 0 | 0 | 0 | 0 | 0 | 0 | 0 | 0 | 0 | 0 | 0 | 0 |  | 0 | 0 | 0 | 0 | 0 | 0 | 0 | 0 | 0 | 20 | 0 | 0 | 0 | 0 | 0 | 0 |  | 0 | 0 | 0 | 0 | 0 | 0 |  |  | 0 | 0 | 0 | 0 | 0 | 0 | 0 | 0 | 0 | 0 | 20 | 0 | 0 |  | 0 | 0 |  | 0 | 0
SDGE | Otay | 69 |  | 0 | 0 | 0 | 0 | 0 | 0 | 0 | 0 | 0 | 0 | 0 | 0 | 0 | 0 | 0 | 0 |  | 0 | 0 | 0 | 0 | 0 | 0 | 0 | 0 | 0 | 0 | 0 | 0 | 0 | 0 | 0 | 0 |  | 0 | 0 | 0 | 0 | 0 | 0 |  |  | 0 | 0 | 0 | 0 | 0 | 0 | 0 | 0 | 0 | 0 | 0 | 0 | 0 |  | 0 | 0 |  | 0 | 0
SDGE | Otay Mesa | 230 |  | 0 | 0 | 0 | 0 | 0 | 0 | 0 | 0 | 0 | 0 | 0 | 0 | 0 | 0 | 0 | 0 |  | 0 | 0 | 0 | 0 | 0 | 0 | 0 | 0 | 0 | 0 | 0 | 0 | 0 | 0 | 0 | 0 |  | 0 | 0 | 0 | 0 | 0 | 0 |  |  | 0 | 0 | 0 | 0 | 0 | 0 | 0 | 0 | 0 | 0 | 0 | 0 | 0 |  | 0 | 0 |  | 0 | 0
PG&E FRESNO | Padre Flats SW STA | 230 |  | 0 | 0 | 0 | 0 | 0 | 0 | 0 | 0 | 0 | 0 | 0 | 0 | 0 | 0 | 0 | 0 |  | 0 | 0 | 0 | 0 | 0 | 0 | 0 | 0 | 0 | 0 | 0 | 0 | 0 | 0 | 0 | 0 |  | 0 | 0 | 0 | 0 | 0 | 0 |  |  | 0 | 0 | 0 | 0 | 0 | 0 | 0 | 0 | 0 | 0 | 0 | 0 | 0 |  | 0 | 0 |  | 0 | 0
SCE EOP | Pahrump | 138 |  | 0 | 0 | 0 | 0 | 0 | 0 | 0 | 0 | 0 | 0 | 0 | 0 | 0 | 0 | 0 | 0 |  | 0 | 0 | 0 | 0 | 0 | 0 | 0 | 0 | 0 | 0 | 0 | 0 | 0 | 0 | 0 | 0 |  | 0 | 0 | 0 | 0 | 0 | 0 |  |  | 0 | 0 | 0 | 0 | 0 | 0 | 0 | 0 | 0 | 0 | 0 | 0 | 0 |  | 0 | 0 |  | 0 | 0
SCE EOP | Pahrump | 230 |  | 0 | 0 | 0 | 0 | 0 | 0 | 0 | 0 | 0 | 0 | 0 | 0 | 0 | 0 | 0 | 0 |  | 0 | 0 | 0 | 0 | 0 | 0 | 0 | 0 | 0 | 0 | 0 | 0 | 0 | 0 | 0 | 0 |  | 0 | 0 | 0 | 0 | 0 | 0 |  |  | 0 | 0 | 0 | 0 | 0 | 0 | 0 | 0 | 0 | 0 | 0 | 0 | 0 |  | 0 | 0 |  | 0 | 0
SDGE | Pala | 69 |  | 0 | 0 | 0 | 0 | 0 | 0 | 0 | 0 | 0 | 0 | 0 | 0 | 0 | 0 | 0 | 0 |  | 0 | 0 | 0 | 0 | 0 | 0 | 0 | 0 | 0 | 0 | 0 | 0 | 0 | 0 | 0 | 0 |  | 0 | 0 | 0 | 0 | 0 | 0 |  |  | 0 | 0 | 0 | 0 | 0 | 0 | 0 | 0 | 0 | 0 | 0 | 0 | 0 |  | 0 | 0 |  | 0 | 0
PG&E NGBA | Palermo | 115 |  | 0 | 0 | 0 | 0 | 0 | 0 | 0 | 0 | 0 | 0 | 0 | 0 | 0 | 0 | 0 | 0 |  | 0 | 0 | 0 | 0 | 0 | 0 | 0 | 0 | 0 | 0 | 0 | 0 | 0 | 0 | 0 | 0 |  | 0 | 0 | 0 | 0 | 0 | 0 |  |  | 0 | 0 | 0 | 0 | 0 | 0 | 0 | 0 | 0 | 0 | 0 | 0 | 0 |  | 0 | 0 |  | 0 | 0
PG&E NGBA | Palermo | 230 |  | 0 | 0 | 0 | 0 | 0 | 0 | 0 | 0 | 0 | 0 | 0 | 0 | 0 | 0 | 0 | 0 |  | 0 | 0 | 0 | 0 | 0 | 0 | 0 | 0 | 0 | 0 | 0 | 0 | 0 | 0 | 0 | 0 |  | 0 | 0 | 0 | 0 | 0 | 0 |  |  | 0 | 0 | 0 | 0 | 0 | 0 | 0 | 0 | 0 | 0 | 0 | 0 | 0 |  | 0 | 0 |  | 0 | 0
SCE Eastern | Palo Verde | 500 |  | 0 | 0 | 0 | 0 | 0 | 0 | 0 | 0 | 0 | 0 | 0 | 0 | 0 | 0 | 0 | 0 |  | 0 | 0 | 0 | 0 | 0 | 0 | 0 | 0 | 0 | 0 | 0 | 0 | 0 | 0 | 0 | 0 |  | 0 | 0 | 0 | 0 | 0 | 0 |  |  | 0 | 0 | 0 | 0 | 0 | 0 | 0 | 0 | 0 | 0 | 0 | 0 | 0 |  | 0 | 0 |  | 0 | 0
SDGE | Palomar Energy | 230 |  | 0 | 0 | 0 | 0 | 0 | 0 | 0 | 0 | 0 | 0 | 0 | 0 | 0 | 0 | 0 | 0 |  | 0 | 0 | 0 | 0 | 0 | 0 | 0 | 0 | 0 | 0 | 0 | 0 | 0 | 0 | 0 | 0 |  | 0 | 0 | 0 | 0 | 0 | 0 |  |  | 0 | 0 | 0 | 0 | 0 | 0 | 0 | 0 | 0 | 0 | 0 | 0 | 0 |  | 0 | 0 |  | 0 | 0
PG&E KERN | Panama | 70 |  | 0 | 0 | 0 | 0 | 0 | 0 | 0 | 0 | 0 | 0 | 0 | 0 | 0 | 0 | 0 | 0 |  | 0 | 0 | 0 | 0 | 0 | 0 | 0 | 0 | 0 | 0 | 0 | 0 | 0 | 0 | 0 | 0 |  | 0 | 0 | 0 | 0 | 0 | 0 |  |  | 0 | 0 | 0 | 0 | 0 | 0 | 0 | 0 | 0 | 0 | 0 | 0 | 0 |  | 0 | 0 |  | 0 | 0
PG&E FRESNO | Panoche | 115 |  | 0 | 0 | 0 | 0 | 0 | 0 | 0 | 0 | 0 | 0 | 0 | 0 | 0 | 0 | 0 | 0 |  | 0 | 0 | 0 | 0 | 0 | 0 | 0 | 0 | 0 | 0 | 0 | 0 | 0 | 0 | 0 | 0 |  | 0 | 0 | 0 | 0 | 0 | 0 |  |  | 0 | 0 | 0 | 0 | 0 | 0 | 0 | 0 | 0 | 0 | 0 | 0 | 0 |  | 0 | 0 |  | 0 | 0
PG&E FRESNO | Panoche | 230 |  | 0 | 0 | 0 | 0 | 0 | 0 | 0 | 0 | 0 | 0 | 0 | 0 | 0 | 0 | 0 | 0 |  | 0 | 6.15 | 0 | 0 | 0 | 0 | 0 | 0 | 0 | 6.15 | 0 | 0 | 0 | 0 | 0 | 0 |  | 0 | 0 | 0 | 0 | 0 | 0 |  |  | 0 | 0 | 6.15 | 0 | 0 | 0 | 0 | 0 | 0 | 0 | 6.15 | 0 | 0 |  | 0 | 0 |  | 0 | 0
SCE Northern | Pardee | 230 |  | 0 | 0 | 0 | 0 | 0 | 0 | 0 | 103 | 0 | 0 | 0 | 0 | 0 | 0 | 0 | 103 |  | 0 | 0 | 0 | 0 | 0 | 0 | 0 | 0 | 0 | 0 | 0 | 0 | 0 | 0 | 0 | 0 |  | 0 | 0 | 0 | 0 | 0 | 0 |  |  | 0 | 0 | 0 | 0 | 0 | 0 | 0 | 0 | 103 | 0 | 0 | 0 | 0 |  | 0 | 0 |  | 0 | 103
PG&E NGBA | Parkway | 230 |  | 0 | 0 | 0 | 0 | 0 | 0 | 0 | 0 | 0 | 0 | 0 | 0 | 0 | 0 | 0 | 0 |  | 0 | 0 | 0 | 0 | 0 | 0 | 0 | 0 | 0 | 0 | 0 | 0 | 0 | 0 | 0 | 0 |  | 0 | 0 | 0 | 0 | 0 | 0 |  |  | 0 | 0 | 0 | 0 | 0 | 0 | 0 | 0 | 0 | 0 | 0 | 0 | 0 |  | 0 | 0 |  | 0 | 0
SCE Northern | Pastoria | 230 |  | 0 | 0 | 0 | 0 | 0 | 0 | 0 | 0 | 0 | 0 | 0 | 0 | 0 | 0 | 0 | 0 |  | 0 | 0 | 0 | 0 | 0 | 0 | 0 | 0 | 0 | 0 | 0 | 0 | 0 | 0 | 0 | 0 |  | 0 | 0 | 0 | 0 | 0 | 0 |  |  | 0 | 0 | 0 | 0 | 0 | 0 | 0 | 0 | 0 | 0 | 0 | 0 | 0 |  | 0 | 0 |  | 0 | 0
SCE Metro | Pauda | 230 |  | 0 | 0 | 0 | 0 | 0 | 0 | 0 | 0 | 0 | 0 | 0 | 0 | 0 | 0 | 0 | 0 |  | 0 | 0 | 0 | 0 | 0 | 0 | 0 | 0 | 0 | 0 | 0 | 0 | 0 | 0 | 0 | 0 |  | 0 | 0 | 0 | 0 | 0 | 0 |  |  | 0 | 0 | 0 | 0 | 0 | 0 | 0 | 0 | 0 | 0 | 0 | 0 | 0 |  | 0 | 0 |  | 0 | 0
PG&E GBA | Paul Sweet | 115 |  | 0 | 0 | 0 | 0 | 0 | 0 | 0 | 0 | 0 | 0 | 0 | 0 | 0 | 0 | 0 | 0 |  | 0 | 3.9452 | 0 | 0 | 0 | 0 | 0 | 3.5543 | 0 | 4.0702 | 0 | 0 | 0 | 0 | 0 | 3.5543 |  | 0 | 0 | 0 | 0 | 0 | 0 |  |  | 0 | 0 | 3.9452 | 0 | 0 | 0 | 0 | 0 | 3.5543 | 0 | 4.0702 | 0 | 0 |  | 0 | 0 |  | 0 | 3.5543
PG&E NGBA | Peabody | 230 |  | 0 | 0 | 0 | 0 | 0 | 0 | 0 | 0 | 0 | 0 | 0 | 0 | 0 | 0 | 0 | 0 |  | 0 | 9.0298 | 0 | 0 | 0 | 0 | 0 | 4.2574 | 0 | 11.2048 | 0 | 0 | 0 | 0 | 0 | 4.2574 |  | 0 | 0 | 0 | 0 | 0 | 0 |  |  | 0 | 0 | 9.0298 | 0 | 0 | 0 | 0 | 0 | 4.2574 | 0 | 11.2048 | 0 | 0 |  | 0 | 0 |  | 0 | 4.2574
PG&E NGBA | Pease | 115 |  | 0 | 0 | 0 | 0 | 0 | 0 | 0 | 0 | 0 | 0 | 0 | 0 | 0 | 0 | 0 | 0 |  | 0 | 3.2 | 0 | 0 | 0 | 0 | 0 | 0 | 0 | 3.2 | 0 | 0 | 0 | 0 | 0 | 0 |  | 0 | 0 | 0 | 0 | 0 | 0 |  |  | 0 | 0 | 3.2 | 0 | 0 | 0 | 0 | 0 | 0 | 0 | 3.2 | 0 | 0 |  | 0 | 0 |  | 0 | 0
PG&E NGBA | Pease | 60 |  | 0 | 0 | 0 | 0 | 0 | 0 | 0 | 0 | 0 | 0 | 0 | 0 | 0 | 0 | 0 | 0 |  | 0 | 0 | 0 | 0 | 0 | 0 | 0 | 0 | 0 | 0 | 0 | 0 | 0 | 0 | 0 | 0 |  | 0 | 0 | 0 | 0 | 0 | 0 |  |  | 0 | 0 | 0 | 0 | 0 | 0 | 0 | 0 | 0 | 0 | 0 | 0 | 0 |  | 0 | 0 |  | 0 | 0
SDGE | Penasquitos | 138 |  | 0 | 0 | 0 | 0 | 0 | 0 | 0 | 0 | 0 | 0 | 0 | 0 | 0 | 0 | 0 | 0 |  | 0 | 0 | 0 | 0 | 0 | 0 | 0 | 0 | 0 | 0 | 0 | 0 | 0 | 0 | 0 | 0 |  | 0 | 0 | 0 | 0 | 0 | 0 |  |  | 0 | 0 | 0 | 0 | 0 | 0 | 0 | 0 | 0 | 0 | 0 | 0 | 0 |  | 0 | 0 |  | 0 | 0
SDGE | Penasquitos | 230 |  | 0 | 0 | 0 | 0 | 0 | 0 | 0 | 0 | 0 | 0 | 0 | 0 | 0 | 0 | 0 | 0 |  | 0 | 0 | 0 | 0 | 0 | 0 | 0 | 0 | 0 | 0 | 0 | 0 | 0 | 0 | 0 | 0 |  | 0 | 0 | 0 | 0 | 0 | 0 |  |  | 0 | 0 | 0 | 0 | 0 | 0 | 0 | 0 | 0 | 0 | 0 | 0 | 0 |  | 0 | 0 |  | 0 | 0
SDGE | Penasquitos | 69 |  | 0 | 0 | 0 | 0 | 0 | 0 | 0 | 0 | 0 | 0 | 0 | 0 | 0 | 0 | 0 | 0 |  | 0 | 0 | 0 | 0 | 0 | 0 | 0 | 0 | 0 | 0 | 0 | 0 | 0 | 0 | 0 | 0 |  | 0 | 0 | 0 | 0 | 0 | 0 |  |  | 0 | 0 | 0 | 0 | 0 | 0 | 0 | 0 | 0 | 0 | 0 | 0 | 0 |  | 0 | 0 |  | 0 | 0
SDGE | Pendleton | 69 |  | 0 | 0 | 0 | 0 | 0 | 0 | 0 | 0 | 0 | 0 | 0 | 0 | 0 | 0 | 0 | 0 |  | 0 | 0 | 0 | 0 | 0 | 0 | 0 | 0 | 0 | 0 | 0 | 0 | 0 | 0 | 0 | 0 |  | 0 | 0 | 0 | 0 | 0 | 0 |  |  | 0 | 0 | 0 | 0 | 0 | 0 | 0 | 0 | 0 | 0 | 0 | 0 | 0 |  | 0 | 0 |  | 0 | 0
PG&E NGBA | Penngrove | 115 |  | 0 | 0 | 0 | 0 | 0 | 0 | 0 | 0 | 0 | 0 | 0 | 0 | 0 | 0 | 0 | 0 |  | 0 | 6.025 | 0 | 0 | 0 | 0 | 0 | 6.025 | 0 | 6.025 | 0 | 0 | 0 | 0 | 0 | 6.025 |  | 0 | 0 | 0 | 0 | 0 | 0 |  |  | 0 | 0 | 6.025 | 0 | 0 | 0 | 0 | 0 | 6.025 | 0 | 6.025 | 0 | 0 |  | 0 | 0 |  | 0 | 6.025
PG&E GBA | Peoria | 115 |  | 0 | 0 | 0 | 0 | 0 | 0 | 0 | 0 | 0 | 0 | 0 | 0 | 0 | 0 | 0 | 0 |  | 0 | 0 | 0 | 0 | 0 | 0 | 0 | 0 | 0 | 0 | 0 | 0 | 0 | 0 | 0 | 0 |  | 0 | 0 | 0 | 0 | 0 | 0 |  |  | 0 | 0 | 0 | 0 | 0 | 0 | 0 | 0 | 0 | 0 | 0 | 0 | 0 |  | 0 | 0 |  | 0 | 0
PG&E GBA | Piercy | 115 |  | 0 | 0 | 0 | 0 | 0 | 0 | 0 | 0 | 0 | 0 | 0 | 0 | 0 | 0 | 0 | 0 |  | 0 | 0 | 0 | 0 | 0 | 0 | 0 | 0 | 0 | 0 | 0 | 0 | 0 | 0 | 0 | 0 |  | 5 | 0 | 0 | 0 | 0 | 0 |  |  | 0 | 0 | 0 | 0 | 0 | 0 | 0 | 0 | 0 | 0 | 5 | 0 | 0 |  | 0 | 0 |  | 0 | 0
PG&E FRESNO | Pine Flat | 230 |  | 0 | 0 | 0 | 0 | 0 | 0 | 0 | 0 | 0 | 0 | 0 | 0 | 0 | 0 | 0 | 0 |  | 0 | 0 | 0 | 0 | 0 | 0 | 0 | 0 | 0 | 0 | 0 | 0 | 0 | 0 | 0 | 0 |  | 0 | 0 | 0 | 0 | 0 | 0 |  |  | 0 | 0 | 0 | 0 | 0 | 0 | 0 | 0 | 0 | 0 | 0 | 0 | 0 |  | 0 | 0 |  | 0 | 0
SCE NOL | Pisgah | 230 |  | 0 | 0 | 0 | 0 | 0 | 0 | 0 | 0 | 0 | 0 | 0 | 0 | 0 | 0 | 0 | 0 |  | 0 | 0 | 0 | 0 | 0 | 0 | 0 | 0 | 0 | 0 | 0 | 0 | 0 | 0 | 0 | 0 |  | 5 | 0 | 0 | 0 | 0 | 0 |  |  | 0 | 0 | 0 | 0 | 0 | 0 | 0 | 0 | 0 | 0 | 5 | 0 | 0 |  | 0 | 0 |  | 0 | 0
PG&E NGBA | Pit 1 | 230 |  | 0 | 0 | 0 | 0 | 0 | 0 | 0 | 0 | 0 | 0 | 0 | 0 | 0 | 0 | 0 | 0 |  | 0 | 0 | 0 | 0 | 0 | 0 | 0 | 0 | 0 | 0 | 0 | 0 | 0 | 0 | 0 | 0 |  | 0 | 0 | 0 | 0 | 0 | 0 |  |  | 0 | 0 | 0 | 0 | 0 | 0 | 0 | 0 | 0 | 0 | 0 | 0 | 0 |  | 0 | 0 |  | 0 | 0
PG&E NGBA | Pit 1 | 60 |  | 0 | 0 | 0 | 0 | 0 | 0 | 0 | 0 | 0 | 0 | 0 | 0 | 0 | 0 | 0 | 0 |  | 0 | 0 | 0 | 0 | 0 | 0 | 0 | 0 | 0 | 0 | 0 | 0 | 0 | 0 | 0 | 0 |  | 0 | 0 | 0 | 0 | 0 | 0 |  |  | 0 | 0 | 0 | 0 | 0 | 0 | 0 | 0 | 0 | 0 | 0 | 0 | 0 |  | 0 | 0 |  | 0 | 0
PG&E NGBA | Pit 3 | 230 |  | 0 | 0 | 0 | 0 | 0 | 0 | 0 | 0 | 0 | 0 | 0 | 0 | 0 | 0 | 0 | 0 |  | 0 | 0 | 0 | 0 | 0 | 0 | 0 | 0 | 0 | 0 | 0 | 0 | 0 | 0 | 0 | 0 |  | 0 | 0 | 0 | 0 | 0 | 0 |  |  | 0 | 0 | 0 | 0 | 0 | 0 | 0 | 0 | 0 | 0 | 0 | 0 | 0 |  | 0 | 0 |  | 0 | 0
PG&E NGBA | Pit 4 | 230 |  | 0 | 0 | 0 | 0 | 0 | 0 | 0 | 0 | 0 | 0 | 0 | 0 | 0 | 0 | 0 | 0 |  | 0 | 0 | 0 | 0 | 0 | 0 | 0 | 0 | 0 | 0 | 0 | 0 | 0 | 0 | 0 | 0 |  | 0 | 0 | 0 | 0 | 0 | 0 |  |  | 0 | 0 | 0 | 0 | 0 | 0 | 0 | 0 | 0 | 0 | 0 | 0 | 0 |  | 0 | 0 |  | 0 | 0
PG&E GBA | Pittsburg | 115 |  | 0 | 0 | 0 | 0 | 0 | 0 | 0 | 0 | 0 | 0 | 0 | 0 | 0 | 0 | 0 | 0 |  | 0 | 0 | 0 | 0 | 0 | 0 | 0 | 0 | 0 | 0 | 0 | 0 | 0 | 0 | 0 | 0 |  | 0 | 0 | 0 | 0 | 0 | 0 |  |  | 0 | 0 | 0 | 0 | 0 | 0 | 0 | 0 | 0 | 0 | 0 | 0 | 0 |  | 0 | 0 |  | 0 | 0
PG&E GBA | Pittsburg | 230 |  | 0 | 0 | 0 | 0 | 0 | 0 | 0 | 0 | 0 | 0 | 0 | 0 | 0 | 0 | 0 | 0 |  | 0 | 0 | 0 | 0 | 0 | 0 | 0 | 0 | 0 | 0 | 0 | 0 | 0 | 0 | 0 | 0 |  | 0 | 0 | 0 | 0 | 0 | 0 |  |  | 0 | 0 | 0 | 0 | 0 | 0 | 0 | 0 | 0 | 0 | 0 | 0 | 0 |  | 0 | 0 |  | 0 | 0
PG&E NGBA | Pleasant Grove | 115 |  | 0 | 0 | 0 | 0 | 0 | 0 | 0 | 0 | 0 | 0 | 0 | 0 | 0 | 0 | 0 | 0 |  | 0 | 3.491 | 0 | 0 | 0 | 0 | 0 | 0 | 0 | 3.491 | 0 | 0 | 0 | 0 | 0 | 0 |  | 0 | 0 | 0 | 0 | 0 | 0 |  |  | 0 | 0 | 3.491 | 0 | 0 | 0 | 0 | 0 | 0 | 0 | 3.491 | 0 | 0 |  | 0 | 0 |  | 0 | 0
PG&E NGBA | POE | 230 |  | 0 | 0 | 0 | 0 | 0 | 0 | 0 | 0 | 0 | 0 | 0 | 0 | 0 | 0 | 0 | 0 |  | 0 | 0 | 0 | 0 | 0 | 0 | 0 | 0 | 0 | 0 | 0 | 0 | 0 | 0 | 0 | 0 |  | 0 | 0 | 0 | 0 | 0 | 0 |  |  | 0 | 0 | 0 | 0 | 0 | 0 | 0 | 0 | 0 | 0 | 0 | 0 | 0 |  | 0 | 0 |  | 0 | 0
SDGE | Point Loma | 69 |  | 0 | 0 | 0 | 0 | 0 | 0 | 0 | 0 | 0 | 0 | 0 | 0 | 0 | 0 | 0 | 0 |  | 0 | 0 | 0 | 0 | 0 | 0 | 0 | 0 | 0 | 0 | 0 | 0 | 0 | 0 | 0 | 0 |  | 0 | 0 | 0 | 0 | 0 | 0 |  |  | 0 | 0 | 0 | 0 | 0 | 0 | 0 | 0 | 0 | 0 | 0 | 0 | 0 |  | 0 | 0 |  | 0 | 0
SDGE | Pomerado | 69 |  | 0 | 0 | 0 | 0 | 0 | 0 | 0 | 0 | 0 | 0 | 0 | 0 | 0 | 0 | 0 | 0 |  | 0 | 0 | 0 | 0 | 0 | 0 | 0 | 0 | 0 | 0 | 0 | 0 | 0 | 0 | 0 | 0 |  | 0 | 0 | 0 | 0 | 0 | 0 |  |  | 0 | 0 | 0 | 0 | 0 | 0 | 0 | 0 | 0 | 0 | 0 | 0 | 0 |  | 0 | 0 |  | 0 | 0
PG&E KERN | Poso Mountain | 115 |  | 0 | 0 | 0 | 0 | 0 | 0 | 0 | 0 | 0 | 0 | 0 | 0 | 0 | 0 | 0 | 0 |  | 0 | 0 | 0 | 0 | 0 | 0 | 0 | 0 | 0 | 0 | 0 | 0 | 0 | 0 | 0 | 0 |  | 0 | 0 | 0 | 0 | 0 | 0 |  |  | 0 | 0 | 0 | 0 | 0 | 0 | 0 | 0 | 0 | 0 | 0 | 0 | 0 |  | 0 | 0 |  | 0 | 0
SCE EOP | Primm | 230 |  | 0 | 0 | 0 | 0 | 0 | 0 | 0 | 0 | 0 | 0 | 0 | 0 | 0 | 0 | 0 | 0 |  | 0 | 0 | 0 | 0 | 0 | 0 | 0 | 0 | 0 | 0 | 0 | 0 | 0 | 0 | 0 | 0 |  | 0 | 0 | 0 | 0 | 0 | 0 |  |  | 0 | 0 | 0 | 0 | 0 | 0 | 0 | 0 | 0 | 0 | 0 | 0 | 0 |  | 0 | 0 |  | 0 | 0
PG&E NGBA | Putah Creek | 115 |  | 0 | 0 | 0 | 0 | 0 | 0 | 0 | 0 | 0 | 0 | 0 | 0 | 0 | 0 | 0 | 0 |  | 0 | 4.375 | 0 | 0 | 0 | 0 | 0 | 0 | 0 | 4.375 | 0 | 0 | 0 | 0 | 0 | 0 |  | 0 | 0 | 0 | 0 | 0 | 0 |  |  | 0 | 0 | 4.375 | 0 | 0 | 0 | 0 | 0 | 0 | 0 | 4.375 | 0 | 0 |  | 0 | 0 |  | 0 | 0
SDGE | Q1806 | 138 |  | 0 | 0 | 0 | 0 | 0 | 0 | 0 | 0 | 0 | 0 | 0 | 0 | 0 | 0 | 0 | 0 |  | 0 | 0 | 0 | 0 | 0 | 0 | 0 | 0 | 0 | 0 | 0 | 0 | 0 | 0 | 0 | 0 |  | 0 | 0 | 0 | 0 | 0 | 0 |  |  | 0 | 0 | 0 | 0 | 0 | 0 | 0 | 0 | 0 | 0 | 0 | 0 | 0 |  | 0 | 0 |  | 0 | 0
PG&E FRESNO | Quinto | 230 |  | 0 | 0 | 0 | 0 | 0 | 0 | 0 | 0 | 0 | 0 | 0 | 0 | 0 | 0 | 0 | 0 |  | 0 | 0 | 0 | 0 | 0 | 0 | 0 | 0 | 0 | 0 | 0 | 0 | 0 | 0 | 0 | 0 |  | 0 | 0 | 0 | 0 | 0 | 0 |  |  | 0 | 0 | 0 | 0 | 0 | 0 | 0 | 0 | 0 | 0 | 0 | 0 | 0 |  | 0 | 0 |  | 0 | 0
PG&E GBA | Race Track | 115 |  | 0 | 0 | 0 | 0 | 0 | 0 | 0 | 0 | 0 | 0 | 0 | 0 | 0 | 0 | 0 | 0 |  | 0 | 0 | 0 | 0 | 0 | 0 | 0 | 0 | 0 | 0 | 0 | 0 | 0 | 0 | 0 | 0 |  | 0 | 0 | 0 | 0 | 0 | 0 |  |  | 0 | 0 | 0 | 0 | 0 | 0 | 0 | 0 | 0 | 0 | 0 | 0 | 0 |  | 0 | 0 |  | 0 | 0
SDGE | Rancho Mission Viejo | 138 |  | 0 | 0 | 0 | 0 | 0 | 0 | 0 | 0 | 0 | 0 | 0 | 0 | 0 | 0 | 0 | 0 |  | 0 | 0 | 0 | 0 | 0 | 0 | 0 | 0 | 0 | 0 | 0 | 0 | 0 | 0 | 0 | 0 |  | 0 | 0 | 0 | 0 | 0 | 0 |  |  | 0 | 0 | 0 | 0 | 0 | 0 | 0 | 0 | 0 | 0 | 0 | 0 | 0 |  | 0 | 0 |  | 0 | 0
PG&E GBA | Rancho Seco | 230 |  | 0 | 0 | 0 | 0 | 0 | 0 | 0 | 0 | 0 | 0 | 0 | 0 | 0 | 0 | 0 | 0 |  | 0 | 0 | 0 | 0 | 0 | 0 | 0 | 0 | 0 | 0 | 0 | 0 | 0 | 0 | 0 | 0 |  | 0 | 0 | 0 | 0 | 0 | 0 |  |  | 275 | 0 | 0 | 0 | 0 | 0 | 0 | 0 | 0 | 0 | 0 | 0 | 0 |  | 0 | 0 |  | 0 | 275
SCE Metro | Rancho Vista | 230 |  | 0 | 0 | 0 | 0 | 0 | 0 | 0 | 0 | 0 | 0 | 0 | 0 | 0 | 0 | 0 | 0 |  | 0 | 0 | 0 | 0 | 0 | 0 | 0 | 0 | 0 | 0 | 0 | 0 | 0 | 0 | 0 | 0 |  | 0 | 0 | 0 | 0 | 0 | 0 |  |  | 0 | 0 | 0 | 0 | 0 | 0 | 0 | 0 | 0 | 0 | 0 | 0 | 0 |  | 0 | 0 |  | 0 | 0
SCE Metro | Rancho Vista | 500 |  | 0 | 0 | 0 | 0 | 0 | 0 | 0 | 0 | 0 | 0 | 0 | 0 | 0 | 0 | 0 | 0 |  | 0 | 0 | 0 | 0 | 0 | 0 | 0 | 0 | 0 | 0 | 0 | 0 | 0 | 0 | 0 | 0 |  | 0 | 0 | 0 | 0 | 0 | 0 |  |  | 0 | 0 | 0 | 0 | 0 | 0 | 0 | 0 | 0 | 0 | 0 | 0 | 0 |  | 0 | 0 |  | 0 | 0
SCE NOL | Ransburg | 115 |  | 0 | 0 | 0 | 0 | 0 | 0 | 0 | 0 | 0 | 0 | 0 | 0 | 0 | 0 | 0 | 0 |  | 0 | 0 | 0 | 0 | 0 | 0 | 0 | 0 | 0 | 0 | 0 | 0 | 0 | 0 | 0 | 0 |  | 0 | 0 | 0 | 0 | 0 | 0 |  |  | 0 | 0 | 0 | 0 | 0 | 0 | 0 | 0 | 0 | 0 | 0 | 0 | 0 |  | 0 | 0 |  | 0 | 0
PG&E GBA | Ravenswood | 115 |  | 0 | 0 | 0 | 0 | 0 | 0 | 0 | 0 | 0 | 0 | 0 | 0 | 0 | 0 | 0 | 0 |  | 0 | 0 | 0 | 0 | 0 | 0 | 0 | 0 | 0 | 0 | 0 | 0 | 0 | 0 | 0 | 0 |  | 0 | 0 | 0 | 0 | 0 | 0 |  |  | 0 | 0 | 0 | 0 | 0 | 0 | 0 | 0 | 0 | 0 | 0 | 0 | 0 |  | 0 | 0 |  | 0 | 0
PG&E GBA | Ravenswood | 230 |  | 0 | 0 | 0 | 0 | 0 | 0 | 0 | 0 | 0 | 0 | 0 | 0 | 0 | 0 | 0 | 0 |  | 0 | 0 | 0 | 0 | 0 | 0 | 0 | 0 | 0 | 0 | 0 | 0 | 0 | 0 | 0 | 0 |  | 0 | 0 | 0 | 0 | 0 | 0 |  |  | 0 | 0 | 0 | 0 | 0 | 0 | 0 | 0 | 0 | 0 | 0 | 0 | 0 |  | 0 | 0 |  | 0 | 0
SCE Northern | Rector | 230 |  | 0.55 | 5.55 | 0 | 0 | 0 | 0 | 0 | 94.134 | 1 | 73.274 | 0 | 0 | 0 | 0 | 0 | 292.334 |  | 0 | 0 | 0 | 0 | 0 | 0 | 0 | 0 | 0 | 0 | 0 | 0 | 0 | 0 | 0 | 0 |  | 0 | 0 | 0 | 0 | 0 | 0 |  |  | 0 | 0.55 | 5.55 | 0 | 0 | 0 | 0 | 0 | 94.134 | 1 | 73.274 | 0 | 0 |  | 0 | 0 |  | 0 | 292.334
SCE Eastern | Red Bluff | 230 |  | 0 | 0 | 0 | 0 | 0 | 0 | 0 | 0 | 0 | 0 | 0 | 0 | 0 | 0 | 0 | 0 |  | 0 | 0 | 0 | 0 | 0 | 0 | 0 | 0 | 0 | 0 | 0 | 0 | 0 | 0 | 0 | 0 |  | 95 | 0 | 0 | 0 | 0 | 0 |  |  | 0 | 0 | 0 | 0 | 0 | 0 | 0 | 0 | 0 | 0 | 95 | 0 | 0 |  | 0 | 0 |  | 0 | 0
SCE Eastern | Red Bluff | 500 |  | 0 | 0 | 0 | 0 | 0 | 0 | 0 | 0 | 0 | 0 | 0 | 0 | 0 | 0 | 0 | 0 |  | 0 | 0 | 0 | 0 | 0 | 0 | 0 | 0 | 0 | 4.99 | 0 | 0 | 0 | 0 | 0 | 4.99 |  | 0 | 0 | 0 | 0 | 0 | 0 |  |  | 0 | 0 | 0 | 0 | 0 | 0 | 0 | 0 | 0 | 0 | 4.99 | 0 | 0 |  | 0 | 0 |  | 0 | 4.99
PG&E NGBA | Redbud | 115 |  | 0 | 0 | 0 | 0 | 0 | 0 | 0 | 0 | 0 | 0 | 0 | 0 | 0 | 0 | 0 | 0 |  | 0 | 0 | 0 | 0 | 0 | 0 | 0 | 0 | 0 | 0 | 0 | 0 | 0 | 0 | 0 | 3.912 |  | 0 | 0 | 0 | 0 | 0 | 0 |  |  | 0 | 0 | 0 | 0 | 0 | 0 | 0 | 0 | 0 | 0 | 0 | 0 | 0 |  | 0 | 0 |  | 0 | 3.912
SCE Metro | Redondo | 230 |  | 0 | 0 | 0 | 0 | 0 | 0 | 0 | 0 | 0 | 0 | 0 | 0 | 0 | 0 | 0 | 0 |  | 0 | 0 | 0 | 0 | 0 | 0 | 0 | 0 | 0 | 0 | 0 | 0 | 0 | 0 | 0 | 0 |  | 0 | 0 | 0 | 0 | 0 | 0 |  |  | 0 | 0 | 0 | 0 | 0 | 0 | 0 | 0 | 0 | 0 | 0 | 0 | 0 |  | 0 | 0 |  | 0 | 0
PG&E FRESNO | Reedley | 115 |  | 0 | 0 | 0 | 0 | 0 | 0 | 0 | 0 | 0 | 0 | 0 | 0 | 0 | 0 | 0 | 0 |  | 0 | 2.9903 | 0 | 0 | 0 | 0 | 0 | 0 | 0 | 2.9903 | 0 | 0 | 0 | 0 | 0 | 9.525 |  | 0 | 0 | 0 | 0 | 0 | 0 |  |  | 0 | 0 | 2.9903 | 0 | 0 | 0 | 0 | 0 | 0 | 0 | 2.9903 | 0 | 0 |  | 0 | 0 |  | 0 | 9.525
PG&E KERN | Renfro | 115 |  | 0 | 0 | 0 | 0 | 0 | 0 | 0 | 0 | 0 | 0 | 0 | 0 | 0 | 0 | 0 | 0 |  | 0 | 0 | 0 | 0 | 0 | 0 | 0 | 0 | 0 | 0 | 0 | 0 | 0 | 0 | 0 | 0 |  | 0 | 0 | 0 | 0 | 0 | 0 |  |  | 0 | 0 | 0 | 0 | 0 | 0 | 0 | 0 | 0 | 0 | 0 | 0 | 0 |  | 0 | 0 |  | 0 | 0
PG&E GBA | Richmond R | 115 |  | 0 | 0 | 0 | 0 | 0 | 0 | 0 | 0 | 0 | 0 | 0 | 0 | 0 | 0 | 0 | 0 |  | 0 | 9.815 | 0 | 0 | 0 | 0 | 0 | 0 | 0 | 9.815 | 0 | 0 | 0 | 0 | 0 | 0 |  | 0 | 0 | 0 | 0 | 0 | 0 |  |  | 0 | 0 | 9.815 | 0 | 0 | 0 | 0 | 0 | 0 | 0 | 9.815 | 0 | 0 |  | 0 | 0 |  | 0 | 0
PG&E NGBA | Rincon | 115 |  | 0 | 0 | 0 | 0 | 0 | 0 | 0 | 0 | 0 | 0 | 0 | 0 | 0 | 0 | 0 | 0 |  | 0 | 0.13 | 0 | 0 | 0 | 0 | 0 | 0 | 0 | 0.13 | 0 | 0 | 0 | 0 | 0 | 0 |  | 0 | 0 | 0 | 0 | 0 | 0 |  |  | 0 | 0 | 0.13 | 0 | 0 | 0 | 0 | 0 | 0 | 0 | 0.13 | 0 | 0 |  | 0 | 0 |  | 0 | 0
PG&E KERN | Rio Bravo | 115 |  | 0 | 0 | 0 | 0 | 0 | 0 | 0 | 0 | 0 | 0 | 0 | 0 | 0 | 0 | 0 | 0 |  | 0 | 2.75 | 0 | 0 | 0 | 0 | 0 | 0 | 0 | 6.782 | 0 | 0 | 0 | 0 | 0 | 0 |  | 0 | 0 | 0 | 0 | 0 | 0 |  |  | 0 | 0 | 2.75 | 0 | 0 | 0 | 0 | 0 | 0 | 0 | 6.782 | 0 | 0 |  | 0 | 0 |  | 0 | 0
SCE Metro | Rio Hondo | 230 |  | 0 | 0.999 | 0 | 0 | 0 | 0 | 0 | 0 | 0 | 0.999 | 0 | 0 | 0 | 0 | 0 | 108.9 |  | 0 | 0 | 0 | 0 | 0 | 0 | 0 | 0 | 0 | 0 | 0 | 0 | 0 | 0 | 0 | 0 |  | 0 | 0 | 0 | 0 | 0 | 0 |  |  | 0 | 0 | 0.999 | 0 | 0 | 0 | 0 | 0 | 0 | 0 | 0.999 | 0 | 0 |  | 0 | 0 |  | 0 | 108.9
PG&E NGBA | Rio Oso | 115 |  | 0 | 0 | 0 | 0 | 0 | 0 | 0 | 0 | 0 | 0 | 0 | 0 | 0 | 0 | 0 | 0 |  | 0 | 0 | 0 | 0 | 0 | 0 | 0 | 0 | 0 | 0 | 0 | 0 | 0 | 0 | 0 | 0 |  | 0 | 0 | 0 | 0 | 0 | 0 |  |  | 0 | 0 | 0 | 0 | 0 | 0 | 0 | 0 | 0 | 0 | 0 | 0 | 0 |  | 0 | 0 |  | 0 | 0
PG&E NGBA | Rio Oso | 230 |  | 0 | 0 | 0 | 0 | 0 | 0 | 0 | 0 | 0 | 0 | 0 | 0 | 0 | 0 | 0 | 0 |  | 0 | 0 | 0 | 0 | 0 | 0 | 0 | 0 | 0 | 0 | 0 | 0 | 0 | 0 | 0 | 0 |  | 0 | 0 | 0 | 0 | 0 | 0 |  |  | 0 | 0 | 0 | 0 | 0 | 0 | 0 | 0 | 0 | 0 | 0 | 0 | 0 |  | 0 | 0 |  | 0 | 0
PG&E GBA | Ripon | 115 |  | 0 | 0 | 0 | 0 | 0 | 0 | 0 | 0 | 0 | 0 | 0 | 0 | 0 | 0 | 0 | 0 |  | 0 | 2.631 | 0 | 0 | 0 | 0 | 0 | 0 | 0 | 2.631 | 0 | 0 | 0 | 0 | 0 | 0 |  | 0 | 0 | 0 | 0 | 0 | 0 |  |  | 0 | 0 | 2.631 | 0 | 0 | 0 | 0 | 0 | 0 | 0 | 2.631 | 0 | 0 |  | 0 | 0 |  | 0 | 0
PG&E GBA | Riverbank | 115 |  | 0 | 0 | 0 | 0 | 0 | 0 | 0 | 0 | 0 | 0 | 0 | 0 | 0 | 0 | 0 | 0 |  | 0 | 0 | 0 | 0 | 0 | 0 | 0 | 0 | 0 | 2.75 | 0 | 0 | 0 | 0 | 0 | 0 |  | 0 | 0 | 0 | 0 | 0 | 0 |  |  | 0 | 0 | 0 | 0 | 0 | 0 | 0 | 0 | 0 | 0 | 2.75 | 0 | 0 |  | 0 | 0 |  | 0 | 0
SCE NOL | Roadway | 115 |  | 0 | 0 | 0 | 0 | 0 | 0 | 0 | 0 | 0 | 0 | 0 | 0 | 0 | 0 | 0 | 0 |  | 0 | 0 | 0 | 0 | 0 | 0 | 0 | 0 | 0 | 0 | 0 | 0 | 0 | 0 | 0 | 0 |  | 0 | 0 | 0 | 0 | 0 | 0 |  |  | 0 | 0 | 0 | 0 | 0 | 0 | 0 | 0 | 0 | 0 | 0 | 0 | 0 |  | 0 | 0 |  | 0 | 0
PG&E NGBA | Rock Creek 1 | 230 |  | 0 | 0 | 0 | 0 | 0 | 0 | 0 | 0 | 0 | 0 | 0 | 0 | 0 | 0 | 0 | 0 |  | 0 | 0 | 0 | 0 | 0 | 0 | 0 | 0 | 0 | 0 | 0 | 0 | 0 | 0 | 0 | 0 |  | 0 | 0 | 0 | 0 | 0 | 0 |  |  | 0 | 0 | 0 | 0 | 0 | 0 | 0 | 0 | 0 | 0 | 0 | 0 | 0 |  | 0 | 0 |  | 0 | 0
SCE Northern | Rosamond | 66 |  | 0 | 0 | 0 | 0 | 0 | 0 | 0 | 0 | 0 | 0 | 0 | 0 | 0 | 0 | 0 | 0 |  | 0 | 0 | 0 | 0 | 0 | 0 | 0 | 0 | 0 | 0 | 0 | 0 | 0 | 0 | 0 | 0 |  | 0 | 0 | 0 | 0 | 0 | 0 |  |  | 0 | 0 | 0 | 0 | 0 | 0 | 0 | 0 | 0 | 0 | 0 | 0 | 0 |  | 0 | 0 |  | 0 | 0
PG&E GBA | Rossmoor | 230 |  | 0 | 0 | 0 | 0 | 0 | 0 | 0 | 0 | 0 | 0 | 0 | 0 | 0 | 0 | 0 | 0 |  | 0 | 0 | 0 | 0 | 0 | 0 | 0 | 0.036 | 0 | 0 | 0 | 0 | 0 | 0 | 0 | 0.036 |  | 0 | 0 | 0 | 0 | 0 | 0 |  |  | 0 | 0 | 0 | 0 | 0 | 0 | 0 | 0 | 0.036 | 0 | 0 | 0 | 0 |  | 0 | 0 |  | 0 | 0.036
PG&E NGBA | Round Mountain | 230 |  | 0 | 0 | 0 | 0 | 0 | 0 | 0 | 0 | 0 | 0 | 0 | 0 | 0 | 0 | 0 | 0 |  | 0 | 0 | 0 | 0 | 0 | 0 | 0 | 0 | 0 | 0 | 0 | 0 | 0 | 0 | 0 | 0 |  | 0 | 0 | 0 | 0 | 0 | 0 |  |  | 0 | 0 | 0 | 0 | 0 | 0 | 0 | 0 | 0 | 0 | 0 | 0 | 0 |  | 0 | 0 |  | 0 | 0
PG&E NGBA | Round Mountain | 500 |  | 0 | 0 | 0 | 0 | 0 | 0 | 0 | 0 | 0 | 0 | 0 | 0 | 0 | 0 | 0 | 0 |  | 0 | 0 | 0 | 0 | 0 | 0 | 0 | 0 | 0 | 0 | 0 | 0 | 0 | 0 | 0 | 0 |  | 0 | 0 | 0 | 0 | 0 | 0 |  |  | 0 | 0 | 0 | 0 | 0 | 0 | 0 | 0 | 0 | 0 | 0 | 0 | 0 |  | 0 | 0 |  | 0 | 0
PG&E GBA | Salado | 115 |  | 0 | 0 | 0 | 0 | 0 | 0 | 0 | 0 | 0 | 0 | 0 | 0 | 0 | 0 | 0 | 0 |  | 0 | 0 | 0 | 0 | 0 | 0 | 0 | 0 | 0 | 0 | 0 | 0 | 0 | 0 | 0 | 0 |  | 95 | 0 | 0 | 0 | 0 | 0 |  |  | 0 | 0 | 0 | 0 | 0 | 0 | 0 | 0 | 0 | 0 | 95 | 0 | 0 |  | 0 | 0 |  | 0 | 0
PG&E GBA | Salado | 60 |  | 0 | 0 | 0 | 0 | 0 | 0 | 0 | 0 | 0 | 0 | 0 | 0 | 0 | 0 | 0 | 0 |  | 0 | 0 | 0 | 0 | 0 | 0 | 0 | 0 | 0 | 0 | 0 | 0 | 0 | 0 | 0 | 0 |  | 0 | 0 | 0 | 0 | 0 | 0 |  |  | 0 | 0 | 0 | 0 | 0 | 0 | 0 | 0 | 0 | 0 | 0 | 0 | 0 |  | 0 | 0 |  | 0 | 0
PG&E GBA | Salinas | 115 |  | 0 | 0 | 0 | 0 | 0 | 0 | 0 | 0 | 0 | 0 | 0 | 0 | 0 | 0 | 0 | 0 |  | 0 | 5.2435 | 0 | 0 | 0 | 0 | 0 | 2.0715 | 0 | 5.2435 | 0 | 0 | 0 | 0 | 0 | 2.0715 |  | 0 | 0 | 0 | 0 | 0 | 0 |  |  | 0 | 0 | 5.2435 | 0 | 0 | 0 | 0 | 0 | 2.0715 | 0 | 5.2435 | 0 | 0 |  | 0 | 0 |  | 0 | 2.0715
SDGE | Salt Creek | 69 |  | 0 | 0 | 0 | 0 | 0 | 0 | 0 | 0 | 0 | 0 | 0 | 0 | 0 | 0 | 0 | 0 |  | 0 | 0 | 0 | 0 | 0 | 0 | 0 | 0 | 0 | 0 | 0 | 0 | 0 | 0 | 0 | 0 |  | 0 | 0 | 0 | 0 | 0 | 0 |  |  | 0 | 0 | 0 | 0 | 0 | 0 | 0 | 0 | 0 | 0 | 0 | 0 | 0 |  | 0 | 0 |  | 0 | 0
SCE Eastern | San Bernardino | 230 |  | 0.05 | 1.25 | 0 | 0 | 0 | 0 | 0 | 2.667 | 0.05 | 3.5 | 0 | 0 | 0 | 0 | 0 | 132.267 |  | 0 | 0 | 0 | 0 | 0 | 0 | 0 | 0 | 0 | 0 | 0 | 0 | 0 | 0 | 0 | 0 |  | 0 | 0 | 0 | 0 | 0 | 0 |  |  | 0 | 0.05 | 1.25 | 0 | 0 | 0 | 0 | 0 | 2.667 | 0.05 | 3.5 | 0 | 0 |  | 0 | 0 |  | 0 | 132.267
PG&E GBA | SAN FRAN A (POTRERO PP) | 115 |  | 0 | 0 | 0 | 0 | 0 | 0 | 0 | 0 | 0 | 0 | 0 | 0 | 0 | 0 | 0 | 0 |  | 0 | 0 | 0 | 0 | 0 | 0 | 0 | 0 | 0 | 0 | 0 | 0 | 0 | 0 | 0 | 0 |  | 0 | 0 | 0 | 0 | 0 | 0 |  |  | 0 | 0 | 0 | 0 | 0 | 0 | 0 | 0 | 0 | 0 | 0 | 0 | 0 |  | 0 | 0 |  | 0 | 0
PG&E GBA | SAN FRAN A (POTRERO PP) | 230 |  | 0 | 0 | 0 | 0 | 0 | 0 | 0 | 0 | 0 | 0 | 0 | 0 | 0 | 0 | 0 | 0 |  | 0 | 2.95 | 0 | 0 | 0 | 0 | 0 | 0.036 | 0 | 2.95 | 0 | 0 | 0 | 0 | 0 | 0.036 |  | 0 | 0 | 0 | 0 | 0 | 0 |  |  | 0 | 0 | 2.95 | 0 | 0 | 0 | 0 | 0 | 0.036 | 0 | 2.95 | 0 | 0 |  | 0 | 0 |  | 0 | 0.036
PG&E GBA | San Jose A | 115 |  | 0 | 0 | 0 | 0 | 0 | 0 | 0 | 0 | 0 | 0 | 0 | 0 | 0 | 0 | 0 | 0 |  | 0 | 0 | 0 | 0 | 0 | 0 | 0 | 0 | 0 | 0 | 0 | 0 | 0 | 0 | 0 | 0 |  | 0 | 0 | 0 | 0 | 0 | 0 |  |  | 0 | 0 | 0 | 0 | 0 | 0 | 0 | 0 | 0 | 0 | 0 | 0 | 0 |  | 0 | 0 |  | 0 | 0
PG&E GBA | San Jose B | 115 |  | 0 | 0 | 0 | 0 | 0 | 0 | 0 | 0 | 0 | 0 | 0 | 0 | 0 | 0 | 0 | 0 |  | 0 | 0 | 0 | 0 | 0 | 0 | 0 | 0 | 0 | 0 | 0 | 0 | 0 | 0 | 0 | 0 |  | 0 | 0 | 0 | 0 | 0 | 0 |  |  | 0 | 0 | 0 | 0 | 0 | 0 | 0 | 0 | 0 | 0 | 0 | 0 | 0 |  | 0 | 0 |  | 0 | 0
PG&E GBA | San Leandro U | 115 |  | 0 | 0 | 0 | 0 | 0 | 0 | 0 | 0 | 0 | 0 | 0 | 0 | 0 | 0 | 0 | 0 |  | 0 | 8.0881 | 0 | 0 | 0 | 0 | 0 | 2.6311 | 0 | 8.0881 | 0 | 0 | 0 | 0 | 0 | 2.6311 |  | 0 | 0 | 0 | 0 | 0 | 0 |  |  | 0 | 0 | 8.0881 | 0 | 0 | 0 | 0 | 0 | 2.6311 | 0 | 8.0881 | 0 | 0 |  | 0 | 0 |  | 0 | 2.6311
PG&E KERN | San Luis Obispo | 115 |  | 0 | 0 | 0 | 0 | 0 | 0 | 0 | 0 | 0 | 0 | 0 | 0 | 0 | 0 | 0 | 0 |  | 0 | 1.076 | 0 | 0 | 0 | 0 | 0 | 0 | 0 | 1.076 | 0 | 0 | 0 | 0 | 0 | 0 |  | 0 | 0 | 0 | 0 | 0 | 0 |  |  | 0 | 0 | 1.076 | 0 | 0 | 0 | 0 | 0 | 0 | 0 | 1.076 | 0 | 0 |  | 0 | 0 |  | 0 | 0
PG&E KERN | San Luis Obispo | 70 |  | 0 | 0 | 0 | 0 | 0 | 0 | 0 | 0 | 0 | 0 | 0 | 0 | 0 | 0 | 0 | 0 |  | 0 | 0 | 0 | 0 | 0 | 0 | 0 | 0 | 0 | 0 | 0 | 0 | 0 | 0 | 0 | 0 |  | 0 | 0 | 0 | 0 | 0 | 0 |  |  | 0 | 0 | 0 | 0 | 0 | 0 | 0 | 0 | 0 | 0 | 0 | 0 | 0 |  | 0 | 0 |  | 0 | 0
SDGE | San Luis Rey | 230 |  | 0 | 0 | 0 | 0 | 0 | 0 | 0 | 0 | 0 | 0 | 0 | 0 | 0 | 0 | 0 | 0 |  | 0 | 0 | 0 | 0 | 0 | 0 | 0 | 0 | 0 | 0 | 0 | 0 | 0 | 0 | 0 | 0 |  | 0 | 0 | 0 | 0 | 0 | 0 |  |  | 0 | 0 | 0 | 0 | 0 | 0 | 0 | 0 | 0 | 0 | 0 | 0 | 0 |  | 0 | 0 |  | 0 | 0
SDGE | San Luis Rey | 69 |  | 0 | 0 | 0 | 0 | 0 | 0 | 0 | 0 | 0 | 0 | 0 | 0 | 0 | 0 | 0 | 0 |  | 0 | 0 | 0 | 0 | 0 | 0 | 0 | 0 | 0 | 0 | 0 | 0 | 0 | 0 | 0 | 0 |  | 0 | 0 | 0 | 0 | 0 | 0 |  |  | 0 | 0 | 0 | 0 | 0 | 0 | 0 | 0 | 0 | 0 | 0 | 0 | 0 |  | 0 | 0 |  | 0 | 0
SDGE | San Marcos | 69 |  | 0 | 0 | 0 | 0 | 0 | 0 | 0 | 0 | 0 | 0 | 0 | 0 | 0 | 0 | 0 | 0 |  | 0 | 0 | 0 | 0 | 0 | 0 | 0 | 0 | 0 | 0 | 0 | 0 | 0 | 0 | 0 | 0 |  | 0 | 0 | 0 | 0 | 0 | 0 |  |  | 0 | 0 | 0 | 0 | 0 | 0 | 0 | 0 | 0 | 0 | 0 | 0 | 0 |  | 0 | 0 |  | 0 | 0
SCE Metro | San Onofre | 230 |  | 0 | 0 | 0 | 0 | 0 | 0 | 0 | 0 | 0 | 0 | 0 | 0 | 0 | 0 | 0 | 0 |  | 0 | 0 | 0 | 0 | 0 | 0 | 0 | 0 | 0 | 0 | 0 | 0 | 0 | 0 | 0 | 0 |  | 0 | 0 | 0 | 0 | 0 | 0 |  |  | 0 | 0 | 0 | 0 | 0 | 0 | 0 | 0 | 0 | 0 | 0 | 0 | 0 |  | 0 | 0 |  | 0 | 0
PG&E GBA | San Pablo | 115 |  | 0 | 0 | 0 | 0 | 0 | 0 | 0 | 0 | 0 | 0 | 0 | 0 | 0 | 0 | 0 | 0 |  | 0 | 0 | 0 | 0 | 0 | 0 | 0 | 0 | 0 | 0 | 0 | 0 | 0 | 0 | 0 | 0 |  | 0 | 0 | 0 | 0 | 0 | 0 |  |  | 0 | 0 | 0 | 0 | 0 | 0 | 0 | 0 | 0 | 0 | 0 | 0 | 0 |  | 0 | 0 |  | 0 | 0
PG&E GBA | San Ramon | 230 |  | 0 | 0 | 0 | 0 | 0 | 0 | 0 | 0 | 0 | 0 | 0 | 0 | 0 | 0 | 0 | 0 |  | 0 | 12.5568 | 0 | 0 | 0 | 0 | 0 | 10.395 | 0 | 12.5568 | 0 | 0 | 0 | 0 | 0 | 10.395 |  | 0 | 0 | 0 | 0 | 0 | 0 |  |  | 0 | 0 | 12.5568 | 0 | 0 | 0 | 0 | 0 | 10.395 | 0 | 12.5568 | 0 | 0 |  | 0 | 0 |  | 0 | 10.395
SDGE | San Ysidro | 69 |  | 0 | 0 | 0 | 0 | 0 | 0 | 0 | 0 | 0 | 0 | 0 | 0 | 0 | 0 | 0 | 0 |  | 0 | 0 | 0 | 0 | 0 | 0 | 0 | 0 | 0 | 0 | 0 | 0 | 0 | 0 | 0 | 0 |  | 0 | 0 | 0 | 0 | 0 | 0 |  |  | 0 | 0 | 0 | 0 | 0 | 0 | 0 | 0 | 0 | 0 | 0 | 0 | 0 |  | 0 | 0 |  | 0 | 0
SCE NOL | Sandlot | 230 |  | 0 | 0 | 0 | 0 | 0 | 0 | 0 | 0 | 0 | 0 | 0 | 0 | 0 | 0 | 0 | 0 |  | 0 | 0 | 0 | 0 | 0 | 0 | 0 | 0 | 0 | 0 | 0 | 0 | 0 | 0 | 0 | 0 |  | 0 | 0 | 0 | 0 | 0 | 0 |  |  | 0 | 0 | 0 | 0 | 0 | 0 | 0 | 0 | 0 | 0 | 0 | 0 | 0 |  | 0 | 0 |  | 0 | 0
SCE EOP | Sandy | 138 |  | 0 | 0 | 0 | 0 | 0 | 0 | 0 | 0 | 0 | 0 | 0 | 0 | 0 | 0 | 0 | 0 |  | 0 | 0 | 0 | 0 | 0 | 0 | 0 | 0 | 0 | 0 | 0 | 0 | 0 | 0 | 0 | 0 |  | 0 | 0 | 0 | 0 | 0 | 0 |  |  | 0 | 0 | 0 | 0 | 0 | 0 | 0 | 0 | 0 | 0 | 0 | 0 | 0 |  | 0 | 0 |  | 0 | 0
PG&E FRESNO | Sanger | 115 |  | 0 | 0 | 0 | 0 | 0 | 0 | 0 | 0 | 0 | 0 | 0 | 0 | 0 | 0 | 0 | 0 |  | 0 | 4.56 | 0 | 0 | 0 | 0 | 0 | 0 | 0 | 4.56 | 0 | 0 | 0 | 0 | 0 | 0 |  | 0 | 0 | 0 | 0 | 0 | 0 |  |  | 0 | 0 | 4.56 | 0 | 0 | 0 | 0 | 0 | 0 | 0 | 4.56 | 0 | 0 |  | 0 | 0 |  | 0 | 0
SCE Northern | Santa Clara | 230 |  | 0 | 0 | 0 | 0 | 0 | 0 | 0 | 0 | 0 | 0 | 0 | 0 | 0 | 0 | 0 | 192 |  | 0 | 0 | 0 | 0 | 0 | 0 | 0 | 0 | 0 | 0 | 0 | 0 | 0 | 0 | 0 | 0 |  | 0 | 0 | 0 | 0 | 0 | 0 |  |  | 0 | 0 | 0 | 0 | 0 | 0 | 0 | 0 | 0 | 0 | 0 | 0 | 0 |  | 0 | 0 |  | 19.08 | 192
PG&E NGBA | Santa Rosa A | 115 |  | 0 | 0 | 0 | 0 | 0 | 0 | 0 | 0 | 0 | 0 | 0 | 0 | 0 | 0 | 0 | 0 |  | 0 | 0 | 0 | 0 | 0 | 0 | 0 | 1.8786 | 0 | 1.396 | 0 | 0 | 0 | 0 | 0 | 1.8786 |  | 0 | 0 | 0 | 0 | 0 | 0 |  |  | 0 | 0 | 0 | 0 | 0 | 0 | 0 | 0 | 1.8786 | 0 | 1.396 | 0 | 0 |  | 0 | 0 |  | 0 | 1.8786
PG&E GBA | Santa Teresa | 115 |  | 0 | 0 | 0 | 0 | 0 | 0 | 0 | 0 | 0 | 0 | 0 | 0 | 0 | 0 | 0 | 0 |  | 0 | 0 | 0 | 0 | 0 | 0 | 0 | 0 | 0 | 0 | 0 | 0 | 0 | 0 | 0 | 0 |  | 0 | 0 | 0 | 0 | 0 | 0 |  |  | 0 | 0 | 0 | 0 | 0 | 0 | 0 | 0 | 0 | 0 | 0 | 0 | 0 |  | 0 | 0 |  | 0 | 0
SDGE | Santee | 138 |  | 0 | 0 | 0 | 0 | 0 | 0 | 0 | 0 | 0 | 0 | 0 | 0 | 0 | 0 | 0 | 0 |  | 0 | 0 | 0 | 0 | 0 | 0 | 0 | 0 | 0 | 0 | 0 | 0 | 0 | 0 | 0 | 0 |  | 0 | 0 | 0 | 0 | 0 | 0 |  |  | 0 | 0 | 0 | 0 | 0 | 0 | 0 | 0 | 0 | 0 | 0 | 0 | 0 |  | 0 | 0 |  | 10 | 0
SCE Metro | Santiago | 230 |  | 0 | 0.233 | 0 | 0 | 0 | 0 | 0 | 0 | 0 | 0.233 | 0 | 0 | 0 | 0 | 0 | 0 |  | 0 | 0 | 0 | 0 | 0 | 0 | 0 | 0 | 0 | 0 | 0 | 0 | 0 | 0 | 0 | 0 |  | 0 | 0 | 0 | 0 | 0 | 0 |  |  | 0 | 0 | 0.233 | 0 | 0 | 0 | 0 | 0 | 0 | 0 | 0.233 | 0 | 0 |  | 0 | 0 |  | 0 | 0
PG&E GBA | Saratoga | 230 |  | 0 | 0 | 0 | 0 | 0 | 0 | 0 | 0 | 0 | 0 | 0 | 0 | 0 | 0 | 0 | 0 |  | 0 | 0 | 0 | 0 | 0 | 0 | 0 | 0 | 0 | 0 | 0 | 0 | 0 | 0 | 0 | 0 |  | 0 | 0 | 0 | 0 | 0 | 0 |  |  | 0 | 0 | 0 | 0 | 0 | 0 | 0 | 0 | 0 | 0 | 0 | 0 | 0 |  | 0 | 0 |  | 0 | 0
SCE Northern | Saugus | 230 |  | 0 | 0 | 0 | 0 | 0 | 0 | 0 | 0 | 0 | 0 | 0 | 0 | 0 | 0 | 0 | 0 |  | 0 | 0 | 0 | 0 | 0 | 0 | 0 | 0 | 0 | 0 | 0 | 0 | 0 | 0 | 0 | 0 |  | 0 | 0 | 0 | 0 | 0 | 0 |  |  | 0 | 0 | 0 | 0 | 0 | 0 | 0 | 0 | 0 | 0 | 0 | 0 | 0 |  | 0 | 0 |  | 0 | 0
PG&E FRESNO | Schindler | 115 |  | 0 | 0 | 0 | 0 | 0 | 0 | 0 | 0 | 0 | 0 | 0 | 0 | 0 | 0 | 0 | 0 |  | 0 | 3 | 0 | 0 | 0 | 0 | 0 | 0 | 0 | 3 | 0 | 0 | 0 | 0 | 0 | 0 |  | 0 | 0 | 0 | 0 | 0 | 0 |  |  | 0 | 0 | 3 | 0 | 0 | 0 | 0 | 0 | 0 | 0 | 3 | 0 | 0 |  | 0 | 0 |  | 0 | 0
PG&E FRESNO | Schindler | 70 |  | 0 | 0 | 0 | 0 | 0 | 0 | 0 | 0 | 0 | 0 | 0 | 0 | 0 | 0 | 0 | 0 |  | 0 | 0 | 0 | 0 | 0 | 0 | 0 | 0 | 0 | 0 | 0 | 0 | 0 | 0 | 0 | 0 |  | 0 | 0 | 0 | 0 | 0 | 0 |  |  | 0 | 0 | 0 | 0 | 0 | 0 | 0 | 0 | 0 | 0 | 0 | 0 | 0 |  | 0 | 0 |  | 0 | 0
PG&E GBA | Schulte | 115 |  | 0 | 0 | 0 | 0 | 0 | 0 | 0 | 0 | 0 | 0 | 0 | 0 | 0 | 0 | 0 | 0 |  | 0 | 0 | 0 | 0 | 0 | 0 | 0 | 0 | 0 | 0 | 0 | 0 | 0 | 0 | 0 | 0 |  | 0 | 0 | 0 | 0 | 0 | 0 |  |  | 0 | 0 | 0 | 0 | 0 | 0 | 0 | 0 | 0 | 0 | 0 | 0 | 0 |  | 0 | 0 |  | 0 | 0
SDGE | Scripps | 69 |  | 0 | 0 | 0 | 0 | 0 | 0 | 0 | 0 | 0 | 0 | 0 | 0 | 0 | 0 | 0 | 0 |  | 0 | 0 | 0 | 0 | 0 | 0 | 0 | 0 | 0 | 0 | 0 | 0 | 0 | 0 | 0 | 0 |  | 0 | 0 | 0 | 0 | 0 | 0 |  |  | 0 | 0 | 0 | 0 | 0 | 0 | 0 | 0 | 0 | 0 | 0 | 0 | 0 |  | 0 | 0 |  | 0 | 0
PG&E KERN | Semitropic | 115 |  | 0 | 0 | 0 | 0 | 0 | 0 | 0 | 0 | 0 | 0 | 0 | 0 | 0 | 0 | 0 | 0 |  | 0 | 7.9642 | 0 | 0 | 0 | 0 | 0 | 0 | 0 | 9.5143 | 0 | 0 | 0 | 0 | 0 | 0 |  | 0 | 0 | 0 | 0 | 0 | 0 |  |  | 0 | 0 | 7.9642 | 0 | 0 | 0 | 0 | 0 | 0 | 0 | 9.5143 | 0 | 0 |  | 0 | 0 |  | 0 | 0
SCE Metro | Serrano | 230 |  | 0 | 0 | 0 | 0 | 0 | 0 | 0 | 0 | 0 | 0 | 0 | 0 | 0 | 0 | 0 | 0 |  | 0 | 0 | 0 | 0 | 0 | 0 | 0 | 0 | 0 | 0 | 0 | 0 | 0 | 0 | 0 | 0 |  | 0 | 0 | 0 | 0 | 0 | 0 |  |  | 0 | 0 | 0 | 0 | 0 | 0 | 0 | 0 | 0 | 0 | 0 | 0 | 0 |  | 0 | 0 |  | 0 | 0
SCE Metro | Serrano | 500 |  | 0 | 0 | 0 | 0 | 0 | 0 | 0 | 0 | 0 | 0 | 0 | 0 | 0 | 0 | 0 | 0 |  | 0 | 0 | 0 | 0 | 0 | 0 | 0 | 0 | 0 | 0 | 0 | 0 | 0 | 0 | 0 | 0 |  | 0 | 0 | 0 | 0 | 0 | 0 |  |  | 0 | 0 | 0 | 0 | 0 | 0 | 0 | 0 | 0 | 0 | 0 | 0 | 0 |  | 0 | 0 |  | 0 | 0
SDGE | Shadowridge | 138 |  | 0 | 0 | 0 | 0 | 0 | 0 | 0 | 0 | 0 | 0 | 0 | 0 | 0 | 0 | 0 | 0 |  | 0 | 0 | 0 | 0 | 0 | 0 | 0 | 0 | 0 | 0 | 0 | 0 | 0 | 0 | 0 | 0 |  | 0 | 0 | 0 | 0 | 0 | 0 |  |  | 0 | 0 | 0 | 0 | 0 | 0 | 0 | 0 | 0 | 0 | 0 | 0 | 0 |  | 0 | 0 |  | 0 | 0
PG&E KERN | Shafter | 115 |  | 0 | 0 | 0 | 0 | 0 | 0 | 0 | 0 | 0 | 0 | 0 | 0 | 0 | 0 | 0 | 0 |  | 0 | 2.5838 | 0 | 0 | 0 | 0 | 0 | 0.7 | 0 | 8.7178 | 0 | 0 | 0 | 0 | 0 | 0.7 |  | 0 | 0 | 0 | 0 | 0 | 0 |  |  | 0 | 0 | 2.5838 | 0 | 0 | 0 | 0 | 0 | 0.7 | 0 | 8.7178 | 0 | 0 |  | 0 | 0 |  | 0 | 0.7
PG&E NGBA | Silverado | 115 |  | 0 | 0 | 0 | 0 | 0 | 0 | 0 | 0 | 0 | 0 | 0 | 0 | 0 | 0 | 0 | 0 |  | 0 | 2.4412 | 0 | 0 | 0 | 0 | 0 | 0 | 0 | 2.4412 | 0 | 0 | 0 | 0 | 0 | 0 |  | 0 | 0 | 0 | 0 | 0 | 0 |  |  | 0 | 0 | 2.4412 | 0 | 0 | 0 | 0 | 0 | 0 | 0 | 2.4412 | 0 | 0 |  | 0 | 0 |  | 0 | 0
SDGE | Silvergate | 230 |  | 0 | 0 | 0 | 0 | 0 | 0 | 0 | 0 | 0 | 0 | 0 | 0 | 0 | 0 | 0 | 0 |  | 0 | 0 | 0 | 0 | 0 | 0 | 0 | 0 | 0 | 0 | 0 | 0 | 0 | 0 | 0 | 0 |  | 0 | 0 | 0 | 0 | 0 | 0 |  |  | 0 | 0 | 0 | 0 | 0 | 0 | 0 | 0 | 0 | 0 | 0 | 0 | 0 |  | 0 | 0 |  | 0 | 0
SDGE | Silvergate | 69 |  | 0 | 0 | 0 | 0 | 0 | 0 | 0 | 0 | 0 | 0 | 0 | 0 | 0 | 0 | 0 | 0 |  | 0 | 0 | 0 | 0 | 0 | 0 | 0 | 0 | 0 | 0 | 0 | 0 | 0 | 0 | 0 | 0 |  | 0 | 0 | 0 | 0 | 0 | 0 |  |  | 0 | 0 | 0 | 0 | 0 | 0 | 0 | 0 | 0 | 0 | 0 | 0 | 0 |  | 0 | 0 |  | 0 | 0
PG&E KERN | Sisquoc | 115 |  | 0 | 0 | 0 | 0 | 0 | 0 | 0 | 0 | 0 | 0 | 0 | 0 | 0 | 0 | 0 | 0 |  | 0 | 0 | 0 | 0 | 0 | 0 | 0 | 0 | 0 | 0 | 0 | 0 | 0 | 0 | 0 | 0 |  | 0 | 0 | 0 | 0 | 0 | 0 |  |  | 0 | 0 | 0 | 0 | 0 | 0 | 0 | 0 | 0 | 0 | 0 | 0 | 0 |  | 0 | 0 |  | 0 | 0
SCE EOP | Sloan Canyon | 230 |  | 0 | 0 | 0 | 0 | 0 | 0 | 0 | 0 | 0 | 0 | 0 | 0 | 0 | 0 | 0 | 0 |  | 0 | 0 | 0 | 0 | 0 | 0 | 0 | 0 | 0 | 0 | 0 | 0 | 0 | 0 | 0 | 0 |  | 0 | 0 | 0 | 0 | 0 | 0 |  |  | 0 | 0 | 0 | 0 | 0 | 0 | 0 | 0 | 0 | 0 | 0 | 0 | 0 |  | 0 | 0 |  | 0 | 0
SCE EOP | Sloan Canyon | 500 |  | 0 | 0 | 0 | 0 | 0 | 0 | 0 | 0 | 0 | 0 | 0 | 0 | 0 | 0 | 0 | 0 |  | 0 | 0 | 0 | 0 | 0 | 0 | 0 | 0 | 0 | 0 | 0 | 0 | 0 | 0 | 0 | 0 |  | 0 | 0 | 0 | 0 | 0 | 0 |  |  | 0 | 0 | 0 | 0 | 0 | 0 | 0 | 0 | 0 | 0 | 0 | 0 | 0 |  | 0 | 0 |  | 0 | 0
PG&E KERN | Smyrna | 115 |  | 0 | 0 | 0 | 0 | 0 | 0 | 0 | 0 | 0 | 0 | 0 | 0 | 0 | 0 | 0 | 0 |  | 0 | 11.365 | 0 | 0 | 0 | 0 | 0 | 4.99 | 0 | 11.365 | 0 | 0 | 0 | 0 | 0 | 4.99 |  | 0 | 0 | 0 | 0 | 0 | 0 |  |  | 0 | 0 | 11.365 | 0 | 0 | 0 | 0 | 0 | 4.99 | 0 | 11.365 | 0 | 0 |  | 0 | 0 |  | 0 | 4.99
PG&E GBA | Sobrante | 115 |  | 0 | 0 | 0 | 0 | 0 | 0 | 0 | 0 | 0 | 0 | 0 | 0 | 0 | 0 | 0 | 0 |  | 0 | 0 | 0 | 0 | 0 | 0 | 0 | 0 | 0 | 0 | 0 | 0 | 0 | 0 | 0 | 0 |  | 0 | 0 | 0 | 0 | 0 | 0 |  |  | 0 | 0 | 0 | 0 | 0 | 0 | 0 | 0 | 0 | 0 | 0 | 0 | 0 |  | 0 | 0 |  | 0 | 0
PG&E GBA | Sobrante | 230 |  | 0 | 0 | 0 | 0 | 0 | 0 | 0 | 0 | 0 | 0 | 0 | 0 | 0 | 0 | 0 | 0 |  | 0 | 5 | 0 | 0 | 0 | 0 | 0 | 0 | 0 | 5 | 0 | 0 | 0 | 0 | 0 | 0 |  | 0 | 0 | 0 | 0 | 0 | 0 |  |  | 0 | 0 | 5 | 0 | 0 | 0 | 0 | 0 | 0 | 0 | 5 | 0 | 0 |  | 0 | 0 |  | 0 | 0
PG&E KERN | Solar | 230 |  | 0 | 0 | 0 | 0 | 0 | 0 | 0 | 0 | 0 | 0 | 0 | 0 | 0 | 0 | 0 | 0 |  | 0 | 0 | 0 | 0 | 0 | 0 | 0 | 0 | 0 | 0 | 0 | 0 | 0 | 0 | 0 | 0 |  | 0 | 0 | 0 | 0 | 0 | 0 |  |  | 0 | 0 | 0 | 0 | 0 | 0 | 0 | 0 | 0 | 0 | 0 | 0 | 0 |  | 0 | 0 |  | 0 | 0
PG&E GBA | Soledad | 115 |  | 0 | 0 | 0 | 0 | 0 | 0 | 0 | 0 | 0 | 0 | 0 | 0 | 0 | 0 | 0 | 0 |  | 0 | 0 | 0 | 0 | 0 | 0 | 0 | 0 | 0 | 0.96 | 0 | 0 | 0 | 0 | 0 | 0 |  | 0 | 0 | 0 | 0 | 0 | 0 |  |  | 0 | 0 | 0 | 0 | 0 | 0 | 0 | 0 | 0 | 0 | 0.96 | 0 | 0 |  | 0 | 0 |  | 0 | 0
PG&E GBA | Soledad | 60 |  | 0 | 0 | 0 | 0 | 0 | 0 | 0 | 0 | 0 | 0 | 0 | 0 | 0 | 0 | 0 | 0 |  | 0 | 0 | 0 | 0 | 0 | 0 | 0 | 0 | 0 | 0 | 0 | 0 | 0 | 0 | 0 | 0 |  | 0 | 0 | 0 | 0 | 0 | 0 |  |  | 0 | 0 | 0 | 0 | 0 | 0 | 0 | 0 | 0 | 0 | 0 | 0 | 0 |  | 0 | 0 |  | 0 | 0
SDGE | Spring Valley | 69 |  | 0 | 0 | 0 | 0 | 0 | 0 | 0 | 0 | 0 | 0 | 0 | 0 | 0 | 0 | 0 | 0 |  | 0 | 0 | 0 | 0 | 0 | 0 | 0 | 0 | 0 | 0 | 0 | 0 | 0 | 0 | 0 | 0 |  | 0 | 0 | 0 | 0 | 0 | 0 |  |  | 0 | 0 | 0 | 0 | 0 | 0 | 0 | 0 | 0 | 0 | 0 | 0 | 0 |  | 0 | 0 |  | 0 | 0
SCE Northern | Springville | 230 |  | 14.186 | 61.186 | 0 | 0 | 0 | 0 | 0 | 51.4 | 33.489 | 130.879 | 0 | 0 | 0 | 0 | 0 | 336.484 |  | 0 | 0 | 0 | 0 | 0 | 0 | 0 | 0 | 0 | 0 | 0 | 0 | 0 | 0 | 0 | 0 |  | 0 | 0 | 0 | 0 | 0 | 0 |  |  | 0 | 14.186 | 61.186 | 0 | 0 | 0 | 0 | 0 | 51.4 | 33.489 | 130.879 | 0 | 0 |  | 0 | 0 |  | 0 | 336.484
PG&E GBA | Stagg | 230 |  | 0 | 0 | 0 | 0 | 0 | 0 | 0 | 0 | 0 | 0 | 0 | 0 | 0 | 0 | 0 | 0 |  | 0 | 0 | 0 | 0 | 0 | 0 | 0 | 20 | 0 | 0 | 0 | 0 | 0 | 0 | 0 | 20 |  | 0 | 0 | 0 | 0 | 0 | 0 |  |  | 0 | 0 | 0 | 0 | 0 | 0 | 0 | 0 | 20 | 0 | 0 | 0 | 0 |  | 0 | 0 |  | 0 | 20
PG&E GBA | Standard Oil | 115 |  | 0 | 0 | 0 | 0 | 0 | 0 | 0 | 0 | 0 | 0 | 0 | 0 | 0 | 0 | 0 | 0 |  | 0 | 0 | 0 | 0 | 0 | 0 | 0 | 0 | 0 | 0 | 0 | 0 | 0 | 0 | 0 | 0 |  | 0 | 0 | 0 | 0 | 0 | 0 |  |  | 0 | 0 | 0 | 0 | 0 | 0 | 0 | 0 | 0 | 0 | 0 | 0 | 0 |  | 0 | 0 |  | 0 | 0
PG&E GBA | Stanislaus | 115 |  | 0 | 0 | 0 | 0 | 0 | 0 | 0 | 0 | 0 | 0 | 0 | 0 | 0 | 0 | 0 | 0 |  | 0 | 0 | 0 | 0 | 0 | 0 | 0 | 0 | 0 | 0 | 0 | 0 | 0 | 0 | 0 | 0 |  | 0 | 0 | 0 | 0 | 0 | 0 |  |  | 0 | 0 | 0 | 0 | 0 | 0 | 0 | 0 | 0 | 0 | 0 | 0 | 0 |  | 0 | 0 |  | 0 | 0
PG&E KERN | Stockdale | 115 |  | 0 | 0 | 0 | 0 | 0 | 0 | 0 | 0 | 0 | 0 | 0 | 0 | 0 | 0 | 0 | 0 |  | 0 | 0 | 0 | 0 | 0 | 0 | 0 | 0 | 0 | 0 | 0 | 0 | 0 | 0 | 0 | 0 |  | 0 | 0 | 0 | 0 | 0 | 0 |  |  | 0 | 0 | 0 | 0 | 0 | 0 | 0 | 0 | 0 | 0 | 0 | 0 | 0 |  | 0 | 0 |  | 0 | 0
PG&E KERN | Stockdale | 230 |  | 0 | 0 | 0 | 0 | 0 | 0 | 0 | 0 | 0 | 0 | 0 | 0 | 0 | 0 | 0 | 0 |  | 0 | 7.874 | 0 | 0 | 0 | 0 | 0 | 6.032 | 0 | 8.174 | 0 | 0 | 0 | 0 | 0 | 6.032 |  | 0 | 0 | 0 | 0 | 0 | 0 |  |  | 0 | 0 | 7.874 | 0 | 0 | 0 | 0 | 0 | 6.032 | 0 | 8.174 | 0 | 0 |  | 0 | 0 |  | 0 | 6.032
PG&E GBA | Stockton A | 115 |  | 0 | 0 | 0 | 0 | 0 | 0 | 0 | 0 | 0 | 0 | 0 | 0 | 0 | 0 | 0 | 0 |  | 0 | 1.1 | 0 | 0 | 0 | 0 | 0 | 0 | 0 | 1.1 | 0 | 0 | 0 | 0 | 0 | 0 |  | 0 | 0 | 0 | 0 | 0 | 0 |  |  | 0 | 0 | 1.1 | 0 | 0 | 0 | 0 | 0 | 0 | 0 | 1.1 | 0 | 0 |  | 0 | 0 |  | 0 | 0
PG&E GBA | Stone | 115 |  | 0 | 0 | 0 | 0 | 0 | 0 | 0 | 0 | 0 | 0 | 0 | 0 | 0 | 0 | 0 | 0 |  | 0 | 1.98 | 0 | 0 | 0 | 0 | 0 | 0 | 0 | 1.98 | 0 | 0 | 0 | 0 | 0 | 0 |  | 0 | 0 | 0 | 0 | 0 | 0 |  |  | 0 | 0 | 1.98 | 0 | 0 | 0 | 0 | 0 | 0 | 0 | 1.98 | 0 | 0 |  | 0 | 0 |  | 0 | 0
PG&E FRESNO | Storey | 230 |  | 0 | 0 | 0 | 0 | 0 | 0 | 0 | 0 | 0 | 0 | 0 | 0 | 0 | 0 | 0 | 0 |  | 0 | 1.5 | 0 | 0 | 0 | 0 | 0 | 0 | 0 | 1.5 | 0 | 0 | 0 | 0 | 0 | 0 |  | 0 | 0 | 0 | 0 | 0 | 0 |  |  | 0 | 0 | 1.5 | 0 | 0 | 0 | 0 | 0 | 0 | 0 | 1.5 | 0 | 0 |  | 0 | 0 |  | 0 | 0
PG&E NGBA | Summit | 115 |  | 0 | 0 | 0 | 0 | 0 | 0 | 0 | 0 | 0 | 0 | 0 | 0 | 0 | 0 | 0 | 0 |  | 0 | 0 | 0 | 0 | 0 | 0 | 0 | 0 | 0 | 0 | 0 | 0 | 0 | 0 | 0 | 0 |  | 0 | 0 | 0 | 0 | 0 | 0 |  |  | 0 | 0 | 0 | 0 | 0 | 0 | 0 | 0 | 0 | 0 | 0 | 0 | 0 |  | 0 | 0 |  | 0 | 0
SDGE | Suncrest | 230 |  | 0 | 0 | 0 | 0 | 0 | 0 | 0 | 0 | 0 | 0 | 0 | 0 | 0 | 0 | 0 | 0 |  | 0 | 0 | 0 | 0 | 0 | 0 | 0 | 0 | 0 | 0 | 0 | 0 | 0 | 0 | 0 | 0 |  | 0 | 0 | 0 | 0 | 0 | 0 |  |  | 0 | 0 | 0 | 0 | 0 | 0 | 0 | 0 | 0 | 0 | 0 | 0 | 0 |  | 0 | 0 |  | 0 | 0
SDGE | Suncrest | 500 |  | 0 | 0 | 0 | 0 | 0 | 0 | 0 | 0 | 0 | 0 | 0 | 0 | 0 | 0 | 0 | 0 |  | 0 | 0 | 0 | 0 | 0 | 0 | 0 | 0 | 0 | 0 | 0 | 0 | 0 | 0 | 0 | 0 |  | 0 | 0 | 0 | 0 | 0 | 0 |  |  | 0 | 0 | 0 | 0 | 0 | 0 | 0 | 0 | 0 | 0 | 0 | 0 | 0 |  | 0 | 0 |  | 0 | 0
PG&E KERN | Sunrise | 230 |  | 0 | 0 | 0 | 0 | 0 | 0 | 0 | 0 | 0 | 0 | 0 | 0 | 0 | 0 | 0 | 0 |  | 0 | 0 | 0 | 0 | 0 | 0 | 0 | 0 | 0 | 0 | 0 | 0 | 0 | 0 | 0 | 0 |  | 0 | 0 | 0 | 0 | 0 | 0 |  |  | 0 | 0 | 0 | 0 | 0 | 0 | 0 | 0 | 0 | 0 | 0 | 0 | 0 |  | 0 | 0 |  | 0 | 0
PG&E KERN | Sunset | 230 |  | 0 | 0 | 0 | 0 | 0 | 0 | 0 | 0 | 0 | 0 | 0 | 0 | 0 | 0 | 0 | 0 |  | 0 | 0 | 0 | 0 | 0 | 0 | 0 | 0 | 0 | 0 | 0 | 0 | 0 | 0 | 0 | 0 |  | 0 | 0 | 0 | 0 | 0 | 0 |  |  | 0 | 0 | 0 | 0 | 0 | 0 | 0 | 0 | 0 | 0 | 0 | 0 | 0 |  | 0 | 0 |  | 0 | 0
PG&E GBA | Swift | 115 |  | 0 | 0 | 0 | 0 | 0 | 0 | 0 | 0 | 0 | 0 | 0 | 0 | 0 | 0 | 0 | 0 |  | 0 | 0 | 0 | 0 | 0 | 0 | 0 | 0 | 0 | 0 | 0 | 0 | 0 | 0 | 0 | 0 |  | 0 | 0 | 0 | 0 | 0 | 0 |  |  | 0 | 0 | 0 | 0 | 0 | 0 | 0 | 0 | 0 | 0 | 0 | 0 | 0 |  | 0 | 0 |  | 0 | 0
SDGE | Sycamore Canyon | 138 |  | 0 | 0 | 0 | 0 | 0 | 0 | 0 | 0 | 0 | 0 | 0 | 0 | 0 | 0 | 0 | 0 |  | 0 | 0 | 0 | 0 | 0 | 0 | 0 | 0 | 0 | 0 | 0 | 0 | 0 | 0 | 0 | 0 |  | 0 | 0 | 0 | 0 | 0 | 0 |  |  | 0 | 0 | 0 | 0 | 0 | 0 | 0 | 0 | 0 | 0 | 0 | 0 | 0 |  | 0 | 0 |  | 0 | 0
SDGE | Sycamore Canyon | 230 |  | 0 | 0 | 0 | 0 | 0 | 0 | 0 | 0 | 0 | 0 | 0 | 0 | 0 | 0 | 0 | 0 |  | 0 | 0 | 0 | 0 | 0 | 0 | 0 | 0 | 0 | 0 | 0 | 0 | 0 | 0 | 0 | 0 |  | 0 | 0 | 0 | 0 | 0 | 0 | 500 |  | 0 | 0 | 0 | 0 | 0 | 0 | 0 | 0 | 0 | 0 | 0 | 0 | 0 |  | 0 | 0 | 500 | 0 | 0
SDGE | Sycamore Canyon | 69 |  | 0 | 0 | 0 | 0 | 0 | 0 | 0 | 0 | 0 | 0 | 0 | 0 | 0 | 0 | 0 | 0 |  | 0 | 0 | 0 | 0 | 0 | 0 | 0 | 0 | 0 | 0 | 0 | 0 | 0 | 0 | 0 | 0 |  | 0 | 0 | 0 | 0 | 0 | 0 |  |  | 0 | 0 | 0 | 0 | 0 | 0 | 0 | 0 | 0 | 0 | 0 | 0 | 0 |  | 0 | 0 |  | 0 | 0
SCE Northern | Sylmar | 230 |  | 0 | 0 | 0 | 0 | 0 | 0 | 0 | 0 | 0 | 0 | 0 | 0 | 0 | 0 | 0 | 0 |  | 0 | 0 | 0 | 0 | 0 | 0 | 0 | 0 | 0 | 0 | 0 | 0 | 0 | 0 | 0 | 0 |  | 0 | 0 | 0 | 0 | 0 | 0 |  |  | 0 | 0 | 0 | 0 | 0 | 0 | 0 | 0 | 0 | 0 | 0 | 0 | 0 |  | 0 | 0 |  | 0 | 0
PG&E NGBA | Table Mountain | 115 |  | 0 | 0 | 0 | 0 | 0 | 0 | 0 | 0 | 0 | 0 | 0 | 0 | 0 | 0 | 0 | 0 |  | 0 | 0 | 0 | 0 | 0 | 0 | 0 | 0 | 0 | 0 | 0 | 0 | 0 | 0 | 0 | 0 |  | 0 | 0 | 0 | 0 | 0 | 0 |  |  | 0 | 0 | 0 | 0 | 0 | 0 | 0 | 0 | 0 | 0 | 0 | 0 | 0 |  | 0 | 0 |  | 0 | 0
PG&E NGBA | Table Mountain | 230 |  | 0 | 0 | 0 | 0 | 0 | 0 | 0 | 0 | 0 | 0 | 0 | 0 | 0 | 0 | 0 | 0 |  | 0 | 0 | 0 | 0 | 0 | 0 | 0 | 0 | 0 | 0 | 0 | 0 | 0 | 0 | 0 | 0 |  | 0 | 0 | 0 | 0 | 0 | 0 |  |  | 0 | 0 | 0 | 0 | 0 | 0 | 0 | 0 | 0 | 0 | 0 | 0 | 0 |  | 0 | 0 |  | 0 | 0
PG&E NGBA | Table Mountain | 500 |  | 0 | 0 | 0 | 0 | 0 | 0 | 0 | 0 | 0 | 0 | 0 | 0 | 0 | 0 | 0 | 0 |  | 0 | 0 | 0 | 0 | 0 | 0 | 0 | 0 | 0 | 0 | 0 | 0 | 0 | 0 | 0 | 0 |  | 0 | 0 | 0 | 0 | 0 | 0 |  |  | 0 | 0 | 0 | 0 | 0 | 0 | 0 | 0 | 0 | 0 | 0 | 0 | 0 |  | 0 | 0 |  | 0 | 0
PG&E NGBA | Table Mountain | 60 |  | 0 | 0 | 0 | 0 | 0 | 0 | 0 | 0 | 0 | 0 | 0 | 0 | 0 | 0 | 0 | 0 |  | 0 | 0 | 0 | 0 | 0 | 0 | 0 | 0 | 0 | 0 | 0 | 0 | 0 | 0 | 0 | 0 |  | 0 | 0 | 0 | 0 | 0 | 0 |  |  | 0 | 0 | 0 | 0 | 0 | 0 | 0 | 0 | 0 | 0 | 0 | 0 | 0 |  | 0 | 0 |  | 0 | 0
PG&E KERN | Taft | 115 |  | 0 | 0 | 0 | 0 | 0 | 0 | 0 | 0 | 0 | 0 | 0 | 0 | 0 | 0 | 0 | 0 |  | 0 | 25.3348 | 0 | 0 | 0 | 0 | 0 | 0 | 0 | 25.3348 | 0 | 0 | 0 | 0 | 0 | 0 |  | 0 | 0 | 0 | 0 | 0 | 0 |  |  | 0 | 0 | 25.3348 | 0 | 0 | 0 | 0 | 0 | 0 | 0 | 25.3348 | 0 | 0 |  | 0 | 0 |  | 0 | 0
SDGE | Talega | 138 |  | 0 | 0 | 0 | 0 | 0 | 0 | 0 | 0 | 0 | 0 | 0 | 0 | 0 | 0 | 0 | 0 |  | 0 | 0 | 0 | 0 | 0 | 0 | 0 | 0 | 0 | 0 | 0 | 0 | 0 | 0 | 0 | 0 |  | 0 | 0 | 0 | 0 | 0 | 0 |  |  | 0 | 0 | 0 | 0 | 0 | 0 | 0 | 0 | 0 | 0 | 0 | 0 | 0 |  | 0 | 0 |  | 0 | 0
SDGE | Talega | 230 |  | 0 | 0 | 0 | 0 | 0 | 0 | 0 | 0 | 0 | 0 | 0 | 0 | 0 | 0 | 0 | 0 |  | 0 | 0 | 0 | 0 | 0 | 0 | 0 | 0 | 0 | 0 | 0 | 0 | 0 | 0 | 0 | 0 |  | 0 | 0 | 0 | 0 | 0 | 0 |  |  | 0 | 0 | 0 | 0 | 0 | 0 | 0 | 0 | 0 | 0 | 0 | 0 | 0 |  | 0 | 0 |  | 0 | 0
PG&E GBA | Tassajara | 230 |  | 0 | 0 | 0 | 0 | 0 | 0 | 0 | 0 | 0 | 0 | 0 | 0 | 0 | 0 | 0 | 0 |  | 0 | 0 | 0 | 0 | 0 | 0 | 0 | 0 | 0 | 0 | 0 | 0 | 0 | 0 | 0 | 0 |  | 0 | 0 | 0 | 0 | 0 | 0 |  |  | 0 | 0 | 0 | 0 | 0 | 0 | 0 | 0 | 0 | 0 | 0 | 0 | 0 |  | 0 | 0 |  | 0 | 0
PG&E KERN | Tejon | 70 |  | 0 | 0 | 0 | 0 | 0 | 0 | 0 | 0 | 0 | 0 | 0 | 0 | 0 | 0 | 0 | 0 |  | 0 | 13.8275 | 0 | 0 | 0 | 0 | 0 | 1.1875 | 0 | 15.8275 | 0 | 0 | 0 | 0 | 0 | 1.1875 |  | 0 | 0 | 0 | 0 | 0 | 0 |  |  | 0 | 0 | 13.8275 | 0 | 0 | 0 | 0 | 0 | 1.1875 | 0 | 15.8275 | 0 | 0 |  | 0 | 0 |  | 0 | 1.1875
SDGE | Telegraph Canyon | 138 |  | 0 | 0 | 0 | 0 | 0 | 0 | 0 | 0 | 0 | 0 | 0 | 0 | 0 | 0 | 0 | 0 |  | 0 | 0 | 0 | 0 | 0 | 0 | 0 | 0 | 0 | 0 | 0 | 0 | 0 | 0 | 0 | 0 |  | 0 | 0 | 0 | 0 | 0 | 0 |  |  | 0 | 0 | 0 | 0 | 0 | 0 | 0 | 0 | 0 | 0 | 0 | 0 | 0 |  | 0 | 0 |  | 0 | 0
PG&E KERN | Temblor | 115 |  | 0 | 0 | 0 | 0 | 0 | 0 | 0 | 0 | 0 | 0 | 0 | 0 | 0 | 0 | 0 | 0 |  | 0 | 0 | 0 | 0 | 0 | 0 | 0 | 0 | 0 | 3 | 0 | 0 | 0 | 0 | 0 | 0 |  | 0 | 0 | 0 | 0 | 0 | 0 |  |  | 0 | 0 | 0 | 0 | 0 | 0 | 0 | 0 | 0 | 0 | 3 | 0 | 0 |  | 0 | 0 |  | 0 | 0
PG&E KERN | Templeton | 230 |  | 0 | 0 | 0 | 0 | 0 | 0 | 0 | 0 | 0 | 0 | 0 | 0 | 0 | 0 | 0 | 0 |  | 0 | 0 | 0 | 0 | 0 | 0 | 0 | 0.9 | 0 | 2.375 | 0 | 0 | 0 | 0 | 0 | 0.9 |  | 0 | 0 | 0 | 0 | 0 | 0 | 1500 |  | 0 | 0 | 0 | 0 | 0 | 0 | 0 | 0 | 0.9 | 0 | 2.375 | 0 | 0 |  | 0 | 0 |  | 0 | 0.9
PG&E KERN | Templeton | 70 |  | 0 | 0 | 0 | 0 | 0 | 0 | 0 | 0 | 0 | 0 | 0 | 0 | 0 | 0 | 0 | 0 |  | 0 | 0 | 0 | 0 | 0 | 0 | 0 | 0 | 0 | 0 | 0 | 0 | 0 | 0 | 0 | 0 |  | 0 | 0 | 0 | 0 | 0 | 0 |  |  | 0 | 0 | 0 | 0 | 0 | 0 | 0 | 0 | 0 | 0 | 0 | 0 | 0 |  | 0 | 0 |  | 0 | 0
PG&E GBA | Tesla | 115 |  | 0 | 0 | 0 | 0 | 0 | 0 | 0 | 0 | 0 | 0 | 0 | 0 | 0 | 0 | 0 | 0 |  | 0 | 0 | 0 | 0 | 0 | 0 | 0 | 0 | 0 | 0 | 0 | 0 | 0 | 0 | 0 | 0 |  | 0 | 0 | 0 | 0 | 0 | 0 |  |  | 0 | 0 | 0 | 0 | 0 | 0 | 0 | 0 | 0 | 0 | 0 | 0 | 0 |  | 0 | 0 |  | 0 | 0
PG&E GBA | Tesla | 230 |  | 0 | 0 | 0 | 0 | 0 | 0 | 0 | 0 | 0 | 0 | 0 | 0 | 0 | 0 | 0 | 0 |  | 0 | 0 | 0 | 0 | 0 | 0 | 0 | 0 | 0 | 0 | 0 | 0 | 0 | 0 | 0 | 0 |  | 0 | 0 | 0 | 0 | 0 | 0 | 280 |  | 0 | 0 | 0 | 0 | 0 | 0 | 0 | 0 | 0 | 0 | 0 | 0 | 0 |  | 0 | 0 |  | 0 | 0
PG&E GBA | Tesla | 500 |  | 0 | 0 | 0 | 0 | 0 | 0 | 0 | 0 | 0 | 0 | 0 | 0 | 0 | 0 | 0 | 0 |  | 0 | 2.384 | 0 | 0 | 0 | 0 | 0 | 0 | 0 | 2.384 | 0 | 0 | 0 | 0 | 0 | 0 |  | 0 | 0 | 0 | 0 | 0 | 0 |  |  | 0 | 0 | 2.384 | 0 | 0 | 0 | 0 | 0 | 0 | 0 | 2.384 | 0 | 0 |  | 0 | 0 |  | 0 | 0
PG&E KERN | Tevis | 115 |  | 0 | 0 | 0 | 0 | 0 | 0 | 0 | 0 | 0 | 0 | 0 | 0 | 0 | 0 | 0 | 0 |  | 0 | 2.242 | 0 | 0 | 0 | 0 | 0 | 0 | 0 | 2.242 | 0 | 0 | 0 | 0 | 0 | 0 |  | 0 | 0 | 0 | 0 | 0 | 0 |  |  | 0 | 0 | 2.242 | 0 | 0 | 0 | 0 | 0 | 0 | 0 | 2.242 | 0 | 0 |  | 0 | 0 |  | 0 | 0
SCE EOP | Thousandaire | 138 |  | 0 | 0 | 0 | 0 | 0 | 0 | 0 | 0 | 0 | 0 | 0 | 0 | 0 | 0 | 0 | 0 |  | 0 | 0 | 0 | 0 | 0 | 0 | 0 | 0 | 0 | 0 | 0 | 0 | 0 | 0 | 0 | 0 |  | 0 | 0 | 0 | 0 | 0 | 0 |  |  | 0 | 0 | 0 | 0 | 0 | 0 | 0 | 0 | 0 | 0 | 0 | 0 | 0 |  | 0 | 0 |  | 0 | 0
PG&E KERN | Topaz | 230 |  | 0 | 0 | 0 | 0 | 0 | 0 | 0 | 0 | 0 | 0 | 0 | 0 | 0 | 0 | 0 | 0 |  | 0 | 0 | 0 | 0 | 0 | 0 | 0 | 0 | 0 | 0 | 0 | 0 | 0 | 0 | 0 | 0 |  | 0 | 0 | 0 | 0 | 0 | 0 |  |  | 0 | 0 | 0 | 0 | 0 | 0 | 0 | 0 | 0 | 0 | 0 | 0 | 0 |  | 0 | 0 |  | 0 | 0
SCE NOL | Tortilla | 115 |  | 0 | 0 | 0 | 0 | 0 | 0 | 0 | 0 | 17.8 | 40.8 | 0 | 0 | 0 | 0 | 0 | 12.6 |  | 0 | 0 | 0 | 0 | 0 | 0 | 0 | 0 | 0 | 0 | 0 | 0 | 0 | 0 | 0 | 0 |  | 0 | 0 | 0 | 0 | 0 | 0 |  |  | 0 | 0 | 0 | 0 | 0 | 0 | 0 | 0 | 0 | 17.8 | 40.8 | 0 | 0 |  | 0 | 0 |  | 0 | 12.6
SDGE | Trabuco | 138 |  | 0 | 0 | 0 | 0 | 0 | 0 | 0 | 0 | 0 | 0 | 0 | 0 | 0 | 0 | 0 | 0 |  | 0 | 0 | 0 | 0 | 0 | 0 | 0 | 0 | 0 | 0 | 0 | 0 | 0 | 0 | 0 | 0 |  | 0 | 0 | 0 | 0 | 0 | 0 |  |  | 0 | 0 | 0 | 0 | 0 | 0 | 0 | 0 | 0 | 0 | 0 | 0 | 0 |  | 0 | 0 |  | 0 | 0
PG&E GBA | Tracy | 115 |  | 0 | 0 | 0 | 0 | 0 | 0 | 0 | 0 | 0 | 0 | 0 | 0 | 0 | 0 | 0 | 0 |  | 0 | 6.598 | 0 | 0 | 0 | 0 | 0 | 1.285 | 0 | 9.598 | 0 | 0 | 0 | 0 | 0 | 2.57 |  | 0 | 0 | 0 | 0 | 0 | 0 |  |  | 0 | 0 | 6.598 | 0 | 0 | 0 | 0 | 0 | 1.285 | 0 | 9.598 | 0 | 0 |  | 0 | 0 |  | 0 | 2.57
PG&E FRESNO | Tranquility | 230 |  | 0 | 0 | 0 | 0 | 0 | 0 | 0 | 0 | 0 | 0 | 0 | 0 | 0 | 0 | 0 | 0 |  | 0 | 0 | 0 | 0 | 0 | 0 | 0 | 0 | 0 | 0 | 0 | 0 | 0 | 0 | 0 | 0 |  | 0 | 0 | 0 | 0 | 0 | 0 |  |  | 0 | 0 | 0 | 0 | 0 | 0 | 0 | 0 | 0 | 0 | 0 | 0 | 0 |  | 0 | 0 |  | 0 | 0
PG&E GBA | Trimble | 115 |  | 0 | 0 | 0 | 0 | 0 | 0 | 0 | 0 | 0 | 0 | 0 | 0 | 0 | 0 | 0 | 0 |  | 0 | 2.5255 | 0 | 0 | 0 | 0 | 0 | 2.5255 | 0 | 2.5255 | 0 | 0 | 0 | 0 | 0 | 2.5255 |  | 0 | 0 | 0 | 0 | 0 | 0 |  |  | 0 | 0 | 2.5255 | 0 | 0 | 0 | 0 | 0 | 2.5255 | 0 | 2.5255 | 0 | 0 |  | 0 | 0 |  | 0 | 2.5255
SCE EOP | Trout Canyon | 230 |  | 0 | 0 | 0 | 0 | 0 | 0 | 0 | 0 | 0 | 0 | 0 | 0 | 0 | 0 | 0 | 0 |  | 0 | 0 | 0 | 0 | 0 | 0 | 0 | 0 | 0 | 0 | 0 | 0 | 0 | 0 | 0 | 0 |  | 0 | 0 | 0 | 0 | 0 | 0 |  |  | 0 | 0 | 0 | 0 | 0 | 0 | 0 | 0 | 0 | 0 | 0 | 0 | 0 |  | 0 | 0 |  | 0 | 0
SCE EOP | Trout Canyon | 500 |  | 0 | 0 | 0 | 0 | 0 | 0 | 0 | 0 | 0 | 0 | 0 | 0 | 0 | 0 | 0 | 0 |  | 0 | 0 | 0 | 0 | 0 | 0 | 0 | 0 | 0 | 0 | 0 | 0 | 0 | 0 | 0 | 0 |  | 0 | 0 | 0 | 0 | 0 | 0 |  |  | 0 | 0 | 0 | 0 | 0 | 0 | 0 | 0 | 0 | 0 | 0 | 0 | 0 |  | 0 | 0 |  | 0 | 0
PG&E NGBA | Tulucay | 230 |  | 0 | 0 | 0 | 0 | 0 | 0 | 0 | 0 | 0 | 0 | 0 | 0 | 0 | 0 | 0 | 0 |  | 0 | 0 | 0 | 0 | 0 | 0 | 0 | 6.715 | 0 | 0 | 0 | 0 | 0 | 0 | 0 | 6.715 |  | 0 | 0 | 0 | 0 | 0 | 0 |  |  | 0 | 0 | 0 | 0 | 0 | 0 | 0 | 0 | 6.715 | 0 | 0 | 0 | 0 |  | 0 | 0 |  | 0 | 6.715
PG&E NGBA | Tulucay | 60 |  | 0 | 0 | 0 | 0 | 0 | 0 | 0 | 0 | 0 | 0 | 0 | 0 | 0 | 0 | 0 | 0 |  | 0 | 0 | 0 | 0 | 0 | 0 | 0 | 0 | 0 | 0 | 0 | 0 | 0 | 0 | 0 | 0 |  | 0 | 0 | 0 | 0 | 0 | 0 |  |  | 0 | 0 | 0 | 0 | 0 | 0 | 0 | 0 | 0 | 0 | 0 | 0 | 0 |  | 0 | 0 |  | 0 | 0
PG&E KERN | Tupman | 115 |  | 0 | 0 | 0 | 0 | 0 | 0 | 0 | 0 | 0 | 0 | 0 | 0 | 0 | 0 | 0 | 0 |  | 0 | 17.232 | 0 | 0 | 0 | 0 | 0 | 0 | 0 | 17.232 | 0 | 0 | 0 | 0 | 0 | 0 |  | 0 | 0 | 0 | 0 | 0 | 0 |  |  | 0 | 0 | 17.232 | 0 | 0 | 0 | 0 | 0 | 0 | 0 | 17.232 | 0 | 0 |  | 0 | 0 |  | 0 | 0
PG&E NGBA | Ukiah | 115 |  | 0 | 0 | 0 | 0 | 0 | 0 | 0 | 0 | 0 | 0 | 0 | 0 | 0 | 0 | 0 | 0 |  | 0 | 0 | 0 | 0 | 0 | 0 | 0 | 0 | 0 | 0 | 0 | 0 | 0 | 0 | 0 | 0 |  | 0 | 0 | 0 | 0 | 0 | 0 |  |  | 0 | 0 | 0 | 0 | 0 | 0 | 0 | 0 | 0 | 0 | 0 | 0 | 0 |  | 0 | 0 |  | 0 | 0
PG&E KERN | Union (Estrella) | 70 |  | 0 | 0 | 0 | 0 | 0 | 0 | 0 | 0 | 0 | 0 | 0 | 0 | 0 | 0 | 0 | 0 |  | 0 | 0 | 0 | 0 | 0 | 0 | 0 | 0 | 0 | 0 | 0 | 0 | 0 | 0 | 0 | 0 |  | 0 | 0 | 0 | 0 | 0 | 0 |  |  | 0 | 0 | 0 | 0 | 0 | 0 | 0 | 0 | 0 | 0 | 0 | 0 | 0 |  | 0 | 0 |  | 0 | 0
PG&E NGBA | Vaca Dixon | 115 |  | 0 | 0 | 0 | 0 | 0 | 0 | 0 | 0 | 0 | 0 | 0 | 0 | 0 | 0 | 0 | 0 |  | 0 | 0 | 0 | 0 | 0 | 0 | 0 | 0 | 0 | 0 | 0 | 0 | 0 | 0 | 0 | 0 |  | 0 | 0 | 0 | 0 | 0 | 0 |  |  | 0 | 0 | 0 | 0 | 0 | 0 | 0 | 0 | 0 | 0 | 0 | 0 | 0 |  | 0 | 0 |  | 0 | 0
PG&E NGBA | Vaca Dixon | 230 |  | 0 | 0 | 0 | 0 | 0 | 0 | 0 | 0 | 0 | 0 | 0 | 0 | 0 | 0 | 0 | 0 |  | 0 | 0 | 0 | 0 | 0 | 0 | 0 | 0 | 0 | 0 | 0 | 0 | 0 | 0 | 0 | 0 |  | 0 | 0 | 0 | 0 | 0 | 0 |  |  | 0 | 0 | 0 | 0 | 0 | 0 | 0 | 0 | 0 | 0 | 0 | 0 | 0 |  | 0 | 0 |  | 0 | 0
PG&E NGBA | Vaca Dixon | 500 |  | 0 | 0 | 0 | 0 | 0 | 0 | 0 | 0 | 0 | 0 | 0 | 0 | 0 | 0 | 0 | 0 |  | 0 | 2.914 | 0 | 0 | 0 | 0 | 0 | 0 | 0 | 2.914 | 0 | 0 | 0 | 0 | 0 | 0 |  | 0 | 0 | 0 | 0 | 0 | 0 |  |  | 0 | 0 | 2.914 | 0 | 0 | 0 | 0 | 0 | 0 | 0 | 2.914 | 0 | 0 |  | 0 | 0 |  | 0 | 0
PG&E NGBA | Vaca Dixon | 60 |  | 0 | 0 | 0 | 0 | 0 | 0 | 0 | 0 | 0 | 0 | 0 | 0 | 0 | 0 | 0 | 0 |  | 0 | 0 | 0 | 0 | 0 | 0 | 0 | 0 | 0 | 0 | 0 | 0 | 0 | 0 | 0 | 0 |  | 0 | 0 | 0 | 0 | 0 | 0 |  |  | 0 | 0 | 0 | 0 | 0 | 0 | 0 | 0 | 0 | 0 | 0 | 0 | 0 |  | 0 | 0 |  | 0 | 0
SCE Eastern | Valley (SCE) | 500 |  | 0 | 0 | 0 | 0 | 0 | 0 | 0 | 0 | 0 | 0 | 0 | 0 | 0 | 0 | 0 | 0 |  | 0 | 0 | 0 | 0 | 0 | 0 | 0 | 0 | 0 | 0 | 0 | 0 | 0 | 0 | 0 | 0 |  | 0 | 0 | 0 | 0 | 0 | 0 |  |  | 0 | 0 | 0 | 0 | 0 | 0 | 0 | 0 | 0 | 0 | 0 | 0 | 0 |  | 0 | 0 |  | 0 | 0
SCE EOP | Valley (VEA) | 138 |  | 0 | 0 | 0 | 0 | 0 | 0 | 0 | 0 | 0 | 0 | 0 | 0 | 0 | 0 | 0 | 0 |  | 0 | 0 | 0 | 0 | 0 | 0 | 0 | 0 | 0 | 0 | 0 | 0 | 0 | 0 | 0 | 0 |  | 0 | 0 | 0 | 0 | 0 | 0 |  |  | 0 | 0 | 0 | 0 | 0 | 0 | 0 | 0 | 0 | 0 | 0 | 0 | 0 |  | 0 | 0 |  | 0 | 0
SDGE | Valley Center | 69 |  | 0 | 0 | 0 | 0 | 0 | 0 | 0 | 0 | 9.99 | 0 | 0 | 0 | 0 | 0 | 0 | 0 |  | 0 | 0 | 0 | 0 | 0 | 0 | 0 | 0 | 0 | 0 | 0 | 0 | 0 | 0 | 0 | 0 |  | 0 | 0 | 0 | 0 | 0 | 0 |  |  | 0 | 0 | 0 | 0 | 0 | 0 | 0 | 0 | 0 | 9.99 | 0 | 0 | 0 |  | 0 | 0 |  | 0 | 0
PG&E GBA | Valley Home | 115 |  | 0 | 0 | 0 | 0 | 0 | 0 | 0 | 0 | 0 | 0 | 0 | 0 | 0 | 0 | 0 | 0 |  | 0 | 0 | 0 | 0 | 0 | 0 | 0 | 0 | 0 | 2.75 | 0 | 0 | 0 | 0 | 0 | 0 |  | 0 | 0 | 0 | 0 | 0 | 0 |  |  | 0 | 0 | 0 | 0 | 0 | 0 | 0 | 0 | 0 | 0 | 2.75 | 0 | 0 |  | 0 | 0 |  | 0 | 0
PG&E GBA | Valley Springs | 230 |  | 0 | 0 | 0 | 0 | 0 | 0 | 0 | 0 | 0 | 0 | 0 | 0 | 0 | 0 | 0 | 0 |  | 0 | 0 | 0 | 0 | 0 | 0 | 0 | 0 | 0 | 0 | 0 | 0 | 0 | 0 | 0 | 0 |  | 99 | 0 | 0 | 0 | 0 | 0 |  |  | 0 | 0 | 0 | 0 | 0 | 0 | 0 | 0 | 0 | 0 | 99 | 0 | 0 |  | 0 | 0 |  | 0 | 0
PG&E GBA | Valley Springs | 60 |  | 0 | 0 | 0 | 0 | 0 | 0 | 0 | 0 | 0 | 0 | 0 | 0 | 0 | 0 | 0 | 0 |  | 0 | 0 | 0 | 0 | 0 | 0 | 0 | 0 | 0 | 0 | 0 | 0 | 0 | 0 | 0 | 0 |  | 0 | 0 | 0 | 0 | 0 | 0 |  |  | 0 | 0 | 0 | 0 | 0 | 0 | 0 | 0 | 0 | 0 | 0 | 0 | 0 |  | 0 | 0 |  | 0 | 0
SCE EOP | Valley Switch | 138 |  | 0 | 0 | 0 | 0 | 0 | 0 | 0 | 0 | 0 | 0 | 0 | 0 | 0 | 0 | 0 | 0 |  | 0 | 0 | 0 | 0 | 0 | 0 | 0 | 0 | 0 | 0 | 0 | 0 | 0 | 0 | 0 | 0 |  | 19 | 0 | 0 | 0 | 0 | 0 |  |  | 0 | 0 | 0 | 0 | 0 | 0 | 0 | 0 | 0 | 0 | 19 | 0 | 0 |  | 0 | 0 |  | 0 | 0
SCE EOP | Valley Switch | 230 |  | 0 | 0 | 0 | 0 | 0 | 0 | 0 | 0 | 0 | 0 | 0 | 0 | 0 | 0 | 0 | 0 |  | 0 | 0 | 0 | 0 | 0 | 0 | 0 | 0 | 0 | 0 | 0 | 0 | 0 | 0 | 0 | 0 |  | 0 | 0 | 0 | 0 | 0 | 0 |  |  | 0 | 0 | 0 | 0 | 0 | 0 | 0 | 0 | 0 | 0 | 0 | 0 | 0 |  | 0 | 0 |  | 0 | 0
PG&E GBA | Vasco | 230 |  | 0 | 0 | 0 | 0 | 0 | 0 | 0 | 0 | 0 | 0 | 0 | 0 | 0 | 0 | 0 | 0 |  | 0 | 0 | 0 | 0 | 0 | 0 | 0 | 0 | 0 | 0 | 0 | 0 | 0 | 0 | 0 | 0 |  | 0 | 0 | 0 | 0 | 0 | 0 |  |  | 0 | 0 | 0 | 0 | 0 | 0 | 0 | 0 | 0 | 0 | 0 | 0 | 0 |  | 0 | 0 |  | 0 | 0
PG&E GBA | Vasona | 230 |  | 0 | 0 | 0 | 0 | 0 | 0 | 0 | 0 | 0 | 0 | 0 | 0 | 0 | 0 | 0 | 0 |  | 0 | 0 | 0 | 0 | 0 | 0 | 0 | 0.036 | 0 | 0.345 | 0 | 0 | 0 | 0 | 0 | 0.036 |  | 0 | 0 | 0 | 0 | 0 | 0 |  |  | 0 | 0 | 0 | 0 | 0 | 0 | 0 | 0 | 0.036 | 0 | 0.345 | 0 | 0 |  | 0 | 0 |  | 0 | 0.036
SCE Northern | Vestal | 230 |  | 4 | 54.975 | 0 | 0 | 0 | 0 | 0 | 143 | 6.17 | 141.891 | 0 | 0 | 0 | 0 | 0 | 143 |  | 0 | 0 | 0 | 0 | 0 | 0 | 0 | 0 | 0 | 0 | 0 | 0 | 0 | 0 | 0 | 0 |  | 0 | 0 | 0 | 0 | 0 | 0 |  |  | 0 | 4 | 54.975 | 0 | 0 | 0 | 0 | 0 | 143 | 6.17 | 141.891 | 0 | 0 |  | 0 | 0 |  | 0 | 143
SCE Northern | Vestal | 66 |  | 0 | 0 | 0 | 0 | 0 | 0 | 0 | 0 | 0 | 0 | 0 | 0 | 0 | 0 | 0 | 0 |  | 0 | 0 | 0 | 0 | 0 | 0 | 0 | 0 | 0 | 0 | 0 | 0 | 0 | 0 | 0 | 0 |  | 0 | 0 | 0 | 0 | 0 | 0 |  |  | 0 | 0 | 0 | 0 | 0 | 0 | 0 | 0 | 0 | 0 | 0 | 0 | 0 |  | 0 | 0 |  | 0 | 0
SCE NOL | Victor | 115 |  | 0 | 0 | 0 | 0 | 0 | 0 | 0 | 0 | 0.066 | 1.8 | 0 | 0 | 0 | 0 | 0 | 0 |  | 0 | 0 | 0 | 0 | 0 | 0 | 0 | 0 | 0 | 0 | 0 | 0 | 0 | 0 | 0 | 0 |  | 0 | 0 | 0 | 0 | 0 | 0 |  |  | 0 | 0 | 0 | 0 | 0 | 0 | 0 | 0 | 0 | 0.066 | 1.8 | 0 | 0 |  | 0 | 0 |  | 0 | 0
SCE NOL | Victor | 230 |  | 1.884 | 11.634 | 0 | 0 | 0 | 0 | 0 | 22.294 | 5.53 | 121.264 | 0 | 0 | 0 | 0 | 0 | 230.386 |  | 0 | 0 | 0 | 0 | 0 | 0 | 0 | 2.988 | 0 | 0 | 0 | 0 | 0 | 0 | 0 | 7.988 |  | 0 | 0 | 0 | 0 | 0 | 0 |  |  | 0 | 1.884 | 11.634 | 0 | 0 | 0 | 0 | 0 | 25.282 | 5.53 | 121.264 | 0 | 0 |  | 0 | 0 |  | 0 | 238.374
SCE Metro | Viejo | 230 |  | 0 | 0 | 0 | 0 | 0 | 0 | 0 | 0 | 0 | 0 | 0 | 0 | 0 | 0 | 0 | 0 |  | 0 | 0.495 | 0 | 0 | 0 | 0 | 0 | 0 | 0 | 0.495 | 0 | 0 | 0 | 0 | 0 | 0 |  | 0 | 0 | 0 | 0 | 0 | 0 |  |  | 0 | 0 | 0.495 | 0 | 0 | 0 | 0 | 0 | 0 | 0 | 0.495 | 0 | 0 |  | 0 | 0 |  | 0 | 0
PG&E GBA | Vierra | 115 |  | 0 | 0 | 0 | 0 | 0 | 0 | 0 | 0 | 0 | 0 | 0 | 0 | 0 | 0 | 0 | 0 |  | 0 | 8.6111 | 0 | 0 | 0 | 0 | 0 | 2.5391 | 0 | 8.6111 | 0 | 0 | 0 | 0 | 0 | 2.5391 |  | 0 | 0 | 0 | 0 | 0 | 0 |  |  | 0 | 0 | 8.6111 | 0 | 0 | 0 | 0 | 0 | 2.5391 | 0 | 8.6111 | 0 | 0 |  | 0 | 0 |  | 0 | 2.5391
SCE Metro | Villa Park | 230 |  | 0 | 0 | 0 | 0 | 0 | 0 | 0 | 0 | 0 | 0 | 0 | 0 | 0 | 0 | 0 | 0 |  | 0 | 0 | 0 | 0 | 0 | 0 | 0 | 0 | 0 | 0 | 0 | 0 | 0 | 0 | 0 | 0 |  | 0 | 0 | 0 | 0 | 0 | 0 |  |  | 0 | 0 | 0 | 0 | 0 | 0 | 0 | 0 | 0 | 0 | 0 | 0 | 0 |  | 0 | 0 |  | 0 | 0
SCE Northern | Vincent | 230 |  | 0 | 0 | 0 | 0 | 0 | 0 | 0 | 0 | 0 | 0 | 0 | 0 | 0 | 0 | 0 | 0 |  | 0 | 0 | 0 | 0 | 0 | 0 | 0 | 0 | 0 | 0 | 0 | 0 | 0 | 0 | 0 | 0 |  | 10 | 0 | 0 | 0 | 0 | 0 |  |  | 0 | 0 | 0 | 0 | 0 | 0 | 0 | 0 | 0 | 0 | 10 | 0 | 0 |  | 0 | 0 |  | 0 | 0
SCE Northern | Vincent | 500 |  | 0 | 0 | 0 | 0 | 0 | 0 | 0 | 0 | 0 | 0 | 0 | 0 | 0 | 0 | 0 | 0 |  | 0 | 0 | 0 | 0 | 0 | 0 | 0 | 0 | 0 | 0 | 0 | 0 | 0 | 0 | 0 | 0 |  | 0 | 0 | 0 | 0 | 0 | 0 |  |  | 0 | 0 | 0 | 0 | 0 | 0 | 0 | 0 | 0 | 0 | 0 | 0 | 0 |  | 0 | 0 |  | 0 | 0
PG&E GBA | Vineyard | 230 |  | 0 | 0 | 0 | 0 | 0 | 0 | 0 | 0 | 0 | 0 | 0 | 0 | 0 | 0 | 0 | 0 |  | 0 | 4.1037 | 0 | 0 | 0 | 0 | 0 | 2.7287 | 0 | 4.1037 | 0 | 0 | 0 | 0 | 0 | 2.7287 |  | 0 | 0 | 0 | 0 | 0 | 0 |  |  | 0 | 0 | 4.1037 | 0 | 0 | 0 | 0 | 0 | 2.7287 | 0 | 4.1037 | 0 | 0 |  | 0 | 0 |  | 0 | 2.7287
SDGE | Vineyard | 69 |  | 0 | 0 | 0 | 0 | 0 | 0 | 0 | 0 | 0 | 0 | 0 | 0 | 0 | 0 | 0 | 0 |  | 0 | 0 | 0 | 0 | 0 | 0 | 0 | 0 | 0 | 0 | 0 | 0 | 0 | 0 | 0 | 0 |  | 0 | 0 | 0 | 0 | 0 | 0 |  |  | 0 | 0 | 0 | 0 | 0 | 0 | 0 | 0 | 0 | 0 | 0 | 0 | 0 |  | 0 | 0 |  | 0 | 0
SCE Eastern | Vista (SCE) | 230 |  | 0 | 0 | 0 | 0 | 0 | 0 | 0 | 260.7 | 0 | 0 | 0 | 0 | 0 | 0 | 0 | 381.92 |  | 0 | 0 | 0 | 0 | 0 | 0 | 0 | 0 | 0 | 0 | 0 | 0 | 0 | 0 | 0 | 0 |  | 0 | 0 | 0 | 0 | 0 | 0 |  |  | 0 | 0 | 0 | 0 | 0 | 0 | 0 | 0 | 260.7 | 0 | 0 | 0 | 0 |  | 0 | 0 |  | 0 | 381.92
SCE EOP | Vista (VEA) | 138 |  | 0 | 0 | 0 | 0 | 0 | 0 | 0 | 0 | 0 | 0 | 0 | 0 | 0 | 0 | 0 | 0 |  | 0 | 0 | 0 | 0 | 0 | 0 | 0 | 0 | 0 | 0 | 0 | 0 | 0 | 0 | 0 | 0 |  | 0 | 0 | 0 | 0 | 0 | 0 |  |  | 0 | 0 | 0 | 0 | 0 | 0 | 0 | 0 | 0 | 0 | 0 | 0 | 0 |  | 0 | 0 |  | 0 | 0
SCE EOP | Vista (VEA) | 230 |  | 0 | 0 | 0 | 0 | 0 | 0 | 0 | 0 | 0 | 0 | 0 | 0 | 0 | 0 | 0 | 0 |  | 0 | 0 | 0 | 0 | 0 | 0 | 0 | 0 | 0 | 0 | 0 | 0 | 0 | 0 | 0 | 0 |  | 0 | 0 | 0 | 0 | 0 | 0 |  |  | 0 | 0 | 0 | 0 | 0 | 0 | 0 | 0 | 0 | 0 | 0 | 0 | 0 |  | 0 | 0 |  | 0 | 0
PG&E FRESNO | Wahtoke | 115 |  | 0 | 0 | 0 | 0 | 0 | 0 | 0 | 0 | 0 | 0 | 0 | 0 | 0 | 0 | 0 | 0 |  | 0 | 3.7445 | 0 | 0 | 0 | 0 | 0 | 2.7445 | 0 | 4.7445 | 0 | 0 | 0 | 0 | 0 | 2.7445 |  | 0 | 0 | 0 | 0 | 0 | 0 |  |  | 0 | 0 | 3.7445 | 0 | 0 | 0 | 0 | 0 | 2.7445 | 0 | 4.7445 | 0 | 0 |  | 0 | 0 |  | 0 | 2.7445
SCE Northern | Wakefield | 66 |  | 0 | 0 | 0 | 0 | 0 | 0 | 0 | 0 | 0 | 0 | 0 | 0 | 0 | 0 | 0 | 0 |  | 0 | 0 | 0 | 0 | 0 | 0 | 0 | 0 | 0 | 0 | 0 | 0 | 0 | 0 | 0 | 0 |  | 0 | 0 | 0 | 0 | 0 | 0 |  |  | 0 | 0 | 0 | 0 | 0 | 0 | 0 | 0 | 0 | 0 | 0 | 0 | 0 |  | 0 | 0 |  | 0 | 0
SCE Metro | Walnut | 230 |  | 0 | 1 | 0 | 0 | 0 | 0 | 0 | 0 | 0 | 1 | 0 | 0 | 0 | 0 | 0 | 110 |  | 0 | 0 | 0 | 0 | 0 | 0 | 0 | 0 | 0 | 0 | 0 | 0 | 0 | 0 | 0 | 0 |  | 0 | 0 | 0 | 0 | 0 | 0 |  |  | 0 | 0 | 1 | 0 | 0 | 0 | 0 | 0 | 0 | 0 | 1 | 0 | 0 |  | 0 | 0 |  | 0 | 110
SCE Northern | Warne | 230 |  | 0 | 0 | 0 | 0 | 0 | 0 | 0 | 0 | 0 | 0 | 0 | 0 | 0 | 0 | 0 | 0 |  | 0 | 0 | 0 | 0 | 0 | 0 | 0 | 0 | 0 | 0 | 0 | 0 | 0 | 0 | 0 | 0 |  | 0 | 0 | 0 | 0 | 0 | 0 |  |  | 0 | 0 | 0 | 0 | 0 | 0 | 0 | 0 | 0 | 0 | 0 | 0 | 0 |  | 0 | 0 |  | 0 | 0
PG&E GBA | Warnerville | 230 |  | 0 | 0 | 0 | 0 | 0 | 0 | 0 | 0 | 0 | 0 | 0 | 0 | 0 | 0 | 0 | 0 |  | 0 | 0 | 0 | 0 | 0 | 0 | 0 | 0 | 0 | 0 | 0 | 0 | 0 | 0 | 0 | 0 |  | 0 | 0 | 0 | 0 | 0 | 0 |  |  | 0 | 0 | 0 | 0 | 0 | 0 | 0 | 0 | 0 | 0 | 0 | 0 | 0 |  | 0 | 0 |  | 0 | 0
PG&E FRESNO | Waukena | 115 |  | 0 | 0 | 0 | 0 | 0 | 0 | 0 | 0 | 0 | 0 | 0 | 0 | 0 | 0 | 0 | 0 |  | 0 | 0 | 0 | 0 | 0 | 0 | 0 | 0 | 0 | 0 | 0 | 0 | 0 | 0 | 0 | 0 |  | 0 | 0 | 0 | 0 | 0 | 0 |  |  | 0 | 0 | 0 | 0 | 0 | 0 | 0 | 0 | 0 | 0 | 0 | 0 | 0 |  | 0 | 0 |  | 0 | 0
PG&E GBA | Weber | 230 |  | 0 | 0 | 0 | 0 | 0 | 0 | 0 | 0 | 0 | 0 | 0 | 0 | 0 | 0 | 0 | 0 |  | 0 | 12.552 | 0 | 0 | 0 | 0 | 0 | 1.6 | 0 | 34.657 | 0 | 0 | 0 | 0 | 0 | 19.6 |  | 0 | 0 | 0 | 0 | 0 | 0 |  |  | 0 | 0 | 12.552 | 0 | 0 | 0 | 0 | 0 | 1.6 | 0 | 34.657 | 0 | 0 |  | 0 | 0 |  | 0 | 19.6
PG&E GBA | Weber | 60 |  | 0 | 0 | 0 | 0 | 0 | 0 | 0 | 0 | 0 | 0 | 0 | 0 | 0 | 0 | 0 | 0 |  | 0 | 0 | 0 | 0 | 0 | 0 | 0 | 0 | 0 | 0 | 0 | 0 | 0 | 0 | 0 | 0 |  | 0 | 0 | 0 | 0 | 0 | 0 |  |  | 0 | 0 | 0 | 0 | 0 | 0 | 0 | 0 | 0 | 0 | 0 | 0 | 0 |  | 0 | 0 |  | 0 | 0
PG&E FRESNO | West Fresno | 115 |  | 0 | 0 | 0 | 0 | 0 | 0 | 0 | 0 | 0 | 0 | 0 | 0 | 0 | 0 | 0 | 0 |  | 0 | 0 | 0 | 0 | 0 | 0 | 0 | 0 | 0 | 2.326 | 0 | 0 | 0 | 0 | 0 | 2.326 |  | 0 | 0 | 0 | 0 | 0 | 0 |  |  | 0 | 0 | 0 | 0 | 0 | 0 | 0 | 0 | 0 | 0 | 2.326 | 0 | 0 |  | 0 | 0 |  | 0 | 2.326
PG&E FRESNO | Westley | 230 |  | 0 | 0 | 0 | 0 | 0 | 0 | 0 | 0 | 0 | 0 | 0 | 0 | 0 | 0 | 0 | 0 |  | 0 | 0 | 0 | 0 | 0 | 0 | 0 | 0 | 0 | 3.8 | 0 | 0 | 0 | 0 | 0 | 0 |  | 0 | 0 | 0 | 0 | 0 | 0 |  |  | 0 | 0 | 0 | 0 | 0 | 0 | 0 | 0 | 0 | 0 | 3.8 | 0 | 0 |  | 0 | 0 |  | 0 | 0
PG&E KERN | Westpark | 115 |  | 0 | 0 | 0 | 0 | 0 | 0 | 0 | 0 | 0 | 0 | 0 | 0 | 0 | 0 | 0 | 0 |  | 0 | 1.798 | 0 | 0 | 0 | 0 | 0 | 0 | 0 | 1.798 | 0 | 0 | 0 | 0 | 0 | 0 |  | 0 | 0 | 0 | 0 | 0 | 0 |  |  | 0 | 0 | 1.798 | 0 | 0 | 0 | 0 | 0 | 0 | 0 | 1.798 | 0 | 0 |  | 0 | 0 |  | 0 | 0
PG&E KERN | Wheeler Ridge | 230 |  | 0 | 0 | 0 | 0 | 0 | 0 | 0 | 0 | 0 | 0 | 0 | 0 | 0 | 0 | 0 | 0 |  | 0 | 16.914 | 0 | 0 | 0 | 0 | 0 | 9.7 | 0 | 16.914 | 0 | 0 | 0 | 0 | 0 | 16.914 |  | 0 | 0 | 0 | 0 | 0 | 0 |  |  | 0 | 0 | 16.914 | 0 | 0 | 0 | 0 | 0 | 9.7 | 0 | 16.914 | 0 | 0 |  | 0 | 0 |  | 0 | 16.914
PG&E KERN | Wheeler Ridge | 115 |  | 0 | 0 | 0 | 0 | 0 | 0 | 0 | 0 | 0 | 0 | 0 | 0 | 0 | 0 | 0 | 0 |  | 0 | 0 | 0 | 0 | 0 | 0 | 0 | 0 | 0 | 0 | 0 | 0 | 0 | 0 | 0 | 0 |  | 0 | 0 | 0 | 0 | 0 | 0 |  |  | 0 | 0 | 0 | 0 | 0 | 0 | 0 | 0 | 0 | 0 | 0 | 0 | 0 |  | 0 | 0 |  | 0 | 0
PG&E KERN | Wheeler Ridge | 70 |  | 0 | 0 | 0 | 0 | 0 | 0 | 0 | 0 | 0 | 0 | 0 | 0 | 0 | 0 | 0 | 0 |  | 0 | 0 | 0 | 0 | 0 | 0 | 0 | 0 | 0 | 0 | 0 | 0 | 0 | 0 | 0 | 0 |  | 0 | 0 | 0 | 0 | 0 | 0 |  |  | 0 | 0 | 0 | 0 | 0 | 0 | 0 | 0 | 0 | 0 | 0 | 0 | 0 |  | 0 | 0 |  | 0 | 0
SCE Northern | Whirlwind | 230 |  | 0 | 0 | 0 | 0 | 0 | 0 | 0 | 0 | 0 | 0 | 0 | 0 | 0 | 0 | 0 | 0 |  | 0 | 0 | 0 | 0 | 0 | 0 | 0 | 0 | 0 | 0 | 0 | 0 | 0 | 0 | 0 | 0 |  | 95 | 0 | 0 | 0 | 0 | 0 |  |  | 0 | 0 | 0 | 0 | 0 | 0 | 0 | 0 | 0 | 0 | 95 | 0 | 0 |  | 0 | 0 |  | 0 | 0
SCE Northern | Whirlwind | 500 |  | 0 | 0 | 0 | 0 | 0 | 0 | 0 | 0 | 0 | 0 | 0 | 0 | 0 | 0 | 0 | 0 |  | 0 | 0 | 0 | 0 | 0 | 0 | 0 | 0 | 0 | 0 | 0 | 0 | 0 | 0 | 0 | 0 |  | 0 | 0 | 0 | 0 | 0 | 0 |  |  | 0 | 0 | 0 | 0 | 0 | 0 | 0 | 0 | 0 | 0 | 0 | 0 | 0 |  | 0 | 0 |  | 0 | 0
PG&E GBA | Whisman | 115 |  | 0 | 0 | 0 | 0 | 0 | 0 | 0 | 0 | 0 | 0 | 0 | 0 | 0 | 0 | 0 | 0 |  | 0 | 1.31 | 0 | 0 | 0 | 0 | 0 | 0 | 0 | 1.31 | 0 | 0 | 0 | 0 | 0 | 0 |  | 0 | 0 | 0 | 0 | 0 | 0 |  |  | 0 | 0 | 1.31 | 0 | 0 | 0 | 0 | 0 | 0 | 0 | 1.31 | 0 | 0 |  | 0 | 0 |  | 0 | 0
SCE Eastern | Wildlife | 230 |  | 0 | 0 | 0 | 0 | 0 | 0 | 0 | 0 | 0 | 0 | 0 | 0 | 0 | 0 | 0 | 0 |  | 0 | 0 | 0 | 0 | 0 | 0 | 0 | 0 | 0 | 0 | 0 | 0 | 0 | 0 | 0 | 0 |  | 0 | 0 | 0 | 0 | 0 | 0 |  |  | 0 | 0 | 0 | 0 | 0 | 0 | 0 | 0 | 0 | 0 | 0 | 0 | 0 |  | 0 | 0 |  | 0 | 0
PG&E FRESNO | Wilson | 115 |  | 0 | 0 | 0 | 0 | 0 | 0 | 0 | 0 | 0 | 0 | 0 | 0 | 0 | 0 | 0 | 0 |  | 0 | 0 | 0 | 0 | 0 | 0 | 0 | 0 | 0 | 0 | 0 | 0 | 0 | 0 | 0 | 0 |  | 0 | 0 | 0 | 0 | 0 | 0 |  |  | 0 | 0 | 0 | 0 | 0 | 0 | 0 | 0 | 0 | 0 | 0 | 0 | 0 |  | 0 | 0 |  | 0 | 0
PG&E FRESNO | Wilson | 230 |  | 0 | 0 | 0 | 0 | 0 | 0 | 0 | 0 | 0 | 0 | 0 | 0 | 0 | 0 | 0 | 0 |  | 0 | 0 | 0 | 0 | 0 | 0 | 0 | 0 | 0 | 0 | 0 | 0 | 0 | 0 | 0 | 0 |  | 0 | 0 | 0 | 0 | 0 | 0 |  |  | 0 | 0 | 0 | 0 | 0 | 0 | 0 | 0 | 0 | 0 | 0 | 0 | 0 |  | 0 | 0 |  | 0 | 0
SCE Northern | Windhub | 230 |  | 0 | 0 | 0 | 0 | 0 | 0 | 0 | 0 | 6.5 | 34.5 | 24 | 0 | 0 | 0 | 0 | 8 |  | 0 | 0 | 0 | 0 | 0 | 0 | 0 | 0 | 0 | 0 | 0 | 0 | 0 | 0 | 0 | 0 |  | 0 | 0 | 0 | 0 | 0 | 0 |  |  | 0 | 0 | 0 | 0 | 0 | 0 | 0 | 0 | 0 | 6.5 | 34.5 | 24 | 0 |  | 0 | 0 |  | 0 | 8
SCE Northern | Windhub | 500 |  | 0 | 0 | 0 | 0 | 0 | 0 | 0 | 8 | 0 | 0 | 0 | 0 | 0 | 0 | 0 | 8 |  | 0 | 0 | 0 | 0 | 0 | 0 | 0 | 0 | 0 | 0 | 0 | 0 | 0 | 0 | 0 | 0 |  | 0 | 0 | 0 | 0 | 0 | 0 |  |  | 0 | 0 | 0 | 0 | 0 | 0 | 0 | 0 | 8 | 0 | 0 | 0 | 0 |  | 0 | 0 |  | 0 | 8
PG&E GBA | Windmaster | 230 |  | 0 | 0 | 0 | 0 | 0 | 0 | 0 | 0 | 0 | 0 | 0 | 0 | 0 | 0 | 0 | 0 |  | 0 | 0 | 0 | 0 | 0 | 0 | 0 | 0 | 0 | 0 | 0 | 0 | 0 | 0 | 0 | 0 |  | 0 | 0 | 0 | 0 | 0 | 0 |  |  | 0 | 0 | 0 | 0 | 0 | 0 | 0 | 0 | 0 | 0 | 0 | 0 | 0 |  | 0 | 0 |  | 0 | 0
PG&E NGBA | Windsor | 60 |  | 0 | 0 | 0 | 0 | 0 | 0 | 0 | 0 | 0 | 0 | 0 | 0 | 0 | 0 | 0 | 0 |  | 0 | 2.054 | 0 | 0 | 0 | 0 | 0 | 0 | 0 | 2.054 | 0 | 0 | 0 | 0 | 0 | 0 |  | 0 | 0 | 0 | 0 | 0 | 0 |  |  | 0 | 0 | 2.054 | 0 | 0 | 0 | 0 | 0 | 0 | 0 | 2.054 | 0 | 0 |  | 0 | 0 |  | 0 | 0
PG&E NGBA | Woodland | 115 |  | 0 | 0 | 0 | 0 | 0 | 0 | 0 | 0 | 0 | 0 | 0 | 0 | 0 | 0 | 0 | 0 |  | 0 | 10.522 | 0 | 0 | 0 | 0 | 0 | 3.05 | 0 | 10.522 | 0 | 0 | 0 | 0 | 0 | 3.05 |  | 0 | 0 | 0 | 0 | 0 | 0 |  |  | 0 | 0 | 10.522 | 0 | 0 | 0 | 0 | 0 | 3.05 | 0 | 10.522 | 0 | 0 |  | 0 | 0 |  | 0 | 3.05
PG&E FRESNO | Woodward | 115 |  | 0 | 0 | 0 | 0 | 0 | 0 | 0 | 0 | 0 | 0 | 0 | 0 | 0 | 0 | 0 | 0 |  | 0 | 2.757 | 0 | 0 | 0 | 0 | 0 | 2.185 | 0 | 2.757 | 0 | 0 | 0 | 0 | 0 | 2.185 |  | 0 | 0 | 0 | 0 | 0 | 0 |  |  | 0 | 0 | 2.757 | 0 | 0 | 0 | 0 | 0 | 2.185 | 0 | 2.757 | 0 | 0 |  | 0 | 0 |  | 0 | 2.185
PG&E NGBA | Wyandotte | 115 |  | 0 | 0 | 0 | 0 | 0 | 0 | 0 | 0 | 0 | 0 | 0 | 0 | 0 | 0 | 0 | 0 |  | 0 | 3.6916 | 0 | 0 | 0 | 0 | 0 | 0 | 0 | 24.7276 | 0 | 0 | 0 | 0 | 0 | 0 |  | 0 | 0 | 0 | 0 | 0 | 0 |  |  | 0 | 0 | 3.6916 | 0 | 0 | 0 | 0 | 0 | 0 | 0 | 24.7276 | 0 | 0 |  | 0 | 0 |  | 0 | 0

## In_Dev_Resources
Summary of identified in-development, contracted, and online resources not in the IRP baseline that need to be accounted for in the busbar mapping as identified in the BaselineReconcilation_26-27TPP_PD.xlsx workbook. Following initial mapping efforts, CPUC staff updated the in-development resources to find additional candidates. The difference between the initial and updated amounts is shown starting in Column T.
|  |  | In-Development, Contracted, or Online and not in IRP baseline 2024-12-01 update | [14 empty] | In-Development, Contracted, or Online and not in IRP baseline Nov. Ruling Release | [13 empty] | Change to In-Dev Res
|  |  | Geothermal | Biomass | Wind | Wind | OOS Wind | OOS Wind | Offshore Wind | Offshore Wind | Distributed Solar | Solar | Solar | Battery_4hr | Battery_8hr | LDES |  | Geothermal | Biomass | Wind | Wind | OOS Wind | OOS Wind | Offshore Wind | Offshore Wind | Distributed Solar | Solar | Solar | Battery_4hr | Battery_8hr | LDES | Geothermal | Biomass | Wind | Wind | OOS Wind | OOS Wind | Offshore Wind | Offshore Wind | Distributed Solar | Solar | Solar | Battery_4hr | Battery_8hr | LDES | Has
CAISO Study Area | Substation | Voltage | FCDS | FCDS | FCDS | EODS | FCDS | EODS | FCDS | EODS | EODS | FCDS | EODS | FCDS | FCDS | FCDS | Notes | FCDS | FCDS | FCDS | EODS | FCDS | EODS | FCDS | EODS | FCDS | FCDS | EODS | FCDS | FCDS | FCDS | FCDS | FCDS | FCDS | EODS | FCDS | EODS | FCDS | EODS | EODS | FCDS | EODS | FCDS | FCDS | FCDS | Change
PG&E KERN | 7th Standard | 115 | 0 | 0 | 0 | 0 | 0 |  |  |  | 0 | 0 | 0 | 0 | 0 | 0 |  | 0 | 0 | 0 | 0 | 0 |  |  |  | 0 | 0 | 0 | 0 | 0 | 0 | 0 | 0 | 0 | 0 | 0 | 0 | 0 | 0 | 0 | 0 | 0 | 0 | 0 | 0 | 0
SCE Metro | Alamitos | 230 | 0 | 0 | 0 | 0 | 0 |  |  |  | 0 | 0 | 0 | 82 | 0 | 0 |  | 0 | 0 | 0 | 0 | 0 |  |  |  | 0 | 0 | 0 | 82 | 0 | 0 | 0 | 0 | 0 | 0 | 0 | 0 | 0 | 0 | 0 | 0 | 0 | 0 | 0 | 0 | 0
SCE Eastern | Alberhill | 115 | 0 | 0 | 0 | 0 | 0 |  |  |  | 0 | 0 | 0 | 0 | 0 | 0 |  | 0 | 0 | 0 | 0 | 0 |  |  |  | 0 | 0 | 0 | 0 | 0 | 0 | 0 | 0 | 0 | 0 | 0 | 0 | 0 | 0 | 0 | 0 | 0 | 0 | 0 | 0 | 0
SCE Eastern | Alberhill | 500 | 0 | 0 | 0 | 0 | 0 |  |  |  | 0 | 0 | 0 | 0 | 0 | 0 |  | 0 | 0 | 0 | 0 | 0 |  |  |  | 0 | 0 | 0 | 0 | 0 | 0 | 0 | 0 | 0 | 0 | 0 | 0 | 0 | 0 | 0 | 0 | 0 | 0 | 0 | 0 | 0
PG&E GBA | Alhambra | 115 | 0 | 0 | 0 | 0 | 0 |  |  |  | 0 | 0 | 0 | 0 | 0 | 0 |  | 0 | 0 | 0 | 0 | 0 |  |  |  | 0 | 0 | 0 | 0 | 0 | 0 | 0 | 0 | 0 | 0 | 0 | 0 | 0 | 0 | 0 | 0 | 0 | 0 | 0 | 0 | 0
PG&E FRESNO | Alpaugh | 115 | 0 | 0 | 0 | 0 | 0 |  |  |  | 0 | 0 | 0 | 0 | 0 | 0 |  | 0 | 0 | 0 | 0 | 0 |  |  |  | 0 | 0 | 0 | 0 | 0 | 0 | 0 | 0 | 0 | 0 | 0 | 0 | 0 | 0 | 0 | 0 | 0 | 0 | 0 | 0 | 0
SDGE | Alpine | 69 | 0 | 0 | 0 | 0 | 0 |  |  |  | 0 | 0 | 0 | 6 | 0 | 0 |  | 0 | 0 | 0 | 0 | 0 |  |  |  | 0 | 0 | 0 | 6 | 0 | 0 | 0 | 0 | 0 | 0 | 0 | 0 | 0 | 0 | 0 | 0 | 0 | 0 | 0 | 0 | 0
PG&E GBA | Altamont Midway (Sandhill) | 230 | 0 | 0 | 0 | 0 | 0 |  |  |  | 0 | 0 | 0 | 0 | 0 | 0 |  | 0 | 0 | 0 | 0 | 0 |  |  |  | 0 | 0 | 0 | 0 | 0 | 0 | 0 | 0 | 0 | 0 | 0 | 0 | 0 | 0 | 0 | 0 | 0 | 0 | 0 | 0 | 0
SCE Northern | Antelope | 66 | 0 | 0 | 0 | 0 | 0 |  |  |  | 6 | 0 | 0 | 0 | 0 | 0 |  | 0 | 0 | 0 | 0 | 0 |  |  |  | 6 | 0 | 0 | 0 | 0 | 0 | 0 | 0 | 0 | 0 | 0 | 0 | 0 | 0 | 0 | 0 | 0 | 0 | 0 | 0 | 0
SCE Northern | Antelope | 230 | 0 | 0 | 0 | 0 | 0 |  |  |  | 0 | 0 | 0 | 0 | 0 | 0 |  | 0 | 0 | 0 | 0 | 0 |  |  |  | 0 | 0 | 0 | 0 | 0 | 0 | 0 | 0 | 0 | 0 | 0 | 0 | 0 | 0 | 0 | 0 | 0 | 0 | 0 | 0 | 0
SCE Northern | Antelope | 500 | 0 | 0 | 0 | 0 | 0 |  |  |  | 0 | 0 | 0 | 0 | 0 | 0 |  | 0 | 0 | 0 | 0 | 0 |  |  |  | 0 | 0 | 0 | 0 | 0 | 0 | 0 | 0 | 0 | 0 | 0 | 0 | 0 | 0 | 0 | 0 | 0 | 0 | 0 | 0 | 0
PG&E NGBA | Arcata | 60 | 0 | 0 | 0 | 0 | 0 |  |  |  | 4 | 0 | 0 | 2.5 | 0 | 0 |  | 0 | 0 | 0 | 0 | 0 |  |  |  | 4 | 0 | 0 | 2.5 | 0 | 0 | 0 | 0 | 0 | 0 | 0 | 0 | 0 | 0 | 0 | 0 | 0 | 0 | 0 | 0 | 0
PG&E KERN | Arco | 230 | 0 | 0 | 0 | 0 | 0 |  |  |  | 4.79 | 0 | 0 | 0 | 0 | 0 |  | 0 | 0 | 0 | 0 | 0 |  |  |  | 4.79 | 0 | 0 | 0 | 0 | 0 | 0 | 0 | 0 | 0 | 0 | 0 | 0 | 0 | 0 | 0 | 0 | 0 | 0 | 0 | 0
PG&E KERN | Arco | 70 | 0 | 0 | 0 | 0 | 0 |  |  |  | 0 | 60 | 0 | 2 | 0 | 0 |  | 0 | 0 | 0 | 0 | 0 |  |  |  | 0 | 60 | 0 | 2 | 0 | 0 | 0 | 0 | 0 | 0 | 0 | 0 | 0 | 0 | 0 | 0 | 0 | 0 | 0 | 0 | 0
SCE Metro | ArcoGen | 230 | 0 | 0 | 0 | 0 | 0 |  |  |  | 0 | 0 | 0 | 0 | 0 | 0 |  | 0 | 0 | 0 | 0 | 0 |  |  |  | 0 | 0 | 0 | 0 | 0 | 0 | 0 | 0 | 0 | 0 | 0 | 0 | 0 | 0 | 0 | 0 | 0 | 0 | 0 | 0 | 0
SDGE | Artesian | 230 | 0 | 0 | 0 | 0 | 0 |  |  |  | 0 | 0 | 0 | 0 | 0 | 0 |  | 0 | 0 | 0 | 0 | 0 |  |  |  | 0 | 0 | 0 | 0 | 0 | 0 | 0 | 0 | 0 | 0 | 0 | 0 | 0 | 0 | 0 | 0 | 0 | 0 | 0 | 0 | 0
SDGE | Artesian | 69 | 0 | 0 | 0 | 0 | 0 |  |  |  | 0 | 0 | 0 | 0 | 0 | 0 |  | 0 | 0 | 0 | 0 | 0 |  |  |  | 0 | 0 | 0 | 0 | 0 | 0 | 0 | 0 | 0 | 0 | 0 | 0 | 0 | 0 | 0 | 0 | 0 | 0 | 0 | 0 | 0
PG&E FRESNO | Ashlan | 230 | 0 | 0 | 0 | 0 | 0 |  |  |  | 0 | 0 | 0 | 0 | 0 | 0 |  | 0 | 0 | 0 | 0 | 0 |  |  |  | 0 | 0 | 0 | 0 | 0 | 0 | 0 | 0 | 0 | 0 | 0 | 0 | 0 | 0 | 0 | 0 | 0 | 0 | 0 | 0 | 0
PG&E NGBA | Atlantic | 115 | 0 | 0 | 0 | 0 | 0 |  |  |  | 0 | 0 | 0 | 0 | 0 | 0 |  | 0 | 0 | 0 | 0 | 0 |  |  |  | 0 | 0 | 0 | 0 | 0 | 0 | 0 | 0 | 0 | 0 | 0 | 0 | 0 | 0 | 0 | 0 | 0 | 0 | 0 | 0 | 0
PG&E NGBA | Atlantic | 230 | 0 | 0 | 0 | 0 | 0 |  |  |  | 0 | 0 | 0 | 0 | 0 | 0 |  | 0 | 0 | 0 | 0 | 0 |  |  |  | 0 | 0 | 0 | 0 | 0 | 0 | 0 | 0 | 0 | 0 | 0 | 0 | 0 | 0 | 0 | 0 | 0 | 0 | 0 | 0 | 0
PG&E NGBA | Atlantic | 60 | 0 | 0 | 0 | 0 | 0 |  |  |  | 0 | 0 | 0 | 0 | 0 | 0 |  | 0 | 0 | 0 | 0 | 0 |  |  |  | 0 | 0 | 0 | 0 | 0 | 0 | 0 | 0 | 0 | 0 | 0 | 0 | 0 | 0 | 0 | 0 | 0 | 0 | 0 | 0 | 0
PG&E FRESNO | Atwater | 115 | 0 | 0 | 0 | 0 | 0 |  |  |  | 2 | 0 | 0 | 0 | 0 | 0 |  | 0 | 0 | 0 | 0 | 0 |  |  |  | 2 | 0 | 0 | 0 | 0 | 0 | 0 | 0 | 0 | 0 | 0 | 0 | 0 | 0 | 0 | 0 | 0 | 0 | 0 | 0 | 0
PG&E GBA | Avena | 115 | 0 | 0 | 0 | 0 | 0 |  |  |  | 0 | 0 | 0 | 0 | 0 | 0 |  | 0 | 0 | 0 | 0 | 0 |  |  |  | 0 | 0 | 0 | 0 | 0 | 0 | 0 | 0 | 0 | 0 | 0 | 0 | 0 | 0 | 0 | 0 | 0 | 0 | 0 | 0 | 0
SDGE | Avocado | 69 | 0 | 0 | 0 | 0 | 0 |  |  |  | 0 | 0 | 0 | 0 | 0 | 0 |  | 0 | 0 | 0 | 0 | 0 |  |  |  | 0 | 0 | 0 | 0 | 0 | 0 | 0 | 0 | 0 | 0 | 0 | 0 | 0 | 0 | 0 | 0 | 0 | 0 | 0 | 0 | 0
PG&E NGBA | Bahia | 230 | 0 | 0 | 0 | 0 | 0 |  |  |  | 0 | 0 | 0 | 0 | 0 | 0 |  | 0 | 0 | 0 | 0 | 0 |  |  |  | 0 | 0 | 0 | 0 | 0 | 0 | 0 | 0 | 0 | 0 | 0 | 0 | 0 | 0 | 0 | 0 | 0 | 0 | 0 | 0 | 0
SCE Northern | Bailey | 230 | 0 | 0 | 0 | 0 | 0 |  |  |  | 0 | 0 | 0 | 0 | 0 | 0 |  | 0 | 0 | 0 | 0 | 0 |  |  |  | 0 | 0 | 0 | 0 | 0 | 0 | 0 | 0 | 0 | 0 | 0 | 0 | 0 | 0 | 0 | 0 | 0 | 0 | 0 | 0 | 0
SCE NOL | Baker | 115 | 0 | 0 | 0 | 0 | 0 |  |  |  | 0 | 0 | 0 | 0 | 0 | 0 |  | 0 | 0 | 0 | 0 | 0 |  |  |  | 0 | 0 | 0 | 0 | 0 | 0 | 0 | 0 | 0 | 0 | 0 | 0 | 0 | 0 | 0 | 0 | 0 | 0 | 0 | 0 | 0
PG&E KERN | Bakersfield | 230 | 0 | 0 | 0 | 0 | 0 |  |  |  | 0 | 0 | 0 | 0 | 0 | 0 |  | 0 | 0 | 0 | 0 | 0 |  |  |  | 0 | 0 | 0 | 0 | 0 | 0 | 0 | 0 | 0 | 0 | 0 | 0 | 0 | 0 | 0 | 0 | 0 | 0 | 0 | 0 | 0
PG&E FRESNO | Balch | 230 | 0 | 0 | 0 | 0 | 0 |  |  |  | 0 | 0 | 0 | 0 | 0 | 0 |  | 0 | 0 | 0 | 0 | 0 |  |  |  | 0 | 0 | 0 | 0 | 0 | 0 | 0 | 0 | 0 | 0 | 0 | 0 | 0 | 0 | 0 | 0 | 0 | 0 | 0 | 0 | 0
SCE Eastern | Bannister | 230 | 0 | 0 | 0 | 0 | 0 |  |  |  | 0 | 0 | 0 | 0 | 0 | 0 |  | 0 | 0 | 0 | 0 | 0 |  |  |  | 0 | 0 | 0 | 0 | 0 | 0 | 0 | 0 | 0 | 0 | 0 | 0 | 0 | 0 | 0 | 0 | 0 | 0 | 0 | 0 | 0
SCE Metro | Barre | 230 | 0 | 0 | 0 | 0 | 0 |  |  |  | 0 | 0 | 0 | 0 | 0 | 0 |  | 0 | 0 | 0 | 0 | 0 |  |  |  | 0 | 0 | 0 | 0 | 0 | 0 | 0 | 0 | 0 | 0 | 0 | 0 | 0 | 0 | 0 | 0 | 0 | 0 | 0 | 0 | 0
SDGE | Bay Boulevard | 69 | 0 | 0 | 0 | 0 | 0 |  |  |  | 0 | 0 | 0 | 0 | 0 | 0 |  | 0 | 0 | 0 | 0 | 0 |  |  |  | 0 | 0 | 0 | 0 | 0 | 0 | 0 | 0 | 0 | 0 | 0 | 0 | 0 | 0 | 0 | 0 | 0 | 0 | 0 | 0 | 0
SDGE | Bay Boulevard | 230 | 0 | 0 | 0 | 0 | 0 |  |  |  | 0 | 0 | 0 | 0 | 0 | 0 |  | 0 | 0 | 0 | 0 | 0 |  |  |  | 0 | 0 | 0 | 0 | 0 | 0 | 0 | 0 | 0 | 0 | 0 | 0 | 0 | 0 | 0 | 0 | 0 | 0 | 0 | 0 | 0
SCE EOP | Beatty | 138 | 0 | 0 | 0 | 0 | 0 |  |  |  | 0 | 0 | 0 | 0 | 0 | 0 |  | 0 | 0 | 0 | 0 | 0 |  |  |  | 0 | 0 | 0 | 0 | 0 | 0 | 0 | 0 | 0 | 0 | 0 | 0 | 0 | 0 | 0 | 0 | 0 | 0 | 0 | 0 | 0
SCE EOP | Beatty | 230 | 0 | 0 | 0 | 0 | 0 |  |  |  | 0 | 0 | 0 | 0 | 0 | 0 |  | 0 | 0 | 0 | 0 | 0 |  |  |  | 0 | 0 | 0 | 0 | 0 | 0 | 0 | 0 | 0 | 0 | 0 | 0 | 0 | 0 | 0 | 0 | 0 | 0 | 0 | 0 | 0
PG&E NGBA | Belden | 230 | 0 | 0 | 0 | 0 | 0 |  |  |  | 0 | 0 | 0 | 0 | 0 | 0 |  | 0 | 0 | 0 | 0 | 0 |  |  |  | 0 | 0 | 0 | 0 | 0 | 0 | 0 | 0 | 0 | 0 | 0 | 0 | 0 | 0 | 0 | 0 | 0 | 0 | 0 | 0 | 0
PG&E NGBA | Bell | 115 | 0 | 0 | 0 | 0 | 0 |  |  |  | 0 | 0 | 0 | 0 | 0 | 0 |  | 0 | 0 | 0 | 0 | 0 |  |  |  | 0 | 0 | 0 | 0 | 0 | 0 | 0 | 0 | 0 | 0 | 0 | 0 | 0 | 0 | 0 | 0 | 0 | 0 | 0 | 0 | 0
PG&E NGBA | Bellevue | 115 | 0 | 0 | 0 | 0 | 0 |  |  |  | 0 | 0 | 0 | 0 | 0 | 0 |  | 0 | 0 | 0 | 0 | 0 |  |  |  | 0 | 0 | 0 | 0 | 0 | 0 | 0 | 0 | 0 | 0 | 0 | 0 | 0 | 0 | 0 | 0 | 0 | 0 | 0 | 0 | 0
PG&E GBA | Bellota | 115 | 0 | 0 | 0 | 0 | 0 |  |  |  | 0 | 0 | 0 | 0 | 0 | 0 |  | 0 | 0 | 0 | 0 | 0 |  |  |  | 0 | 0 | 0 | 0 | 0 | 0 | 0 | 0 | 0 | 0 | 0 | 0 | 0 | 0 | 0 | 0 | 0 | 0 | 0 | 0 | 0
PG&E GBA | Bellota | 230 | 0 | 0 | 0 | 0 | 0 |  |  |  | 0 | 0 | 0 | 0 | 0 | 0 |  | 0 | 0 | 0 | 0 | 0 |  |  |  | 0 | 0 | 0 | 0 | 0 | 0 | 0 | 0 | 0 | 0 | 0 | 0 | 0 | 0 | 0 | 0 | 0 | 0 | 0 | 0 | 0
SCE Northern | Big Creek | 230 | 0 | 0 | 0 | 0 | 0 |  |  |  | 0 | 0 | 0 | 0 | 0 | 0 |  | 0 | 0 | 0 | 0 | 0 |  |  |  | 0 | 0 | 0 | 0 | 0 | 0 | 0 | 0 | 0 | 0 | 0 | 0 | 0 | 0 | 0 | 0 | 0 | 0 | 0 | 0 | 0
PG&E FRESNO | Biola | 70 | 0 | 0 | 0 | 0 | 0 |  |  |  | 0 | 0 | 0 | 0 | 0 | 0 |  | 0 | 0 | 0 | 0 | 0 |  |  |  | 0 | 0 | 0 | 0 | 0 | 0 | 0 | 0 | 0 | 0 | 0 | 0 | 0 | 0 | 0 | 0 | 0 | 0 | 0 | 0 | 0
PG&E GBA | Birds Landing | 230 | 0 | 0 | 0 | 0 | 0 |  |  |  | 0 | 0 | 0 | 0 | 0 | 0 |  | 0 | 0 | 0 | 0 | 0 |  |  |  | 0 | 0 | 0 | 0 | 0 | 0 | 0 | 0 | 0 | 0 | 0 | 0 | 0 | 0 | 0 | 0 | 0 | 0 | 0 | 0 | 0
SCE Northern | Bliss | 66 | 0 | 0 | 0 | 0 | 0 |  |  |  | 0 | 0 | 0 | 0 | 0 | 0 |  | 0 | 0 | 0 | 0 | 0 |  |  |  | 0 | 0 | 0 | 0 | 0 | 0 | 0 | 0 | 0 | 0 | 0 | 0 | 0 | 0 | 0 | 0 | 0 | 0 | 0 | 0 | 0
SCE Eastern | Blythe | 161 | 0 | 0 | 0 | 0 | 0 |  |  |  | 0 | 0 | 160 | 160 | 0 | 0 |  | 0 | 0 | 0 | 0 | 0 |  |  |  | 0 | 0 | 160 | 160 | 0 | 0 | 0 | 0 | 0 | 0 | 0 | 0 | 0 | 0 | 0 | 0 | 0 | 0 | 0 | 0 | 0
PG&E NGBA | Bogue | 115 | 0 | 0 | 0 | 0 | 0 |  |  |  | 0 | 0 | 0 | 0 | 0 | 0 |  | 0 | 0 | 0 | 0 | 0 |  |  |  | 0 | 0 | 0 | 0 | 0 | 0 | 0 | 0 | 0 | 0 | 0 | 0 | 0 | 0 | 0 | 0 | 0 | 0 | 0 | 0 | 0
PG&E FRESNO | Borden | 230 | 0 | 0 | 0 | 0 | 0 |  |  |  | 0 | 0 | 0 | 0 | 0 | 0 |  | 0 | 0 | 0 | 0 | 0 |  |  |  | 0 | 0 | 0 | 0 | 0 | 0 | 0 | 0 | 0 | 0 | 0 | 0 | 0 | 0 | 0 | 0 | 0 | 0 | 0 | 0 | 0
PG&E FRESNO | Borden | 70 | 0 | 0 | 0 | 0 | 0 |  |  |  | 0 | 0 | 0 | 0 | 0 | 0 |  | 0 | 0 | 0 | 0 | 0 |  |  |  | 0 | 0 | 0 | 0 | 0 | 0 | 0 | 0 | 0 | 0 | 0 | 0 | 0 | 0 | 0 | 0 | 0 | 0 | 0 | 0 | 0
SDGE | Boulevard East | 138 | 0 | 0 | 0 | 0 | 0 |  |  |  | 0 | 0 | 0 | 0 | 0 | 0 |  | 0 | 0 | 0 | 0 | 0 |  |  |  | 0 | 0 | 0 | 0 | 0 | 0 | 0 | 0 | 0 | 0 | 0 | 0 | 0 | 0 | 0 | 0 | 0 | 0 | 0 | 0 | 0
SDGE | Boulevard East | 69 | 0 | 0 | 0 | 0 | 0 |  |  |  | 0 | 0 | 17.4 | 17.4 | 0 | 0 |  | 0 | 0 | 0 | 0 | 0 |  |  |  | 0 | 0 | 17.4 | 17.4 | 0 | 0 | 0 | 0 | 0 | 0 | 0 | 0 | 0 | 0 | 0 | 0 | 0 | 0 | 0 | 0 | 0
PG&E GBA | Brentwood | 230 | 0 | 0 | 0 | 0 | 0 |  |  |  | 2 | 0 | 0 | 0 | 0 | 0 |  | 0 | 0 | 0 | 0 | 0 |  |  |  | 2 | 0 | 0 | 0 | 0 | 0 | 0 | 0 | 0 | 0 | 0 | 0 | 0 | 0 | 0 | 0 | 0 | 0 | 0 | 0 | 0
PG&E NGBA | Bridgeville | 115 | 0 | 0 | 0 | 0 | 0 |  |  |  | 0 | 0 | 0 | 0 | 0 | 0 |  | 0 | 0 | 0 | 0 | 0 |  |  |  | 0 | 0 | 0 | 0 | 0 | 0 | 0 | 0 | 0 | 0 | 0 | 0 | 0 | 0 | 0 | 0 | 0 | 0 | 0 | 0 | 0
PG&E NGBA | Brighton | 115 | 0 | 0 | 0 | 0 | 0 |  |  |  | 0 | 0 | 0 | 0 | 0 | 0 |  | 0 | 0 | 0 | 0 | 0 |  |  |  | 0 | 0 | 0 | 0 | 0 | 0 | 0 | 0 | 0 | 0 | 0 | 0 | 0 | 0 | 0 | 0 | 0 | 0 | 0 | 0 | 0
PG&E NGBA | Brighton | 230 | 0 | 0 | 0 | 0 | 0 |  |  |  | 0 | 0 | 0 | 0 | 0 | 0 |  | 0 | 0 | 0 | 0 | 0 |  |  |  | 0 | 0 | 0 | 0 | 0 | 0 | 0 | 0 | 0 | 0 | 0 | 0 | 0 | 0 | 0 | 0 | 0 | 0 | 0 | 0 | 0
PG&E NGBA | Brunswick | 115 | 0 | 0 | 0 | 0 | 0 |  |  |  | 0 | 0 | 0 | 0 | 0 | 0 |  | 0 | 0 | 0 | 0 | 0 |  |  |  | 0 | 0 | 0 | 0 | 0 | 0 | 0 | 0 | 0 | 0 | 0 | 0 | 0 | 0 | 0 | 0 | 0 | 0 | 0 | 0 | 0
PG&E NGBA | Bucks Creek | 230 | 0 | 0 | 0 | 0 | 0 |  |  |  | 0 | 0 | 0 | 0 | 0 | 0 |  | 0 | 0 | 0 | 0 | 0 |  |  |  | 0 | 0 | 0 | 0 | 0 | 0 | 0 | 0 | 0 | 0 | 0 | 0 | 0 | 0 | 0 | 0 | 0 | 0 | 0 | 0 | 0
PG&E KERN | Buena Vista | 230 | 0 | 0 | 0 | 0 | 0 |  |  |  | 0 | 0 | 0 | 0 | 0 | 0 |  | 0 | 0 | 0 | 0 | 0 |  |  |  | 0 | 0 | 0 | 0 | 0 | 0 | 0 | 0 | 0 | 0 | 0 | 0 | 0 | 0 | 0 | 0 | 0 | 0 | 0 | 0 | 0
PG&E FRESNO | Bullard | 115 | 0 | 0 | 0 | 0 | 0 |  |  |  | 0 | 0 | 0 | 0 | 0 | 0 |  | 0 | 0 | 0 | 0 | 0 |  |  |  | 0 | 0 | 0 | 0 | 0 | 0 | 0 | 0 | 0 | 0 | 0 | 0 | 0 | 0 | 0 | 0 | 0 | 0 | 0 | 0 | 0
PG&E GBA | Burlingame | 115 | 0 | 0 | 0 | 0 | 0 |  |  |  | 0 | 0 | 0 | 0 | 0 | 0 |  | 0 | 0 | 0 | 0 | 0 |  |  |  | 0 | 0 | 0 | 0 | 0 | 0 | 0 | 0 | 0 | 0 | 0 | 0 | 0 | 0 | 0 | 0 | 0 | 0 | 0 | 0 | 0
PG&E NGBA | Burney Forest | 230 | 0 | 0 | 0 | 0 | 0 |  |  |  | 0 | 0 | 0 | 0 | 0 | 0 |  | 0 | 2.88 | 0 | 0 | 0 |  |  |  | 0 | 0 | 0 | 0 | 0 | 0 | 0 | -2.88 | 0 | 0 | 0 | 0 | 0 | 0 | 0 | 0 | 0 | 0 | 0 | 0 | 1
PG&E NGBA | Butte | 115 | 0 | 0 | 0 | 0 | 0 |  |  |  | 0 | 0 | 0 | 0 | 0 | 0 |  | 0 | 0 | 0 | 0 | 0 |  |  |  | 0 | 0 | 0 | 0 | 0 | 0 | 0 | 0 | 0 | 0 | 0 | 0 | 0 | 0 | 0 | 0 | 0 | 0 | 0 | 0 | 0
PG&E KERN | Cabrillo | 115 | 0 | 0 | 0 | 0 | 0 |  |  |  | 0 | 0 | 0 | 0 | 0 | 0 |  | 0 | 0 | 0 | 0 | 0 |  |  |  | 0 | 0 | 0 | 0 | 0 | 0 | 0 | 0 | 0 | 0 | 0 | 0 | 0 | 0 | 0 | 0 | 0 | 0 | 0 | 0 | 0
PG&E FRESNO | Cal Flats | 230 | 0 | 0 | 0 | 0 | 0 |  |  |  | 0 | 0 | 0 | 0 | 0 | 0 |  | 0 | 0 | 0 | 0 | 0 |  |  |  | 0 | 0 | 0 | 0 | 0 | 0 | 0 | 0 | 0 | 0 | 0 | 0 | 0 | 0 | 0 | 0 | 0 | 0 | 0 | 0 | 0
SCE NOL | Calcite | 230 | 0 | 0 | 0 | 0 | 0 |  |  |  | 0 | 0 | 0 | 0 | 0 | 0 |  | 0 | 0 | 0 | 0 | 0 |  |  |  | 0 | 0 | 0 | 0 | 0 | 0 | 0 | 0 | 0 | 0 | 0 | 0 | 0 | 0 | 0 | 0 | 0 | 0 | 0 | 0 | 0
PG&E KERN | Caliente | 230 | 0 | 0 | 0 | 0 | 0 |  |  |  | 0 | 0 | 0 | 0 | 0 | 0 |  | 0 | 0 | 0 | 0 | 0 |  |  |  | 0 | 0 | 0 | 0 | 0 | 0 | 0 | 0 | 0 | 0 | 0 | 0 | 0 | 0 | 0 | 0 | 0 | 0 | 0 | 0 | 0
PG&E FRESNO | California Ave | 115 | 0 | 0 | 0 | 0 | 0 |  |  |  | 0 | 0 | 0 | 0 | 0 | 0 |  | 0 | 0 | 0 | 0 | 0 |  |  |  | 0 | 0 | 0 | 0 | 0 | 0 | 0 | 0 | 0 | 0 | 0 | 0 | 0 | 0 | 0 | 0 | 0 | 0 | 0 | 0 | 0
PG&E KERN | Callender | 115 | 0 | 0 | 0 | 0 | 0 |  |  |  | 0 | 0 | 0 | 0 | 0 | 0 |  | 0 | 0 | 0 | 0 | 0 |  |  |  | 0 | 0 | 0 | 0 | 0 | 0 | 0 | 0 | 0 | 0 | 0 | 0 | 0 | 0 | 0 | 0 | 0 | 0 | 0 | 0 | 0
PG&E NGBA | Calpella | 115 | 0 | 0 | 0 | 0 | 0 |  |  |  | 4 | 0 | 0 | 0 | 0 | 0 |  | 0 | 0 | 0 | 0 | 0 |  |  |  | 4 | 0 | 0 | 0 | 0 | 0 | 0 | 0 | 0 | 0 | 0 | 0 | 0 | 0 | 0 | 0 | 0 | 0 | 0 | 0 | 0
PG&E GBA | Camanche | 230 | 0 | 0 | 0 | 0 | 0 |  |  |  | 0 | 0 | 0 | 0 | 0 | 0 |  | 0 | 0 | 0 | 0 | 0 |  |  |  | 0 | 0 | 0 | 0 | 0 | 0 | 0 | 0 | 0 | 0 | 0 | 0 | 0 | 0 | 0 | 0 | 0 | 0 | 0 | 0 | 0
SDGE | Cameron | 69 | 0 | 0 | 0 | 0 | 0 |  |  |  | 0 | 0 | 0 | 0 | 0 | 0 |  | 0 | 0 | 0 | 0 | 0 |  |  |  | 0 | 0 | 0 | 0 | 0 | 0 | 0 | 0 | 0 | 0 | 0 | 0 | 0 | 0 | 0 | 0 | 0 | 0 | 0 | 0 | 0
SDGE | Cannon | 69 | 0 | 0 | 0 | 0 | 0 |  |  |  | 0 | 0 | 0 | 0 | 0 | 0 |  | 0 | 0 | 0 | 0 | 0 |  |  |  | 0 | 0 | 0 | 0 | 0 | 0 | 0 | 0 | 0 | 0 | 0 | 0 | 0 | 0 | 0 | 0 | 0 | 0 | 0 | 0 | 0
PG&E FRESNO | Cantua | 115 | 0 | 0 | 0 | 0 | 0 |  |  |  | 0 | 0 | 0 | 0 | 0 | 0 |  | 0 | 0 | 0 | 0 | 0 |  |  |  | 0 | 0 | 0 | 0 | 0 | 0 | 0 | 0 | 0 | 0 | 0 | 0 | 0 | 0 | 0 | 0 | 0 | 0 | 0 | 0 | 0
SDGE | Capistrano | 138 | 0 | 0 | 0 | 0 | 0 |  |  |  | 0 | 0 | 0 | 0 | 0 | 0 |  | 0 | 0 | 0 | 0 | 0 |  |  |  | 0 | 0 | 0 | 0 | 0 | 0 | 0 | 0 | 0 | 0 | 0 | 0 | 0 | 0 | 0 | 0 | 0 | 0 | 0 | 0 | 0
SDGE | Capistrano | 230 | 0 | 0 | 0 | 0 | 0 |  |  |  | 0 | 0 | 0 | 0 | 0 | 0 |  | 0 | 0 | 0 | 0 | 0 |  |  |  | 0 | 0 | 0 | 0 | 0 | 0 | 0 | 0 | 0 | 0 | 0 | 0 | 0 | 0 | 0 | 0 | 0 | 0 | 0 | 0 | 0
PG&E NGBA | Carberry | 230 | 0 | 0 | 0 | 0 | 0 |  |  |  | 0 | 0 | 0 | 0 | 0 | 0 |  | 0 | 0 | 0 | 0 | 0 |  |  |  | 0 | 0 | 0 | 0 | 0 | 0 | 0 | 0 | 0 | 0 | 0 | 0 | 0 | 0 | 0 | 0 | 0 | 0 | 0 | 0 | 0
SCE Eastern | Cardiff | 66 | 0 | 0 | 0 | 0 | 0 |  |  |  | 0 | 0 | 0 | 0 | 0 | 0 |  | 0 | 0 | 0 | 0 | 0 |  |  |  | 0 | 0 | 0 | 0 | 0 | 0 | 0 | 0 | 0 | 0 | 0 | 0 | 0 | 0 | 0 | 0 | 0 | 0 | 0 | 0 | 0
PG&E NGBA | Caribou | 60 | 0 | 0 | 0 | 0 | 0 |  |  |  | 0 | 0 | 0 | 0 | 0 | 0 |  | 0 | 0 | 0 | 0 | 0 |  |  |  | 0 | 0 | 0 | 0 | 0 | 0 | 0 | 0 | 0 | 0 | 0 | 0 | 0 | 0 | 0 | 0 | 0 | 0 | 0 | 0 | 0
PG&E NGBA | Caribou | 115 | 0 | 0 | 0 | 0 | 0 |  |  |  | 0 | 0 | 0 | 0 | 0 | 0 |  | 0 | 0 | 0 | 0 | 0 |  |  |  | 0 | 0 | 0 | 0 | 0 | 0 | 0 | 0 | 0 | 0 | 0 | 0 | 0 | 0 | 0 | 0 | 0 | 0 | 0 | 0 | 0
PG&E NGBA | Caribou | 230 | 0 | 0 | 0 | 0 | 0 |  |  |  | 0 | 0 | 0 | 0 | 0 | 0 |  | 0 | 0 | 0 | 0 | 0 |  |  |  | 0 | 0 | 0 | 0 | 0 | 0 | 0 | 0 | 0 | 0 | 0 | 0 | 0 | 0 | 0 | 0 | 0 | 0 | 0 | 0 | 0
SCE EOP | Carpenter Canyon (fka Gamebird) | 138 | 0 | 0 | 0 | 0 | 0 |  |  |  | 0 | 0 | 0 | 0 | 0 | 0 |  | 0 | 0 | 0 | 0 | 0 |  |  |  | 0 | 0 | 0 | 0 | 0 | 0 | 0 | 0 | 0 | 0 | 0 | 0 | 0 | 0 | 0 | 0 | 0 | 0 | 0 | 0 | 0
SCE EOP | Carpenter Canyon (fka Gamebird) | 230 | 0 | 0 | 0 | 0 | 0 |  |  |  | 0 | 0 | 0 | 0 | 0 | 0 |  | 0 | 0 | 0 | 0 | 0 |  |  |  | 0 | 0 | 0 | 0 | 0 | 0 | 0 | 0 | 0 | 0 | 0 | 0 | 0 | 0 | 0 | 0 | 0 | 0 | 0 | 0 | 0
PG&E NGBA | Carquinez | 115 | 0 | 0 | 0 | 0 | 0 |  |  |  | 0 | 0 | 0 | 0 | 0 | 0 |  | 0 | 0 | 0 | 0 | 0 |  |  |  | 0 | 0 | 0 | 0 | 0 | 0 | 0 | 0 | 0 | 0 | 0 | 0 | 0 | 0 | 0 | 0 | 0 | 0 | 0 | 0 | 0
SDGE | Carrizo Gorge | 138 | 0 | 0 | 0 | 0 | 0 |  |  |  | 0 | 0 | 0 | 70 | 0 | 0 |  | 0 | 0 | 0 | 0 | 0 |  |  |  | 0 | 0 | 0 | 0 | 0 | 0 | 0 | 0 | 0 | 0 | 0 | 0 | 0 | 0 | 0 | 0 | 0 | 70 | 0 | 0 | 1
PG&E KERN | Carrizo Plains | 115 | 0 | 0 | 0 | 0 | 0 |  |  |  | 0 | 0 | 0 | 0 | 0 | 0 |  | 0 | 0 | 0 | 0 | 0 |  |  |  | 0 | 0 | 0 | 0 | 0 | 0 | 0 | 0 | 0 | 0 | 0 | 0 | 0 | 0 | 0 | 0 | 0 | 0 | 0 | 0 | 0
PG&E KERN | Casaloma | 230 | 0 | 0 | 0 | 0 | 0 |  |  |  | 0 | 0 | 0 | 0 | 0 | 0 |  | 0 | 0 | 0 | 0 | 0 |  |  |  | 0 | 0 | 0 | 0 | 0 | 0 | 0 | 0 | 0 | 0 | 0 | 0 | 0 | 0 | 0 | 0 | 0 | 0 | 0 | 0 | 0
PG&E GBA | Castro Valley | 230 | 0 | 0 | 0 | 0 | 0 |  |  |  | 0 | 0 | 0 | 0 | 0 | 0 |  | 0 | 0 | 0 | 0 | 0 |  |  |  | 0 | 0 | 0 | 0 | 0 | 0 | 0 | 0 | 0 | 0 | 0 | 0 | 0 | 0 | 0 | 0 | 0 | 0 | 0 | 0 | 0
PG&E GBA | Cayetano | 230 | 0 | 0 | 0 | 0 | 0 |  |  |  | 0 | 0 | 0 | 0 | 0 | 0 |  | 0 | 0 | 0 | 0 | 0 |  |  |  | 0 | 0 | 0 | 0 | 0 | 0 | 0 | 0 | 0 | 0 | 0 | 0 | 0 | 0 | 0 | 0 | 0 | 0 | 0 | 0 | 0
SCE Metro | Center | 230 | 0 | 0 | 0 | 0 | 0 |  |  |  | 0 | 0 | 0 | 0 | 0 | 0 |  | 0 | 0 | 0 | 0 | 0 |  |  |  | 0 | 0 | 0 | 0 | 0 | 0 | 0 | 0 | 0 | 0 | 0 | 0 | 0 | 0 | 0 | 0 | 0 | 0 | 0 | 0 | 0
PG&E KERN | Charca | 115 | 0 | 0 | 0 | 0 | 0 |  |  |  | 4.62 | 0 | 0 | 0 | 0 | 0 |  | 0 | 0 | 0 | 0 | 0 |  |  |  | 4.62 | 0 | 0 | 0 | 0 | 0 | 0 | 0 | 0 | 0 | 0 | 0 | 0 | 0 | 0 | 0 | 0 | 0 | 0 | 0 | 0
SCE EOP | Charleston | 138 | 0 | 0 | 0 | 0 | 0 |  |  |  | 0 | 0 | 0 | 0 | 0 | 0 |  | 0 | 0 | 0 | 0 | 0 |  |  |  | 0 | 0 | 0 | 0 | 0 | 0 | 0 | 0 | 0 | 0 | 0 | 0 | 0 | 0 | 0 | 0 | 0 | 0 | 0 | 0 | 0
SCE Metro | Chevmain | 230 | 0 | 0 | 0 | 0 | 0 |  |  |  | 0 | 0 | 0 | 0 | 0 | 0 |  | 0 | 0 | 0 | 0 | 0 |  |  |  | 0 | 0 | 0 | 0 | 0 | 0 | 0 | 0 | 0 | 0 | 0 | 0 | 0 | 0 | 0 | 0 | 0 | 0 | 0 | 0 | 0
SDGE | Chicarita | 138 | 0 | 0 | 0 | 0 | 0 |  |  |  | 0 | 0 | 0 | 0 | 0 | 0 |  | 0 | 0 | 0 | 0 | 0 |  |  |  | 0 | 0 | 0 | 0 | 0 | 0 | 0 | 0 | 0 | 0 | 0 | 0 | 0 | 0 | 0 | 0 | 0 | 0 | 0 | 0 | 0
SCE Metro | Chino | 230 | 0 | 0 | 0 | 0 | 0 |  |  |  | 0 | 0 | 0 | 225 | 0 | 0 |  | 0 | 0 | 0 | 0 | 0 |  |  |  | 0 | 0 | 0 | 225 | 0 | 0 | 0 | 0 | 0 | 0 | 0 | 0 | 0 | 0 | 0 | 0 | 0 | 0 | 0 | 0 | 0
PG&E FRESNO | Chowchilla | 115 | 0 | 0 | 0 | 0 | 0 |  |  |  | 7.56 | 0 | 0 | 0 | 0 | 0 |  | 0 | 0 | 0 | 0 | 0 |  |  |  | 7.56 | 0 | 0 | 0 | 0 | 0 | 0 | 0 | 0 | 0 | 0 | 0 | 0 | 0 | 0 | 0 | 0 | 0 | 0 | 0 | 0
PG&E GBA | Christie | 60 | 0 | 0 | 0 | 0 | 0 |  |  |  | 0 | 0 | 0 | 0 | 0 | 0 |  | 0 | 0 | 0 | 0 | 0 |  |  |  | 0 | 0 | 0 | 0 | 0 | 0 | 0 | 0 | 0 | 0 | 0 | 0 | 0 | 0 | 0 | 0 | 0 | 0 | 0 | 0 | 0
PG&E GBA | Christie | 115 | 0 | 0 | 0 | 0 | 0 |  |  |  | 0 | 0 | 0 | 0 | 0 | 0 |  | 0 | 0 | 0 | 0 | 0 |  |  |  | 0 | 0 | 0 | 0 | 0 | 0 | 0 | 0 | 0 | 0 | 0 | 0 | 0 | 0 | 0 | 0 | 0 | 0 | 0 | 0 | 0
SCE Eastern | Cielo Azul | 500 | 0 | 0 | 0 | 0 | 0 |  |  |  | 0 | 0 | 2025 | 471.516 | 0 | 0 |  | 0 | 0 | 0 | 0 | 0 |  |  |  | 0 | 0 | 2025 | 314.116 | 0 | 0 | 0 | 0 | 0 | 0 | 0 | 0 | 0 | 0 | 0 | 0 | 0 | 157.4 | 0 | 0 | 1
PG&E GBA | Clay | 60 | 0 | 0 | 0 | 0 | 0 |  |  |  | 0 | 0 | 0 | 0 | 0 | 0 |  | 0 | 0 | 0 | 0 | 0 |  |  |  | 0 | 0 | 0 | 0 | 0 | 0 | 0 | 0 | 0 | 0 | 0 | 0 | 0 | 0 | 0 | 0 | 0 | 0 | 0 | 0 | 0
PG&E GBA | Clayton | 115 | 0 | 0 | 0 | 0 | 0 |  |  |  | 0 | 0 | 0 | 0 | 0 | 0 |  | 0 | 0 | 0 | 0 | 0 |  |  |  | 0 | 0 | 0 | 0 | 0 | 0 | 0 | 0 | 0 | 0 | 0 | 0 | 0 | 0 | 0 | 0 | 0 | 0 | 0 | 0 | 0
PG&E NGBA | Cloverdale | 115 | 4.2 | 0 | 0 | 0 | 0 |  |  |  | 0 | 0 | 0 | 0 | 0 | 0 |  | 0 | 0 | 0 | 0 | 0 |  |  |  | 0 | 0 | 0 | 0 | 0 | 0 | 4.2 | 0 | 0 | 0 | 0 | 0 | 0 | 0 | 0 | 0 | 0 | 0 | 0 | 0 | 1
PG&E FRESNO | Clovis | 115 | 0 | 0 | 0 | 0 | 0 |  |  |  | 0 | 0 | 0 | 0 | 0 | 0 |  | 0 | 0 | 0 | 0 | 0 |  |  |  | 0 | 0 | 0 | 0 | 0 | 0 | 0 | 0 | 0 | 0 | 0 | 0 | 0 | 0 | 0 | 0 | 0 | 0 | 0 | 0 | 0
PG&E GBA | Coburn | 230 | 0 | 0 | 0 | 0 | 0 |  |  |  | 0 | 0 | 0 | 0 | 0 | 0 |  | 0 | 0 | 0 | 0 | 0 |  |  |  | 0 | 0 | 0 | 0 | 0 | 0 | 0 | 0 | 0 | 0 | 0 | 0 | 0 | 0 | 0 | 0 | 0 | 0 | 0 | 0 | 0
PG&E GBA | Coburn | 60 | 0 | 0 | 0 | 0 | 0 |  |  |  | 0 | 0 | 0 | 0 | 0 | 0 |  | 0 | 0 | 0 | 0 | 0 |  |  |  | 0 | 0 | 0 | 0 | 0 | 0 | 0 | 0 | 0 | 0 | 0 | 0 | 0 | 0 | 0 | 0 | 0 | 0 | 0 | 0 | 0
PG&E NGBA | Colgate | 230 | 0 | 0 | 0 | 0 | 0 |  |  |  | 0 | 0 | 0 | 0 | 0 | 0 |  | 0 | 0 | 0 | 0 | 0 |  |  |  | 0 | 0 | 0 | 0 | 0 | 0 | 0 | 0 | 0 | 0 | 0 | 0 | 0 | 0 | 0 | 0 | 0 | 0 | 0 | 0 | 0
PG&E GBA | Collierville | 230 | 0 | 0 | 0 | 0 | 0 |  |  |  | 0 | 0 | 0 | 0 | 0 | 0 |  | 0 | 0 | 0 | 0 | 0 |  |  |  | 0 | 0 | 0 | 0 | 0 | 0 | 0 | 0 | 0 | 0 | 0 | 0 | 0 | 0 | 0 | 0 | 0 | 0 | 0 | 0 | 0
PG&E GBA | Collinsville | 230 | 0 | 0 | 0 | 0 | 0 |  |  |  | 0 | 0 | 0 | 0 | 0 | 0 |  | 0 | 0 | 0 | 0 | 0 |  |  |  | 0 | 0 | 0 | 0 | 0 | 0 | 0 | 0 | 0 | 0 | 0 | 0 | 0 | 0 | 0 | 0 | 0 | 0 | 0 | 0 | 0
PG&E GBA | Collinsville | 500 | 0 | 0 | 0 | 0 | 0 |  |  |  | 0 | 0 | 0 | 0 | 0 | 0 |  | 0 | 0 | 0 | 0 | 0 |  |  |  | 0 | 0 | 0 | 0 | 0 | 0 | 0 | 0 | 0 | 0 | 0 | 0 | 0 | 0 | 0 | 0 | 0 | 0 | 0 | 0 | 0
SCE Eastern | Colorado River | 230 | 0 | 0 | 0 | 0 | 0 |  |  |  | 0 | 0 | 500 | 30 | 0 | 0 |  | 0 | 0 | 0 | 0 | 0 |  |  |  | 0 | 0 | 500 | 30 | 0 | 0 | 0 | 0 | 0 | 0 | 0 | 0 | 0 | 0 | 0 | 0 | 0 | 0 | 0 | 0 | 0
SCE Eastern | Colorado River | 500 | 0 | 0 | 0 | 0 | 0 |  |  |  | 0 | 0 | 0 | 0 | 0 | 0 |  | 0 | 0 | 0 | 0 | 0 |  |  |  | 0 | 0 | 0 | 0 | 0 | 0 | 0 | 0 | 0 | 0 | 0 | 0 | 0 | 0 | 0 | 0 | 0 | 0 | 0 | 0 | 0
PG&E KERN | Columbus | 115 | 0 | 0 | 0 | 0 | 0 |  |  |  | 0 | 0 | 0 | 0 | 0 | 0 |  | 0 | 0 | 0 | 0 | 0 |  |  |  | 0 | 0 | 0 | 0 | 0 | 0 | 0 | 0 | 0 | 0 | 0 | 0 | 0 | 0 | 0 | 0 | 0 | 0 | 0 | 0 | 0
PG&E GBA | Contra Costa | 115 | 0 | 0 | 0 | 0 | 0 |  |  |  | 0 | 0 | 0 | 0 | 0 | 0 |  | 0 | 0 | 0 | 0 | 0 |  |  |  | 0 | 0 | 0 | 0 | 0 | 0 | 0 | 0 | 0 | 0 | 0 | 0 | 0 | 0 | 0 | 0 | 0 | 0 | 0 | 0 | 0
PG&E GBA | Contra Costa | 230 | 0 | 0 | 0 | 0 | 0 |  |  |  | 0 | 0 | 0 | 0 | 0 | 0 |  | 0 | 0 | 0 | 0 | 0 |  |  |  | 0 | 0 | 0 | 0 | 0 | 0 | 0 | 0 | 0 | 0 | 0 | 0 | 0 | 0 | 0 | 0 | 0 | 0 | 0 | 0 | 0
PG&E GBA | Contra Costa PP | 230 | 0 | 0 | 0 | 0 | 0 |  |  |  | 0 | 0 | 0 | 0 | 0 | 0 |  | 0 | 0 | 0 | 0 | 0 |  |  |  | 0 | 0 | 0 | 0 | 0 | 0 | 0 | 0 | 0 | 0 | 0 | 0 | 0 | 0 | 0 | 0 | 0 | 0 | 0 | 0 | 0
SCE NOL | Control | 115 | 0 | 0 | 0 | 0 | 0 |  |  |  | 0 | 0 | 0 | 0 | 0 | 0 |  | 53.7 | 0 | 0 | 0 | 0 |  |  |  | 0 | 0 | 0 | 0 | 0 | 0 | -53.7 | 0 | 0 | 0 | 0 | 0 | 0 | 0 | 0 | 0 | 0 | 0 | 0 | 0 | 1
SCE NOL | Control | 55 | 0 | 0 | 0 | 0 | 0 |  |  |  | 0 | 0 | 0 | 0 | 0 | 0 |  | 0 | 0 | 0 | 0 | 0 |  |  |  | 0 | 0 | 0 | 0 | 0 | 0 | 0 | 0 | 0 | 0 | 0 | 0 | 0 | 0 | 0 | 0 | 0 | 0 | 0 | 0 | 0
PG&E GBA | Cooley Landing | 115 | 0 | 0 | 0 | 0 | 0 |  |  |  | 0 | 0 | 0 | 0 | 0 | 0 |  | 0 | 0 | 0 | 0 | 0 |  |  |  | 0 | 0 | 0 | 0 | 0 | 0 | 0 | 0 | 0 | 0 | 0 | 0 | 0 | 0 | 0 | 0 | 0 | 0 | 0 | 0 | 0
PG&E GBA | Cooley Landing | 60 | 0 | 0 | 0 | 0 | 0 |  |  |  | 0 | 0 | 0 | 0 | 0 | 0 |  | 0 | 0 | 0 | 0 | 0 |  |  |  | 0 | 0 | 0 | 0 | 0 | 0 | 0 | 0 | 0 | 0 | 0 | 0 | 0 | 0 | 0 | 0 | 0 | 0 | 0 | 0 | 0
SCE NOL | Coolwater | 230 | 0 | 0 | 0 | 0 | 0 |  |  |  | 0 | 0 | 0 | 0 | 0 | 0 |  | 0 | 0 | 0 | 0 | 0 |  |  |  | 0 | 0 | 0 | 0 | 0 | 0 | 0 | 0 | 0 | 0 | 0 | 0 | 0 | 0 | 0 | 0 | 0 | 0 | 0 | 0 | 0
SCE NOL | Coolwater | 115 | 0 | 0 | 0 | 0 | 0 |  |  |  | 0 | 0 | 0 | 113.5 | 0 | 0 |  | 0 | 0 | 0 | 0 | 0 |  |  |  | 0 | 0 | 0 | 113.5 | 0 | 0 | 0 | 0 | 0 | 0 | 0 | 0 | 0 | 0 | 0 | 0 | 0 | 0 | 0 | 0 | 0
PG&E KERN | Copus | 70 | 0 | 0 | 0 | 0 | 0 |  |  |  | 0 | 0 | 0 | 0 | 0 | 0 |  | 0 | 0 | 0 | 0 | 0 |  |  |  | 0 | 0 | 0 | 0 | 0 | 0 | 0 | 0 | 0 | 0 | 0 | 0 | 0 | 0 | 0 | 0 | 0 | 0 | 0 | 0 | 0
PG&E FRESNO | Corcoran | 70 | 0 | 0 | 0 | 0 | 0 |  |  |  | 0 | 0 | 0 | 0 | 0 | 0 |  | 0 | 0 | 0 | 0 | 0 |  |  |  | 0 | 0 | 0 | 0 | 0 | 0 | 0 | 0 | 0 | 0 | 0 | 0 | 0 | 0 | 0 | 0 | 0 | 0 | 0 | 0 | 0
PG&E FRESNO | Corcoran | 115 | 0 | 0 | 0 | 0 | 0 |  |  |  | 0 | 0 | 0 | 0 | 0 | 0 |  | 0 | 0 | 0 | 0 | 0 |  |  |  | 0 | 0 | 0 | 0 | 0 | 0 | 0 | 0 | 0 | 0 | 0 | 0 | 0 | 0 | 0 | 0 | 0 | 0 | 0 | 0 | 0
PG&E NGBA | Corona | 115 | 0 | 0 | 0 | 0 | 0 |  |  |  | 0 | 0 | 0 | 0 | 0 | 0 |  | 0 | 0 | 0 | 0 | 0 |  |  |  | 0 | 0 | 0 | 0 | 0 | 0 | 0 | 0 | 0 | 0 | 0 | 0 | 0 | 0 | 0 | 0 | 0 | 0 | 0 | 0 | 0
PG&E NGBA | Cortina | 230 | 0 | 0 | 0 | 0 | 0 |  |  |  | 0 | 0 | 0 | 0 | 0 | 0 |  | 0 | 0 | 0 | 0 | 0 |  |  |  | 0 | 0 | 0 | 0 | 0 | 0 | 0 | 0 | 0 | 0 | 0 | 0 | 0 | 0 | 0 | 0 | 0 | 0 | 0 | 0 | 0
PG&E NGBA | Cortina | 115 | 0 | 0 | 0 | 0 | 0 |  |  |  | 0 | 0 | 0 | 0 | 0 | 0 |  | 0 | 0 | 0 | 0 | 0 |  |  |  | 0 | 0 | 0 | 0 | 0 | 0 | 0 | 0 | 0 | 0 | 0 | 0 | 0 | 0 | 0 | 0 | 0 | 0 | 0 | 0 | 0
PG&E GBA | Cottle | 230 | 0 | 0 | 0 | 0 | 0 |  |  |  | 0 | 0 | 0 | 0 | 0 | 0 |  | 0 | 0 | 0 | 0 | 0 |  |  |  | 0 | 0 | 0 | 0 | 0 | 0 | 0 | 0 | 0 | 0 | 0 | 0 | 0 | 0 | 0 | 0 | 0 | 0 | 0 | 0 | 0
PG&E NGBA | Cottonwood | 115 | 0 | 0 | 0 | 0 | 0 |  |  |  | 0 | 0 | 0 | 0 | 0 | 0 |  | 0 | 0 | 0 | 0 | 0 |  |  |  | 0 | 0 | 0 | 0 | 0 | 0 | 0 | 0 | 0 | 0 | 0 | 0 | 0 | 0 | 0 | 0 | 0 | 0 | 0 | 0 | 0
PG&E NGBA | Cottonwood | 230 | 0 | 0 | 0 | 0 | 0 |  |  |  | 0 | 0 | 0 | 0 | 0 | 0 |  | 0 | 0 | 0 | 0 | 0 |  |  |  | 0 | 0 | 0 | 0 | 0 | 0 | 0 | 0 | 0 | 0 | 0 | 0 | 0 | 0 | 0 | 0 | 0 | 0 | 0 | 0 | 0
PG&E NGBA | Cottonwood | 60 | 0 | 0 | 0 | 0 | 0 |  |  |  | 0 | 0 | 0 | 0 | 0 | 0 |  | 0 | 0 | 0 | 0 | 0 |  |  |  | 0 | 0 | 0 | 0 | 0 | 0 | 0 | 0 | 0 | 0 | 0 | 0 | 0 | 0 | 0 | 0 | 0 | 0 | 0 | 0 | 0
PG&E NGBA | Cove Road | 230 | 0 | 0 | 0 | 0 | 0 |  |  |  | 0 | 0 | 0 | 0 | 0 | 0 |  | 0 | 0 | 0 | 0 | 0 |  |  |  | 0 | 0 | 0 | 0 | 0 | 0 | 0 | 0 | 0 | 0 | 0 | 0 | 0 | 0 | 0 | 0 | 0 | 0 | 0 | 0 | 0
PG&E GBA | Coyote | 230 | 0 | 0 | 0 | 0 | 0 |  |  |  | 0 | 0 | 0 | 0 | 0 | 0 |  | 0 | 0 | 0 | 0 | 0 |  |  |  | 0 | 0 | 0 | 0 | 0 | 0 | 0 | 0 | 0 | 0 | 0 | 0 | 0 | 0 | 0 | 0 | 0 | 0 | 0 | 0 | 0
PG&E GBA | Crazy Horse Canyon | 115 | 0 | 0 | 0 | 0 | 0 |  |  |  | 0 | 0 | 0 | 0 | 0 | 0 |  | 0 | 0 | 0 | 0 | 0 |  |  |  | 0 | 0 | 0 | 0 | 0 | 0 | 0 | 0 | 0 | 0 | 0 | 0 | 0 | 0 | 0 | 0 | 0 | 0 | 0 | 0 | 0
SDGE | Creelman | 69 | 0 | 0 | 0 | 0 | 0 |  |  |  | 0 | 0 | 0 | 7.36 | 0 | 0 |  | 0 | 0 | 0 | 0 | 0 |  |  |  | 0 | 0 | 0 | 0 | 0 | 0 | 0 | 0 | 0 | 0 | 0 | 0 | 0 | 0 | 0 | 0 | 0 | 7.36 | 0 | 0 | 1
PG&E FRESNO | Crescent | 70 | 0 | 0 | 0 | 0 | 0 |  |  |  | 0 | 0 | 35 | 35 | 0 | 0 |  | 0 | 0 | 0 | 0 | 0 |  |  |  | 0 | 0 | 35 | 35 | 0 | 0 | 0 | 0 | 0 | 0 | 0 | 0 | 0 | 0 | 0 | 0 | 0 | 0 | 0 | 0 | 0
PG&E FRESNO | Cressey | 115 | 0 | 0 | 0 | 0 | 0 |  |  |  | 0 | 0 | 0 | 0 | 0 | 0 |  | 0 | 0 | 0 | 0 | 0 |  |  |  | 0 | 0 | 0 | 0 | 0 | 0 | 0 | 0 | 0 | 0 | 0 | 0 | 0 | 0 | 0 | 0 | 0 | 0 | 0 | 0 | 0
PG&E NGBA | Cresta | 230 | 0 | 0 | 0 | 0 | 0 |  |  |  | 0 | 0 | 0 | 0 | 0 | 0 |  | 0 | 0 | 0 | 0 | 0 |  |  |  | 0 | 0 | 0 | 0 | 0 | 0 | 0 | 0 | 0 | 0 | 0 | 0 | 0 | 0 | 0 | 0 | 0 | 0 | 0 | 0 | 0
SDGE | Crestwood | 69 | 0 | 0 | 0 | 0 | 0 |  |  |  | 0 | 0 | 0 | 0 | 0 | 0 |  | 0 | 0 | 0 | 0 | 0 |  |  |  | 0 | 0 | 0 | 0 | 0 | 0 | 0 | 0 | 0 | 0 | 0 | 0 | 0 | 0 | 0 | 0 | 0 | 0 | 0 | 0 | 0
PG&E GBA | Crow Creek | 60 | 0 | 0 | 0 | 0 | 0 |  |  |  | 0 | 0 | 0 | 0 | 0 | 0 |  | 0 | 0 | 0 | 0 | 0 |  |  |  | 0 | 0 | 0 | 0 | 0 | 0 | 0 | 0 | 0 | 0 | 0 | 0 | 0 | 0 | 0 | 0 | 0 | 0 | 0 | 0 | 0
PG&E GBA | Crows Landing | 60 | 0 | 0 | 0 | 0 | 0 |  |  |  | 0 | 0 | 0 | 0 | 0 | 0 |  | 0 | 0 | 0 | 0 | 0 |  |  |  | 0 | 0 | 0 | 0 | 0 | 0 | 0 | 0 | 0 | 0 | 0 | 0 | 0 | 0 | 0 | 0 | 0 | 0 | 0 | 0 | 0
PG&E GBA | Curtis | 115 | 0 | 0 | 0 | 0 | 0 |  |  |  | 0 | 0 | 0 | 0 | 0 | 0 |  | 0 | 0 | 0 | 0 | 0 |  |  |  | 0 | 0 | 0 | 0 | 0 | 0 | 0 | 0 | 0 | 0 | 0 | 0 | 0 | 0 | 0 | 0 | 0 | 0 | 0 | 0 | 0
PG&E FRESNO | Dairyland | 115 | 0 | 0 | 0 | 0 | 0 |  |  |  | 0 | 0 | 0 | 0 | 0 | 0 |  | 0 | 0 | 0 | 0 | 0 |  |  |  | 0 | 0 | 0 | 0 | 0 | 0 | 0 | 0 | 0 | 0 | 0 | 0 | 0 | 0 | 0 | 0 | 0 | 0 | 0 | 0 | 0
PG&E NGBA | Davis | 115 | 0 | 0 | 0 | 0 | 0 |  |  |  | 0 | 0 | 0 | 0 | 0 | 0 |  | 0 | 0 | 0 | 0 | 0 |  |  |  | 0 | 0 | 0 | 0 | 0 | 0 | 0 | 0 | 0 | 0 | 0 | 0 | 0 | 0 | 0 | 0 | 0 | 0 | 0 | 0 | 0
SCE Metro | Del Amo | 500 | 0 | 0 | 0 | 0 | 0 |  |  |  | 0 | 0 | 0 | 0 | 0 | 0 |  | 0 | 0 | 0 | 0 | 0 |  |  |  | 0 | 0 | 0 | 0 | 0 | 0 | 0 | 0 | 0 | 0 | 0 | 0 | 0 | 0 | 0 | 0 | 0 | 0 | 0 | 0 | 0
SCE Metro | Del Amo | 230 | 0 | 0 | 0 | 0 | 0 |  |  |  | 0 | 0 | 0 | 0 | 0 | 0 |  | 0 | 0 | 0 | 0 | 0 |  |  |  | 0 | 0 | 0 | 0 | 0 | 0 | 0 | 0 | 0 | 0 | 0 | 0 | 0 | 0 | 0 | 0 | 0 | 0 | 0 | 0 | 0
SCE Eastern | Delaney | 500 | 0 | 0 | 0 | 0 | 0 |  |  |  | 0 | 0 | 0 | 0 | 0 | 0 |  | 0 | 0 | 0 | 0 | 0 |  |  |  | 0 | 0 | 0 | 0 | 0 | 0 | 0 | 0 | 0 | 0 | 0 | 0 | 0 | 0 | 0 | 0 | 0 | 0 | 0 | 0 | 0
PG&E NGBA | Delevan | 230 | 0 | 0 | 0 | 0 | 0 |  |  |  | 0 | 0 | 0 | 0 | 0 | 0 |  | 0 | 0 | 0 | 0 | 0 |  |  |  | 0 | 0 | 0 | 0 | 0 | 0 | 0 | 0 | 0 | 0 | 0 | 0 | 0 | 0 | 0 | 0 | 0 | 0 | 0 | 0 | 0
PG&E GBA | Delta PP | 230 | 0 | 0 | 0 | 0 | 0 |  |  |  | 0 | 0 | 0 | 0 | 0 | 0 |  | 0 | 0 | 0 | 0 | 0 |  |  |  | 0 | 0 | 0 | 0 | 0 | 0 | 0 | 0 | 0 | 0 | 0 | 0 | 0 | 0 | 0 | 0 | 0 | 0 | 0 | 0 | 0
SCE EOP | Desert View | 230 | 0 | 0 | 0 | 0 | 0 |  |  |  | 0 | 0 | 0 | 0 | 0 | 0 |  | 0 | 0 | 0 | 0 | 0 |  |  |  | 0 | 0 | 0 | 0 | 0 | 0 | 0 | 0 | 0 | 0 | 0 | 0 | 0 | 0 | 0 | 0 | 0 | 0 | 0 | 0 | 0
SCE Eastern | Devers | 230 | 0 | 0 | 0 | 0 | 0 |  |  |  | 0 | 0 | 0 | 200 | 100 | 0 |  | 0 | 0 | 0 | 0 | 0 |  |  |  | 0 | 0 | 0 | 0 | 0 | 0 | 0 | 0 | 0 | 0 | 0 | 0 | 0 | 0 | 0 | 0 | 0 | 200 | 100 | 0 | 1
SCE Eastern | Devers | 500 | 0 | 0 | 0 | 0 | 0 |  |  |  | 0 | 0 | 0 | 0 | 0 | 0 |  | 0 | 0 | 0 | 0 | 0 |  |  |  | 0 | 0 | 0 | 0 | 0 | 0 | 0 | 0 | 0 | 0 | 0 | 0 | 0 | 0 | 0 | 0 | 0 | 0 | 0 | 0 | 0
PG&E KERN | Diablo Canyon | 230 | 0 | 0 | 0 | 0 | 0 |  |  |  | 0 | 0 | 0 | 0 | 0 | 0 |  | 0 | 0 | 0 | 0 | 0 |  |  |  | 0 | 0 | 0 | 0 | 0 | 0 | 0 | 0 | 0 | 0 | 0 | 0 | 0 | 0 | 0 | 0 | 0 | 0 | 0 | 0 | 0
PG&E KERN | Diablo Canyon | 500 | 0 | 0 | 0 | 0 | 0 |  |  |  | 0 | 0 | 0 | 0 | 0 | 0 |  | 0 | 0 | 0 | 0 | 0 |  |  |  | 0 | 0 | 0 | 0 | 0 | 0 | 0 | 0 | 0 | 0 | 0 | 0 | 0 | 0 | 0 | 0 | 0 | 0 | 0 | 0 | 0
PG&E KERN | Divide | 115 | 0 | 0 | 0 | 0 | 0 |  |  |  | 0 | 0 | 0 | 0 | 0 | 0 |  | 0 | 0 | 0 | 0 | 0 |  |  |  | 0 | 0 | 0 | 0 | 0 | 0 | 0 | 0 | 0 | 0 | 0 | 0 | 0 | 0 | 0 | 0 | 0 | 0 | 0 | 0 | 0
PG&E GBA | Dixon Landing | 115 | 0 | 0 | 0 | 0 | 0 |  |  |  | 0 | 0 | 0 | 0 | 0 | 0 |  | 0 | 0 | 0 | 0 | 0 |  |  |  | 0 | 0 | 0 | 0 | 0 | 0 | 0 | 0 | 0 | 0 | 0 | 0 | 0 | 0 | 0 | 0 | 0 | 0 | 0 | 0 | 0
PG&E FRESNO | Dos Amigos | 230 | 0 | 0 | 0 | 0 | 0 |  |  |  | 3 | 0 | 0 | 0 | 0 | 0 |  | 0 | 0 | 0 | 0 | 0 |  |  |  | 3 | 0 | 0 | 0 | 0 | 0 | 0 | 0 | 0 | 0 | 0 | 0 | 0 | 0 | 0 | 0 | 0 | 0 | 0 | 0 | 0
PG&E NGBA | Drum | 115 | 0 | 0 | 0 | 0 | 0 |  |  |  | 0 | 0 | 0 | 0 | 0 | 0 |  | 0 | 0 | 0 | 0 | 0 |  |  |  | 0 | 0 | 0 | 0 | 0 | 0 | 0 | 0 | 0 | 0 | 0 | 0 | 0 | 0 | 0 | 0 | 0 | 0 | 0 | 0 | 0
PG&E GBA | Dumbarton | 115 | 0 | 0 | 0 | 0 | 0 |  |  |  | 0 | 0 | 0 | 0 | 0 | 0 |  | 0 | 0 | 0 | 0 | 0 |  |  |  | 0 | 0 | 0 | 0 | 0 | 0 | 0 | 0 | 0 | 0 | 0 | 0 | 0 | 0 | 0 | 0 | 0 | 0 | 0 | 0 | 0
SCE NOL | Dunn Siding | 115 | 0 | 0 | 0 | 0 | 0 |  |  |  | 0 | 0 | 0 | 0 | 0 | 0 |  | 0 | 0 | 0 | 0 | 0 |  |  |  | 0 | 0 | 0 | 0 | 0 | 0 | 0 | 0 | 0 | 0 | 0 | 0 | 0 | 0 | 0 | 0 | 0 | 0 | 0 | 0 | 0
SCE Eastern | Eagle Mountain | 230 | 0 | 0 | 0 | 0 | 0 |  |  |  | 0 | 0 | 0 | 0 | 0 | 0 |  | 0 | 0 | 0 | 0 | 0 |  |  |  | 0 | 0 | 0 | 0 | 0 | 0 | 0 | 0 | 0 | 0 | 0 | 0 | 0 | 0 | 0 | 0 | 0 | 0 | 0 | 0 | 0
PG&E NGBA | Eagle Rock (PGE) | 60 | 0 | 0 | 0 | 0 | 0 |  |  |  | 0 | 0 | 0 | 0 | 0 | 0 |  | 0 | 0 | 0 | 0 | 0 |  |  |  | 0 | 0 | 0 | 0 | 0 | 0 | 0 | 0 | 0 | 0 | 0 | 0 | 0 | 0 | 0 | 0 | 0 | 0 | 0 | 0 | 0
PG&E NGBA | Eagle Rock (PGE) | 115 | 7 | 0 | 0 | 0 | 0 |  |  |  | 0 | 0 | 0 | 0 | 0 | 0 |  | 0 | 0 | 0 | 0 | 0 |  |  |  | 0 | 0 | 0 | 0 | 0 | 0 | 7 | 0 | 0 | 0 | 0 | 0 | 0 | 0 | 0 | 0 | 0 | 0 | 0 | 0 | 1
SCE Metro | Eagle Rock (SCE) | 230 | 0 | 0 | 0 | 0 | 0 |  |  |  | 0 | 0 | 0 | 0 | 0 | 0 |  | 0 | 0 | 0 | 0 | 0 |  |  |  | 0 | 0 | 0 | 0 | 0 | 0 | 0 | 0 | 0 | 0 | 0 | 0 | 0 | 0 | 0 | 0 | 0 | 0 | 0 | 0 | 0
PG&E NGBA | East Marysville | 115 | 0 | 0 | 0 | 0 | 0 |  |  |  | 0 | 0 | 0 | 0 | 0 | 0 |  | 0 | 0 | 0 | 0 | 0 |  |  |  | 0 | 0 | 0 | 0 | 0 | 0 | 0 | 0 | 0 | 0 | 0 | 0 | 0 | 0 | 0 | 0 | 0 | 0 | 0 | 0 | 0
PG&E NGBA | East Nicolaus | 115 | 0 | 0 | 0 | 0 | 0 |  |  |  | 0 | 0 | 0 | 0 | 0 | 0 |  | 0 | 0 | 0 | 0 | 0 |  |  |  | 0 | 0 | 0 | 0 | 0 | 0 | 0 | 0 | 0 | 0 | 0 | 0 | 0 | 0 | 0 | 0 | 0 | 0 | 0 | 0 | 0
PG&E NGBA | East Nicolaus | 60 | 0 | 0 | 0 | 0 | 0 |  |  |  | 0 | 0 | 0 | 0 | 0 | 0 |  | 0 | 0 | 0 | 0 | 0 |  |  |  | 0 | 0 | 0 | 0 | 0 | 0 | 0 | 0 | 0 | 0 | 0 | 0 | 0 | 0 | 0 | 0 | 0 | 0 | 0 | 0 | 0
PG&E GBA | Eastshore | 115 | 0 | 0 | 0 | 0 | 0 |  |  |  | 0 | 0 | 0 | 0 | 0 | 0 |  | 0 | 0 | 0 | 0 | 0 |  |  |  | 0 | 0 | 0 | 0 | 0 | 0 | 0 | 0 | 0 | 0 | 0 | 0 | 0 | 0 | 0 | 0 | 0 | 0 | 0 | 0 | 0
PG&E GBA | Eastshore | 230 | 0 | 0 | 0 | 0 | 0 |  |  |  | 0 | 0 | 0 | 0 | 0 | 0 |  | 0 | 0 | 0 | 0 | 0 |  |  |  | 0 | 0 | 0 | 0 | 0 | 0 | 0 | 0 | 0 | 0 | 0 | 0 | 0 | 0 | 0 | 0 | 0 | 0 | 0 | 0 | 0
SDGE | ECO | 138 | 0 | 0 | 0 | 0 | 0 |  |  |  | 0 | 0 | 0 | 0 | 0 | 0 |  | 0 | 0 | 0 | 0 | 0 |  |  |  | 0 | 0 | 0 | 0 | 0 | 0 | 0 | 0 | 0 | 0 | 0 | 0 | 0 | 0 | 0 | 0 | 0 | 0 | 0 | 0 | 0
SDGE | ECO | 230 | 0 | 0 | 0 | 0 | 0 |  |  |  | 0 | 0 | 0 | 0 | 0 | 0 |  | 0 | 0 | 0 | 0 | 0 |  |  |  | 0 | 0 | 0 | 0 | 0 | 0 | 0 | 0 | 0 | 0 | 0 | 0 | 0 | 0 | 0 | 0 | 0 | 0 | 0 | 0 | 0
SDGE | ECO | 500 | 0 | 0 | 0 | 0 | 0 |  |  |  | 0 | 0 | 0 | 0 | 0 | 0 |  | 0 | 0 | 0 | 0 | 0 |  |  |  | 0 | 0 | 0 | 0 | 0 | 0 | 0 | 0 | 0 | 0 | 0 | 0 | 0 | 0 | 0 | 0 | 0 | 0 | 0 | 0 | 0
PG&E GBA | Edenvale | 115 | 0 | 0 | 0 | 0 | 0 |  |  |  | 0 | 0 | 0 | 0 | 0 | 0 |  | 0 | 0 | 0 | 0 | 0 |  |  |  | 0 | 0 | 0 | 0 | 0 | 0 | 0 | 0 | 0 | 0 | 0 | 0 | 0 | 0 | 0 | 0 | 0 | 0 | 0 | 0 | 0
PG&E GBA | Edes | 115 | 0 | 0 | 0 | 0 | 0 |  |  |  | 0 | 0 | 0 | 0 | 0 | 0 |  | 0 | 0 | 0 | 0 | 0 |  |  |  | 0 | 0 | 0 | 0 | 0 | 0 | 0 | 0 | 0 | 0 | 0 | 0 | 0 | 0 | 0 | 0 | 0 | 0 | 0 | 0 | 0
PG&E GBA | Eight Mile | 230 | 0 | 0 | 0 | 0 | 0 |  |  |  | 0 | 0 | 0 | 0 | 0 | 0 |  | 0 | 0 | 0 | 0 | 0 |  |  |  | 0 | 0 | 0 | 0 | 0 | 0 | 0 | 0 | 0 | 0 | 0 | 0 | 0 | 0 | 0 | 0 | 0 | 0 | 0 | 0 | 0
SDGE | El Cajon | 69 | 0 | 0 | 0 | 0 | 0 |  |  |  | 0 | 0 | 0 | 0 | 0 | 0 |  | 0 | 0 | 0 | 0 | 0 |  |  |  | 0 | 0 | 0 | 0 | 0 | 0 | 0 | 0 | 0 | 0 | 0 | 0 | 0 | 0 | 0 | 0 | 0 | 0 | 0 | 0 | 0
SCE Eastern | El Casco | 230 | 0 | 0 | 0 | 0 | 0 |  |  |  | 0 | 0 | 0 | 0 | 0 | 0 |  | 0 | 0 | 0 | 0 | 0 |  |  |  | 0 | 0 | 0 | 0 | 0 | 0 | 0 | 0 | 0 | 0 | 0 | 0 | 0 | 0 | 0 | 0 | 0 | 0 | 0 | 0 | 0
PG&E GBA | El Cerrito G | 115 | 0 | 0 | 0 | 0 | 0 |  |  |  | 0 | 0 | 0 | 0 | 0 | 0 |  | 0 | 0 | 0 | 0 | 0 |  |  |  | 0 | 0 | 0 | 0 | 0 | 0 | 0 | 0 | 0 | 0 | 0 | 0 | 0 | 0 | 0 | 0 | 0 | 0 | 0 | 0 | 0
PG&E NGBA | El Dorado PH | 115 | 0 | 0 | 0 | 0 | 0 |  |  |  | 0 | 0 | 0 | 0 | 0 | 0 |  | 0 | 0 | 0 | 0 | 0 |  |  |  | 0 | 0 | 0 | 0 | 0 | 0 | 0 | 0 | 0 | 0 | 0 | 0 | 0 | 0 | 0 | 0 | 0 | 0 | 0 | 0 | 0
PG&E FRESNO | El Nido (PGE) | 115 | 0 | 0 | 0 | 0 | 0 |  |  |  | 3 | 0 | 0 | 0 | 0 | 0 |  | 0 | 0 | 0 | 0 | 0 |  |  |  | 3 | 0 | 0 | 0 | 0 | 0 | 0 | 0 | 0 | 0 | 0 | 0 | 0 | 0 | 0 | 0 | 0 | 0 | 0 | 0 | 0
SCE Metro | El Nido (SCE) | 230 | 0 | 0 | 0 | 0 | 0 |  |  |  | 0 | 0 | 0 | 0 | 0 | 0 |  | 0 | 0 | 0 | 0 | 0 |  |  |  | 0 | 0 | 0 | 0 | 0 | 0 | 0 | 0 | 0 | 0 | 0 | 0 | 0 | 0 | 0 | 0 | 0 | 0 | 0 | 0 | 0
PG&E GBA | El Patio | 115 | 0 | 0 | 0 | 0 | 0 |  |  |  | 0 | 0 | 0 | 0 | 0 | 0 |  | 0 | 0 | 0 | 0 | 0 |  |  |  | 0 | 0 | 0 | 0 | 0 | 0 | 0 | 0 | 0 | 0 | 0 | 0 | 0 | 0 | 0 | 0 | 0 | 0 | 0 | 0 | 0
SCE Metro | El Segundo | 230 | 0 | 0 | 0 | 0 | 0 |  |  |  | 0 | 0 | 0 | 0 | 0 | 0 |  | 0 | 0 | 0 | 0 | 0 |  |  |  | 0 | 0 | 0 | 0 | 0 | 0 | 0 | 0 | 0 | 0 | 0 | 0 | 0 | 0 | 0 | 0 | 0 | 0 | 0 | 0 | 0
SCE EOP | Eldorado | 230 | 45 | 0 | 0 | 0 | 0 |  |  |  | 0 | 0 | 0 | 0 | 0 | 0 |  | 0 | 0 | 0 | 0 | 0 |  |  |  | 0 | 0 | 0 | 0 | 0 | 0 | 45 | 0 | 0 | 0 | 0 | 0 | 0 | 0 | 0 | 0 | 0 | 0 | 0 | 0 | 1
SCE EOP | Eldorado | 500 | 0 | 0 | 0 | 0 | 0 |  |  |  | 0 | 0 | 0 | 0 | 0 | 0 |  | 0 | 0 | 0 | 0 | 0 |  |  |  | 0 | 0 | 0 | 0 | 0 | 0 | 0 | 0 | 0 | 0 | 0 | 0 | 0 | 0 | 0 | 0 | 0 | 0 | 0 | 0 | 0
SCE Northern | Elizabeth Lake | 66 | 0 | 0 | 0 | 0 | 0 |  |  |  | 0 | 0 | 0 | 0 | 0 | 0 |  | 0 | 0 | 0 | 0 | 0 |  |  |  | 0 | 0 | 0 | 0 | 0 | 0 | 0 | 0 | 0 | 0 | 0 | 0 | 0 | 0 | 0 | 0 | 0 | 0 | 0 | 0 | 0
PG&E KERN | Elk Hills | 230 | 0 | 0 | 0 | 0 | 0 |  |  |  | 0 | 0 | 0 | 0 | 0 | 0 |  | 0 | 0 | 0 | 0 | 0 |  |  |  | 0 | 0 | 0 | 0 | 0 | 0 | 0 | 0 | 0 | 0 | 0 | 0 | 0 | 0 | 0 | 0 | 0 | 0 | 0 | 0 | 0
SDGE | Elliot | 69 | 0 | 0 | 0 | 0 | 0 |  |  |  | 0 | 0 | 0 | 0 | 0 | 0 |  | 0 | 0 | 0 | 0 | 0 |  |  |  | 0 | 0 | 0 | 0 | 0 | 0 | 0 | 0 | 0 | 0 | 0 | 0 | 0 | 0 | 0 | 0 | 0 | 0 | 0 | 0 | 0
SCE Metro | Ellis | 230 | 0 | 0 | 0 | 0 | 0 |  |  |  | 0 | 0 | 0 | 0 | 0 | 0 |  | 0 | 0 | 0 | 0 | 0 |  |  |  | 0 | 0 | 0 | 0 | 0 | 0 | 0 | 0 | 0 | 0 | 0 | 0 | 0 | 0 | 0 | 0 | 0 | 0 | 0 | 0 | 0
SDGE | Encina | 138 | 0 | 0 | 0 | 0 | 0 |  |  |  | 0 | 0 | 0 | 0 | 0 | 0 |  | 0 | 0 | 0 | 0 | 0 |  |  |  | 0 | 0 | 0 | 0 | 0 | 0 | 0 | 0 | 0 | 0 | 0 | 0 | 0 | 0 | 0 | 0 | 0 | 0 | 0 | 0 | 0
SDGE | Encina | 230 | 0 | 0 | 0 | 0 | 0 |  |  |  | 0 | 0 | 0 | 0 | 0 | 0 |  | 0 | 0 | 0 | 0 | 0 |  |  |  | 0 | 0 | 0 | 0 | 0 | 0 | 0 | 0 | 0 | 0 | 0 | 0 | 0 | 0 | 0 | 0 | 0 | 0 | 0 | 0 | 0
SDGE | Escondido | 230 | 0 | 0 | 0 | 0 | 0 |  |  |  | 0 | 0 | 0 | 0 | 0 | 0 |  | 0 | 0 | 0 | 0 | 0 |  |  |  | 0 | 0 | 0 | 0 | 50 | 0 | 0 | 0 | 0 | 0 | 0 | 0 | 0 | 0 | 0 | 0 | 0 | 0 | -50 | 0 | 1
SDGE | Escondido | 69 | 0 | 0 | 0 | 0 | 0 |  |  |  | 0 | 0 | 0 | 13 | 0 | 0 |  | 0 | 0 | 0 | 0 | 0 |  |  |  | 0 | 0 | 0 | 13 | 0 | 0 | 0 | 0 | 0 | 0 | 0 | 0 | 0 | 0 | 0 | 0 | 0 | 0 | 0 | 0 | 0
PG&E KERN | Estrella | 230 | 0 | 0 | 0 | 0 | 0 |  |  |  | 0 | 0 | 0 | 0 | 0 | 0 |  | 0 | 0 | 0 | 0 | 0 |  |  |  | 0 | 0 | 0 | 0 | 0 | 0 | 0 | 0 | 0 | 0 | 0 | 0 | 0 | 0 | 0 | 0 | 0 | 0 | 0 | 0 | 0
SCE Eastern | Etiwanda | 230 | 0 | 0 | 0 | 0 | 0 |  |  |  | 0 | 0 | 0 | 70 | 0 | 0 |  | 0 | 0 | 0 | 0 | 0 |  |  |  | 0 | 0 | 0 | 70 | 0 | 0 | 0 | 0 | 0 | 0 | 0 | 0 | 0 | 0 | 0 | 0 | 0 | 0 | 0 | 0 | 0
PG&E GBA | Evergreen | 115 | 0 | 0 | 0 | 0 | 0 |  |  |  | 0 | 0 | 0 | 0 | 0 | 0 |  | 0 | 0 | 0 | 0 | 0 |  |  |  | 0 | 0 | 0 | 0 | 0 | 0 | 0 | 0 | 0 | 0 | 0 | 0 | 0 | 0 | 0 | 0 | 0 | 0 | 0 | 0 | 0
PG&E GBA | Evergreen | 60 | 0 | 0 | 0 | 0 | 0 |  |  |  | 0 | 0 | 0 | 0 | 0 | 0 |  | 0 | 0 | 0 | 0 | 0 |  |  |  | 0 | 0 | 0 | 0 | 0 | 0 | 0 | 0 | 0 | 0 | 0 | 0 | 0 | 0 | 0 | 0 | 0 | 0 | 0 | 0 | 0
PG&E FRESNO | Excelsior | 115 | 0 | 0 | 0 | 0 | 0 |  |  |  | 0 | 0 | 0 | 0 | 0 | 0 |  | 0 | 0 | 0 | 0 | 0 |  |  |  | 0 | 0 | 0 | 0 | 0 | 0 | 0 | 0 | 0 | 0 | 0 | 0 | 0 | 0 | 0 | 0 | 0 | 0 | 0 | 0 | 0
PG&E FRESNO | Exchequer | 115 | 0 | 0 | 0 | 0 | 0 |  |  |  | 0 | 0 | 0 | 0 | 0 | 0 |  | 0 | 0 | 0 | 0 | 0 |  |  |  | 0 | 0 | 0 | 0 | 0 | 0 | 0 | 0 | 0 | 0 | 0 | 0 | 0 | 0 | 0 | 0 | 0 | 0 | 0 | 0 | 0
PG&E KERN | Fairway | 115 | 0 | 0 | 0 | 0 | 0 |  |  |  | 0 | 0 | 0 | 0 | 0 | 0 |  | 0 | 0 | 0 | 0 | 0 |  |  |  | 0 | 0 | 0 | 10 | 0 | 0 | 0 | 0 | 0 | 0 | 0 | 0 | 0 | 0 | 0 | 0 | 0 | -10 | 0 | 0 | 1
PG&E KERN | Famoso | 115 | 0 | 0 | 0 | 0 | 0 |  |  |  | 0 | 0 | 0 | 0 | 0 | 0 |  | 0 | 0 | 0 | 0 | 0 |  |  |  | 0 | 0 | 0 | 0 | 0 | 0 | 0 | 0 | 0 | 0 | 0 | 0 | 0 | 0 | 0 | 0 | 0 | 0 | 0 | 0 | 0
PG&E NGBA | Fern Road | 500 | 0 | 0 | 0 | 0 | 0 |  |  |  | 0 | 0 | 0 | 0 | 0 | 0 |  | 0 | 0 | 0 | 0 | 0 |  |  |  | 0 | 0 | 0 | 0 | 0 | 0 | 0 | 0 | 0 | 0 | 0 | 0 | 0 | 0 | 0 | 0 | 0 | 0 | 0 | 0 | 0
PG&E GBA | Fibreboard (SPI Sonora) | 115 | 0 | 0 | 0 | 0 | 0 |  |  |  | 0 | 0 | 0 | 0 | 0 | 0 |  | 0 | 0 | 0 | 0 | 0 |  |  |  | 0 | 0 | 0 | 0 | 0 | 0 | 0 | 0 | 0 | 0 | 0 | 0 | 0 | 0 | 0 | 0 | 0 | 0 | 0 | 0 | 0
PG&E FRESNO | Figarden | 230 | 0 | 0 | 0 | 0 | 0 |  |  |  | 0 | 0 | 0 | 0 | 0 | 0 |  | 0 | 0 | 0 | 0 | 0 |  |  |  | 0 | 0 | 0 | 0 | 0 | 0 | 0 | 0 | 0 | 0 | 0 | 0 | 0 | 0 | 0 | 0 | 0 | 0 | 0 | 0 | 0
PG&E FRESNO | Fink | 230 | 0 | 0 | 0 | 0 | 0 |  |  |  | 0 | 0 | 0 | 0 | 0 | 0 |  | 0 | 0 | 0 | 0 | 0 |  |  |  | 0 | 0 | 0 | 0 | 0 | 0 | 0 | 0 | 0 | 0 | 0 | 0 | 0 | 0 | 0 | 0 | 0 | 0 | 0 | 0 | 0
PG&E NGBA | Fitch Mountain | 60 | 0 | 0 | 0 | 0 | 0 |  |  |  | 0 | 0 | 0 | 0 | 0 | 0 |  | 0 | 0 | 0 | 0 | 0 |  |  |  | 0 | 0 | 0 | 0 | 0 | 0 | 0 | 0 | 0 | 0 | 0 | 0 | 0 | 0 | 0 | 0 | 0 | 0 | 0 | 0 | 0
PG&E GBA | FMC | 115 | 0 | 0 | 0 | 0 | 0 |  |  |  | 0 | 0 | 0 | 0 | 0 | 0 |  | 0 | 0 | 0 | 0 | 0 |  |  |  | 0 | 0 | 0 | 0 | 0 | 0 | 0 | 0 | 0 | 0 | 0 | 0 | 0 | 0 | 0 | 0 | 0 | 0 | 0 | 0 | 0
PG&E GBA | Fremont | 115 | 0 | 0 | 0 | 0 | 0 |  |  |  | 0 | 0 | 0 | 0 | 0 | 0 |  | 0 | 0 | 0 | 0 | 0 |  |  |  | 0 | 0 | 0 | 0 | 0 | 0 | 0 | 0 | 0 | 0 | 0 | 0 | 0 | 0 | 0 | 0 | 0 | 0 | 0 | 0 | 0
PG&E GBA | French Camp | 60 | 0 | 0 | 0 | 0 | 0 |  |  |  | 0 | 0 | 0 | 0 | 0 | 0 |  | 0 | 0 | 0 | 0 | 0 |  |  |  | 0 | 0 | 0 | 0 | 0 | 0 | 0 | 0 | 0 | 0 | 0 | 0 | 0 | 0 | 0 | 0 | 0 | 0 | 0 | 0 | 0
PG&E GBA | Frogtown | 115 | 0 | 0 | 0 | 0 | 0 |  |  |  | 0 | 0 | 0 | 0 | 0 | 0 |  | 0 | 0 | 0 | 0 | 0 |  |  |  | 0 | 0 | 0 | 0 | 0 | 0 | 0 | 0 | 0 | 0 | 0 | 0 | 0 | 0 | 0 | 0 | 0 | 0 | 0 | 0 | 0
PG&E NGBA | Fulton | 115 | 0 | 0 | 0 | 0 | 0 |  |  |  | 0 | 0 | 0 | 0 | 0 | 0 |  | 0 | 0 | 0 | 0 | 0 |  |  |  | 0 | 0 | 0 | 0 | 0 | 0 | 0 | 0 | 0 | 0 | 0 | 0 | 0 | 0 | 0 | 0 | 0 | 0 | 0 | 0 | 0
PG&E NGBA | Fulton | 230 | 0 | 0 | 0 | 0 | 0 |  |  |  | 0 | 0 | 0 | 0 | 0 | 0 |  | 0 | 0 | 0 | 0 | 0 |  |  |  | 0 | 0 | 0 | 0 | 0 | 0 | 0 | 0 | 0 | 0 | 0 | 0 | 0 | 0 | 0 | 0 | 0 | 0 | 0 | 0 | 0
PG&E NGBA | Fulton | 60 | 0 | 0 | 0 | 0 | 0 |  |  |  | 0 | 0 | 0 | 0 | 0 | 0 |  | 0 | 0 | 0 | 0 | 0 |  |  |  | 0 | 0 | 0 | 0 | 0 | 0 | 0 | 0 | 0 | 0 | 0 | 0 | 0 | 0 | 0 | 0 | 0 | 0 | 0 | 0 | 0
PG&E KERN | Ganso | 115 | 0 | 0 | 0 | 0 | 0 |  |  |  | 0 | 0 | 0 | 0 | 0 | 0 |  | 0 | 0 | 0 | 0 | 0 |  |  |  | 0 | 0 | 0 | 0 | 0 | 0 | 0 | 0 | 0 | 0 | 0 | 0 | 0 | 0 | 0 | 0 | 0 | 0 | 0 | 0 | 0
PG&E FRESNO | Gates | 230 | 0 | 0 | 0 | 0 | 0 |  |  |  | 3 | 166 | 477.5 | 0 | 0 | 0 |  | 0 | 0 | 0 | 0 | 0 |  |  |  | 3 | 166 | 477.5 | 0 | 0 | 0 | 0 | 0 | 0 | 0 | 0 | 0 | 0 | 0 | 0 | 0 | 0 | 0 | 0 | 0 | 0
PG&E FRESNO | Gates | 500 | 0 | 0 | 0 | 0 | 0 |  |  |  | 0 | 0 | 0 | 190 | 35 | 0 |  | 0 | 0 | 0 | 0 | 0 |  |  |  | 0 | 0 | 0 | 190 | 0 | 0 | 0 | 0 | 0 | 0 | 0 | 0 | 0 | 0 | 0 | 0 | 0 | 0 | 35 | 0 | 1
PG&E NGBA | Geysers 12 | 230 | 0 | 0 | 0 | 0 | 0 |  |  |  | 0 | 0 | 0 | 0 | 0 | 0 |  | 0 | 0 | 0 | 0 | 0 |  |  |  | 0 | 0 | 0 | 0 | 0 | 0 | 0 | 0 | 0 | 0 | 0 | 0 | 0 | 0 | 0 | 0 | 0 | 0 | 0 | 0 | 0
PG&E NGBA | Geysers 17 | 230 | 0 | 0 | 0 | 0 | 0 |  |  |  | 0 | 0 | 0 | 0 | 0 | 0 |  | 0 | 0 | 0 | 0 | 0 |  |  |  | 0 | 0 | 0 | 0 | 0 | 0 | 0 | 0 | 0 | 0 | 0 | 0 | 0 | 0 | 0 | 0 | 0 | 0 | 0 | 0 | 0
PG&E NGBA | Geysers 3 | 115 | 0 | 0 | 0 | 0 | 0 |  |  |  | 0 | 0 | 0 | 0 | 0 | 0 |  | 0 | 0 | 0 | 0 | 0 |  |  |  | 0 | 0 | 0 | 0 | 0 | 0 | 0 | 0 | 0 | 0 | 0 | 0 | 0 | 0 | 0 | 0 | 0 | 0 | 0 | 0 | 0
PG&E NGBA | Glenn | 230 | 0 | 0 | 0 | 0 | 0 |  |  |  | 0 | 0 | 0 | 0 | 0 | 0 |  | 0 | 0 | 0 | 0 | 0 |  |  |  | 0 | 0 | 0 | 0 | 0 | 0 | 0 | 0 | 0 | 0 | 0 | 0 | 0 | 0 | 0 | 0 | 0 | 0 | 0 | 0 | 0
PG&E NGBA | Glenn | 60 | 0 | 0 | 0 | 0 | 0 |  |  |  | 0 | 0 | 0 | 0 | 0 | 0 |  | 0 | 0 | 0 | 0 | 0 |  |  |  | 0 | 0 | 0 | 0 | 0 | 0 | 0 | 0 | 0 | 0 | 0 | 0 | 0 | 0 | 0 | 0 | 0 | 0 | 0 | 0 | 0
PG&E NGBA | Gold Hill | 115 | 0 | 0 | 0 | 0 | 0 |  |  |  | 0 | 0 | 0 | 0 | 0 | 0 |  | 0 | 0 | 0 | 0 | 0 |  |  |  | 0 | 0 | 0 | 0 | 0 | 0 | 0 | 0 | 0 | 0 | 0 | 0 | 0 | 0 | 0 | 0 | 0 | 0 | 0 | 0 | 0
PG&E NGBA | Gold Hill | 230 | 0 | 0 | 0 | 0 | 0 |  |  |  | 0 | 0 | 0 | 0 | 0 | 0 |  | 0 | 0 | 0 | 0 | 0 |  |  |  | 0 | 0 | 0 | 0 | 0 | 0 | 0 | 0 | 0 | 0 | 0 | 0 | 0 | 0 | 0 | 0 | 0 | 0 | 0 | 0 | 0
SCE Northern | Goleta | 230 | 0 | 0 | 0 | 0 | 0 |  |  |  | 0 | 0 | 0 | 10 | 0 | 0 |  | 0 | 0 | 0 | 0 | 0 |  |  |  | 0 | 0 | 0 | 10 | 0 | 0 | 0 | 0 | 0 | 0 | 0 | 0 | 0 | 0 | 0 | 0 | 0 | 0 | 0 | 0 | 0
SCE Metro | Goodrich | 230 | 0 | 0 | 0 | 0 | 0 |  |  |  | 0 | 0 | 0 | 0 | 0 | 0 |  | 0 | 0 | 0 | 0 | 0 |  |  |  | 0 | 0 | 0 | 0 | 0 | 0 | 0 | 0 | 0 | 0 | 0 | 0 | 0 | 0 | 0 | 0 | 0 | 0 | 0 | 0 | 0
PG&E KERN | Goose Lake | 115 | 0 | 0 | 0 | 0 | 0 |  |  |  | 0 | 0 | 0 | 0 | 0 | 0 |  | 0 | 0 | 0 | 0 | 0 |  |  |  | 0 | 0 | 0 | 0 | 0 | 0 | 0 | 0 | 0 | 0 | 0 | 0 | 0 | 0 | 0 | 0 | 0 | 0 | 0 | 0 | 0
SCE Metro | Gould | 230 | 0 | 0 | 0 | 0 | 0 |  |  |  | 0 | 0 | 0 | 0 | 0 | 0 |  | 0 | 0 | 0 | 0 | 0 |  |  |  | 0 | 0 | 0 | 0 | 0 | 0 | 0 | 0 | 0 | 0 | 0 | 0 | 0 | 0 | 0 | 0 | 0 | 0 | 0 | 0 | 0
PG&E NGBA | Grand Island | 115 | 0 | 0 | 0 | 0 | 0 |  |  |  | 2.73 | 0 | 0 | 0 | 0 | 0 |  | 0 | 0 | 0 | 0 | 0 |  |  |  | 2.73 | 0 | 0 | 0 | 0 | 0 | 0 | 0 | 0 | 0 | 0 | 0 | 0 | 0 | 0 | 0 | 0 | 0 | 0 | 0 | 0
SDGE | Granite | 69 | 0 | 0 | 0 | 0 | 0 |  |  |  | 0 | 0 | 0 | 2.25 | 0 | 0 |  | 0 | 0 | 0 | 0 | 0 |  |  |  | 0 | 0 | 0 | 0 | 0 | 0 | 0 | 0 | 0 | 0 | 0 | 0 | 0 | 0 | 0 | 0 | 0 | 2.25 | 0 | 0 | 1
PG&E GBA | Grant | 115 | 0 | 0 | 0 | 0 | 0 |  |  |  | 0 | 0 | 0 | 0 | 0 | 0 |  | 0 | 0 | 0 | 0 | 0 |  |  |  | 0 | 0 | 0 | 0 | 0 | 0 | 0 | 0 | 0 | 0 | 0 | 0 | 0 | 0 | 0 | 0 | 0 | 0 | 0 | 0 | 0
PG&E GBA | Green Valley | 115 | 0 | 0 | 0 | 0 | 0 |  |  |  | 0 | 0 | 0 | 0 | 0 | 0 |  | 0 | 0 | 0 | 0 | 0 |  |  |  | 0 | 0 | 0 | 0 | 0 | 0 | 0 | 0 | 0 | 0 | 0 | 0 | 0 | 0 | 0 | 0 | 0 | 0 | 0 | 0 | 0
PG&E NGBA | Greenleaf 1 | 115 | 0 | 0 | 0 | 0 | 0 |  |  |  | 0 | 0 | 0 | 0 | 0 | 0 |  | 0 | 0 | 0 | 0 | 0 |  |  |  | 0 | 0 | 0 | 0 | 0 | 0 | 0 | 0 | 0 | 0 | 0 | 0 | 0 | 0 | 0 | 0 | 0 | 0 | 0 | 0 | 0
PG&E FRESNO | Gregg | 230 | 0 | 0 | 0 | 0 | 0 |  |  |  | 0 | 0 | 0 | 0 | 0 | 0 |  | 0 | 0 | 0 | 0 | 0 |  |  |  | 0 | 0 | 0 | 0 | 0 | 0 | 0 | 0 | 0 | 0 | 0 | 0 | 0 | 0 | 0 | 0 | 0 | 0 | 0 | 0 | 0
PG&E FRESNO | Grimmway-Malaga | 115 | 0 | 0 | 0 | 0 | 0 |  |  |  | 0 | 0 | 0 | 0 | 0 | 0 |  | 0 | 0 | 0 | 0 | 0 |  |  |  | 0 | 0 | 0 | 0 | 0 | 0 | 0 | 0 | 0 | 0 | 0 | 0 | 0 | 0 | 0 | 0 | 0 | 0 | 0 | 0 | 0
PG&E NGBA | Grizzly | 230 | 0 | 0 | 0 | 0 | 0 |  |  |  | 0 | 0 | 0 | 0 | 0 | 0 |  | 0 | 0 | 0 | 0 | 0 |  |  |  | 0 | 0 | 0 | 0 | 0 | 0 | 0 | 0 | 0 | 0 | 0 | 0 | 0 | 0 | 0 | 0 | 0 | 0 | 0 | 0 | 0
PG&E FRESNO | Guernsey | 70 | 0 | 0 | 0 | 0 | 0 |  |  |  | 0 | 0 | 0 | 0 | 0 | 0 |  | 0 | 0 | 0 | 0 | 0 |  |  |  | 0 | 0 | 0 | 0 | 0 | 0 | 0 | 0 | 0 | 0 | 0 | 0 | 0 | 0 | 0 | 0 | 0 | 0 | 0 | 0 | 0
PG&E FRESNO | GWF Hanford | 115 | 0 | 0 | 0 | 0 | 0 |  |  |  | 0 | 0 | 0 | 131.4 | 0 | 0 |  | 0 | 0 | 0 | 0 | 0 |  |  |  | 0 | 0 | 0 | 131.4 | 0 | 0 | 0 | 0 | 0 | 0 | 0 | 0 | 0 | 0 | 0 | 0 | 0 | 0 | 0 | 0 | 0
PG&E FRESNO | Haas | 230 | 0 | 0 | 0 | 0 | 0 |  |  |  | 0 | 0 | 0 | 0 | 0 | 0 |  | 0 | 0 | 0 | 0 | 0 |  |  |  | 0 | 0 | 0 | 0 | 0 | 0 | 0 | 0 | 0 | 0 | 0 | 0 | 0 | 0 | 0 | 0 | 0 | 0 | 0 | 0 | 0
PG&E FRESNO | Hammonds | 115 | 0 | 0 | 0 | 0 | 0 |  |  |  | 0 | 0 | 0 | 0 | 0 | 0 |  | 0 | 0 | 0 | 0 | 0 |  |  |  | 0 | 0 | 0 | 0 | 0 | 0 | 0 | 0 | 0 | 0 | 0 | 0 | 0 | 0 | 0 | 0 | 0 | 0 | 0 | 0 | 0
SCE Metro | HarborGen | 230 | 0 | 0 | 0 | 0 | 0 |  |  |  | 0 | 0 | 0 | 0 | 0 | 0 |  | 0 | 0 | 0 | 0 | 0 |  |  |  | 0 | 0 | 0 | 0 | 0 | 0 | 0 | 0 | 0 | 0 | 0 | 0 | 0 | 0 | 0 | 0 | 0 | 0 | 0 | 0 | 0
PG&E NGBA | Harris | 60 | 0 | 0 | 0 | 0 | 0 |  |  |  | 0 | 0 | 0 | 0 | 0 | 0 |  | 0 | 0 | 0 | 0 | 0 |  |  |  | 0 | 0 | 0 | 0 | 0 | 0 | 0 | 0 | 0 | 0 | 0 | 0 | 0 | 0 | 0 | 0 | 0 | 0 | 0 | 0 | 0
SCE EOP | Harry Allen | 500 | 0 | 0 | 0 | 0 | 0 |  |  |  | 0 | 0 | 0 | 0 | 0 | 0 |  | 0 | 0 | 0 | 0 | 0 |  |  |  | 0 | 0 | 0 | 0 | 0 | 0 | 0 | 0 | 0 | 0 | 0 | 0 | 0 | 0 | 0 | 0 | 0 | 0 | 0 | 0 | 0
PG&E NGBA | Hartley | 60 | 0 | 0 | 0 | 0 | 0 |  |  |  | 0 | 0 | 0 | 0 | 0 | 0 |  | 0 | 0 | 0 | 0 | 0 |  |  |  | 0 | 0 | 0 | 0 | 0 | 0 | 0 | 0 | 0 | 0 | 0 | 0 | 0 | 0 | 0 | 0 | 0 | 0 | 0 | 0 | 0
SCE NOL | Harvard | 115 | 0 | 0 | 0 | 0 | 0 |  |  |  | 0 | 0 | 0 | 0 | 0 | 0 |  | 0 | 0 | 0 | 0 | 0 |  |  |  | 0 | 0 | 0 | 0 | 0 | 0 | 0 | 0 | 0 | 0 | 0 | 0 | 0 | 0 | 0 | 0 | 0 | 0 | 0 | 0 | 0
SDGE | Hassayampa | 500 | 0 | 0 | 0 | 0 | 0 |  |  |  | 0 | 0 | 85 | 85 | 0 | 0 |  | 0 | 0 | 0 | 0 | 0 |  |  |  | 0 | 0 | 218 | 85 | 0 | 0 | 0 | 0 | 0 | 0 | 0 | 0 | 0 | 0 | 0 | 0 | -133 | 0 | 0 | 0 | 1
PG&E FRESNO | Helm | 230 | 0 | 0 | 0 | 0 | 0 |  |  |  | 0 | 0 | 0 | 0 | 0 | 0 |  | 0 | 0 | 0 | 0 | 0 |  |  |  | 0 | 0 | 0 | 0 | 0 | 0 | 0 | 0 | 0 | 0 | 0 | 0 | 0 | 0 | 0 | 0 | 0 | 0 | 0 | 0 | 0
PG&E FRESNO | Helm | 70 | 0 | 0 | 0 | 0 | 0 |  |  |  | 0 | 0 | 0 | 0 | 0 | 0 |  | 0 | 0 | 0 | 0 | 0 |  |  |  | 0 | 0 | 0 | 0 | 0 | 0 | 0 | 0 | 0 | 0 | 0 | 0 | 0 | 0 | 0 | 0 | 0 | 0 | 0 | 0 | 0
PG&E FRESNO | Henrietta | 115 | 0 | 0 | 0 | 0 | 0 |  |  |  | 0 | 0 | 0 | 0 | 0 | 0 |  | 0 | 0 | 0 | 0 | 0 |  |  |  | 0 | 0 | 0 | 0 | 0 | 0 | 0 | 0 | 0 | 0 | 0 | 0 | 0 | 0 | 0 | 0 | 0 | 0 | 0 | 0 | 0
PG&E FRESNO | Henrietta | 230 | 0 | 0 | 0 | 0 | 0 |  |  |  | 0 | 0 | 0 | 0 | 0 | 0 |  | 0 | 0 | 0 | 0 | 0 |  |  |  | 0 | 0 | 0 | 0 | 0 | 0 | 0 | 0 | 0 | 0 | 0 | 0 | 0 | 0 | 0 | 0 | 0 | 0 | 0 | 0 | 0
PG&E FRESNO | Henrietta | 70 | 0 | 0 | 0 | 0 | 0 |  |  |  | 0 | 0 | 0 | 173.2 | 0 | 0 |  | 0 | 0 | 0 | 0 | 0 |  |  |  | 0 | 0 | 0 | 173.2 | 0 | 0 | 0 | 0 | 0 | 0 | 0 | 0 | 0 | 0 | 0 | 0 | 0 | 0 | 0 | 0 | 0
PG&E FRESNO | Herndon | 115 | 0 | 0 | 0 | 0 | 0 |  |  |  | 0 | 0 | 0 | 0 | 0 | 0 |  | 0 | 0 | 0 | 0 | 0 |  |  |  | 0 | 0 | 0 | 0 | 0 | 0 | 0 | 0 | 0 | 0 | 0 | 0 | 0 | 0 | 0 | 0 | 0 | 0 | 0 | 0 | 0
PG&E FRESNO | Herndon | 230 | 0 | 0 | 0 | 0 | 0 |  |  |  | 0 | 0 | 0 | 0 | 0 | 0 |  | 0 | 0 | 0 | 0 | 0 |  |  |  | 0 | 0 | 0 | 0 | 0 | 0 | 0 | 0 | 0 | 0 | 0 | 0 | 0 | 0 | 0 | 0 | 0 | 0 | 0 | 0 | 0
PG&E GBA | Hicks | 230 | 0 | 0 | 0 | 0 | 0 |  |  |  | 0 | 0 | 0 | 0 | 0 | 0 |  | 0 | 0 | 0 | 0 | 0 |  |  |  | 0 | 0 | 0 | 0 | 0 | 0 | 0 | 0 | 0 | 0 | 0 | 0 | 0 | 0 | 0 | 0 | 0 | 0 | 0 | 0 | 0
PG&E NGBA | Higgins | 115 | 0 | 0 | 0 | 0 | 0 |  |  |  | 0 | 0 | 0 | 0 | 0 | 0 |  | 0 | 0 | 0 | 0 | 0 |  |  |  | 0 | 0 | 0 | 0 | 0 | 0 | 0 | 0 | 0 | 0 | 0 | 0 | 0 | 0 | 0 | 0 | 0 | 0 | 0 | 0 | 0
PG&E NGBA | Hilltop | 345 | 0 | 0 | 0 | 0 | 0 |  |  |  | 0 | 0 | 0 | 0 | 0 | 0 |  | 0 | 0 | 0 | 0 | 0 |  |  |  | 0 | 0 | 0 | 0 | 0 | 0 | 0 | 0 | 0 | 0 | 0 | 0 | 0 | 0 | 0 | 0 | 0 | 0 | 0 | 0 | 0
SCE Metro | Hinson | 230 | 0 | 0 | 0 | 0 | 0 |  |  |  | 0.68 | 0 | 0 | 325 | 0 | 0 |  | 0 | 0 | 0 | 0 | 0 |  |  |  | 0.68 | 0 | 0 | 325 | 0 | 0 | 0 | 0 | 0 | 0 | 0 | 0 | 0 | 0 | 0 | 0 | 0 | 0 | 0 | 0 | 0
PG&E GBA | Hollister | 115 | 0 | 0 | 0 | 0 | 0 |  |  |  | 0 | 0 | 0 | 0 | 0 | 0 |  | 0 | 0 | 0 | 0 | 0 |  |  |  | 0 | 0 | 0 | 0 | 0 | 0 | 0 | 0 | 0 | 0 | 0 | 0 | 0 | 0 | 0 | 0 | 0 | 0 | 0 | 0 | 0
PG&E NGBA | Homestake | 115 | 0 | 0 | 0 | 0 | 0 |  |  |  | 0 | 0 | 0 | 0 | 0 | 0 |  | 0 | 0 | 0 | 0 | 0 |  |  |  | 0 | 0 | 0 | 0 | 0 | 0 | 0 | 0 | 0 | 0 | 0 | 0 | 0 | 0 | 0 | 0 | 0 | 0 | 0 | 0 | 0
PG&E NGBA | Honcut | 115 | 0 | 0 | 0 | 0 | 0 |  |  |  | 0 | 0 | 0 | 0 | 0 | 0 |  | 0 | 0 | 0 | 0 | 0 |  |  |  | 0 | 0 | 0 | 0 | 0 | 0 | 0 | 0 | 0 | 0 | 0 | 0 | 0 | 0 | 0 | 0 | 0 | 0 | 0 | 0 | 0
SDGE | Hoodoo Wash | 500 | 0 | 0 | 0 | 0 | 0 |  |  |  | 0 | 237.5 | 179 | 297.5 | 0 | 0 |  | 0 | 0 | 0 | 0 | 0 |  |  |  | 0 | 537.5 | 179 | 447.5 | 0 | 0 | 0 | 0 | 0 | 0 | 0 | 0 | 0 | 0 | 0 | -300 | 0 | -150 | 0 | 0 | 1
PG&E NGBA | Hopland | 115 | 0 | 0 | 0 | 0 | 0 |  |  |  | 0 | 0 | 0 | 0 | 0 | 0 |  | 0 | 0 | 0 | 0 | 0 |  |  |  | 0 | 0 | 0 | 0 | 0 | 0 | 0 | 0 | 0 | 0 | 0 | 0 | 0 | 0 | 0 | 0 | 0 | 0 | 0 | 0 | 0
PG&E NGBA | Hopland | 60 | 0 | 0 | 0 | 0 | 0 |  |  |  | 0 | 0 | 0 | 0 | 0 | 0 |  | 0 | 0 | 0 | 0 | 0 |  |  |  | 0 | 0 | 0 | 0 | 0 | 0 | 0 | 0 | 0 | 0 | 0 | 0 | 0 | 0 | 0 | 0 | 0 | 0 | 0 | 0 | 0
PG&E NGBA | Humboldt | 115 | 0 | 0 | 0 | 0 | 0 |  |  |  | 0 | 0 | 0 | 0 | 0 | 0 |  | 0 | 0 | 0 | 0 | 0 |  |  |  | 0 | 0 | 0 | 0 | 0 | 0 | 0 | 0 | 0 | 0 | 0 | 0 | 0 | 0 | 0 | 0 | 0 | 0 | 0 | 0 | 0
PG&E NGBA | Humboldt | 60 | 0 | 0 | 0 | 0 | 0 |  |  |  | 1.999 | 0 | 0 | 0 | 0 | 0 |  | 0 | 0 | 0 | 0 | 0 |  |  |  | 1.999 | 0 | 0 | 0 | 0 | 0 | 0 | 0 | 0 | 0 | 0 | 0 | 0 | 0 | 0 | 0 | 0 | 0 | 0 | 0 | 0
PG&E NGBA | Humboldt | 500 | 0 | 0 | 0 | 0 | 0 |  |  |  | 0 | 0 | 0 | 0 | 0 | 0 |  | 0 | 0 | 0 | 0 | 0 |  |  |  | 0 | 0 | 0 | 0 | 0 | 0 | 0 | 0 | 0 | 0 | 0 | 0 | 0 | 0 | 0 | 0 | 0 | 0 | 0 | 0 | 0
SCE Metro | Huntington Beach | 230 | 0 | 0 | 0 | 0 | 0 |  |  |  | 0 | 0 | 0 | 0 | 0 | 0 |  | 0 | 0 | 0 | 0 | 0 |  |  |  | 0 | 0 | 0 | 0 | 0 | 0 | 0 | 0 | 0 | 0 | 0 | 0 | 0 | 0 | 0 | 0 | 0 | 0 | 0 | 0 | 0
PG&E NGBA | Ignacio | 115 | 0 | 0 | 0 | 0 | 0 |  |  |  | 0 | 0 | 0 | 0 | 0 | 0 |  | 0 | 0 | 0 | 0 | 0 |  |  |  | 0 | 0 | 0 | 0 | 0 | 0 | 0 | 0 | 0 | 0 | 0 | 0 | 0 | 0 | 0 | 0 | 0 | 0 | 0 | 0 | 0
PG&E NGBA | Ignacio | 230 | 0 | 0 | 0 | 0 | 0 |  |  |  | 0 | 0 | 0 | 0 | 0 | 0 |  | 0 | 0 | 0 | 0 | 0 |  |  |  | 0 | 0 | 0 | 0 | 0 | 0 | 0 | 0 | 0 | 0 | 0 | 0 | 0 | 0 | 0 | 0 | 0 | 0 | 0 | 0 | 0
PG&E NGBA | Ignacio | 60 | 0 | 0 | 0 | 0 | 0 |  |  |  | 0 | 0 | 0 | 0 | 0 | 0 |  | 0 | 0 | 0 | 0 | 0 |  |  |  | 0 | 0 | 0 | 0 | 0 | 0 | 0 | 0 | 0 | 0 | 0 | 0 | 0 | 0 | 0 | 0 | 0 | 0 | 0 | 0 | 0
SDGE | Imperial Beach | 69 | 0 | 0 | 0 | 0 | 0 |  |  |  | 0 | 0 | 0 | 0 | 0 | 0 |  | 0 | 0 | 0 | 0 | 0 |  |  |  | 0 | 0 | 0 | 0 | 0 | 0 | 0 | 0 | 0 | 0 | 0 | 0 | 0 | 0 | 0 | 0 | 0 | 0 | 0 | 0 | 0
SDGE | Imperial Valley | 230 | 25 | 0 | 0 | 0 | 0 |  |  |  | 0 | 0 | 107 | 528 | 0 | 0 |  | 0 | 0 | 0 | 0 | 0 |  |  |  | 0 | 0 | 142 | 528 | 0 | 0 | 25 | 0 | 0 | 0 | 0 | 0 | 0 | 0 | 0 | 0 | -35 | 0 | 0 | 0 | 1
SDGE | Imperial Valley | 500 | 0 | 0 | 0 | 0 | 0 |  |  |  | 0 | 0 | 0 | 0 | 0 | 0 |  | 0 | 0 | 0 | 0 | 0 |  |  |  | 0 | 0 | 0 | 0 | 0 | 0 | 0 | 0 | 0 | 0 | 0 | 0 | 0 | 0 | 0 | 0 | 0 | 0 | 0 | 0 | 0
SCE EOP | Innovation | 138 | 0 | 0 | 0 | 0 | 0 |  |  |  | 0 | 0 | 0 | 0 | 0 | 0 |  | 0 | 0 | 0 | 0 | 0 |  |  |  | 0 | 0 | 0 | 0 | 0 | 0 | 0 | 0 | 0 | 0 | 0 | 0 | 0 | 0 | 0 | 0 | 0 | 0 | 0 | 0 | 0
SCE EOP | Innovation | 230 | 0 | 0 | 0 | 0 | 0 |  |  |  | 0 | 0 | 0 | 0 | 0 | 0 |  | 0 | 0 | 0 | 0 | 0 |  |  |  | 0 | 0 | 0 | 0 | 0 | 0 | 0 | 0 | 0 | 0 | 0 | 0 | 0 | 0 | 0 | 0 | 0 | 0 | 0 | 0 | 0
SCE NOL | Inyokern | 115 | 0 | 0 | 0 | 0 | 0 |  |  |  | 0 | 0 | 31.8 | 0 | 0 | 0 |  | 0 | 0 | 0 | 0 | 0 |  |  |  | 0 | 0 | 31.8 | 0 | 0 | 0 | 0 | 0 | 0 | 0 | 0 | 0 | 0 | 0 | 0 | 0 | 0 | 0 | 0 | 0 | 0
SCE EOP | IS Tap | 138 | 0 | 0 | 0 | 0 | 0 |  |  |  | 0 | 0 | 0 | 0 | 0 | 0 |  | 0 | 0 | 0 | 0 | 0 |  |  |  | 0 | 0 | 0 | 0 | 0 | 0 | 0 | 0 | 0 | 0 | 0 | 0 | 0 | 0 | 0 | 0 | 0 | 0 | 0 | 0 | 0
SCE EOP | Ivanpah | 115 | 0 | 0 | 0 | 0 | 0 |  |  |  | 0 | 0 | 0 | 0 | 0 | 0 |  | 0 | 0 | 0 | 0 | 0 |  |  |  | 0 | 0 | 0 | 0 | 0 | 0 | 0 | 0 | 0 | 0 | 0 | 0 | 0 | 0 | 0 | 0 | 0 | 0 | 0 | 0 | 0
SCE EOP | Ivanpah | 230 | 0 | 0 | 0 | 0 | 0 |  |  |  | 0 | 0 | 0 | 0 | 0 | 0 |  | 0 | 0 | 0 | 0 | 0 |  |  |  | 0 | 0 | 0 | 0 | 0 | 0 | 0 | 0 | 0 | 0 | 0 | 0 | 0 | 0 | 0 | 0 | 0 | 0 | 0 | 0 | 0
SCE EOP | Jackass (DOE) | 138 | 0 | 0 | 0 | 0 | 0 |  |  |  | 0 | 0 | 0 | 0 | 0 | 0 |  | 0 | 0 | 0 | 0 | 0 |  |  |  | 0 | 0 | 0 | 0 | 0 | 0 | 0 | 0 | 0 | 0 | 0 | 0 | 0 | 0 | 0 | 0 | 0 | 0 | 0 | 0 | 0
PG&E NGBA | James B Black | 230 | 0 | 0 | 0 | 0 | 0 |  |  |  | 0 | 0 | 0 | 0 | 0 | 0 |  | 0 | 0 | 0 | 0 | 0 |  |  |  | 0 | 0 | 0 | 0 | 0 | 0 | 0 | 0 | 0 | 0 | 0 | 0 | 0 | 0 | 0 | 0 | 0 | 0 | 0 | 0 | 0
PG&E GBA | Jefferson | 230 | 0 | 0 | 0 | 0 | 0 |  |  |  | 0 | 0 | 0 | 0 | 0 | 0 |  | 0 | 0 | 0 | 0 | 0 |  |  |  | 0 | 0 | 0 | 0 | 0 | 0 | 0 | 0 | 0 | 0 | 0 | 0 | 0 | 0 | 0 | 0 | 0 | 0 | 0 | 0 | 0
PG&E NGBA | Jessup | 115 | 0 | 0 | 0 | 0 | 0 |  |  |  | 0 | 0 | 0 | 0 | 0 | 0 |  | 0 | 0 | 0 | 0 | 0 |  |  |  | 0 | 0 | 0 | 0 | 0 | 0 | 0 | 0 | 0 | 0 | 0 | 0 | 0 | 0 | 0 | 0 | 0 | 0 | 0 | 0 | 0
SCE Metro | Johanna | 230 | 0 | 0 | 0 | 0 | 0 |  |  |  | 0 | 0 | 0 | 0 | 0 | 0 |  | 0 | 0 | 0 | 0 | 0 |  |  |  | 0 | 0 | 0 | 0 | 0 | 0 | 0 | 0 | 0 | 0 | 0 | 0 | 0 | 0 | 0 | 0 | 0 | 0 | 0 | 0 | 0
SCE Eastern | Julian Hinds | 230 | 0 | 0 | 0 | 0 | 0 |  |  |  | 0 | 0 | 0 | 0 | 0 | 0 |  | 0 | 0 | 0 | 0 | 0 |  |  |  | 0 | 0 | 0 | 0 | 0 | 0 | 0 | 0 | 0 | 0 | 0 | 0 | 0 | 0 | 0 | 0 | 0 | 0 | 0 | 0 | 0
PG&E GBA | Kasson | 115 | 0 | 0 | 0 | 0 | 0 |  |  |  | 0 | 0 | 0 | 0 | 0 | 0 |  | 0 | 0 | 0 | 0 | 0 |  |  |  | 0 | 0 | 0 | 0 | 0 | 0 | 0 | 0 | 0 | 0 | 0 | 0 | 0 | 0 | 0 | 0 | 0 | 0 | 0 | 0 | 0
PG&E GBA | Kasson | 60 | 0 | 0 | 0 | 0 | 0 |  |  |  | 0 | 0 | 0 | 0 | 0 | 0 |  | 0 | 0 | 0 | 0 | 0 |  |  |  | 0 | 0 | 0 | 0 | 0 | 0 | 0 | 0 | 0 | 0 | 0 | 0 | 0 | 0 | 0 | 0 | 0 | 0 | 0 | 0 | 0
PG&E FRESNO | Kearney | 230 | 0 | 0 | 0 | 0 | 0 |  |  |  | 0 | 0 | 0 | 0 | 0 | 0 |  | 0 | 0 | 0 | 0 | 0 |  |  |  | 0 | 0 | 0 | 0 | 0 | 0 | 0 | 0 | 0 | 0 | 0 | 0 | 0 | 0 | 0 | 0 | 0 | 0 | 0 | 0 | 0
PG&E FRESNO | Kearney | 70 | 0 | 0 | 0 | 0 | 0 |  |  |  | 0 | 0 | 0 | 0 | 0 | 0 |  | 0 | 0 | 0 | 0 | 0 |  |  |  | 0 | 0 | 0 | 0 | 0 | 0 | 0 | 0 | 0 | 0 | 0 | 0 | 0 | 0 | 0 | 0 | 0 | 0 | 0 | 0 | 0
PG&E GBA | Kelso | 230 | 0 | 0 | 0 | 0 | 0 |  |  |  | 0 | 0 | 0 | 90.7 | 0 | 0 |  | 0 | 0 | 0 | 0 | 0 |  |  |  | 0 | 0 | 0 | 90.7 | 0 | 0 | 0 | 0 | 0 | 0 | 0 | 0 | 0 | 0 | 0 | 0 | 0 | 0 | 0 | 0 | 0
PG&E FRESNO | Kerchoff 1 | 115 | 0 | 0 | 0 | 0 | 0 |  |  |  | 0 | 0 | 0 | 0 | 0 | 0 |  | 0 | 0 | 0 | 0 | 0 |  |  |  | 0 | 0 | 0 | 0 | 0 | 0 | 0 | 0 | 0 | 0 | 0 | 0 | 0 | 0 | 0 | 0 | 0 | 0 | 0 | 0 | 0
PG&E KERN | Kern Oil | 115 | 0 | 0 | 0 | 0 | 0 |  |  |  | 0 | 0 | 0 | 0 | 0 | 0 |  | 0 | 0 | 0 | 0 | 0 |  |  |  | 0 | 0 | 0 | 0 | 0 | 0 | 0 | 0 | 0 | 0 | 0 | 0 | 0 | 0 | 0 | 0 | 0 | 0 | 0 | 0 | 0
PG&E KERN | Kern PP | 115 | 0 | 0 | 0 | 0 | 0 |  |  |  | 0 | 0 | 0 | 0 | 0 | 0 |  | 0 | 0 | 0 | 0 | 0 |  |  |  | 0 | 0 | 0 | 0 | 0 | 0 | 0 | 0 | 0 | 0 | 0 | 0 | 0 | 0 | 0 | 0 | 0 | 0 | 0 | 0 | 0
PG&E KERN | Kern PP | 230 | 0 | 0 | 0 | 0 | 0 |  |  |  | 0 | 0 | 0 | 0 | 0 | 0 |  | 0 | 0 | 0 | 0 | 0 |  |  |  | 0 | 0 | 0 | 0 | 0 | 0 | 0 | 0 | 0 | 0 | 0 | 0 | 0 | 0 | 0 | 0 | 0 | 0 | 0 | 0 | 0
PG&E KERN | Kern PP | 70 | 0 | 0 | 0 | 0 | 0 |  |  |  | 0 | 0 | 0 | 0 | 0 | 0 |  | 0 | 0 | 0 | 0 | 0 |  |  |  | 0 | 0 | 0 | 0 | 0 | 0 | 0 | 0 | 0 | 0 | 0 | 0 | 0 | 0 | 0 | 0 | 0 | 0 | 0 | 0 | 0
PG&E KERN | Kernridge | 115 | 0 | 0 | 0 | 0 | 0 |  |  |  | 0 | 0 | 0 | 0 | 0 | 0 |  | 0 | 0 | 0 | 0 | 0 |  |  |  | 0 | 0 | 0 | 0 | 0 | 0 | 0 | 0 | 0 | 0 | 0 | 0 | 0 | 0 | 0 | 0 | 0 | 0 | 0 | 0 | 0
PG&E FRESNO | Kingsburg | 115 | 0 | 0 | 0 | 0 | 0 |  |  |  | 0 | 0 | 0 | 0 | 0 | 0 |  | 0 | 0 | 0 | 0 | 0 |  |  |  | 0 | 0 | 0 | 0 | 0 | 0 | 0 | 0 | 0 | 0 | 0 | 0 | 0 | 0 | 0 | 0 | 0 | 0 | 0 | 0 | 0
PG&E GBA | Kirker | 115 | 0 | 0 | 0 | 0 | 0 |  |  |  | 2.9 | 0 | 0 | 0 | 0 | 0 |  | 0 | 0 | 0 | 0 | 0 |  |  |  | 2.9 | 0 | 0 | 0 | 0 | 0 | 0 | 0 | 0 | 0 | 0 | 0 | 0 | 0 | 0 | 0 | 0 | 0 | 0 | 0 | 0
PG&E NGBA | Knights Landing | 115 | 0 | 0 | 0 | 0 | 0 |  |  |  | 0 | 0 | 0 | 0 | 0 | 0 |  | 0 | 0 | 0 | 0 | 0 |  |  |  | 0 | 0 | 0 | 0 | 0 | 0 | 0 | 0 | 0 | 0 | 0 | 0 | 0 | 0 | 0 | 0 | 0 | 0 | 0 | 0 | 0
PG&E NGBA | Konocti | 60 | 0 | 0 | 0 | 0 | 0 |  |  |  | 0 | 0 | 0 | 0 | 0 | 0 |  | 0 | 0 | 0 | 0 | 0 |  |  |  | 0 | 0 | 0 | 0 | 0 | 0 | 0 | 0 | 0 | 0 | 0 | 0 | 0 | 0 | 0 | 0 | 0 | 0 | 0 | 0 | 0
SCE NOL | Kramer | 115 | 0 | 0 | 0 | 0 | 0 |  |  |  | 0 | 0 | 4 | 0 | 6 | 0 |  | 0 | 0 | 0 | 0 | 0 |  |  |  | 0 | 0 | 4 | 0 | 0 | 0 | 0 | 0 | 0 | 0 | 0 | 0 | 0 | 0 | 0 | 0 | 0 | 0 | 6 | 0 | 1
SCE NOL | Kramer | 230 | 0 | 0 | 0 | 0 | 0 |  |  |  | 0 | 70 | 200 | 225 | 0 | 0 |  | 0 | 0 | 0 | 0 | 0 |  |  |  | 0 | 70 | 200 | 225 | 0 | 0 | 0 | 0 | 0 | 0 | 0 | 0 | 0 | 0 | 0 | 0 | 0 | 0 | 0 | 0 | 0
SCE Metro | La Cienega | 230 | 0 | 0 | 0 | 0 | 0 |  |  |  | 0 | 0 | 0 | 0 | 0 | 0 |  | 0 | 0 | 0 | 0 | 0 |  |  |  | 0 | 0 | 0 | 0 | 0 | 0 | 0 | 0 | 0 | 0 | 0 | 0 | 0 | 0 | 0 | 0 | 0 | 0 | 0 | 0 | 0
SCE Metro | La Fresa | 230 | 0 | 0 | 0 | 0 | 0 |  |  |  | 0 | 0 | 0 | 0 | 0 | 0 |  | 0 | 0 | 0 | 0 | 0 |  |  |  | 0 | 0 | 0 | 0 | 0 | 0 | 0 | 0 | 0 | 0 | 0 | 0 | 0 | 0 | 0 | 0 | 0 | 0 | 0 | 0 | 0
SCE Metro | Laguna Bell | 230 | 0 | 0 | 0 | 0 | 0 |  |  |  | 0.68 | 0 | 0 | 250 | 0 | 0 |  | 0 | 0 | 0 | 0 | 0 |  |  |  | 0.68 | 0 | 0 | 250 | 0 | 0 | 0 | 0 | 0 | 0 | 0 | 0 | 0 | 0 | 0 | 0 | 0 | 0 | 0 | 0 | 0
PG&E KERN | Lakeview | 70 | 0 | 0 | 0 | 0 | 0 |  |  |  | 0 | 0 | 0 | 65.6 | 0 | 0 |  | 0 | 0 | 0 | 0 | 0 |  |  |  | 0 | 0 | 0 | 65.6 | 0 | 0 | 0 | 0 | 0 | 0 | 0 | 0 | 0 | 0 | 0 | 0 | 0 | 0 | 0 | 0 | 0
PG&E NGBA | Lakeville | 230 | 0 | 0 | 0 | 0 | 0 |  |  |  | 0 | 0 | 0 | 0 | 0 | 0 |  | 0 | 0 | 0 | 0 | 0 |  |  |  | 0 | 0 | 0 | 0 | 0 | 0 | 0 | 0 | 0 | 0 | 0 | 0 | 0 | 0 | 0 | 0 | 0 | 0 | 0 | 0 | 0
PG&E NGBA | Lakeville | 60 | 0 | 0 | 0 | 0 | 0 |  |  |  | 0 | 0 | 0 | 0 | 0 | 0 |  | 0 | 0 | 0 | 0 | 0 |  |  |  | 0 | 0 | 0 | 0 | 0 | 0 | 0 | 0 | 0 | 0 | 0 | 0 | 0 | 0 | 0 | 0 | 0 | 0 | 0 | 0 | 0
PG&E NGBA | Lakeville | 115 | 0 | 0 | 0 | 0 | 0 |  |  |  | 0 | 0 | 0 | 50 | 0 | 0 |  | 0 | 0 | 0 | 0 | 0 |  |  |  | 0 | 0 | 0 | 50 | 0 | 0 | 0 | 0 | 0 | 0 | 0 | 0 | 0 | 0 | 0 | 0 | 0 | 0 | 0 | 0 | 0
PG&E GBA | Lakewood | 115 | 0 | 0 | 0 | 0 | 0 |  |  |  | 0 | 0 | 0 | 0 | 0 | 0 |  | 0 | 0 | 0 | 0 | 0 |  |  |  | 0 | 0 | 0 | 0 | 0 | 0 | 0 | 0 | 0 | 0 | 0 | 0 | 0 | 0 | 0 | 0 | 0 | 0 | 0 | 0 | 0
PG&E NGBA | Lambie | 230 | 0 | 0 | 0 | 0 | 0 |  |  |  | 0 | 0 | 0 | 0 | 0 | 0 |  | 0 | 0 | 0 | 0 | 0 |  |  |  | 0 | 0 | 0 | 0 | 0 | 0 | 0 | 0 | 0 | 0 | 0 | 0 | 0 | 0 | 0 | 0 | 0 | 0 | 0 | 0 | 0
PG&E GBA | Lammers | 115 | 0 | 0 | 0 | 0 | 0 |  |  |  | 0 | 0 | 0 | 0 | 0 | 0 |  | 0 | 0 | 0 | 0 | 0 |  |  |  | 0 | 0 | 0 | 0 | 0 | 0 | 0 | 0 | 0 | 0 | 0 | 0 | 0 | 0 | 0 | 0 | 0 | 0 | 0 | 0 | 0
PG&E KERN | Lamont | 115 | 0 | 0 | 0 | 0 | 0 |  |  |  | 0 | 0 | 0 | 0 | 0 | 0 |  | 0 | 0 | 0 | 0 | 0 |  |  |  | 0 | 0 | 0 | 0 | 0 | 0 | 0 | 0 | 0 | 0 | 0 | 0 | 0 | 0 | 0 | 0 | 0 | 0 | 0 | 0 | 0
PG&E FRESNO | Las Aguilas | 230 | 0 | 0 | 0 | 0 | 0 |  |  |  | 0 | 0 | 0 | 0 | 0 | 0 |  | 0 | 0 | 0 | 0 | 0 |  |  |  | 0 | 0 | 0 | 0 | 0 | 0 | 0 | 0 | 0 | 0 | 0 | 0 | 0 | 0 | 0 | 0 | 0 | 0 | 0 | 0 | 0
SCE EOP | Lathrop | 138 | 0 | 0 | 0 | 0 | 0 |  |  |  | 0 | 0 | 0 | 0 | 0 | 0 |  | 0 | 0 | 0 | 0 | 0 |  |  |  | 0 | 0 | 0 | 0 | 0 | 0 | 0 | 0 | 0 | 0 | 0 | 0 | 0 | 0 | 0 | 0 | 0 | 0 | 0 | 0 | 0
SCE EOP | Lathrop | 230 | 0 | 0 | 0 | 0 | 0 |  |  |  | 0 | 0 | 0 | 0 | 0 | 0 |  | 0 | 0 | 0 | 0 | 0 |  |  |  | 0 | 0 | 0 | 0 | 0 | 0 | 0 | 0 | 0 | 0 | 0 | 0 | 0 | 0 | 0 | 0 | 0 | 0 | 0 | 0 | 0
PG&E FRESNO | Le Grand | 115 | 0 | 0 | 0 | 0 | 0 |  |  |  | 0 | 0 | 0 | 0 | 0 | 0 |  | 0 | 0 | 0 | 0 | 0 |  |  |  | 0 | 0 | 0 | 0 | 0 | 0 | 0 | 0 | 0 | 0 | 0 | 0 | 0 | 0 | 0 | 0 | 0 | 0 | 0 | 0 | 0
PG&E FRESNO | Lemoore | 70 | 0 | 0 | 0 | 0 | 0 |  |  |  | 0 | 0 | 0 | 0 | 0 | 0 |  | 0 | 0 | 0 | 0 | 0 |  |  |  | 0 | 0 | 0 | 0 | 0 | 0 | 0 | 0 | 0 | 0 | 0 | 0 | 0 | 0 | 0 | 0 | 0 | 0 | 0 | 0 | 0
PG&E KERN | Lerdo | 115 | 0 | 0 | 0 | 0 | 0 |  |  |  | 0 | 0 | 0 | 0 | 0 | 0 |  | 0 | 0 | 0 | 0 | 0 |  |  |  | 0 | 0 | 0 | 0 | 0 | 0 | 0 | 0 | 0 | 0 | 0 | 0 | 0 | 0 | 0 | 0 | 0 | 0 | 0 | 0 | 0
SCE Metro | Lewis | 230 | 0 | 0 | 0 | 0 | 0 |  |  |  | 0 | 0 | 0 | 0 | 0 | 0 |  | 0 | 0 | 0 | 0 | 0 |  |  |  | 0 | 0 | 0 | 0 | 0 | 0 | 0 | 0 | 0 | 0 | 0 | 0 | 0 | 0 | 0 | 0 | 0 | 0 | 0 | 0 | 0
SCE Metro | Lighthipe | 230 | 0 | 0 | 0 | 0 | 0 |  |  |  | 1.32 | 0 | 0 | 0 | 0 | 0 |  | 0 | 0 | 0 | 0 | 0 |  |  |  | 1.32 | 0 | 0 | 0 | 0 | 0 | 0 | 0 | 0 | 0 | 0 | 0 | 0 | 0 | 0 | 0 | 0 | 0 | 0 | 0 | 0
SDGE | Lilac | 69 | 0 | 0 | 0 | 0 | 0 |  |  |  | 0 | 0 | 0 | 0 | 0 | 0 |  | 0 | 0 | 0 | 0 | 0 |  |  |  | 0 | 0 | 0 | 0 | 0 | 0 | 0 | 0 | 0 | 0 | 0 | 0 | 0 | 0 | 0 | 0 | 0 | 0 | 0 | 0 | 0
PG&E NGBA | Lincoln | 115 | 0 | 0 | 0 | 0 | 0 |  |  |  | 0 | 0 | 0 | 0 | 0 | 0 |  | 0 | 0 | 0 | 0 | 0 |  |  |  | 0 | 0 | 0 | 0 | 0 | 0 | 0 | 0 | 0 | 0 | 0 | 0 | 0 | 0 | 0 | 0 | 0 | 0 | 0 | 0 | 0
PG&E KERN | Live Oak | 115 | 0 | 0 | 0 | 0 | 0 |  |  |  | 0 | 0 | 0 | 0 | 0 | 0 |  | 0 | 0 | 0 | 0 | 0 |  |  |  | 0 | 0 | 0 | 0 | 0 | 0 | 0 | 0 | 0 | 0 | 0 | 0 | 0 | 0 | 0 | 0 | 0 | 0 | 0 | 0 | 0
PG&E GBA | Llagas | 115 | 0 | 0 | 0 | 0 | 0 |  |  |  | 0 | 0 | 0 | 0 | 0 | 0 |  | 0 | 0 | 0 | 0 | 0 |  |  |  | 0 | 0 | 0 | 0 | 0 | 0 | 0 | 0 | 0 | 0 | 0 | 0 | 0 | 0 | 0 | 0 | 0 | 0 | 0 | 0 | 0
PG&E GBA | Lockeford | 115 | 0 | 0 | 0 | 0 | 0 |  |  |  | 0 | 0 | 0 | 0 | 0 | 0 |  | 0 | 0 | 0 | 0 | 0 |  |  |  | 0 | 0 | 0 | 0 | 0 | 0 | 0 | 0 | 0 | 0 | 0 | 0 | 0 | 0 | 0 | 0 | 0 | 0 | 0 | 0 | 0
PG&E GBA | Lockeford | 230 | 0 | 0 | 0 | 0 | 0 |  |  |  | 0 | 0 | 0 | 0 | 0 | 0 |  | 0 | 0 | 0 | 0 | 0 |  |  |  | 0 | 0 | 0 | 0 | 0 | 0 | 0 | 0 | 0 | 0 | 0 | 0 | 0 | 0 | 0 | 0 | 0 | 0 | 0 | 0 | 0
PG&E GBA | Lockeford | 60 | 0 | 0 | 0 | 0 | 0 |  |  |  | 0 | 0 | 0 | 0 | 0 | 0 |  | 0 | 0 | 0 | 0 | 0 |  |  |  | 0 | 0 | 0 | 0 | 0 | 0 | 0 | 0 | 0 | 0 | 0 | 0 | 0 | 0 | 0 | 0 | 0 | 0 | 0 | 0 | 0
PG&E GBA | Lodi | 230 | 0 | 0 | 0 | 0 | 0 |  |  |  | 0 | 0 | 0 | 0 | 0 | 0 |  | 0 | 0 | 0 | 0 | 0 |  |  |  | 0 | 0 | 0 | 0 | 0 | 0 | 0 | 0 | 0 | 0 | 0 | 0 | 0 | 0 | 0 | 0 | 0 | 0 | 0 | 0 | 0
PG&E NGBA | Logan Creek | 230 | 0 | 0 | 0 | 0 | 0 |  |  |  | 0 | 0 | 0 | 0 | 0 | 0 |  | 0 | 0 | 0 | 0 | 0 |  |  |  | 0 | 0 | 0 | 0 | 0 | 0 | 0 | 0 | 0 | 0 | 0 | 0 | 0 | 0 | 0 | 0 | 0 | 0 | 0 | 0 | 0
PG&E GBA | Lone Tree | 230 | 0 | 0 | 0 | 0 | 0 |  |  |  | 0 | 0 | 0 | 0 | 0 | 0 |  | 0 | 0 | 0 | 0 | 0 |  |  |  | 0 | 0 | 0 | 0 | 0 | 0 | 0 | 0 | 0 | 0 | 0 | 0 | 0 | 0 | 0 | 0 | 0 | 0 | 0 | 0 | 0
PG&E FRESNO | Los Banos | 230 | 0 | 0 | 0 | 69.3 | 0 |  |  |  | 5.9 | 0 | 0 | 0 | 0 | 0 |  | 0 | 0 | 0 | 69.3 | 0 |  |  |  | 5.9 | 0 | 0 | 0 | 0 | 0 | 0 | 0 | 0 | 0 | 0 | 0 | 0 | 0 | 0 | 0 | 0 | 0 | 0 | 0 | 0
PG&E FRESNO | Los Banos | 500 | 0 | 0 | 0 | 0 | 0 |  |  |  | 0 | 0 | 0 | 0 | 0 | 0 |  | 0 | 0 | 0 | 0 | 0 |  |  |  | 0 | 0 | 0 | 0 | 0 | 0 | 0 | 0 | 0 | 0 | 0 | 0 | 0 | 0 | 0 | 0 | 0 | 0 | 0 | 0 | 0
SDGE | Los Coches | 138 | 0 | 0 | 0 | 0 | 0 |  |  |  | 0 | 0 | 0 | 0 | 0 | 0 |  | 0 | 0 | 0 | 0 | 0 |  |  |  | 0 | 0 | 0 | 0 | 0 | 0 | 0 | 0 | 0 | 0 | 0 | 0 | 0 | 0 | 0 | 0 | 0 | 0 | 0 | 0 | 0
SDGE | Los Coches | 69 | 0 | 0 | 0 | 0 | 0 |  |  |  | 0 | 0 | 0 | 0 | 0 | 0 |  | 0 | 0 | 0 | 0 | 0 |  |  |  | 0 | 0 | 0 | 0 | 0 | 0 | 0 | 0 | 0 | 0 | 0 | 0 | 0 | 0 | 0 | 0 | 0 | 0 | 0 | 0 | 0
PG&E GBA | Los Esteros | 115 | 0 | 0 | 0 | 0 | 0 |  |  |  | 0 | 0 | 0 | 0 | 0 | 0 |  | 0 | 0 | 0 | 0 | 0 |  |  |  | 0 | 0 | 0 | 0 | 0 | 0 | 0 | 0 | 0 | 0 | 0 | 0 | 0 | 0 | 0 | 0 | 0 | 0 | 0 | 0 | 0
PG&E GBA | Los Esteros | 230 | 0 | 0 | 0 | 0 | 0 |  |  |  | 0 | 0 | 0 | 0 | 0 | 0 |  | 0 | 0 | 0 | 0 | 0 |  |  |  | 0 | 0 | 0 | 0 | 0 | 0 | 0 | 0 | 0 | 0 | 0 | 0 | 0 | 0 | 0 | 0 | 0 | 0 | 0 | 0 | 0
PG&E GBA | Los Positas | 230 | 0 | 0 | 0 | 0 | 0 |  |  |  | 0 | 0 | 0 | 0 | 0 | 0 |  | 0 | 0 | 0 | 0 | 0 |  |  |  | 0 | 0 | 0 | 0 | 0 | 0 | 0 | 0 | 0 | 0 | 0 | 0 | 0 | 0 | 0 | 0 | 0 | 0 | 0 | 0 | 0
PG&E GBA | Los Positas | 60 | 0 | 0 | 0 | 0 | 0 |  |  |  | 0 | 0 | 0 | 0 | 0 | 0 |  | 0 | 0 | 0 | 0 | 0 |  |  |  | 0 | 0 | 0 | 0 | 0 | 0 | 0 | 0 | 0 | 0 | 0 | 0 | 0 | 0 | 0 | 0 | 0 | 0 | 0 | 0 | 0
SDGE | Loveland | 69 | 0 | 0 | 0 | 0 | 0 |  |  |  | 0 | 0 | 0 | 0 | 0 | 0 |  | 0 | 0 | 0 | 0 | 0 |  |  |  | 0 | 0 | 0 | 0 | 0 | 0 | 0 | 0 | 0 | 0 | 0 | 0 | 0 | 0 | 0 | 0 | 0 | 0 | 0 | 0 | 0
SCE NOL | Lugo | 230 | 0 | 0 | 0 | 0 | 0 |  |  |  | 0 | 0 | 0 | 0 | 0 | 0 |  | 0 | 0 | 0 | 0 | 0 |  |  |  | 0 | 0 | 0 | 0 | 0 | 0 | 0 | 0 | 0 | 0 | 0 | 0 | 0 | 0 | 0 | 0 | 0 | 0 | 0 | 0 | 0
SCE Metro | Lugo | 500 | 203 | 0 | 0 | 0 | 0 |  |  |  | 0 | 0 | 0 | 0 | 0 | 0 |  | 87.53 | 0 | 0 | 0 | 0 |  |  |  | 0 | 0 | 0 | 0 | 0 | 0 | -47.53 | 0 | 0 | 0 | 0 | 0 | 0 | 0 | 0 | 0 | 0 | 0 | 0 | 0 | 1
PG&E FRESNO | Madera | 70 | 0 | 0 | 0 | 0 | 0 |  |  |  | 0 | 0 | 0 | 0 | 0 | 0 |  | 0 | 0 | 0 | 0 | 0 |  |  |  | 0 | 0 | 0 | 0 | 0 | 0 | 0 | 0 | 0 | 0 | 0 | 0 | 0 | 0 | 0 | 0 | 0 | 0 | 0 | 0 | 0
PG&E NGBA | Madison | 115 | 0 | 0 | 0 | 0 | 0 |  |  |  | 0 | 0 | 13 | 10.2 | 0 | 0 |  | 0 | 0 | 0 | 0 | 0 |  |  |  | 0 | 0 | 13 | 10.2 | 0 | 0 | 0 | 0 | 0 | 0 | 0 | 0 | 0 | 0 | 0 | 0 | 0 | 0 | 0 | 0 | 0
PG&E KERN | Magunden | 115 | 0 | 0 | 0 | 0 | 0 |  |  |  | 0 | 0 | 0 | 0 | 0 | 0 |  | 0 | 0 | 0 | 0 | 0 |  |  |  | 0 | 0 | 0 | 0 | 0 | 0 | 0 | 0 | 0 | 0 | 0 | 0 | 0 | 0 | 0 | 0 | 0 | 0 | 0 | 0 | 0
SCE Northern | Magunden | 230 | 0 | 0 | 0 | 0 | 0 |  |  |  | 0 | 0 | 0 | 0 | 0 | 0 |  | 0 | 0 | 0 | 0 | 0 |  |  |  | 0 | 0 | 0 | 0 | 0 | 0 | 0 | 0 | 0 | 0 | 0 | 0 | 0 | 0 | 0 | 0 | 0 | 0 | 0 | 0 | 0
PG&E FRESNO | Malaga | 115 | 0 | 0 | 0 | 0 | 0 |  |  |  | 0 | 0 | 0 | 0 | 0 | 0 |  | 0 | 0 | 0 | 0 | 0 |  |  |  | 0 | 0 | 0 | 0 | 0 | 0 | 0 | 0 | 0 | 0 | 0 | 0 | 0 | 0 | 0 | 0 | 0 | 0 | 0 | 0 | 0
PG&E NGBA | Malin | 500 | 0 | 0 | 0 | 0 | 0 |  |  |  | 0 | 0 | 0 | 0 | 0 | 0 |  | 0 | 0 | 0 | 0 | 0 |  |  |  | 0 | 0 | 0 | 0 | 0 | 0 | 0 | 0 | 0 | 0 | 0 | 0 | 0 | 0 | 0 | 0 | 0 | 0 | 0 | 0 | 0
SCE Northern | Mandalay | 230 | 0 | 0 | 0 | 0 | 0 |  |  |  | 0 | 0 | 0 | 0 | 0 | 0 |  | 0 | 0 | 0 | 0 | 0 |  |  |  | 0 | 0 | 0 | 0 | 0 | 0 | 0 | 0 | 0 | 0 | 0 | 0 | 0 | 0 | 0 | 0 | 0 | 0 | 0 | 0 | 0
PG&E FRESNO | Manning | 230 | 0 | 0 | 0 | 0 | 0 |  |  |  | 0 | 0 | 0 | 0 | 0 | 0 |  | 0 | 0 | 0 | 0 | 0 |  |  |  | 0 | 0 | 0 | 0 | 0 | 0 | 0 | 0 | 0 | 0 | 0 | 0 | 0 | 0 | 0 | 0 | 0 | 0 | 0 | 0 | 0
PG&E FRESNO | Manning | 500 | 0 | 0 | 0 | 0 | 0 |  |  |  | 0 | 0 | 0 | 0 | 0 | 0 |  | 0 | 0 | 0 | 0 | 0 |  |  |  | 0 | 0 | 0 | 0 | 0 | 0 | 0 | 0 | 0 | 0 | 0 | 0 | 0 | 0 | 0 | 0 | 0 | 0 | 0 | 0 | 0
PG&E GBA | Manteca | 115 | 0 | 0 | 0 | 0 | 0 |  |  |  | 0 | 0 | 0 | 0 | 0 | 0 |  | 0 | 0 | 0 | 0 | 0 |  |  |  | 0 | 0 | 0 | 0 | 0 | 0 | 0 | 0 | 0 | 0 | 0 | 0 | 0 | 0 | 0 | 0 | 0 | 0 | 0 | 0 | 0
SDGE | Margarita | 138 | 0 | 0 | 0 | 0 | 0 |  |  |  | 0 | 0 | 0 | 0 | 0 | 0 |  | 0 | 0 | 0 | 0 | 0 |  |  |  | 0 | 0 | 0 | 0 | 0 | 0 | 0 | 0 | 0 | 0 | 0 | 0 | 0 | 0 | 0 | 0 | 0 | 0 | 0 | 0 | 0
PG&E GBA | Martin | 230 | 0 | 0 | 0 | 0 | 0 |  |  |  | 0 | 0 | 0 | 0 | 0 | 0 |  | 0 | 0 | 0 | 0 | 0 |  |  |  | 0 | 0 | 0 | 0 | 0 | 0 | 0 | 0 | 0 | 0 | 0 | 0 | 0 | 0 | 0 | 0 | 0 | 0 | 0 | 0 | 0
PG&E GBA | Martin | 115 | 0 | 0 | 0 | 0 | 0 |  |  |  | 0 | 0 | 0 | 188 | 0 | 0 |  | 0 | 0 | 0 | 0 | 0 |  |  |  | 0 | 0 | 0 | 188 | 0 | 0 | 0 | 0 | 0 | 0 | 0 | 0 | 0 | 0 | 0 | 0 | 0 | 0 | 0 | 0 | 0
PG&E GBA | Martinez | 115 | 0 | 0 | 0 | 0 | 0 |  |  |  | 0 | 0 | 0 | 0 | 0 | 0 |  | 0 | 0 | 0 | 0 | 0 |  |  |  | 0 | 0 | 0 | 0 | 0 | 0 | 0 | 0 | 0 | 0 | 0 | 0 | 0 | 0 | 0 | 0 | 0 | 0 | 0 | 0 | 0
PG&E FRESNO | Mc Mullin | 230 | 0 | 0 | 0 | 0 | 0 |  |  |  | 0 | 0 | 0 | 0 | 0 | 0 |  | 0 | 0 | 0 | 0 | 0 |  |  |  | 0 | 0 | 0 | 0 | 0 | 0 | 0 | 0 | 0 | 0 | 0 | 0 | 0 | 0 | 0 | 0 | 0 | 0 | 0 | 0 | 0
PG&E FRESNO | McCall | 115 | 0 | 0 | 0 | 0 | 0 |  |  |  | 0 | 0 | 0 | 0 | 0 | 0 |  | 0 | 0 | 0 | 0 | 0 |  |  |  | 0 | 0 | 0 | 0 | 0 | 0 | 0 | 0 | 0 | 0 | 0 | 0 | 0 | 0 | 0 | 0 | 0 | 0 | 0 | 0 | 0
PG&E FRESNO | McCall | 230 | 0 | 0 | 0 | 0 | 0 |  |  |  | 0 | 0 | 0 | 0 | 0 | 0 |  | 0 | 0 | 0 | 0 | 0 |  |  |  | 0 | 0 | 0 | 0 | 0 | 0 | 0 | 0 | 0 | 0 | 0 | 0 | 0 | 0 | 0 | 0 | 0 | 0 | 0 | 0 | 0
PG&E GBA | Meadow Lane | 115 | 0 | 0 | 0 | 0 | 0 |  |  |  | 0 | 0 | 0 | 0 | 0 | 0 |  | 0 | 0 | 0 | 0 | 0 |  |  |  | 0 | 0 | 0 | 0 | 0 | 0 | 0 | 0 | 0 | 0 | 0 | 0 | 0 | 0 | 0 | 0 | 0 | 0 | 0 | 0 | 0
PG&E GBA | Melones | 115 | 0 | 0 | 0 | 0 | 0 |  |  |  | 0 | 0 | 0 | 0 | 0 | 0 |  | 0 | 0 | 0 | 0 | 0 |  |  |  | 0 | 0 | 0 | 0 | 0 | 0 | 0 | 0 | 0 | 0 | 0 | 0 | 0 | 0 | 0 | 0 | 0 | 0 | 0 | 0 | 0
PG&E GBA | Melones | 230 | 0 | 0 | 0 | 0 | 0 |  |  |  | 0 | 0 | 0 | 0 | 0 | 0 |  | 0 | 0 | 0 | 0 | 0 |  |  |  | 0 | 0 | 0 | 0 | 0 | 0 | 0 | 0 | 0 | 0 | 0 | 0 | 0 | 0 | 0 | 0 | 0 | 0 | 0 | 0 | 0
SDGE | Melrose | 69 | 0 | 0 | 0 | 0 | 0 |  |  |  | 0 | 0 | 0 | 0 | 0 | 0 |  | 0 | 0 | 0 | 0 | 0 |  |  |  | 0 | 0 | 0 | 0 | 0 | 0 | 0 | 0 | 0 | 0 | 0 | 0 | 0 | 0 | 0 | 0 | 0 | 0 | 0 | 0 | 0
PG&E NGBA | Mendocino | 115 | 0 | 0 | 0 | 0 | 0 |  |  |  | 5 | 0 | 0 | 0 | 0 | 0 |  | 0 | 0 | 0 | 0 | 0 |  |  |  | 5 | 0 | 0 | 0 | 0 | 0 | 0 | 0 | 0 | 0 | 0 | 0 | 0 | 0 | 0 | 0 | 0 | 0 | 0 | 0 | 0
PG&E NGBA | Mendocino | 60 | 0 | 0 | 0 | 0 | 0 |  |  |  | 0 | 0 | 0 | 0 | 0 | 0 |  | 0 | 0 | 0 | 0 | 0 |  |  |  | 0 | 0 | 0 | 0 | 0 | 0 | 0 | 0 | 0 | 0 | 0 | 0 | 0 | 0 | 0 | 0 | 0 | 0 | 0 | 0 | 0
PG&E FRESNO | Mendota | 115 | 0 | 0 | 0 | 0 | 0 |  |  |  | 0 | 0 | 0 | 0 | 0 | 0 |  | 0 | 0 | 0 | 0 | 0 |  |  |  | 0 | 0 | 0 | 0 | 0 | 0 | 0 | 0 | 0 | 0 | 0 | 0 | 0 | 0 | 0 | 0 | 0 | 0 | 0 | 0 | 0
PG&E GBA | Menlo | 60 | 0 | 0 | 0 | 0 | 0 |  |  |  | 0 | 0 | 0 | 0 | 0 | 0 |  | 0 | 0 | 0 | 0 | 0 |  |  |  | 0 | 0 | 0 | 0 | 0 | 0 | 0 | 0 | 0 | 0 | 0 | 0 | 0 | 0 | 0 | 0 | 0 | 0 | 0 | 0 | 0
PG&E FRESNO | Merced | 115 | 0 | 0 | 0 | 0 | 0 |  |  |  | 0 | 0 | 0 | 0 | 0 | 0 |  | 0 | 0 | 0 | 0 | 0 |  |  |  | 0 | 0 | 0 | 0 | 0 | 0 | 0 | 0 | 0 | 0 | 0 | 0 | 0 | 0 | 0 | 0 | 0 | 0 | 0 | 0 | 0
SCE EOP | Mercury | 138 | 0 | 0 | 0 | 0 | 0 |  |  |  | 0 | 0 | 0 | 0 | 0 | 0 |  | 0 | 0 | 0 | 0 | 0 |  |  |  | 0 | 0 | 0 | 0 | 0 | 0 | 0 | 0 | 0 | 0 | 0 | 0 | 0 | 0 | 0 | 0 | 0 | 0 | 0 | 0 | 0
PG&E FRESNO | Mercy Springs | 70 | 0 | 0 | 0 | 0 | 0 |  |  |  | 0 | 0 | 75 | 78 | 0 | 0 |  | 0 | 0 | 0 | 0 | 0 |  |  |  | 0 | 0 | 75 | 78 | 0 | 0 | 0 | 0 | 0 | 0 | 0 | 0 | 0 | 0 | 0 | 0 | 0 | 0 | 0 | 0 | 0
PG&E NGBA | Meridian | 60 | 0 | 0 | 0 | 0 | 0 |  |  |  | 0 | 0 | 0 | 0 | 0 | 0 |  | 0 | 0 | 0 | 0 | 0 |  |  |  | 0 | 0 | 0 | 0 | 0 | 0 | 0 | 0 | 0 | 0 | 0 | 0 | 0 | 0 | 0 | 0 | 0 | 0 | 0 | 0 | 0
PG&E KERN | Mesa (PGE) | 115 | 0 | 0 | 0 | 0 | 0 |  |  |  | 0 | 0 | 0 | 0 | 0 | 0 |  | 0 | 0 | 0 | 0 | 0 |  |  |  | 0 | 0 | 0 | 0 | 0 | 0 | 0 | 0 | 0 | 0 | 0 | 0 | 0 | 0 | 0 | 0 | 0 | 0 | 0 | 0 | 0
PG&E KERN | Mesa (PGE) | 230 | 0 | 0 | 0 | 0 | 0 |  |  |  | 0 | 0 | 0 | 0 | 0 | 0 |  | 0 | 0 | 0 | 0 | 0 |  |  |  | 0 | 0 | 0 | 0 | 0 | 0 | 0 | 0 | 0 | 0 | 0 | 0 | 0 | 0 | 0 | 0 | 0 | 0 | 0 | 0 | 0
SCE Metro | Mesa (SCE) | 230 | 0 | 0 | 0 | 0 | 0 |  |  |  | 1.92 | 0 | 0 | 0 | 0 | 0 |  | 0 | 0 | 0 | 0 | 0 |  |  |  | 1.92 | 0 | 0 | 0 | 0 | 0 | 0 | 0 | 0 | 0 | 0 | 0 | 0 | 0 | 0 | 0 | 0 | 0 | 0 | 0 | 0
SCE Metro | Mesa (SCE) | 500 | 0 | 0 | 0 | 0 | 0 |  |  |  | 0 | 0 | 0 | 0 | 0 | 0 |  | 0 | 0 | 0 | 0 | 0 |  |  |  | 0 | 0 | 0 | 0 | 0 | 0 | 0 | 0 | 0 | 0 | 0 | 0 | 0 | 0 | 0 | 0 | 0 | 0 | 0 | 0 | 0
SDGE | Mesa Heights | 69 | 0 | 0 | 0 | 0 | 0 |  |  |  | 0 | 0 | 0 | 0 | 0 | 0 |  | 0 | 0 | 0 | 0 | 0 |  |  |  | 0 | 0 | 0 | 0 | 0 | 0 | 0 | 0 | 0 | 0 | 0 | 0 | 0 | 0 | 0 | 0 | 0 | 0 | 0 | 0 | 0
PG&E GBA | Metcalf | 115 | 0 | 0 | 0 | 0 | 0 |  |  |  | 0 | 0 | 0 | 0 | 0 | 0 |  | 0 | 0 | 0 | 0 | 0 |  |  |  | 0 | 0 | 0 | 0 | 0 | 0 | 0 | 0 | 0 | 0 | 0 | 0 | 0 | 0 | 0 | 0 | 0 | 0 | 0 | 0 | 0
PG&E GBA | Metcalf | 230 | 0 | 0 | 0 | 0 | 0 |  |  |  | 0 | 0 | 0 | 0 | 0 | 0 |  | 0 | 0 | 0 | 0 | 0 |  |  |  | 0 | 0 | 0 | 0 | 0 | 0 | 0 | 0 | 0 | 0 | 0 | 0 | 0 | 0 | 0 | 0 | 0 | 0 | 0 | 0 | 0
PG&E GBA | Metcalf | 500 | 0 | 0 | 0 | 0 | 0 |  |  |  | 0 | 0 | 0 | 0 | 0 | 0 |  | 0 | 0 | 0 | 0 | 0 |  |  |  | 0 | 0 | 0 | 0 | 0 | 0 | 0 | 0 | 0 | 0 | 0 | 0 | 0 | 0 | 0 | 0 | 0 | 0 | 0 | 0 | 0
PG&E KERN | Midway | 115 | 0 | 0 | 0 | 0 | 0 |  |  |  | 0 | 0 | 0 | 0 | 0 | 0 |  | 0 | 0 | 0 | 0 | 0 |  |  |  | 0 | 0 | 0 | 0 | 0 | 0 | 0 | 0 | 0 | 0 | 0 | 0 | 0 | 0 | 0 | 0 | 0 | 0 | 0 | 0 | 0
PG&E KERN | Midway | 230 | 0 | 0 | 0 | 0 | 0 |  |  |  | 0 | 0 | 0 | 0 | 0 | 0 |  | 0 | 0 | 0 | 0 | 0 |  |  |  | 0 | 0 | 0 | 0 | 0 | 0 | 0 | 0 | 0 | 0 | 0 | 0 | 0 | 0 | 0 | 0 | 0 | 0 | 0 | 0 | 0
PG&E KERN | Midway | 500 | 0 | 0 | 0 | 0 | 0 |  |  |  | 0 | 0 | 0 | 0 | 0 | 0 |  | 0 | 0 | 0 | 0 | 0 |  |  |  | 0 | 0 | 0 | 0 | 0 | 0 | 0 | 0 | 0 | 0 | 0 | 0 | 0 | 0 | 0 | 0 | 0 | 0 | 0 | 0 | 0
SDGE | Miguel | 230 | 0 | 0 | 0 | 0 | 0 |  |  |  | 0 | 0 | 0 | 0 | 0 | 0 |  | 0 | 0 | 0 | 0 | 0 |  |  |  | 0 | 0 | 0 | 0 | 0 | 0 | 0 | 0 | 0 | 0 | 0 | 0 | 0 | 0 | 0 | 0 | 0 | 0 | 0 | 0 | 0
SDGE | Miguel | 500 | 0 | 0 | 0 | 0 | 0 |  |  |  | 0 | 0 | 0 | 0 | 0 | 0 |  | 0 | 0 | 0 | 0 | 0 |  |  |  | 0 | 0 | 0 | 0 | 0 | 0 | 0 | 0 | 0 | 0 | 0 | 0 | 0 | 0 | 0 | 0 | 0 | 0 | 0 | 0 | 0
SDGE | Miguel | 69 | 0 | 0 | 0 | 0 | 0 |  |  |  | 0 | 0 | 0 | 0 | 0 | 0 |  | 0 | 0 | 0 | 0 | 0 |  |  |  | 0 | 0 | 0 | 0 | 0 | 0 | 0 | 0 | 0 | 0 | 0 | 0 | 0 | 0 | 0 | 0 | 0 | 0 | 0 | 0 | 0
PG&E GBA | Millbrae | 115 | 0 | 0 | 0 | 0 | 0 |  |  |  | 0 | 0 | 0 | 0 | 0 | 0 |  | 0 | 0 | 0 | 0 | 0 |  |  |  | 0 | 0 | 0 | 0 | 0 | 0 | 0 | 0 | 0 | 0 | 0 | 0 | 0 | 0 | 0 | 0 | 0 | 0 | 0 | 0 | 0
PG&E GBA | Miller | 115 | 0 | 0 | 0 | 0 | 0 |  |  |  | 0 | 0 | 0 | 0 | 0 | 0 |  | 0 | 0 | 0 | 0 | 0 |  |  |  | 0 | 0 | 0 | 0 | 0 | 0 | 0 | 0 | 0 | 0 | 0 | 0 | 0 | 0 | 0 | 0 | 0 | 0 | 0 | 0 | 0
SCE Metro | Mira Loma | 230 | 0 | 0 | 0 | 0 | 0 |  |  |  | 0 | 0 | 0 | 42 | 0 | 0 |  | 0 | 0 | 0 | 0 | 0 |  |  |  | 0 | 0 | 0 | 42 | 0 | 0 | 0 | 0 | 0 | 0 | 0 | 0 | 0 | 0 | 0 | 0 | 0 | 0 | 0 | 0 | 0
SCE Metro | Mira Loma | 500 | 0 | 0 | 0 | 0 | 0 |  |  |  | 0 | 0 | 0 | 0 | 0 | 0 |  | 0 | 0 | 0 | 0 | 0 |  |  |  | 0 | 0 | 0 | 0 | 0 | 0 | 0 | 0 | 0 | 0 | 0 | 0 | 0 | 0 | 0 | 0 | 0 | 0 | 0 | 0 | 0
SCE Eastern | Mirage | 115 | 0 | 0 | 0 | 0 | 0 |  |  |  | 0 | 0 | 0 | 0 | 0 | 0 |  | 0 | 0 | 0 | 0 | 0 |  |  |  | 0 | 0 | 0 | 0 | 0 | 0 | 0 | 0 | 0 | 0 | 0 | 0 | 0 | 0 | 0 | 0 | 0 | 0 | 0 | 0 | 0
SCE Eastern | Mirage | 230 | 30 | 0 | 0 | 0 | 0 |  |  |  | 0 | 0 | 0 | 0 | 0 | 0 |  | 0 | 0 | 0 | 0 | 0 |  |  |  | 0 | 0 | 0 | 0 | 0 | 0 | 30 | 0 | 0 | 0 | 0 | 0 | 0 | 0 | 0 | 0 | 0 | 0 | 0 | 0 | 1
SDGE | Mission | 138 | 0 | 0 | 0 | 0 | 0 |  |  |  | 0 | 0 | 0 | 0 | 0 | 0 |  | 0 | 0 | 0 | 0 | 0 |  |  |  | 0 | 0 | 0 | 0 | 0 | 0 | 0 | 0 | 0 | 0 | 0 | 0 | 0 | 0 | 0 | 0 | 0 | 0 | 0 | 0 | 0
SDGE | Mission | 230 | 0 | 0 | 0 | 0 | 0 |  |  |  | 0 | 0 | 0 | 0 | 0 | 0 |  | 0 | 0 | 0 | 0 | 0 |  |  |  | 0 | 0 | 0 | 0 | 0 | 0 | 0 | 0 | 0 | 0 | 0 | 0 | 0 | 0 | 0 | 0 | 0 | 0 | 0 | 0 | 0
SDGE | Mission | 69 | 0 | 0 | 0 | 0 | 0 |  |  |  | 0 | 0 | 0 | 0 | 0 | 0 |  | 0 | 0 | 0 | 0 | 0 |  |  |  | 0 | 0 | 0 | 0 | 0 | 0 | 0 | 0 | 0 | 0 | 0 | 0 | 0 | 0 | 0 | 0 | 0 | 0 | 0 | 0 | 0
PG&E GBA | Mi-Wuk | 115 | 0 | 0 | 0 | 0 | 0 |  |  |  | 0 | 0 | 0 | 0 | 0 | 0 |  | 0 | 0 | 0 | 0 | 0 |  |  |  | 0 | 0 | 0 | 0 | 0 | 0 | 0 | 0 | 0 | 0 | 0 | 0 | 0 | 0 | 0 | 0 | 0 | 0 | 0 | 0 | 0
SCE EOP | Mohave | 500 | 0 | 0 | 0 | 0 | 0 |  |  |  | 0 | 0 | 0 | 0 | 0 | 0 |  | 0 | 0 | 0 | 0 | 0 |  |  |  | 0 | 0 | 0 | 0 | 0 | 0 | 0 | 0 | 0 | 0 | 0 | 0 | 0 | 0 | 0 | 0 | 0 | 0 | 0 | 0 | 0
PG&E NGBA | Monroe | 115 | 0 | 0 | 0 | 0 | 0 |  |  |  | 0 | 0 | 0 | 0 | 0 | 0 |  | 0 | 0 | 0 | 0 | 0 |  |  |  | 0 | 0 | 0 | 0 | 0 | 0 | 0 | 0 | 0 | 0 | 0 | 0 | 0 | 0 | 0 | 0 | 0 | 0 | 0 | 0 | 0
SDGE | Monserate | 69 | 0 | 0 | 0 | 0 | 0 |  |  |  | 0 | 0 | 0 | 0 | 0 | 0 |  | 0 | 0 | 0 | 0 | 0 |  |  |  | 0 | 0 | 0 | 0 | 0 | 0 | 0 | 0 | 0 | 0 | 0 | 0 | 0 | 0 | 0 | 0 | 0 | 0 | 0 | 0 | 0
PG&E GBA | Monta Vista | 115 | 0 | 0 | 0 | 0 | 0 |  |  |  | 0 | 0 | 0 | 0 | 0 | 0 |  | 0 | 0 | 0 | 0 | 0 |  |  |  | 0 | 0 | 0 | 0 | 0 | 0 | 0 | 0 | 0 | 0 | 0 | 0 | 0 | 0 | 0 | 0 | 0 | 0 | 0 | 0 | 0
PG&E GBA | Monta Vista | 230 | 0 | 0 | 0 | 0 | 0 |  |  |  | 0 | 0 | 0 | 0 | 0 | 0 |  | 0 | 0 | 0 | 0 | 0 |  |  |  | 0 | 0 | 0 | 0 | 0 | 0 | 0 | 0 | 0 | 0 | 0 | 0 | 0 | 0 | 0 | 0 | 0 | 0 | 0 | 0 | 0
PG&E GBA | Monta Vista | 60 | 0 | 0 | 0 | 0 | 0 |  |  |  | 0 | 0 | 0 | 0 | 0 | 0 |  | 0 | 0 | 0 | 0 | 0 |  |  |  | 0 | 0 | 0 | 0 | 0 | 0 | 0 | 0 | 0 | 0 | 0 | 0 | 0 | 0 | 0 | 0 | 0 | 0 | 0 | 0 | 0
PG&E NGBA | Monticello | 115 | 0 | 0 | 0 | 0 | 0 |  |  |  | 0 | 0 | 0 | 0 | 0 | 0 |  | 0 | 0 | 0 | 0 | 0 |  |  |  | 0 | 0 | 0 | 0 | 0 | 0 | 0 | 0 | 0 | 0 | 0 | 0 | 0 | 0 | 0 | 0 | 0 | 0 | 0 | 0 | 0
SCE Northern | Moorpark | 230 | 0 | 0 | 0 | 0 | 0 |  |  |  | 0 | 0 | 0 | 350 | 0 | 0 |  | 0 | 0 | 0 | 0 | 0 |  |  |  | 0 | 0 | 0 | 350 | 0 | 0 | 0 | 0 | 0 | 0 | 0 | 0 | 0 | 0 | 0 | 0 | 0 | 0 | 0 | 0 | 0
SCE Northern | Moorpark | 66 | 0 | 0 | 0 | 0 | 0 |  |  |  | 0 | 0 | 0 | 0 | 0 | 0 |  | 0 | 0 | 0 | 0 | 0 |  |  |  | 0 | 0 | 0 | 0 | 0 | 0 | 0 | 0 | 0 | 0 | 0 | 0 | 0 | 0 | 0 | 0 | 0 | 0 | 0 | 0 | 0
PG&E GBA | Moraga | 115 | 0 | 0 | 0 | 0 | 0 |  |  |  | 0 | 0 | 0 | 0 | 0 | 0 |  | 0 | 0 | 0 | 0 | 0 |  |  |  | 0 | 0 | 0 | 0 | 0 | 0 | 0 | 0 | 0 | 0 | 0 | 0 | 0 | 0 | 0 | 0 | 0 | 0 | 0 | 0 | 0
PG&E GBA | Moraga | 230 | 0 | 0 | 0 | 0 | 0 |  |  |  | 0 | 0 | 0 | 0 | 0 | 0 |  | 0 | 0 | 0 | 0 | 0 |  |  |  | 0 | 0 | 0 | 0 | 0 | 0 | 0 | 0 | 0 | 0 | 0 | 0 | 0 | 0 | 0 | 0 | 0 | 0 | 0 | 0 | 0
PG&E GBA | Morgan Hill | 115 | 0 | 0 | 0 | 0 | 0 |  |  |  | 0 | 0 | 0 | 0 | 0 | 0 |  | 0 | 0 | 0 | 0 | 0 |  |  |  | 0 | 0 | 0 | 0 | 0 | 0 | 0 | 0 | 0 | 0 | 0 | 0 | 0 | 0 | 0 | 0 | 0 | 0 | 0 | 0 | 0
PG&E KERN | Morro Bay | 115 | 0 | 0 | 0 | 0 | 0 |  |  |  | 0 | 0 | 0 | 0 | 0 | 0 |  | 0 | 0 | 0 | 0 | 0 |  |  |  | 0 | 0 | 0 | 0 | 0 | 0 | 0 | 0 | 0 | 0 | 0 | 0 | 0 | 0 | 0 | 0 | 0 | 0 | 0 | 0 | 0
PG&E KERN | Morro Bay | 230 | 0 | 0 | 0 | 0 | 0 |  |  |  | 0 | 0 | 0 | 0 | 0 | 0 |  | 0 | 0 | 0 | 0 | 0 |  |  |  | 0 | 0 | 0 | 0 | 0 | 0 | 0 | 0 | 0 | 0 | 0 | 0 | 0 | 0 | 0 | 0 | 0 | 0 | 0 | 0 | 0
PG&E KERN | Morro Bay | 500 | 0 | 0 | 0 | 0 | 0 |  |  |  | 0 | 0 | 0 | 0 | 0 | 0 |  | 0 | 0 | 0 | 0 | 0 |  |  |  | 0 | 0 | 0 | 0 | 0 | 0 | 0 | 0 | 0 | 0 | 0 | 0 | 0 | 0 | 0 | 0 | 0 | 0 | 0 | 0 | 0
PG&E GBA | Moss Landing | 115 | 0 | 0 | 0 | 0 | 0 |  |  |  | 0 | 0 | 0 | 0 | 0 | 0 |  | 0 | 0 | 0 | 0 | 0 |  |  |  | 0 | 0 | 0 | 0 | 0 | 0 | 0 | 0 | 0 | 0 | 0 | 0 | 0 | 0 | 0 | 0 | 0 | 0 | 0 | 0 | 0
PG&E GBA | Moss Landing | 230 | 0 | 0 | 0 | 0 | 0 |  |  |  | 0 | 0 | 0 | 0 | 0 | 0 |  | 0 | 0 | 0 | 0 | 0 |  |  |  | 0 | 0 | 0 | 0 | 0 | 0 | 0 | 0 | 0 | 0 | 0 | 0 | 0 | 0 | 0 | 0 | 0 | 0 | 0 | 0 | 0
PG&E GBA | Moss Landing | 500 | 0 | 0 | 0 | 0 | 0 |  |  |  | 0 | 0 | 0 | 0 | 0 | 0 |  | 0 | 0 | 0 | 0 | 0 |  |  |  | 0 | 0 | 0 | 0 | 0 | 0 | 0 | 0 | 0 | 0 | 0 | 0 | 0 | 0 | 0 | 0 | 0 | 0 | 0 | 0 | 0
SCE EOP | Mountain Pass | 115 | 0 | 0 | 0 | 0 | 0 |  |  |  | 0 | 0 | 0 | 0 | 0 | 0 |  | 0 | 0 | 0 | 0 | 0 |  |  |  | 0 | 0 | 0 | 0 | 0 | 0 | 0 | 0 | 0 | 0 | 0 | 0 | 0 | 0 | 0 | 0 | 0 | 0 | 0 | 0 | 0
PG&E GBA | Mountain View | 115 | 0 | 0 | 0 | 0 | 0 |  |  |  | 0 | 0 | 0 | 0 | 0 | 0 |  | 0 | 0 | 0 | 0 | 0 |  |  |  | 0 | 0 | 0 | 0 | 0 | 0 | 0 | 0 | 0 | 0 | 0 | 0 | 0 | 0 | 0 | 0 | 0 | 0 | 0 | 0 | 0
PG&E GBA | Mt Eden | 115 | 0 | 0 | 0 | 0 | 0 |  |  |  | 0 | 0 | 0 | 0 | 0 | 0 |  | 0 | 0 | 0 | 0 | 0 |  |  |  | 0 | 0 | 0 | 0 | 0 | 0 | 0 | 0 | 0 | 0 | 0 | 0 | 0 | 0 | 0 | 0 | 0 | 0 | 0 | 0 | 0
PG&E KERN | Mt Poso | 115 | 0 | 0 | 0 | 0 | 0 |  |  |  | 0 | 0 | 0 | 0 | 0 | 0 |  | 0 | 0 | 0 | 0 | 0 |  |  |  | 0 | 0 | 0 | 0 | 0 | 0 | 0 | 0 | 0 | 0 | 0 | 0 | 0 | 0 | 0 | 0 | 0 | 0 | 0 | 0 | 0
SDGE | Murray | 69 | 0 | 0 | 0 | 0 | 0 |  |  |  | 0 | 0 | 0 | 0 | 0 | 0 |  | 0 | 0 | 0 | 0 | 0 |  |  |  | 0 | 0 | 0 | 0 | 0 | 0 | 0 | 0 | 0 | 0 | 0 | 0 | 0 | 0 | 0 | 0 | 0 | 0 | 0 | 0 | 0
PG&E FRESNO | Mustang | 230 | 0 | 0 | 0 | 0 | 0 |  |  |  | 0 | 0 | 0 | 0 | 0 | 0 |  | 0 | 0 | 0 | 0 | 0 |  |  |  | 0 | 0 | 0 | 0 | 0 | 0 | 0 | 0 | 0 | 0 | 0 | 0 | 0 | 0 | 0 | 0 | 0 | 0 | 0 | 0 | 0
SCE Northern | Neenach | 66 | 0 | 0 | 0 | 0 | 0 |  |  |  | 0 | 0 | 0 | 0 | 0 | 0 |  | 0 | 0 | 0 | 0 | 0 |  |  |  | 0 | 0 | 0 | 0 | 0 | 0 | 0 | 0 | 0 | 0 | 0 | 0 | 0 | 0 | 0 | 0 | 0 | 0 | 0 | 0 | 0
PG&E KERN | New Sub - Gates - Midway (Proposed) | 230 | 0 | 0 | 0 | 0 | 0 |  |  |  | 0 | 0 | 440 | 238.5 | 0 | 0 |  | 0 | 0 | 0 | 0 | 0 |  |  |  | 0 | 0 | 440 | 238.5 | 0 | 0 | 0 | 0 | 0 | 0 | 0 | 0 | 0 | 0 | 0 | 0 | 0 | 0 | 0 | 0 | 0
PG&E KERN | New Sub - Gates - Templeton (Proposed) | 230 | 0 | 0 | 0 | 0 | 0 |  |  |  | 0 | 0 | 0 | 0 | 0 | 0 |  | 0 | 0 | 0 | 0 | 0 |  |  |  | 0 | 0 | 0 | 0 | 0 | 0 | 0 | 0 | 0 | 0 | 0 | 0 | 0 | 0 | 0 | 0 | 0 | 0 | 0 | 0 | 0
SCE NOL | New Sub - Kramer - Lugo (Proposed) | 230 | 0 | 0 | 0 | 0 | 0 |  |  |  | 0 | 0 | 0 | 0 | 0 | 0 |  | 0 | 0 | 0 | 0 | 0 |  |  |  | 0 | 0 | 0 | 0 | 0 | 0 | 0 | 0 | 0 | 0 | 0 | 0 | 0 | 0 | 0 | 0 | 0 | 0 | 0 | 0 | 0
PG&E FRESNO | New Sub - Los Banos - Midway (Proposed) | 500 | 0 | 0 | 0 | 0 | 0 |  |  |  | 0 | 0 | 0 | 0 | 0 | 0 |  | 0 | 0 | 0 | 0 | 0 |  |  |  | 0 | 0 | 0 | 0 | 0 | 0 | 0 | 0 | 0 | 0 | 0 | 0 | 0 | 0 | 0 | 0 | 0 | 0 | 0 | 0 | 0
SCE NOL | New Sub - Lugo - Pisgah (Proposed) | 230 | 0 | 0 | 0 | 0 | 0 |  |  |  | 0 | 0 | 0 | 0 | 0 | 0 |  | 0 | 0 | 0 | 0 | 0 |  |  |  | 0 | 0 | 0 | 0 | 0 | 0 | 0 | 0 | 0 | 0 | 0 | 0 | 0 | 0 | 0 | 0 | 0 | 0 | 0 | 0 | 0
PG&E KERN | New Sub - Midway - Wheeler Ridge (Proposed) | 230 | 0 | 0 | 0 | 0 | 0 |  |  |  | 0 | 0 | 0 | 0 | 0 | 0 |  | 0 | 0 | 0 | 0 | 0 |  |  |  | 0 | 0 | 0 | 0 | 0 | 0 | 0 | 0 | 0 | 0 | 0 | 0 | 0 | 0 | 0 | 0 | 0 | 0 | 0 | 0 | 0
PG&E NGBA | New Sub - Near existing Leavitt (PSREC) | 345 | 0 | 0 | 0 | 0 | 0 |  |  |  | 0 | 0 | 0 | 0 | 0 | 0 |  | 0 | 0 | 0 | 0 | 0 |  |  |  | 0 | 0 | 0 | 0 | 0 | 0 | 0 | 0 | 0 | 0 | 0 | 0 | 0 | 0 | 0 | 0 | 0 | 0 | 0 | 0 | 0
PG&E NGBA | New Sub - Near existing Madeline (NVE) | 345 | 0 | 0 | 0 | 0 | 0 |  |  |  | 0 | 0 | 0 | 0 | 0 | 0 |  | 0 | 0 | 0 | 0 | 0 |  |  |  | 0 | 0 | 0 | 0 | 0 | 0 | 0 | 0 | 0 | 0 | 0 | 0 | 0 | 0 | 0 | 0 | 0 | 0 | 0 | 0 | 0
SDGE | New Sub - North Gila - IV (Proposed) | 500 | 0 | 0 | 0 | 0 | 0 |  |  |  | 0 | 0 | 0 | 0 | 0 | 0 |  | 0 | 0 | 0 | 0 | 0 |  |  |  | 0 | 0 | 0 | 0 | 0 | 0 | 0 | 0 | 0 | 0 | 0 | 0 | 0 | 0 | 0 | 0 | 0 | 0 | 0 | 0 | 0
PG&E NGBA | New Sub - Pit 1 - Cottonwood (Proposed) | 230 | 0 | 0 | 0 | 0 | 0 |  |  |  | 0 | 0 | 0 | 0 | 0 | 0 |  | 0 | 0 | 0 | 0 | 0 |  |  |  | 0 | 0 | 0 | 0 | 0 | 0 | 0 | 0 | 0 | 0 | 0 | 0 | 0 | 0 | 0 | 0 | 0 | 0 | 0 | 0 | 0
PG&E GBA | New Sub - Rancho Seco - Bellota (Proposed) | 230 | 0 | 0 | 0 | 0 | 0 |  |  |  | 0 | 0 | 0 | 0 | 0 | 0 |  | 0 | 0 | 0 | 0 | 0 |  |  |  | 0 | 0 | 0 | 0 | 0 | 0 | 0 | 0 | 0 | 0 | 0 | 0 | 0 | 0 | 0 | 0 | 0 | 0 | 0 | 0 | 0
SDGE | New Sub - Suncrest - Ocotillo (Proposed) | 500 | 0 | 0 | 0 | 0 | 0 |  |  |  | 0 | 0 | 0 | 0 | 0 | 0 |  | 0 | 0 | 0 | 0 | 0 |  |  |  | 0 | 0 | 0 | 0 | 0 | 0 | 0 | 0 | 0 | 0 | 0 | 0 | 0 | 0 | 0 | 0 | 0 | 0 | 0 | 0 | 0
PG&E FRESNO | New Sub - Westley - Quinto (Proposed) | 230 | 0 | 0 | 0 | 0 | 0 |  |  |  | 0 | 0 | 0 | 0 | 0 | 0 |  | 0 | 0 | 0 | 0 | 0 |  |  |  | 0 | 0 | 0 | 0 | 0 | 0 | 0 | 0 | 0 | 0 | 0 | 0 | 0 | 0 | 0 | 0 | 0 | 0 | 0 | 0 | 0
PG&E GBA | Newark | 115 | 0 | 0 | 0 | 0 | 0 |  |  |  | 0 | 0 | 0 | 0 | 0 | 0 |  | 0 | 0 | 0 | 0 | 0 |  |  |  | 0 | 0 | 0 | 0 | 0 | 0 | 0 | 0 | 0 | 0 | 0 | 0 | 0 | 0 | 0 | 0 | 0 | 0 | 0 | 0 | 0
PG&E GBA | Newark | 230 | 0 | 0 | 0 | 0 | 0 |  |  |  | 0 | 0 | 0 | 0 | 0 | 0 |  | 0 | 0 | 0 | 0 | 0 |  |  |  | 0 | 0 | 0 | 0 | 0 | 0 | 0 | 0 | 0 | 0 | 0 | 0 | 0 | 0 | 0 | 0 | 0 | 0 | 0 | 0 | 0
PG&E GBA | Newark | 60 | 0 | 0 | 0 | 0 | 0 |  |  |  | 0 | 0 | 0 | 0 | 0 | 0 |  | 0 | 0 | 0 | 0 | 0 |  |  |  | 0 | 0 | 0 | 0 | 0 | 0 | 0 | 0 | 0 | 0 | 0 | 0 | 0 | 0 | 0 | 0 | 0 | 0 | 0 | 0 | 0
PG&E FRESNO | Newhall | 115 | 0 | 0 | 0 | 0 | 0 |  |  |  | 0 | 0 | 0 | 0 | 0 | 0 |  | 0 | 0 | 0 | 0 | 0 |  |  |  | 0 | 0 | 0 | 0 | 0 | 0 | 0 | 0 | 0 | 0 | 0 | 0 | 0 | 0 | 0 | 0 | 0 | 0 | 0 | 0 | 0
PG&E KERN | Norco | 115 | 0 | 0 | 0 | 0 | 0 |  |  |  | 0 | 0 | 0 | 0 | 0 | 0 |  | 0 | 0 | 0 | 0 | 0 |  |  |  | 0 | 0 | 0 | 0 | 0 | 0 | 0 | 0 | 0 | 0 | 0 | 0 | 0 | 0 | 0 | 0 | 0 | 0 | 0 | 0 | 0
PG&E GBA | Nortech | 115 | 0 | 0 | 0 | 0 | 0 |  |  |  | 0 | 0 | 0 | 0 | 0 | 0 |  | 0 | 0 | 0 | 0 | 0 |  |  |  | 0 | 0 | 0 | 0 | 0 | 0 | 0 | 0 | 0 | 0 | 0 | 0 | 0 | 0 | 0 | 0 | 0 | 0 | 0 | 0 | 0
SDGE | North City Metering | 138 | 0 | 0 | 0 | 0 | 0 |  |  |  | 0 | 0 | 0 | 0 | 0 | 0 |  | 0 | 0 | 0 | 0 | 0 |  |  |  | 0 | 0 | 0 | 0 | 0 | 0 | 0 | 0 | 0 | 0 | 0 | 0 | 0 | 0 | 0 | 0 | 0 | 0 | 0 | 0 | 0
PG&E GBA | North Dublin | 230 | 0 | 0 | 0 | 0 | 0 |  |  |  | 0 | 0 | 0 | 0 | 0 | 0 |  | 0 | 0 | 0 | 0 | 0 |  |  |  | 0 | 0 | 0 | 0 | 0 | 0 | 0 | 0 | 0 | 0 | 0 | 0 | 0 | 0 | 0 | 0 | 0 | 0 | 0 | 0 | 0
SDGE | North Gila | 500 | 0 | 0 | 0 | 0 | 0 |  |  |  | 0 | 0 | 0 | 0 | 0 | 0 |  | 0 | 0 | 0 | 0 | 0 |  |  |  | 0 | 0 | 0 | 0 | 0 | 0 | 0 | 0 | 0 | 0 | 0 | 0 | 0 | 0 | 0 | 0 | 0 | 0 | 0 | 0 | 0
SCE Metro | North of SONGS | 230 | 0 | 0 | 0 | 0 | 0 |  |  |  | 0 | 0 | 0 | 0 | 0 | 0 |  | 0 | 0 | 0 | 0 | 0 |  |  |  | 0 | 0 | 0 | 0 | 0 | 0 | 0 | 0 | 0 | 0 | 0 | 0 | 0 | 0 | 0 | 0 | 0 | 0 | 0 | 0 | 0
SCE Metro | North of SONGS | 500 | 0 | 0 | 0 | 0 | 0 |  |  |  | 0 | 0 | 0 | 0 | 0 | 0 |  | 0 | 0 | 0 | 0 | 0 |  |  |  | 0 | 0 | 0 | 0 | 0 | 0 | 0 | 0 | 0 | 0 | 0 | 0 | 0 | 0 | 0 | 0 | 0 | 0 | 0 | 0 | 0
PG&E NGBA | Notre Dame | 115 | 0 | 0 | 0 | 0 | 0 |  |  |  | 0 | 0 | 0 | 0 | 0 | 0 |  | 0 | 0 | 0 | 0 | 0 |  |  |  | 0 | 0 | 0 | 0 | 0 | 0 | 0 | 0 | 0 | 0 | 0 | 0 | 0 | 0 | 0 | 0 | 0 | 0 | 0 | 0 | 0
PG&E GBA | Oakland C | 115 | 0 | 0 | 0 | 0 | 0 |  |  |  | 0 | 0 | 0 | 0 | 0 | 0 |  | 0 | 0 | 0 | 0 | 0 |  |  |  | 0 | 0 | 0 | 0 | 0 | 0 | 0 | 0 | 0 | 0 | 0 | 0 | 0 | 0 | 0 | 0 | 0 | 0 | 0 | 0 | 0
PG&E GBA | Oakland J | 115 | 0 | 0 | 0 | 0 | 0 |  |  |  | 0 | 0 | 0 | 0 | 0 | 0 |  | 0 | 0 | 0 | 0 | 0 |  |  |  | 0 | 0 | 0 | 0 | 0 | 0 | 0 | 0 | 0 | 0 | 0 | 0 | 0 | 0 | 0 | 0 | 0 | 0 | 0 | 0 | 0
PG&E GBA | Oakland L | 115 | 0 | 0 | 0 | 0 | 0 |  |  |  | 0 | 0 | 0 | 0 | 0 | 0 |  | 0 | 0 | 0 | 0 | 0 |  |  |  | 0 | 0 | 0 | 0 | 0 | 0 | 0 | 0 | 0 | 0 | 0 | 0 | 0 | 0 | 0 | 0 | 0 | 0 | 0 | 0 | 0
PG&E GBA | Oakland X | 115 | 0 | 0 | 0 | 0 | 0 |  |  |  | 0 | 0 | 0 | 0 | 0 | 0 |  | 0 | 0 | 0 | 0 | 0 |  |  |  | 0 | 0 | 0 | 0 | 0 | 0 | 0 | 0 | 0 | 0 | 0 | 0 | 0 | 0 | 0 | 0 | 0 | 0 | 0 | 0 | 0
SDGE | Ocean Ranch | 69 | 0 | 0 | 0 | 0 | 0 |  |  |  | 0 | 0 | 0 | 0 | 0 | 0 |  | 0 | 0 | 0 | 0 | 0 |  |  |  | 0 | 0 | 0 | 0 | 0 | 0 | 0 | 0 | 0 | 0 | 0 | 0 | 0 | 0 | 0 | 0 | 0 | 0 | 0 | 0 | 0
PG&E KERN | Oceano | 115 | 0 | 0 | 0 | 0 | 0 |  |  |  | 0 | 0 | 0 | 0 | 0 | 0 |  | 0 | 0 | 0 | 0 | 0 |  |  |  | 0 | 0 | 0 | 0 | 0 | 0 | 0 | 0 | 0 | 0 | 0 | 0 | 0 | 0 | 0 | 0 | 0 | 0 | 0 | 0 | 0
SDGE | Ocotillo Express | 500 | 0 | 0 | 0 | 0 | 0 |  |  |  | 0 | 0 | 0 | 0 | 0 | 0 |  | 0 | 0 | 0 | 0 | 0 |  |  |  | 0 | 0 | 0 | 0 | 0 | 0 | 0 | 0 | 0 | 0 | 0 | 0 | 0 | 0 | 0 | 0 | 0 | 0 | 0 | 0 | 0
PG&E KERN | Old River | 70 | 0 | 0 | 0 | 0 | 0 |  |  |  | 2.4 | 0 | 0 | 0 | 0 | 0 |  | 0 | 0 | 0 | 0 | 0 |  |  |  | 2.4 | 0 | 0 | 0 | 0 | 0 | 0 | 0 | 0 | 0 | 0 | 0 | 0 | 0 | 0 | 0 | 0 | 0 | 0 | 0 | 0
SDGE | Old Town | 230 | 0 | 0 | 0 | 0 | 0 |  |  |  | 0 | 0 | 0 | 0 | 0 | 0 |  | 0 | 0 | 0 | 0 | 0 |  |  |  | 0 | 0 | 0 | 0 | 0 | 0 | 0 | 0 | 0 | 0 | 0 | 0 | 0 | 0 | 0 | 0 | 0 | 0 | 0 | 0 | 0
SCE Metro | Olinda | 230 | 0 | 0 | 0 | 0 | 0 |  |  |  | 0 | 0 | 0 | 0 | 0 | 0 |  | 0 | 0 | 0 | 0 | 0 |  |  |  | 0 | 0 | 0 | 0 | 0 | 0 | 0 | 0 | 0 | 0 | 0 | 0 | 0 | 0 | 0 | 0 | 0 | 0 | 0 | 0 | 0
PG&E FRESNO | Olive | 115 | 0 | 0 | 0 | 0 | 0 |  |  |  | 0 | 0 | 0 | 20 | 0 | 0 |  | 0 | 0 | 0 | 0 | 0 |  |  |  | 0 | 0 | 0 | 20 | 0 | 0 | 0 | 0 | 0 | 0 | 0 | 0 | 0 | 0 | 0 | 0 | 0 | 0 | 0 | 0 | 0
PG&E NGBA | Olivehurst | 115 | 0 | 0 | 0 | 0 | 0 |  |  |  | 0 | 0 | 0 | 0 | 0 | 0 |  | 0 | 0 | 0 | 0 | 0 |  |  |  | 0 | 0 | 0 | 0 | 0 | 0 | 0 | 0 | 0 | 0 | 0 | 0 | 0 | 0 | 0 | 0 | 0 | 0 | 0 | 0 | 0
PG&E NGBA | Oregon Trail | 60 | 0 | 0 | 0 | 0 | 0 |  |  |  | 0 | 0 | 0 | 0 | 0 | 0 |  | 0 | 0 | 0 | 0 | 0 |  |  |  | 0 | 0 | 0 | 0 | 0 | 0 | 0 | 0 | 0 | 0 | 0 | 0 | 0 | 0 | 0 | 0 | 0 | 0 | 0 | 0 | 0
SCE Northern | Ormond Beach | 230 | 0 | 0 | 0 | 0 | 0 |  |  |  | 0 | 0 | 0 | 0 | 0 | 0 |  | 0 | 0 | 0 | 0 | 0 |  |  |  | 0 | 0 | 0 | 0 | 0 | 0 | 0 | 0 | 0 | 0 | 0 | 0 | 0 | 0 | 0 | 0 | 0 | 0 | 0 | 0 | 0
PG&E FRESNO | Oro Loma | 115 | 0 | 0 | 0 | 0 | 0 |  |  |  | 0 | 0 | 0 | 0 | 0 | 0 |  | 0 | 0 | 0 | 0 | 0 |  |  |  | 0 | 0 | 0 | 0 | 0 | 0 | 0 | 0 | 0 | 0 | 0 | 0 | 0 | 0 | 0 | 0 | 0 | 0 | 0 | 0 | 0
PG&E FRESNO | Oro Loma | 70 | 0 | 0 | 0 | 0 | 0 |  |  |  | 5 | 0 | 0 | 0 | 0 | 0 |  | 0 | 0 | 0 | 0 | 0 |  |  |  | 5 | 0 | 0 | 0 | 0 | 0 | 0 | 0 | 0 | 0 | 0 | 0 | 0 | 0 | 0 | 0 | 0 | 0 | 0 | 0 | 0
PG&E FRESNO | Orosi | 70 | 0 | 0 | 0 | 0 | 0 |  |  |  | 0 | 0 | 0 | 0 | 0 | 0 |  | 0 | 0 | 0 | 0 | 0 |  |  |  | 0 | 0 | 0 | 0 | 0 | 0 | 0 | 0 | 0 | 0 | 0 | 0 | 0 | 0 | 0 | 0 | 0 | 0 | 0 | 0 | 0
SDGE | Otay | 69 | 0 | 0 | 0 | 0 | 0 |  |  |  | 0 | 0 | 0 | 49.7 | 0 | 0 |  | 0 | 0 | 0 | 0 | 0 |  |  |  | 0 | 0 | 0 | 49.7 | 0 | 0 | 0 | 0 | 0 | 0 | 0 | 0 | 0 | 0 | 0 | 0 | 0 | 0 | 0 | 0 | 0
SDGE | Otay Mesa | 230 | 0 | 0 | 0 | 0 | 0 |  |  |  | 0 | 0 | 0 | 65 | 0 | 0 |  | 0 | 0 | 0 | 0 | 0 |  |  |  | 0 | 0 | 0 | 0 | 0 | 0 | 0 | 0 | 0 | 0 | 0 | 0 | 0 | 0 | 0 | 0 | 0 | 65 | 0 | 0 | 1
PG&E FRESNO | Padre Flats SW STA | 230 | 0 | 0 | 0 | 0 | 0 |  |  |  | 0 | 0 | 0 | 0 | 0 | 0 |  | 0 | 0 | 0 | 0 | 0 |  |  |  | 0 | 0 | 0 | 0 | 0 | 0 | 0 | 0 | 0 | 0 | 0 | 0 | 0 | 0 | 0 | 0 | 0 | 0 | 0 | 0 | 0
SCE EOP | Pahrump | 138 | 0 | 0 | 0 | 0 | 0 |  |  |  | 0 | 0 | 0 | 0 | 0 | 0 |  | 0 | 0 | 0 | 0 | 0 |  |  |  | 0 | 0 | 0 | 0 | 0 | 0 | 0 | 0 | 0 | 0 | 0 | 0 | 0 | 0 | 0 | 0 | 0 | 0 | 0 | 0 | 0
SCE EOP | Pahrump | 230 | 0 | 0 | 0 | 0 | 0 |  |  |  | 0 | 0 | 0 | 0 | 0 | 0 |  | 0 | 0 | 0 | 0 | 0 |  |  |  | 0 | 0 | 0 | 0 | 0 | 0 | 0 | 0 | 0 | 0 | 0 | 0 | 0 | 0 | 0 | 0 | 0 | 0 | 0 | 0 | 0
SDGE | Pala | 69 | 0 | 0 | 0 | 0 | 0 |  |  |  | 0 | 0 | 0 | 0 | 0 | 0 |  | 0 | 0 | 0 | 0 | 0 |  |  |  | 0 | 0 | 0 | 0 | 0 | 0 | 0 | 0 | 0 | 0 | 0 | 0 | 0 | 0 | 0 | 0 | 0 | 0 | 0 | 0 | 0
PG&E NGBA | Palermo | 115 | 0 | 0 | 0 | 0 | 0 |  |  |  | 0 | 0 | 0 | 0 | 0 | 0 |  | 0 | 0 | 0 | 0 | 0 |  |  |  | 0 | 0 | 0 | 0 | 0 | 0 | 0 | 0 | 0 | 0 | 0 | 0 | 0 | 0 | 0 | 0 | 0 | 0 | 0 | 0 | 0
PG&E NGBA | Palermo | 230 | 0 | 0 | 0 | 0 | 0 |  |  |  | 0 | 0 | 0 | 0 | 0 | 0 |  | 0 | 0 | 0 | 0 | 0 |  |  |  | 0 | 0 | 0 | 0 | 0 | 0 | 0 | 0 | 0 | 0 | 0 | 0 | 0 | 0 | 0 | 0 | 0 | 0 | 0 | 0 | 0
SCE Eastern | Palo Verde | 500 | 0 | 0 | 0 | 0 | 285 |  |  |  | 0 | 0 | 0 | 0 | 0 | 0 |  | 0 | 0 | 0 | 0 | 0 |  |  |  | 0 | 0 | 0 | 0 | 0 | 0 | 0 | 0 | 0 | 0 | 285 | 0 | 0 | 0 | 0 | 0 | 0 | 0 | 0 | 0 | 1
SDGE | Palomar Energy | 230 | 0 | 0 | 0 | 0 | 0 |  |  |  | 0 | 0 | 0 | 0 | 0 | 0 |  | 0 | 0 | 0 | 0 | 0 |  |  |  | 0 | 0 | 0 | 0 | 0 | 0 | 0 | 0 | 0 | 0 | 0 | 0 | 0 | 0 | 0 | 0 | 0 | 0 | 0 | 0 | 0
PG&E KERN | Panama | 70 | 0 | 0 | 0 | 0 | 0 |  |  |  | 0 | 0 | 0 | 0 | 0 | 0 |  | 0 | 0 | 0 | 0 | 0 |  |  |  | 0 | 0 | 0 | 0 | 0 | 0 | 0 | 0 | 0 | 0 | 0 | 0 | 0 | 0 | 0 | 0 | 0 | 0 | 0 | 0 | 0
PG&E FRESNO | Panoche | 115 | 0 | 0 | 0 | 0 | 0 |  |  |  | 4.4 | 0 | 0 | 0 | 0 | 0 |  | 0 | 0 | 0 | 0 | 0 |  |  |  | 4.4 | 0 | 0 | 0 | 0 | 0 | 0 | 0 | 0 | 0 | 0 | 0 | 0 | 0 | 0 | 0 | 0 | 0 | 0 | 0 | 0
PG&E FRESNO | Panoche | 230 | 0 | 0 | 0 | 0 | 0 |  |  |  | 0 | 0 | 0 | 0 | 0 | 0 |  | 0 | 0 | 0 | 0 | 0 |  |  |  | 0 | 0 | 0 | 0 | 0 | 0 | 0 | 0 | 0 | 0 | 0 | 0 | 0 | 0 | 0 | 0 | 0 | 0 | 0 | 0 | 0
SCE Northern | Pardee | 230 | 0 | 0 | 0 | 0 | 0 |  |  |  | 0 | 0 | 0 | 15 | 0 | 0 |  | 0 | 0 | 0 | 0 | 0 |  |  |  | 0 | 0 | 0 | 15 | 0 | 0 | 0 | 0 | 0 | 0 | 0 | 0 | 0 | 0 | 0 | 0 | 0 | 0 | 0 | 0 | 0
PG&E NGBA | Parkway | 230 | 0 | 0 | 0 | 0 | 0 |  |  |  | 0 | 0 | 0 | 0 | 0 | 0 |  | 0 | 0 | 0 | 0 | 0 |  |  |  | 0 | 0 | 0 | 0 | 0 | 0 | 0 | 0 | 0 | 0 | 0 | 0 | 0 | 0 | 0 | 0 | 0 | 0 | 0 | 0 | 0
SCE Northern | Pastoria | 230 | 0 | 0 | 0 | 0 | 0 |  |  |  | 0 | 0 | 105 | 80 | 0 | 0 |  | 0 | 0 | 0 | 0 | 0 |  |  |  | 0 | 0 | 105 | 80 | 0 | 0 | 0 | 0 | 0 | 0 | 0 | 0 | 0 | 0 | 0 | 0 | 0 | 0 | 0 | 0 | 0
SCE Metro | Pauda | 230 | 0 | 0 | 0 | 0 | 0 |  |  |  | 0 | 0 | 0 | 0 | 0 | 0 |  | 0 | 0 | 0 | 0 | 0 |  |  |  | 0 | 0 | 0 | 0 | 0 | 0 | 0 | 0 | 0 | 0 | 0 | 0 | 0 | 0 | 0 | 0 | 0 | 0 | 0 | 0 | 0
PG&E GBA | Paul Sweet | 115 | 0 | 0 | 0 | 0 | 0 |  |  |  | 0 | 0 | 0 | 0 | 0 | 0 |  | 0 | 0 | 0 | 0 | 0 |  |  |  | 0 | 0 | 0 | 0 | 0 | 0 | 0 | 0 | 0 | 0 | 0 | 0 | 0 | 0 | 0 | 0 | 0 | 0 | 0 | 0 | 0
PG&E NGBA | Peabody | 230 | 0 | 0 | 0 | 0 | 0 |  |  |  | 0 | 0 | 0 | 0 | 0 | 0 |  | 0 | 0 | 0 | 0 | 0 |  |  |  | 0 | 0 | 0 | 0 | 0 | 0 | 0 | 0 | 0 | 0 | 0 | 0 | 0 | 0 | 0 | 0 | 0 | 0 | 0 | 0 | 0
PG&E NGBA | Pease | 115 | 0 | 0 | 0 | 0 | 0 |  |  |  | 0 | 0 | 0 | 0 | 0 | 0 |  | 0 | 0 | 0 | 0 | 0 |  |  |  | 0 | 0 | 0 | 0 | 0 | 0 | 0 | 0 | 0 | 0 | 0 | 0 | 0 | 0 | 0 | 0 | 0 | 0 | 0 | 0 | 0
PG&E NGBA | Pease | 60 | 0 | 0 | 0 | 0 | 0 |  |  |  | 0 | 0 | 0 | 0 | 0 | 0 |  | 0 | 0 | 0 | 0 | 0 |  |  |  | 0 | 0 | 0 | 0 | 0 | 0 | 0 | 0 | 0 | 0 | 0 | 0 | 0 | 0 | 0 | 0 | 0 | 0 | 0 | 0 | 0
SDGE | Penasquitos | 138 | 0 | 0 | 0 | 0 | 0 |  |  |  | 0 | 0 | 0 | 0 | 0 | 0 |  | 0 | 0 | 0 | 0 | 0 |  |  |  | 0 | 0 | 0 | 0 | 0 | 0 | 0 | 0 | 0 | 0 | 0 | 0 | 0 | 0 | 0 | 0 | 0 | 0 | 0 | 0 | 0
SDGE | Penasquitos | 230 | 0 | 0 | 0 | 0 | 0 |  |  |  | 0 | 0 | 0 | 0 | 0 | 0 |  | 0 | 0 | 0 | 0 | 0 |  |  |  | 0 | 0 | 0 | 0 | 0 | 0 | 0 | 0 | 0 | 0 | 0 | 0 | 0 | 0 | 0 | 0 | 0 | 0 | 0 | 0 | 0
SDGE | Penasquitos | 69 | 0 | 0 | 0 | 0 | 0 |  |  |  | 0 | 0 | 0 | 0 | 0 | 0 |  | 0 | 0 | 0 | 0 | 0 |  |  |  | 0 | 0 | 0 | 0 | 0 | 0 | 0 | 0 | 0 | 0 | 0 | 0 | 0 | 0 | 0 | 0 | 0 | 0 | 0 | 0 | 0
SDGE | Pendleton | 69 | 0 | 0 | 0 | 0 | 0 |  |  |  | 0 | 0 | 0 | 0 | 50 | 0 |  | 0 | 0 | 0 | 0 | 0 |  |  |  | 0 | 0 | 0 | 0 | 0 | 0 | 0 | 0 | 0 | 0 | 0 | 0 | 0 | 0 | 0 | 0 | 0 | 0 | 50 | 0 | 1
PG&E NGBA | Penngrove | 115 | 0 | 0 | 0 | 0 | 0 |  |  |  | 0 | 0 | 0 | 0 | 0 | 0 |  | 0 | 0 | 0 | 0 | 0 |  |  |  | 0 | 0 | 0 | 0 | 0 | 0 | 0 | 0 | 0 | 0 | 0 | 0 | 0 | 0 | 0 | 0 | 0 | 0 | 0 | 0 | 0
PG&E GBA | Peoria | 115 | 0 | 0 | 0 | 0 | 0 |  |  |  | 0 | 0 | 0 | 0 | 0 | 0 |  | 0 | 0 | 0 | 0 | 0 |  |  |  | 0 | 0 | 0 | 0 | 0 | 0 | 0 | 0 | 0 | 0 | 0 | 0 | 0 | 0 | 0 | 0 | 0 | 0 | 0 | 0 | 0
PG&E GBA | Piercy | 115 | 0 | 0 | 0 | 0 | 0 |  |  |  | 0 | 0 | 0 | 0 | 0 | 0 |  | 0 | 0 | 0 | 0 | 0 |  |  |  | 0 | 0 | 0 | 0 | 0 | 0 | 0 | 0 | 0 | 0 | 0 | 0 | 0 | 0 | 0 | 0 | 0 | 0 | 0 | 0 | 0
PG&E FRESNO | Pine Flat | 230 | 0 | 0 | 0 | 0 | 0 |  |  |  | 0 | 0 | 0 | 0 | 0 | 0 |  | 0 | 0 | 0 | 0 | 0 |  |  |  | 0 | 0 | 0 | 0 | 0 | 0 | 0 | 0 | 0 | 0 | 0 | 0 | 0 | 0 | 0 | 0 | 0 | 0 | 0 | 0 | 0
SCE NOL | Pisgah | 230 | 0 | 0 | 0 | 0 | 0 |  |  |  | 0 | 0 | 0 | 0 | 0 | 0 |  | 0 | 0 | 0 | 0 | 0 |  |  |  | 0 | 0 | 0 | 0 | 0 | 0 | 0 | 0 | 0 | 0 | 0 | 0 | 0 | 0 | 0 | 0 | 0 | 0 | 0 | 0 | 0
PG&E NGBA | Pit 1 | 230 | 0 | 0 | 0 | 0 | 0 |  |  |  | 0 | 0 | 0 | 0 | 0 | 0 |  | 0 | 0 | 0 | 0 | 0 |  |  |  | 0 | 0 | 0 | 0 | 0 | 0 | 0 | 0 | 0 | 0 | 0 | 0 | 0 | 0 | 0 | 0 | 0 | 0 | 0 | 0 | 0
PG&E NGBA | Pit 1 | 60 | 0 | 0 | 0 | 0 | 0 |  |  |  | 0 | 0 | 0 | 0 | 0 | 0 |  | 0 | 0 | 0 | 0 | 0 |  |  |  | 0 | 0 | 0 | 0 | 0 | 0 | 0 | 0 | 0 | 0 | 0 | 0 | 0 | 0 | 0 | 0 | 0 | 0 | 0 | 0 | 0
PG&E NGBA | Pit 3 | 230 | 0 | 0 | 0 | 0 | 0 |  |  |  | 0 | 0 | 0 | 0 | 0 | 0 |  | 0 | 0 | 0 | 0 | 0 |  |  |  | 0 | 0 | 0 | 0 | 0 | 0 | 0 | 0 | 0 | 0 | 0 | 0 | 0 | 0 | 0 | 0 | 0 | 0 | 0 | 0 | 0
PG&E NGBA | Pit 4 | 230 | 0 | 0 | 0 | 0 | 0 |  |  |  | 0 | 0 | 0 | 0 | 0 | 0 |  | 0 | 0 | 0 | 0 | 0 |  |  |  | 0 | 0 | 0 | 0 | 0 | 0 | 0 | 0 | 0 | 0 | 0 | 0 | 0 | 0 | 0 | 0 | 0 | 0 | 0 | 0 | 0
PG&E GBA | Pittsburg | 115 | 0 | 0 | 0 | 0 | 0 |  |  |  | 0 | 0 | 0 | 0 | 0 | 0 |  | 0 | 0 | 0 | 0 | 0 |  |  |  | 0 | 0 | 0 | 0 | 0 | 0 | 0 | 0 | 0 | 0 | 0 | 0 | 0 | 0 | 0 | 0 | 0 | 0 | 0 | 0 | 0
PG&E GBA | Pittsburg | 230 | 0 | 0 | 0 | 0 | 0 |  |  |  | 0 | 0 | 0 | 0 | 0 | 0 |  | 0 | 0 | 0 | 0 | 0 |  |  |  | 0 | 0 | 0 | 0 | 0 | 0 | 0 | 0 | 0 | 0 | 0 | 0 | 0 | 0 | 0 | 0 | 0 | 0 | 0 | 0 | 0
PG&E NGBA | Pleasant Grove | 115 | 0 | 0 | 0 | 0 | 0 |  |  |  | 0 | 0 | 0 | 0 | 0 | 0 |  | 0 | 0 | 0 | 0 | 0 |  |  |  | 0 | 0 | 0 | 0 | 0 | 0 | 0 | 0 | 0 | 0 | 0 | 0 | 0 | 0 | 0 | 0 | 0 | 0 | 0 | 0 | 0
PG&E NGBA | POE | 230 | 0 | 0 | 0 | 0 | 0 |  |  |  | 0 | 0 | 0 | 0 | 0 | 0 |  | 0 | 0 | 0 | 0 | 0 |  |  |  | 0 | 0 | 0 | 0 | 0 | 0 | 0 | 0 | 0 | 0 | 0 | 0 | 0 | 0 | 0 | 0 | 0 | 0 | 0 | 0 | 0
SDGE | Point Loma | 69 | 0 | 0 | 0 | 0 | 0 |  |  |  | 0 | 0 | 0 | 0 | 0 | 0 |  | 0 | 0 | 0 | 0 | 0 |  |  |  | 0 | 0 | 0 | 0 | 0 | 0 | 0 | 0 | 0 | 0 | 0 | 0 | 0 | 0 | 0 | 0 | 0 | 0 | 0 | 0 | 0
SDGE | Pomerado | 69 | 0 | 0 | 0 | 0 | 0 |  |  |  | 0 | 0 | 0 | 100 | 0 | 0 |  | 0 | 0 | 0 | 0 | 0 |  |  |  | 0 | 0 | 0 | 100 | 0 | 0 | 0 | 0 | 0 | 0 | 0 | 0 | 0 | 0 | 0 | 0 | 0 | 0 | 0 | 0 | 0
PG&E KERN | Poso Mountain | 115 | 0 | 0 | 0 | 0 | 0 |  |  |  | 0 | 0 | 0 | 0 | 0 | 0 |  | 0 | 0 | 0 | 0 | 0 |  |  |  | 0 | 0 | 0 | 0 | 0 | 0 | 0 | 0 | 0 | 0 | 0 | 0 | 0 | 0 | 0 | 0 | 0 | 0 | 0 | 0 | 0
SCE EOP | Primm | 230 | 0 | 0 | 0 | 0 | 0 |  |  |  | 0 | 0 | 0 | 200 | 0 | 0 |  | 0 | 0 | 0 | 0 | 0 |  |  |  | 0 | 0 | 0 | 200 | 0 | 0 | 0 | 0 | 0 | 0 | 0 | 0 | 0 | 0 | 0 | 0 | 0 | 0 | 0 | 0 | 0
PG&E NGBA | Putah Creek | 115 | 0 | 0 | 0 | 0 | 0 |  |  |  | 0 | 0 | 0 | 0 | 0 | 0 |  | 0 | 0 | 0 | 0 | 0 |  |  |  | 0 | 0 | 0 | 0 | 0 | 0 | 0 | 0 | 0 | 0 | 0 | 0 | 0 | 0 | 0 | 0 | 0 | 0 | 0 | 0 | 0
SDGE | Q1806 | 138 | 0 | 0 | 0 | 0 | 0 |  |  |  | 0 | 0 | 0 | 0 | 0 | 0 |  | 0 | 0 | 0 | 0 | 0 |  |  |  | 0 | 0 | 0 | 0 | 0 | 0 | 0 | 0 | 0 | 0 | 0 | 0 | 0 | 0 | 0 | 0 | 0 | 0 | 0 | 0 | 0
PG&E FRESNO | Quinto | 230 | 0 | 0 | 0 | 0 | 0 |  |  |  | 0 | 0 | 0 | 0 | 0 | 0 |  | 0 | 0 | 0 | 0 | 0 |  |  |  | 0 | 0 | 0 | 0 | 0 | 0 | 0 | 0 | 0 | 0 | 0 | 0 | 0 | 0 | 0 | 0 | 0 | 0 | 0 | 0 | 0
PG&E GBA | Race Track | 115 | 0 | 0 | 0 | 0 | 0 |  |  |  | 0 | 0 | 0 | 0 | 0 | 0 |  | 0 | 0 | 0 | 0 | 0 |  |  |  | 0 | 0 | 0 | 0 | 0 | 0 | 0 | 0 | 0 | 0 | 0 | 0 | 0 | 0 | 0 | 0 | 0 | 0 | 0 | 0 | 0
SDGE | Rancho Mission Viejo | 138 | 0 | 0 | 0 | 0 | 0 |  |  |  | 0 | 0 | 0 | 0 | 0 | 0 |  | 0 | 0 | 0 | 0 | 0 |  |  |  | 0 | 0 | 0 | 0 | 0 | 0 | 0 | 0 | 0 | 0 | 0 | 0 | 0 | 0 | 0 | 0 | 0 | 0 | 0 | 0 | 0
PG&E GBA | Rancho Seco | 230 | 0 | 0 | 0 | 0 | 0 |  |  |  | 0 | 0 | 0 | 0 | 0 | 0 |  | 0 | 0 | 0 | 0 | 0 |  |  |  | 0 | 0 | 0 | 0 | 0 | 0 | 0 | 0 | 0 | 0 | 0 | 0 | 0 | 0 | 0 | 0 | 0 | 0 | 0 | 0 | 0
SCE Metro | Rancho Vista | 230 | 0 | 0 | 0 | 0 | 0 |  |  |  | 0 | 0 | 0 | 0 | 0 | 0 |  | 0 | 0 | 0 | 0 | 0 |  |  |  | 0 | 0 | 0 | 0 | 0 | 0 | 0 | 0 | 0 | 0 | 0 | 0 | 0 | 0 | 0 | 0 | 0 | 0 | 0 | 0 | 0
SCE Metro | Rancho Vista | 500 | 0 | 0 | 0 | 0 | 0 |  |  |  | 0 | 0 | 0 | 0 | 0 | 0 |  | 0 | 0 | 0 | 0 | 0 |  |  |  | 0 | 0 | 0 | 0 | 0 | 0 | 0 | 0 | 0 | 0 | 0 | 0 | 0 | 0 | 0 | 0 | 0 | 0 | 0 | 0 | 0
SCE NOL | Ransburg | 115 | 0 | 0 | 0 | 0 | 0 |  |  |  | 0 | 0 | 0 | 0 | 0 | 0 |  | 0 | 0 | 0 | 0 | 0 |  |  |  | 0 | 0 | 0 | 0 | 0 | 0 | 0 | 0 | 0 | 0 | 0 | 0 | 0 | 0 | 0 | 0 | 0 | 0 | 0 | 0 | 0
PG&E GBA | Ravenswood | 115 | 0 | 0 | 0 | 0 | 0 |  |  |  | 0 | 0 | 0 | 0 | 0 | 0 |  | 0 | 0 | 0 | 0 | 0 |  |  |  | 0 | 0 | 0 | 0 | 0 | 0 | 0 | 0 | 0 | 0 | 0 | 0 | 0 | 0 | 0 | 0 | 0 | 0 | 0 | 0 | 0
PG&E GBA | Ravenswood | 230 | 0 | 0 | 0 | 0 | 0 |  |  |  | 0 | 0 | 0 | 0 | 0 | 0 |  | 0 | 0 | 0 | 0 | 0 |  |  |  | 0 | 0 | 0 | 0 | 0 | 0 | 0 | 0 | 0 | 0 | 0 | 0 | 0 | 0 | 0 | 0 | 0 | 0 | 0 | 0 | 0
SCE Northern | Rector | 230 | 0 | 0 | 0 | 0 | 0 |  |  |  | 12 | 0 | 0 | 0 | 0 | 0 |  | 0 | 0 | 0 | 0 | 0 |  |  |  | 12 | 0 | 0 | 0 | 0 | 0 | 0 | 0 | 0 | 0 | 0 | 0 | 0 | 0 | 0 | 0 | 0 | 0 | 0 | 0 | 0
SCE Eastern | Red Bluff | 230 | 0 | 0 | 0 | 0 | 0 |  |  |  | 0 | 0 | 0 | 0 | 0 | 0 |  | 0 | 0 | 0 | 0 | 0 |  |  |  | 0 | 0 | 0 | 0 | 0 | 0 | 0 | 0 | 0 | 0 | 0 | 0 | 0 | 0 | 0 | 0 | 0 | 0 | 0 | 0 | 0
SCE Eastern | Red Bluff | 500 | 0 | 0 | 0 | 0 | 0 |  |  |  | 0 | 175 | 0 | 100 | 0 | 0 |  | 0 | 0 | 0 | 0 | 0 |  |  |  | 0 | 175 | 0 | 100 | 0 | 0 | 0 | 0 | 0 | 0 | 0 | 0 | 0 | 0 | 0 | 0 | 0 | 0 | 0 | 0 | 0
PG&E NGBA | Redbud | 115 | 0 | 0 | 0 | 0 | 0 |  |  |  | 0 | 0 | 0 | 0 | 0 | 0 |  | 0 | 0 | 0 | 0 | 0 |  |  |  | 0 | 0 | 0 | 0 | 0 | 0 | 0 | 0 | 0 | 0 | 0 | 0 | 0 | 0 | 0 | 0 | 0 | 0 | 0 | 0 | 0
SCE Metro | Redondo | 230 | 0 | 0 | 0 | 0 | 0 |  |  |  | 0 | 0 | 0 | 0 | 0 | 0 |  | 0 | 0 | 0 | 0 | 0 |  |  |  | 0 | 0 | 0 | 0 | 0 | 0 | 0 | 0 | 0 | 0 | 0 | 0 | 0 | 0 | 0 | 0 | 0 | 0 | 0 | 0 | 0
PG&E FRESNO | Reedley | 115 | 0 | 0 | 0 | 0 | 0 |  |  |  | 0 | 0 | 0 | 0 | 0 | 0 |  | 0 | 0 | 0 | 0 | 0 |  |  |  | 0 | 0 | 0 | 0 | 0 | 0 | 0 | 0 | 0 | 0 | 0 | 0 | 0 | 0 | 0 | 0 | 0 | 0 | 0 | 0 | 0
PG&E KERN | Renfro | 115 | 0 | 0 | 0 | 0 | 0 |  |  |  | 0 | 0 | 0 | 0 | 0 | 0 |  | 0 | 0 | 0 | 0 | 0 |  |  |  | 0 | 0 | 0 | 0 | 0 | 0 | 0 | 0 | 0 | 0 | 0 | 0 | 0 | 0 | 0 | 0 | 0 | 0 | 0 | 0 | 0
PG&E GBA | Richmond R | 115 | 0 | 0 | 0 | 0 | 0 |  |  |  | 0 | 0 | 0 | 0 | 0 | 0 |  | 0 | 0 | 0 | 0 | 0 |  |  |  | 0 | 0 | 0 | 0 | 0 | 0 | 0 | 0 | 0 | 0 | 0 | 0 | 0 | 0 | 0 | 0 | 0 | 0 | 0 | 0 | 0
PG&E NGBA | Rincon | 115 | 0 | 0 | 0 | 0 | 0 |  |  |  | 0 | 0 | 0 | 0 | 0 | 0 |  | 0 | 0 | 0 | 0 | 0 |  |  |  | 0 | 0 | 0 | 0 | 0 | 0 | 0 | 0 | 0 | 0 | 0 | 0 | 0 | 0 | 0 | 0 | 0 | 0 | 0 | 0 | 0
PG&E KERN | Rio Bravo | 115 | 0 | 0 | 0 | 0 | 0 |  |  |  | 0 | 0 | 0 | 0 | 0 | 0 |  | 0 | 0 | 0 | 0 | 0 |  |  |  | 0 | 0 | 0 | 0 | 0 | 0 | 0 | 0 | 0 | 0 | 0 | 0 | 0 | 0 | 0 | 0 | 0 | 0 | 0 | 0 | 0
SCE Metro | Rio Hondo | 230 | 0 | 0 | 0 | 0 | 0 |  |  |  | 0 | 0 | 0 | 265 | 10 | 0 |  | 0 | 0 | 0 | 0 | 0 |  |  |  | 0 | 0 | 0 | 265 | 0 | 0 | 0 | 0 | 0 | 0 | 0 | 0 | 0 | 0 | 0 | 0 | 0 | 0 | 10 | 0 | 1
PG&E NGBA | Rio Oso | 115 | 0 | 0 | 0 | 0 | 0 |  |  |  | 0 | 0 | 0 | 0 | 0 | 0 |  | 0 | 0 | 0 | 0 | 0 |  |  |  | 0 | 0 | 0 | 0 | 0 | 0 | 0 | 0 | 0 | 0 | 0 | 0 | 0 | 0 | 0 | 0 | 0 | 0 | 0 | 0 | 0
PG&E NGBA | Rio Oso | 230 | 0 | 0 | 0 | 0 | 0 |  |  |  | 0 | 0 | 0 | 0 | 0 | 0 |  | 0 | 0 | 0 | 0 | 0 |  |  |  | 0 | 0 | 0 | 0 | 0 | 0 | 0 | 0 | 0 | 0 | 0 | 0 | 0 | 0 | 0 | 0 | 0 | 0 | 0 | 0 | 0
PG&E GBA | Ripon | 115 | 0 | 0 | 0 | 0 | 0 |  |  |  | 2.6 | 0 | 0 | 99 | 0 | 0 |  | 0 | 0 | 0 | 0 | 0 |  |  |  | 2.6 | 0 | 0 | 99 | 0 | 0 | 0 | 0 | 0 | 0 | 0 | 0 | 0 | 0 | 0 | 0 | 0 | 0 | 0 | 0 | 0
PG&E GBA | Riverbank | 115 | 0 | 0 | 0 | 0 | 0 |  |  |  | 0 | 0 | 0 | 0 | 0 | 0 |  | 0 | 0 | 0 | 0 | 0 |  |  |  | 0 | 0 | 0 | 0 | 0 | 0 | 0 | 0 | 0 | 0 | 0 | 0 | 0 | 0 | 0 | 0 | 0 | 0 | 0 | 0 | 0
SCE NOL | Roadway | 115 | 0 | 0 | 0 | 0 | 0 |  |  |  | 0 | 0 | 0 | 0 | 0 | 0 |  | 0 | 0 | 0 | 0 | 0 |  |  |  | 0 | 0 | 0 | 0 | 0 | 0 | 0 | 0 | 0 | 0 | 0 | 0 | 0 | 0 | 0 | 0 | 0 | 0 | 0 | 0 | 0
PG&E NGBA | Rock Creek 1 | 230 | 0 | 0 | 0 | 0 | 0 |  |  |  | 0 | 0 | 0 | 0 | 0 | 0 |  | 0 | 0 | 0 | 0 | 0 |  |  |  | 0 | 0 | 0 | 0 | 0 | 0 | 0 | 0 | 0 | 0 | 0 | 0 | 0 | 0 | 0 | 0 | 0 | 0 | 0 | 0 | 0
SCE Northern | Rosamond | 66 | 0 | 0 | 0 | 0 | 0 |  |  |  | 0 | 0 | 0 | 0 | 0 | 0 |  | 0 | 0 | 0 | 0 | 0 |  |  |  | 0 | 0 | 0 | 0 | 0 | 0 | 0 | 0 | 0 | 0 | 0 | 0 | 0 | 0 | 0 | 0 | 0 | 0 | 0 | 0 | 0
PG&E GBA | Rossmoor | 230 | 0 | 0 | 0 | 0 | 0 |  |  |  | 0 | 0 | 0 | 0 | 0 | 0 |  | 0 | 0 | 0 | 0 | 0 |  |  |  | 0 | 0 | 0 | 0 | 0 | 0 | 0 | 0 | 0 | 0 | 0 | 0 | 0 | 0 | 0 | 0 | 0 | 0 | 0 | 0 | 0
PG&E NGBA | Round Mountain | 230 | 0 | 0 | 0 | 0 | 0 |  |  |  | 0 | 0 | 0 | 0 | 0 | 0 |  | 0 | 0 | 0 | 0 | 0 |  |  |  | 0 | 0 | 0 | 0 | 0 | 0 | 0 | 0 | 0 | 0 | 0 | 0 | 0 | 0 | 0 | 0 | 0 | 0 | 0 | 0 | 0
PG&E NGBA | Round Mountain | 500 | 0 | 0 | 0 | 0 | 0 |  |  |  | 0 | 0 | 0 | 0 | 0 | 0 |  | 0 | 0 | 0 | 0 | 0 |  |  |  | 0 | 0 | 0 | 0 | 0 | 0 | 0 | 0 | 0 | 0 | 0 | 0 | 0 | 0 | 0 | 0 | 0 | 0 | 0 | 0 | 0
PG&E GBA | Salado | 115 | 0 | 0 | 0 | 0 | 0 |  |  |  | 0 | 0 | 0 | 0 | 0 | 0 |  | 0 | 0 | 0 | 0 | 0 |  |  |  | 0 | 0 | 0 | 0 | 0 | 0 | 0 | 0 | 0 | 0 | 0 | 0 | 0 | 0 | 0 | 0 | 0 | 0 | 0 | 0 | 0
PG&E GBA | Salado | 60 | 0 | 0 | 0 | 0 | 0 |  |  |  | 0 | 0 | 0 | 0 | 0 | 0 |  | 0 | 0 | 0 | 0 | 0 |  |  |  | 0 | 0 | 0 | 0 | 0 | 0 | 0 | 0 | 0 | 0 | 0 | 0 | 0 | 0 | 0 | 0 | 0 | 0 | 0 | 0 | 0
PG&E GBA | Salinas | 115 | 0 | 0 | 0 | 0 | 0 |  |  |  | 0 | 0 | 0 | 0 | 0 | 0 |  | 0 | 0 | 0 | 0 | 0 |  |  |  | 0 | 0 | 0 | 0 | 16 | 0 | 0 | 0 | 0 | 0 | 0 | 0 | 0 | 0 | 0 | 0 | 0 | 0 | -16 | 0 | 1
SDGE | Salt Creek | 69 | 0 | 0 | 0 | 0 | 0 |  |  |  | 0 | 0 | 0 | 0 | 0 | 0 |  | 0 | 0 | 0 | 0 | 0 |  |  |  | 0 | 0 | 0 | 0 | 0 | 0 | 0 | 0 | 0 | 0 | 0 | 0 | 0 | 0 | 0 | 0 | 0 | 0 | 0 | 0 | 0
SCE Eastern | San Bernardino | 230 | 0 | 0 | 0 | 0 | 0 |  |  |  | 0 | 0 | 0 | 0 | 0 | 0 |  | 0 | 0 | 0 | 0 | 0 |  |  |  | 0 | 0 | 0 | 0 | 0 | 0 | 0 | 0 | 0 | 0 | 0 | 0 | 0 | 0 | 0 | 0 | 0 | 0 | 0 | 0 | 0
PG&E GBA | SAN FRAN A (POTRERO PP) | 115 | 0 | 0 | 0 | 0 | 0 |  |  |  | 0 | 0 | 0 | 0 | 0 | 0 |  | 0 | 0 | 0 | 0 | 0 |  |  |  | 0 | 0 | 0 | 0 | 0 | 0 | 0 | 0 | 0 | 0 | 0 | 0 | 0 | 0 | 0 | 0 | 0 | 0 | 0 | 0 | 0
PG&E GBA | SAN FRAN A (POTRERO PP) | 230 | 0 | 0 | 0 | 0 | 0 |  |  |  | 0 | 0 | 0 | 0 | 0 | 0 |  | 0 | 0 | 0 | 0 | 0 |  |  |  | 0 | 0 | 0 | 0 | 0 | 0 | 0 | 0 | 0 | 0 | 0 | 0 | 0 | 0 | 0 | 0 | 0 | 0 | 0 | 0 | 0
PG&E GBA | San Jose A | 115 | 0 | 0 | 0 | 0 | 0 |  |  |  | 0 | 0 | 0 | 0 | 0 | 0 |  | 0 | 0 | 0 | 0 | 0 |  |  |  | 0 | 0 | 0 | 0 | 0 | 0 | 0 | 0 | 0 | 0 | 0 | 0 | 0 | 0 | 0 | 0 | 0 | 0 | 0 | 0 | 0
PG&E GBA | San Jose B | 115 | 0 | 0 | 0 | 0 | 0 |  |  |  | 0 | 0 | 0 | 0 | 0 | 0 |  | 0 | 0 | 0 | 0 | 0 |  |  |  | 0 | 0 | 0 | 0 | 0 | 0 | 0 | 0 | 0 | 0 | 0 | 0 | 0 | 0 | 0 | 0 | 0 | 0 | 0 | 0 | 0
PG&E GBA | San Leandro U | 115 | 0 | 0 | 0 | 0 | 0 |  |  |  | 0 | 0 | 0 | 0 | 0 | 0 |  | 0 | 0 | 0 | 0 | 0 |  |  |  | 0 | 0 | 0 | 0 | 0 | 0 | 0 | 0 | 0 | 0 | 0 | 0 | 0 | 0 | 0 | 0 | 0 | 0 | 0 | 0 | 0
PG&E KERN | San Luis Obispo | 115 | 0 | 0 | 0 | 0 | 0 |  |  |  | 0 | 0 | 0 | 0 | 0 | 0 |  | 0 | 0 | 0 | 0 | 0 |  |  |  | 0 | 0 | 0 | 0 | 0 | 0 | 0 | 0 | 0 | 0 | 0 | 0 | 0 | 0 | 0 | 0 | 0 | 0 | 0 | 0 | 0
PG&E KERN | San Luis Obispo | 70 | 0 | 0 | 0 | 0 | 0 |  |  |  | 0 | 0 | 0 | 0 | 0 | 0 |  | 0 | 0 | 0 | 0 | 0 |  |  |  | 0 | 0 | 0 | 0 | 0 | 0 | 0 | 0 | 0 | 0 | 0 | 0 | 0 | 0 | 0 | 0 | 0 | 0 | 0 | 0 | 0
SDGE | San Luis Rey | 230 | 0 | 0 | 0 | 0 | 0 |  |  |  | 0 | 0 | 0 | 0 | 0 | 0 |  | 0 | 0 | 0 | 0 | 0 |  |  |  | 0 | 0 | 0 | 0 | 0 | 0 | 0 | 0 | 0 | 0 | 0 | 0 | 0 | 0 | 0 | 0 | 0 | 0 | 0 | 0 | 0
SDGE | San Luis Rey | 69 | 0 | 0 | 0 | 0 | 0 |  |  |  | 0 | 0 | 0 | 0 | 0 | 0 |  | 0 | 0 | 0 | 0 | 0 |  |  |  | 0 | 0 | 0 | 0 | 0 | 0 | 0 | 0 | 0 | 0 | 0 | 0 | 0 | 0 | 0 | 0 | 0 | 0 | 0 | 0 | 0
SDGE | San Marcos | 69 | 0 | 0 | 0 | 0 | 0 |  |  |  | 0 | 0 | 0 | 0 | 0 | 0 |  | 0 | 0 | 0 | 0 | 0 |  |  |  | 0 | 0 | 0 | 0 | 0 | 0 | 0 | 0 | 0 | 0 | 0 | 0 | 0 | 0 | 0 | 0 | 0 | 0 | 0 | 0 | 0
SCE Metro | San Onofre | 230 | 0 | 0 | 0 | 0 | 0 |  |  |  | 0 | 0 | 0 | 0 | 0 | 0 |  | 0 | 0 | 0 | 0 | 0 |  |  |  | 0 | 0 | 0 | 0 | 0 | 0 | 0 | 0 | 0 | 0 | 0 | 0 | 0 | 0 | 0 | 0 | 0 | 0 | 0 | 0 | 0
PG&E GBA | San Pablo | 115 | 0 | 0 | 0 | 0 | 0 |  |  |  | 0 | 0 | 0 | 0 | 0 | 0 |  | 0 | 0 | 0 | 0 | 0 |  |  |  | 0 | 0 | 0 | 0 | 0 | 0 | 0 | 0 | 0 | 0 | 0 | 0 | 0 | 0 | 0 | 0 | 0 | 0 | 0 | 0 | 0
PG&E GBA | San Ramon | 230 | 0 | 0 | 0 | 0 | 0 |  |  |  | 0 | 0 | 0 | 0 | 0 | 0 |  | 0 | 0 | 0 | 0 | 0 |  |  |  | 0 | 0 | 0 | 0 | 0 | 0 | 0 | 0 | 0 | 0 | 0 | 0 | 0 | 0 | 0 | 0 | 0 | 0 | 0 | 0 | 0
SDGE | San Ysidro | 69 | 0 | 0 | 0 | 0 | 0 |  |  |  | 0 | 0 | 0 | 0 | 0 | 0 |  | 0 | 0 | 0 | 0 | 0 |  |  |  | 0 | 0 | 0 | 0 | 0 | 0 | 0 | 0 | 0 | 0 | 0 | 0 | 0 | 0 | 0 | 0 | 0 | 0 | 0 | 0 | 0
SCE NOL | Sandlot | 230 | 0 | 0 | 0 | 0 | 0 |  |  |  | 0 | 0 | 0 | 0 | 0 | 0 |  | 0 | 0 | 0 | 0 | 0 |  |  |  | 0 | 0 | 0 | 0 | 0 | 0 | 0 | 0 | 0 | 0 | 0 | 0 | 0 | 0 | 0 | 0 | 0 | 0 | 0 | 0 | 0
SCE EOP | Sandy | 138 | 0 | 0 | 0 | 0 | 0 |  |  |  | 0 | 0 | 0 | 0 | 0 | 0 |  | 0 | 0 | 0 | 0 | 0 |  |  |  | 0 | 0 | 0 | 0 | 0 | 0 | 0 | 0 | 0 | 0 | 0 | 0 | 0 | 0 | 0 | 0 | 0 | 0 | 0 | 0 | 0
PG&E FRESNO | Sanger | 115 | 0 | 0 | 0 | 0 | 0 |  |  |  | 0 | 0 | 0 | 0 | 0 | 0 |  | 0 | 0 | 0 | 0 | 0 |  |  |  | 0 | 0 | 0 | 0 | 0 | 0 | 0 | 0 | 0 | 0 | 0 | 0 | 0 | 0 | 0 | 0 | 0 | 0 | 0 | 0 | 0
SCE Northern | Santa Clara | 230 | 0 | 0 | 0 | 0 | 0 |  |  |  | 0 | 0 | 0 | 0 | 0 | 0 |  | 0 | 0 | 0 | 0 | 0 |  |  |  | 0 | 0 | 0 | 15 | 0 | 0 | 0 | 0 | 0 | 0 | 0 | 0 | 0 | 0 | 0 | 0 | 0 | -15 | 0 | 0 | 1
PG&E NGBA | Santa Rosa A | 115 | 0 | 0 | 0 | 0 | 0 |  |  |  | 0 | 0 | 0 | 0 | 0 | 0 |  | 0 | 0 | 0 | 0 | 0 |  |  |  | 0 | 0 | 0 | 0 | 0 | 0 | 0 | 0 | 0 | 0 | 0 | 0 | 0 | 0 | 0 | 0 | 0 | 0 | 0 | 0 | 0
PG&E GBA | Santa Teresa | 115 | 0 | 0 | 0 | 0 | 0 |  |  |  | 0 | 0 | 0 | 0 | 0 | 0 |  | 0 | 0 | 0 | 0 | 0 |  |  |  | 0 | 0 | 0 | 0 | 0 | 0 | 0 | 0 | 0 | 0 | 0 | 0 | 0 | 0 | 0 | 0 | 0 | 0 | 0 | 0 | 0
SDGE | Santee | 138 | 0 | 0 | 0 | 0 | 0 |  |  |  | 0 | 0 | 0 | 10 | 0 | 0 |  | 0 | 0 | 0 | 0 | 0 |  |  |  | 0 | 0 | 0 | 0 | 0 | 0 | 0 | 0 | 0 | 0 | 0 | 0 | 0 | 0 | 0 | 0 | 0 | 10 | 0 | 0 | 1
SCE Metro | Santiago | 230 | 0 | 0 | 0 | 0 | 0 |  |  |  | 0 | 0 | 0 | 0 | 0 | 0 |  | 0 | 0 | 0 | 0 | 0 |  |  |  | 0 | 0 | 0 | 0 | 0 | 0 | 0 | 0 | 0 | 0 | 0 | 0 | 0 | 0 | 0 | 0 | 0 | 0 | 0 | 0 | 0
PG&E GBA | Saratoga | 230 | 0 | 0 | 0 | 0 | 0 |  |  |  | 0 | 0 | 0 | 0 | 0 | 0 |  | 0 | 0 | 0 | 0 | 0 |  |  |  | 0 | 0 | 0 | 0 | 0 | 0 | 0 | 0 | 0 | 0 | 0 | 0 | 0 | 0 | 0 | 0 | 0 | 0 | 0 | 0 | 0
SCE Northern | Saugus | 230 | 0 | 0 | 0 | 0 | 0 |  |  |  | 0 | 0 | 0 | 0 | 0 | 0 |  | 0 | 0 | 0 | 0 | 0 |  |  |  | 0 | 0 | 0 | 0 | 0 | 0 | 0 | 0 | 0 | 0 | 0 | 0 | 0 | 0 | 0 | 0 | 0 | 0 | 0 | 0 | 0
PG&E FRESNO | Schindler | 115 | 0 | 0 | 0 | 0 | 0 |  |  |  | 0 | 0 | 0 | 0 | 0 | 0 |  | 0 | 0 | 0 | 0 | 0 |  |  |  | 0 | 0 | 0 | 0 | 0 | 0 | 0 | 0 | 0 | 0 | 0 | 0 | 0 | 0 | 0 | 0 | 0 | 0 | 0 | 0 | 0
PG&E FRESNO | Schindler | 70 | 0 | 0 | 0 | 0 | 0 |  |  |  | 0 | 0 | 0 | 0 | 0 | 0 |  | 0 | 0 | 0 | 0 | 0 |  |  |  | 0 | 0 | 0 | 0 | 0 | 0 | 0 | 0 | 0 | 0 | 0 | 0 | 0 | 0 | 0 | 0 | 0 | 0 | 0 | 0 | 0
PG&E GBA | Schulte | 115 | 0 | 0 | 0 | 0 | 0 |  |  |  | 0 | 0 | 0 | 13.3 | 0 | 0 |  | 0 | 0 | 0 | 0 | 0 |  |  |  | 0 | 0 | 0 | 13.3 | 0 | 0 | 0 | 0 | 0 | 0 | 0 | 0 | 0 | 0 | 0 | 0 | 0 | 0 | 0 | 0 | 0
SDGE | Scripps | 69 | 0 | 0 | 0 | 0 | 0 |  |  |  | 0 | 0 | 0 | 0 | 0 | 0 |  | 0 | 0 | 0 | 0 | 0 |  |  |  | 0 | 0 | 0 | 0 | 0 | 0 | 0 | 0 | 0 | 0 | 0 | 0 | 0 | 0 | 0 | 0 | 0 | 0 | 0 | 0 | 0
PG&E KERN | Semitropic | 115 | 0 | 0 | 0 | 0 | 0 |  |  |  | 4.66 | 0 | 0 | 0 | 0 | 0 |  | 0 | 0 | 0 | 0 | 0 |  |  |  | 4.66 | 0 | 0 | 0 | 0 | 0 | 0 | 0 | 0 | 0 | 0 | 0 | 0 | 0 | 0 | 0 | 0 | 0 | 0 | 0 | 0
SCE Metro | Serrano | 230 | 0 | 0 | 0 | 0 | 0 |  |  |  | 0 | 0 | 0 | 0 | 0 | 0 |  | 0 | 0 | 0 | 0 | 0 |  |  |  | 0 | 0 | 0 | 0 | 0 | 0 | 0 | 0 | 0 | 0 | 0 | 0 | 0 | 0 | 0 | 0 | 0 | 0 | 0 | 0 | 0
SCE Metro | Serrano | 500 | 0 | 0 | 0 | 0 | 0 |  |  |  | 0 | 0 | 0 | 0 | 0 | 0 |  | 0 | 0 | 0 | 0 | 0 |  |  |  | 0 | 0 | 0 | 0 | 0 | 0 | 0 | 0 | 0 | 0 | 0 | 0 | 0 | 0 | 0 | 0 | 0 | 0 | 0 | 0 | 0
SDGE | Shadowridge | 138 | 0 | 0 | 0 | 0 | 0 |  |  |  | 0 | 0 | 0 | 0 | 0 | 0 |  | 0 | 0 | 0 | 0 | 0 |  |  |  | 0 | 0 | 0 | 0 | 0 | 0 | 0 | 0 | 0 | 0 | 0 | 0 | 0 | 0 | 0 | 0 | 0 | 0 | 0 | 0 | 0
PG&E KERN | Shafter | 115 | 0 | 0 | 0 | 0 | 0 |  |  |  | 2.25 | 0 | 0 | 0 | 0 | 0 |  | 0 | 0 | 0 | 0 | 0 |  |  |  | 2.25 | 0 | 0 | 0 | 0 | 0 | 0 | 0 | 0 | 0 | 0 | 0 | 0 | 0 | 0 | 0 | 0 | 0 | 0 | 0 | 0
PG&E NGBA | Silverado | 115 | 0 | 0 | 0 | 0 | 0 |  |  |  | 0 | 0 | 0 | 0 | 0 | 0 |  | 0 | 0 | 0 | 0 | 0 |  |  |  | 0 | 0 | 0 | 0 | 0 | 0 | 0 | 0 | 0 | 0 | 0 | 0 | 0 | 0 | 0 | 0 | 0 | 0 | 0 | 0 | 0
SDGE | Silvergate | 230 | 0 | 0 | 0 | 0 | 0 |  |  |  | 0 | 0 | 0 | 0 | 0 | 0 |  | 0 | 0 | 0 | 0 | 0 |  |  |  | 0 | 0 | 0 | 0 | 0 | 0 | 0 | 0 | 0 | 0 | 0 | 0 | 0 | 0 | 0 | 0 | 0 | 0 | 0 | 0 | 0
SDGE | Silvergate | 69 | 0 | 0 | 0 | 0 | 0 |  |  |  | 0 | 0 | 0 | 0 | 0 | 0 |  | 0 | 0 | 0 | 0 | 0 |  |  |  | 0 | 0 | 0 | 0 | 0 | 0 | 0 | 0 | 0 | 0 | 0 | 0 | 0 | 0 | 0 | 0 | 0 | 0 | 0 | 0 | 0
PG&E KERN | Sisquoc | 115 | 0 | 0 | 0 | 0 | 0 |  |  |  | 0 | 0 | 0 | 0 | 0 | 0 |  | 0 | 0 | 0 | 0 | 0 |  |  |  | 0 | 0 | 0 | 0 | 0 | 0 | 0 | 0 | 0 | 0 | 0 | 0 | 0 | 0 | 0 | 0 | 0 | 0 | 0 | 0 | 0
SCE EOP | Sloan Canyon | 230 | 0 | 0 | 0 | 0 | 0 |  |  |  | 0 | 0 | 0 | 0 | 0 | 0 |  | 0 | 0 | 0 | 0 | 0 |  |  |  | 0 | 0 | 0 | 0 | 0 | 0 | 0 | 0 | 0 | 0 | 0 | 0 | 0 | 0 | 0 | 0 | 0 | 0 | 0 | 0 | 0
SCE EOP | Sloan Canyon | 500 | 0 | 0 | 0 | 0 | 0 |  |  |  | 0 | 0 | 0 | 0 | 0 | 0 |  | 0 | 0 | 0 | 0 | 0 |  |  |  | 0 | 0 | 0 | 0 | 0 | 0 | 0 | 0 | 0 | 0 | 0 | 0 | 0 | 0 | 0 | 0 | 0 | 0 | 0 | 0 | 0
PG&E KERN | Smyrna | 115 | 0 | 0 | 0 | 0 | 0 |  |  |  | 0 | 0 | 0 | 0 | 0 | 0 |  | 0 | 0 | 0 | 0 | 0 |  |  |  | 0 | 0 | 0 | 0 | 0 | 0 | 0 | 0 | 0 | 0 | 0 | 0 | 0 | 0 | 0 | 0 | 0 | 0 | 0 | 0 | 0
PG&E GBA | Sobrante | 115 | 0 | 0 | 0 | 0 | 0 |  |  |  | 0 | 0 | 0 | 0 | 0 | 0 |  | 0 | 0 | 0 | 0 | 0 |  |  |  | 0 | 0 | 0 | 0 | 0 | 0 | 0 | 0 | 0 | 0 | 0 | 0 | 0 | 0 | 0 | 0 | 0 | 0 | 0 | 0 | 0
PG&E GBA | Sobrante | 230 | 0 | 0 | 0 | 0 | 0 |  |  |  | 0 | 0 | 0 | 0 | 0 | 0 |  | 0 | 0 | 0 | 0 | 0 |  |  |  | 0 | 0 | 0 | 0 | 0 | 0 | 0 | 0 | 0 | 0 | 0 | 0 | 0 | 0 | 0 | 0 | 0 | 0 | 0 | 0 | 0
PG&E KERN | Solar | 230 | 0 | 0 | 0 | 0 | 0 |  |  |  | 0 | 0 | 0 | 0 | 0 | 0 |  | 0 | 0 | 0 | 0 | 0 |  |  |  | 0 | 0 | 0 | 0 | 0 | 0 | 0 | 0 | 0 | 0 | 0 | 0 | 0 | 0 | 0 | 0 | 0 | 0 | 0 | 0 | 0
PG&E GBA | Soledad | 115 | 0 | 0 | 0 | 0 | 0 |  |  |  | 0 | 0 | 0 | 0 | 0 | 0 |  | 0 | 0 | 0 | 0 | 0 |  |  |  | 0 | 0 | 0 | 0 | 0 | 0 | 0 | 0 | 0 | 0 | 0 | 0 | 0 | 0 | 0 | 0 | 0 | 0 | 0 | 0 | 0
PG&E GBA | Soledad | 60 | 0 | 0 | 0 | 0 | 0 |  |  |  | 0 | 0 | 0 | 0 | 0 | 0 |  | 0 | 0 | 0 | 0 | 0 |  |  |  | 0 | 0 | 0 | 0 | 10 | 0 | 0 | 0 | 0 | 0 | 0 | 0 | 0 | 0 | 0 | 0 | 0 | 0 | -10 | 0 | 1
SDGE | Spring Valley | 69 | 0 | 0 | 0 | 0 | 0 |  |  |  | 0 | 0 | 0 | 0 | 0 | 0 |  | 0 | 0 | 0 | 0 | 0 |  |  |  | 0 | 0 | 0 | 0 | 0 | 0 | 0 | 0 | 0 | 0 | 0 | 0 | 0 | 0 | 0 | 0 | 0 | 0 | 0 | 0 | 0
SCE Northern | Springville | 230 | 0 | 0 | 0 | 0 | 0 |  |  |  | 3 | 0 | 0 | 225 | 0 | 0 |  | 0 | 0 | 0 | 0 | 0 |  |  |  | 3 | 0 | 0 | 225 | 0 | 0 | 0 | 0 | 0 | 0 | 0 | 0 | 0 | 0 | 0 | 0 | 0 | 0 | 0 | 0 | 0
PG&E GBA | Stagg | 230 | 0 | 0 | 0 | 0 | 0 |  |  |  | 0 | 0 | 0 | 0 | 0 | 0 |  | 0 | 0 | 0 | 0 | 0 |  |  |  | 0 | 0 | 0 | 0 | 0 | 0 | 0 | 0 | 0 | 0 | 0 | 0 | 0 | 0 | 0 | 0 | 0 | 0 | 0 | 0 | 0
PG&E GBA | Standard Oil | 115 | 0 | 0 | 0 | 0 | 0 |  |  |  | 0 | 0 | 0 | 0 | 0 | 0 |  | 0 | 0 | 0 | 0 | 0 |  |  |  | 0 | 0 | 0 | 0 | 0 | 0 | 0 | 0 | 0 | 0 | 0 | 0 | 0 | 0 | 0 | 0 | 0 | 0 | 0 | 0 | 0
PG&E GBA | Stanislaus | 115 | 0 | 0 | 0 | 0 | 0 |  |  |  | 0 | 0 | 0 | 0 | 0 | 0 |  | 0 | 0 | 0 | 0 | 0 |  |  |  | 0 | 0 | 0 | 0 | 0 | 0 | 0 | 0 | 0 | 0 | 0 | 0 | 0 | 0 | 0 | 0 | 0 | 0 | 0 | 0 | 0
PG&E KERN | Stockdale | 115 | 0 | 0 | 0 | 0 | 0 |  |  |  | 0 | 0 | 0 | 0 | 0 | 0 |  | 0 | 0 | 0 | 0 | 0 |  |  |  | 0 | 0 | 0 | 0 | 0 | 0 | 0 | 0 | 0 | 0 | 0 | 0 | 0 | 0 | 0 | 0 | 0 | 0 | 0 | 0 | 0
PG&E KERN | Stockdale | 230 | 0 | 0 | 0 | 0 | 0 |  |  |  | 0 | 0 | 0 | 0 | 0 | 0 |  | 0 | 0 | 0 | 0 | 0 |  |  |  | 0 | 0 | 0 | 0 | 0 | 0 | 0 | 0 | 0 | 0 | 0 | 0 | 0 | 0 | 0 | 0 | 0 | 0 | 0 | 0 | 0
PG&E GBA | Stockton A | 115 | 0 | 0 | 0 | 0 | 0 |  |  |  | 0 | 0 | 0 | 0 | 0 | 0 |  | 0 | 0 | 0 | 0 | 0 |  |  |  | 0 | 0 | 0 | 0 | 0 | 0 | 0 | 0 | 0 | 0 | 0 | 0 | 0 | 0 | 0 | 0 | 0 | 0 | 0 | 0 | 0
PG&E GBA | Stone | 115 | 0 | 0 | 0 | 0 | 0 |  |  |  | 0 | 0 | 0 | 0 | 0 | 0 |  | 0 | 0 | 0 | 0 | 0 |  |  |  | 0 | 0 | 0 | 0 | 0 | 0 | 0 | 0 | 0 | 0 | 0 | 0 | 0 | 0 | 0 | 0 | 0 | 0 | 0 | 0 | 0
PG&E FRESNO | Storey | 230 | 0 | 0 | 0 | 0 | 0 |  |  |  | 0 | 0 | 0 | 0 | 0 | 0 |  | 0 | 0 | 0 | 0 | 0 |  |  |  | 0 | 0 | 0 | 0 | 0 | 0 | 0 | 0 | 0 | 0 | 0 | 0 | 0 | 0 | 0 | 0 | 0 | 0 | 0 | 0 | 0
PG&E NGBA | Summit | 115 | 40 | 0 | 0 | 0 | 0 |  |  |  | 0 | 0 | 0 | 0 | 0 | 0 |  | 40 | 0 | 0 | 0 | 0 |  |  |  | 0 | 0 | 0 | 0 | 0 | 0 | -40 | 0 | 0 | 0 | 0 | 0 | 0 | 0 | 0 | 0 | 0 | 0 | 0 | 0 | 1
SDGE | Suncrest | 230 | 0 | 0 | 0 | 0 | 0 |  |  |  | 0 | 0 | 0 | 0 | 0 | 0 |  | 0 | 0 | 0 | 0 | 0 |  |  |  | 0 | 0 | 0 | 0 | 0 | 0 | 0 | 0 | 0 | 0 | 0 | 0 | 0 | 0 | 0 | 0 | 0 | 0 | 0 | 0 | 0
SDGE | Suncrest | 500 | 0 | 0 | 0 | 0 | 0 |  |  |  | 0 | 0 | 0 | 0 | 0 | 0 |  | 0 | 0 | 0 | 0 | 0 |  |  |  | 0 | 0 | 0 | 0 | 0 | 0 | 0 | 0 | 0 | 0 | 0 | 0 | 0 | 0 | 0 | 0 | 0 | 0 | 0 | 0 | 0
PG&E KERN | Sunrise | 230 | 0 | 0 | 0 | 0 | 0 |  |  |  | 0 | 0 | 0 | 0 | 0 | 0 |  | 0 | 0 | 0 | 0 | 0 |  |  |  | 0 | 0 | 0 | 0 | 0 | 0 | 0 | 0 | 0 | 0 | 0 | 0 | 0 | 0 | 0 | 0 | 0 | 0 | 0 | 0 | 0
PG&E KERN | Sunset | 230 | 0 | 0 | 0 | 0 | 0 |  |  |  | 0 | 0 | 0 | 0 | 0 | 0 |  | 0 | 0 | 0 | 0 | 0 |  |  |  | 0 | 0 | 0 | 0 | 0 | 0 | 0 | 0 | 0 | 0 | 0 | 0 | 0 | 0 | 0 | 0 | 0 | 0 | 0 | 0 | 0
PG&E GBA | Swift | 115 | 0 | 0 | 0 | 0 | 0 |  |  |  | 0 | 0 | 0 | 0 | 0 | 0 |  | 0 | 0 | 0 | 0 | 0 |  |  |  | 0 | 0 | 0 | 0 | 0 | 0 | 0 | 0 | 0 | 0 | 0 | 0 | 0 | 0 | 0 | 0 | 0 | 0 | 0 | 0 | 0
SDGE | Sycamore Canyon | 138 | 0 | 0 | 0 | 0 | 0 |  |  |  | 0 | 0 | 0 | 0 | 0 | 0 |  | 0 | 0 | 0 | 0 | 0 |  |  |  | 0 | 0 | 0 | 300 | 0 | 0 | 0 | 0 | 0 | 0 | 0 | 0 | 0 | 0 | 0 | 0 | 0 | -300 | 0 | 0 | 1
SDGE | Sycamore Canyon | 230 | 0 | 0 | 0 | 0 | 0 |  |  |  | 0 | 0 | 0 | 0 | 0 | 0 |  | 0 | 0 | 0 | 0 | 0 |  |  |  | 0 | 0 | 0 | 0 | 0 | 0 | 0 | 0 | 0 | 0 | 0 | 0 | 0 | 0 | 0 | 0 | 0 | 0 | 0 | 0 | 0
SDGE | Sycamore Canyon | 69 | 0 | 0 | 0 | 0 | 0 |  |  |  | 0 | 0 | 0 | 0 | 0 | 0 |  | 0 | 0 | 0 | 0 | 0 |  |  |  | 0 | 0 | 0 | 0 | 0 | 0 | 0 | 0 | 0 | 0 | 0 | 0 | 0 | 0 | 0 | 0 | 0 | 0 | 0 | 0 | 0
SCE Northern | Sylmar | 230 | 0 | 0 | 0 | 0 | 0 |  |  |  | 0 | 0 | 0 | 0 | 0 | 0 |  | 0 | 0 | 0 | 0 | 0 |  |  |  | 0 | 0 | 0 | 0 | 0 | 0 | 0 | 0 | 0 | 0 | 0 | 0 | 0 | 0 | 0 | 0 | 0 | 0 | 0 | 0 | 0
PG&E NGBA | Table Mountain | 115 | 0 | 0 | 0 | 0 | 0 |  |  |  | 0 | 0 | 0 | 0 | 0 | 0 |  | 0 | 0 | 0 | 0 | 0 |  |  |  | 0 | 0 | 0 | 0 | 0 | 0 | 0 | 0 | 0 | 0 | 0 | 0 | 0 | 0 | 0 | 0 | 0 | 0 | 0 | 0 | 0
PG&E NGBA | Table Mountain | 230 | 0 | 0 | 0 | 0 | 0 |  |  |  | 0 | 0 | 0 | 0 | 0 | 0 |  | 0 | 0 | 0 | 0 | 0 |  |  |  | 0 | 0 | 0 | 0 | 0 | 0 | 0 | 0 | 0 | 0 | 0 | 0 | 0 | 0 | 0 | 0 | 0 | 0 | 0 | 0 | 0
PG&E NGBA | Table Mountain | 500 | 0 | 0 | 0 | 0 | 0 |  |  |  | 0 | 0 | 0 | 0 | 0 | 0 |  | 0 | 0 | 0 | 0 | 0 |  |  |  | 0 | 0 | 0 | 0 | 0 | 0 | 0 | 0 | 0 | 0 | 0 | 0 | 0 | 0 | 0 | 0 | 0 | 0 | 0 | 0 | 0
PG&E NGBA | Table Mountain | 60 | 0 | 0 | 0 | 0 | 0 |  |  |  | 0 | 0 | 0 | 0 | 0 | 0 |  | 0 | 0 | 0 | 0 | 0 |  |  |  | 0 | 0 | 0 | 0 | 0 | 0 | 0 | 0 | 0 | 0 | 0 | 0 | 0 | 0 | 0 | 0 | 0 | 0 | 0 | 0 | 0
PG&E KERN | Taft | 115 | 0 | 0 | 0 | 0 | 0 |  |  |  | 0 | 0 | 0 | 0 | 0 | 0 |  | 0 | 0 | 0 | 0 | 0 |  |  |  | 0 | 0 | 0 | 0 | 0 | 0 | 0 | 0 | 0 | 0 | 0 | 0 | 0 | 0 | 0 | 0 | 0 | 0 | 0 | 0 | 0
SDGE | Talega | 138 | 0 | 0 | 0 | 0 | 0 |  |  |  | 0 | 0 | 0 | 0 | 0 | 0 |  | 0 | 0 | 0 | 0 | 0 |  |  |  | 0 | 0 | 0 | 0 | 0 | 0 | 0 | 0 | 0 | 0 | 0 | 0 | 0 | 0 | 0 | 0 | 0 | 0 | 0 | 0 | 0
SDGE | Talega | 230 | 0 | 0 | 0 | 0 | 0 |  |  |  | 0 | 0 | 0 | 0 | 0 | 0 |  | 0 | 0 | 0 | 0 | 0 |  |  |  | 0 | 0 | 0 | 0 | 0 | 0 | 0 | 0 | 0 | 0 | 0 | 0 | 0 | 0 | 0 | 0 | 0 | 0 | 0 | 0 | 0
PG&E GBA | Tassajara | 230 | 0 | 0 | 0 | 0 | 0 |  |  |  | 0 | 0 | 0 | 0 | 0 | 0 |  | 0 | 0 | 0 | 0 | 0 |  |  |  | 0 | 0 | 0 | 0 | 0 | 0 | 0 | 0 | 0 | 0 | 0 | 0 | 0 | 0 | 0 | 0 | 0 | 0 | 0 | 0 | 0
PG&E KERN | Tejon | 70 | 0 | 0 | 0 | 0 | 0 |  |  |  | 0 | 0 | 0 | 0 | 0 | 0 |  | 0 | 0 | 0 | 0 | 0 |  |  |  | 0 | 0 | 0 | 0 | 0 | 0 | 0 | 0 | 0 | 0 | 0 | 0 | 0 | 0 | 0 | 0 | 0 | 0 | 0 | 0 | 0
SDGE | Telegraph Canyon | 138 | 0 | 0 | 0 | 0 | 0 |  |  |  | 0 | 0 | 0 | 0 | 0 | 0 |  | 0 | 0 | 0 | 0 | 0 |  |  |  | 0 | 0 | 0 | 0 | 0 | 0 | 0 | 0 | 0 | 0 | 0 | 0 | 0 | 0 | 0 | 0 | 0 | 0 | 0 | 0 | 0
PG&E KERN | Temblor | 115 | 0 | 0 | 0 | 0 | 0 |  |  |  | 0 | 0 | 0 | 0 | 0 | 0 |  | 0 | 0 | 0 | 0 | 0 |  |  |  | 0 | 0 | 0 | 0 | 0 | 0 | 0 | 0 | 0 | 0 | 0 | 0 | 0 | 0 | 0 | 0 | 0 | 0 | 0 | 0 | 0
PG&E KERN | Templeton | 230 | 0 | 0 | 0 | 0 | 0 |  |  |  | 0 | 0 | 0 | 0 | 0 | 0 |  | 0 | 0 | 0 | 0 | 0 |  |  |  | 0 | 0 | 0 | 0 | 0 | 0 | 0 | 0 | 0 | 0 | 0 | 0 | 0 | 0 | 0 | 0 | 0 | 0 | 0 | 0 | 0
PG&E KERN | Templeton | 70 | 0 | 0 | 0 | 0 | 0 |  |  |  | 0 | 0 | 0 | 0 | 0 | 0 |  | 0 | 0 | 0 | 0 | 0 |  |  |  | 0 | 0 | 0 | 0 | 0 | 0 | 0 | 0 | 0 | 0 | 0 | 0 | 0 | 0 | 0 | 0 | 0 | 0 | 0 | 0 | 0
PG&E GBA | Tesla | 115 | 0 | 0 | 0 | 0 | 0 |  |  |  | 0 | 0 | 0 | 0 | 0 | 0 |  | 0 | 0 | 0 | 0 | 0 |  |  |  | 0 | 0 | 0 | 0 | 0 | 0 | 0 | 0 | 0 | 0 | 0 | 0 | 0 | 0 | 0 | 0 | 0 | 0 | 0 | 0 | 0
PG&E GBA | Tesla | 230 | 0 | 0 | 0 | 0 | 0 |  |  |  | 0 | 0 | 0 | 125 | 0 | 0 |  | 0 | 0 | 0 | 0 | 0 |  |  |  | 0 | 0 | 0 | 400 | 0 | 0 | 0 | 0 | 0 | 0 | 0 | 0 | 0 | 0 | 0 | 0 | 0 | -275 | 0 | 0 | 1
PG&E GBA | Tesla | 500 | 0 | 0 | 0 | 0 | 0 |  |  |  | 0 | 0 | 0 | 0 | 0 | 0 |  | 0 | 0 | 0 | 0 | 0 |  |  |  | 0 | 0 | 0 | 0 | 0 | 0 | 0 | 0 | 0 | 0 | 0 | 0 | 0 | 0 | 0 | 0 | 0 | 0 | 0 | 0 | 0
PG&E KERN | Tevis | 115 | 0 | 0 | 0 | 0 | 0 |  |  |  | 0 | 0 | 0 | 0 | 0 | 0 |  | 0 | 0 | 0 | 0 | 0 |  |  |  | 0 | 0 | 0 | 0 | 0 | 0 | 0 | 0 | 0 | 0 | 0 | 0 | 0 | 0 | 0 | 0 | 0 | 0 | 0 | 0 | 0
SCE EOP | Thousandaire | 138 | 0 | 0 | 0 | 0 | 0 |  |  |  | 0 | 0 | 0 | 0 | 0 | 0 |  | 0 | 0 | 0 | 0 | 0 |  |  |  | 0 | 0 | 0 | 0 | 0 | 0 | 0 | 0 | 0 | 0 | 0 | 0 | 0 | 0 | 0 | 0 | 0 | 0 | 0 | 0 | 0
PG&E KERN | Topaz | 230 | 0 | 0 | 0 | 0 | 0 |  |  |  | 0 | 0 | 0 | 0 | 0 | 0 |  | 0 | 0 | 0 | 0 | 0 |  |  |  | 0 | 0 | 0 | 0 | 0 | 0 | 0 | 0 | 0 | 0 | 0 | 0 | 0 | 0 | 0 | 0 | 0 | 0 | 0 | 0 | 0
SCE NOL | Tortilla | 115 | 0 | 0 | 0 | 0 | 0 |  |  |  | 3 | 0 | 0 | 0 | 0 | 0 |  | 0 | 0 | 0 | 0 | 0 |  |  |  | 3 | 0 | 0 | 0 | 0 | 0 | 0 | 0 | 0 | 0 | 0 | 0 | 0 | 0 | 0 | 0 | 0 | 0 | 0 | 0 | 0
SDGE | Trabuco | 138 | 0 | 0 | 0 | 0 | 0 |  |  |  | 0 | 0 | 0 | 0 | 0 | 0 |  | 0 | 0 | 0 | 0 | 0 |  |  |  | 0 | 0 | 0 | 0 | 0 | 0 | 0 | 0 | 0 | 0 | 0 | 0 | 0 | 0 | 0 | 0 | 0 | 0 | 0 | 0 | 0
PG&E GBA | Tracy | 115 | 0 | 0 | 0 | 0 | 0 |  |  |  | 0 | 0 | 0 | 0 | 0 | 0 |  | 0 | 0 | 0 | 0 | 0 |  |  |  | 0 | 0 | 0 | 0 | 0 | 0 | 0 | 0 | 0 | 0 | 0 | 0 | 0 | 0 | 0 | 0 | 0 | 0 | 0 | 0 | 0
PG&E FRESNO | Tranquility | 230 | 0 | 0 | 0 | 0 | 0 |  |  |  | 0 | 0 | 400 | 352 | 0 | 0 |  | 0 | 0 | 0 | 0 | 0 |  |  |  | 0 | 0 | 400 | 352 | 0 | 0 | 0 | 0 | 0 | 0 | 0 | 0 | 0 | 0 | 0 | 0 | 0 | 0 | 0 | 0 | 0
PG&E GBA | Trimble | 115 | 0 | 0 | 0 | 0 | 0 |  |  |  | 0 | 0 | 0 | 0 | 0 | 0 |  | 0 | 0 | 0 | 0 | 0 |  |  |  | 0 | 0 | 0 | 0 | 0 | 0 | 0 | 0 | 0 | 0 | 0 | 0 | 0 | 0 | 0 | 0 | 0 | 0 | 0 | 0 | 0
SCE EOP | Trout Canyon | 230 | 0 | 0 | 0 | 0 | 0 |  |  |  | 0 | 65 | 650 | 485 | 0 | 0 |  | 0 | 0 | 0 | 0 | 0 |  |  |  | 0 | 65 | 650 | 485 | 0 | 0 | 0 | 0 | 0 | 0 | 0 | 0 | 0 | 0 | 0 | 0 | 0 | 0 | 0 | 0 | 0
SCE EOP | Trout Canyon | 500 | 0 | 0 | 0 | 0 | 0 |  |  |  | 0 | 0 | 0 | 0 | 0 | 0 |  | 0 | 0 | 0 | 0 | 0 |  |  |  | 0 | 0 | 0 | 0 | 0 | 0 | 0 | 0 | 0 | 0 | 0 | 0 | 0 | 0 | 0 | 0 | 0 | 0 | 0 | 0 | 0
PG&E NGBA | Tulucay | 230 | 0 | 0 | 0 | 0 | 0 |  |  |  | 0 | 0 | 0 | 0 | 0 | 0 |  | 0 | 0 | 0 | 0 | 0 |  |  |  | 0 | 0 | 0 | 0 | 0 | 0 | 0 | 0 | 0 | 0 | 0 | 0 | 0 | 0 | 0 | 0 | 0 | 0 | 0 | 0 | 0
PG&E NGBA | Tulucay | 60 | 0 | 0 | 0 | 0 | 0 |  |  |  | 0 | 0 | 0 | 0 | 0 | 0 |  | 0 | 0 | 0 | 0 | 0 |  |  |  | 0 | 0 | 0 | 0 | 0 | 0 | 0 | 0 | 0 | 0 | 0 | 0 | 0 | 0 | 0 | 0 | 0 | 0 | 0 | 0 | 0
PG&E KERN | Tupman | 115 | 0 | 0 | 0 | 0 | 0 |  |  |  | 0 | 0 | 0 | 0 | 0 | 0 |  | 0 | 0 | 0 | 0 | 0 |  |  |  | 0 | 0 | 0 | 0 | 0 | 0 | 0 | 0 | 0 | 0 | 0 | 0 | 0 | 0 | 0 | 0 | 0 | 0 | 0 | 0 | 0
PG&E NGBA | Ukiah | 115 | 0 | 0 | 0 | 0 | 0 |  |  |  | 0 | 0 | 0 | 0 | 0 | 0 |  | 0 | 0 | 0 | 0 | 0 |  |  |  | 0 | 0 | 0 | 0 | 0 | 0 | 0 | 0 | 0 | 0 | 0 | 0 | 0 | 0 | 0 | 0 | 0 | 0 | 0 | 0 | 0
PG&E KERN | Union (Estrella) | 70 | 0 | 0 | 0 | 0 | 0 |  |  |  | 0 | 0 | 0 | 0 | 0 | 0 |  | 0 | 0 | 0 | 0 | 0 |  |  |  | 0 | 0 | 0 | 0 | 0 | 0 | 0 | 0 | 0 | 0 | 0 | 0 | 0 | 0 | 0 | 0 | 0 | 0 | 0 | 0 | 0
PG&E NGBA | Vaca Dixon | 115 | 0 | 0 | 0 | 0 | 0 |  |  |  | 0 | 0 | 0 | 0 | 0 | 0 |  | 0 | 0 | 0 | 0 | 0 |  |  |  | 0 | 0 | 0 | 0 | 0 | 0 | 0 | 0 | 0 | 0 | 0 | 0 | 0 | 0 | 0 | 0 | 0 | 0 | 0 | 0 | 0
PG&E NGBA | Vaca Dixon | 230 | 0 | 0 | 0 | 0 | 0 |  |  |  | 0 | 0 | 0 | 300 | 0 | 0 |  | 0 | 0 | 0 | 0 | 0 |  |  |  | 0 | 0 | 0 | 300 | 0 | 0 | 0 | 0 | 0 | 0 | 0 | 0 | 0 | 0 | 0 | 0 | 0 | 0 | 0 | 0 | 0
PG&E NGBA | Vaca Dixon | 500 | 0 | 0 | 0 | 0 | 0 |  |  |  | 0 | 0 | 0 | 0 | 0 | 0 |  | 0 | 0 | 0 | 0 | 0 |  |  |  | 0 | 0 | 0 | 0 | 0 | 0 | 0 | 0 | 0 | 0 | 0 | 0 | 0 | 0 | 0 | 0 | 0 | 0 | 0 | 0 | 0
PG&E NGBA | Vaca Dixon | 60 | 0 | 0 | 0 | 0 | 0 |  |  |  | 0 | 0 | 0 | 0 | 0 | 0 |  | 0 | 0 | 0 | 0 | 0 |  |  |  | 0 | 0 | 0 | 0 | 0 | 0 | 0 | 0 | 0 | 0 | 0 | 0 | 0 | 0 | 0 | 0 | 0 | 0 | 0 | 0 | 0
SCE Eastern | Valley (SCE) | 500 | 0 | 0 | 0 | 0 | 0 |  |  |  | 0 | 0 | 0 | 310 | 0 | 0 |  | 0 | 0 | 0 | 0 | 0 |  |  |  | 0 | 0 | 0 | 200 | 0 | 0 | 0 | 0 | 0 | 0 | 0 | 0 | 0 | 0 | 0 | 0 | 0 | 110 | 0 | 0 | 1
SCE EOP | Valley (VEA) | 138 | 0 | 0 | 0 | 0 | 0 |  |  |  | 0 | 0 | 0 | 0 | 0 | 0 |  | 0 | 0 | 0 | 0 | 0 |  |  |  | 0 | 0 | 0 | 0 | 0 | 0 | 0 | 0 | 0 | 0 | 0 | 0 | 0 | 0 | 0 | 0 | 0 | 0 | 0 | 0 | 0
SDGE | Valley Center | 69 | 0 | 0 | 0 | 0 | 0 |  |  |  | 0 | 0 | 0 | 0 | 0 | 0 |  | 0 | 0 | 0 | 0 | 0 |  |  |  | 0 | 0 | 0 | 0 | 0 | 0 | 0 | 0 | 0 | 0 | 0 | 0 | 0 | 0 | 0 | 0 | 0 | 0 | 0 | 0 | 0
PG&E GBA | Valley Home | 115 | 0 | 0 | 0 | 0 | 0 |  |  |  | 0 | 0 | 0 | 0 | 0 | 0 |  | 0 | 0 | 0 | 0 | 0 |  |  |  | 0 | 0 | 0 | 0 | 0 | 0 | 0 | 0 | 0 | 0 | 0 | 0 | 0 | 0 | 0 | 0 | 0 | 0 | 0 | 0 | 0
PG&E GBA | Valley Springs | 230 | 0 | 0 | 0 | 0 | 0 |  |  |  | 0 | 0 | 0 | 0 | 0 | 0 |  | 0 | 0 | 0 | 0 | 0 |  |  |  | 0 | 0 | 0 | 0 | 0 | 0 | 0 | 0 | 0 | 0 | 0 | 0 | 0 | 0 | 0 | 0 | 0 | 0 | 0 | 0 | 0
PG&E GBA | Valley Springs | 60 | 0 | 0 | 0 | 0 | 0 |  |  |  | 0 | 0 | 0 | 0 | 0 | 0 |  | 0 | 0 | 0 | 0 | 0 |  |  |  | 0 | 0 | 0 | 0 | 0 | 0 | 0 | 0 | 0 | 0 | 0 | 0 | 0 | 0 | 0 | 0 | 0 | 0 | 0 | 0 | 0
SCE EOP | Valley Switch | 138 | 0 | 0 | 0 | 0 | 0 |  |  |  | 0 | 0 | 0 | 0 | 0 | 0 |  | 0 | 0 | 0 | 0 | 0 |  |  |  | 0 | 0 | 0 | 0 | 0 | 0 | 0 | 0 | 0 | 0 | 0 | 0 | 0 | 0 | 0 | 0 | 0 | 0 | 0 | 0 | 0
SCE EOP | Valley Switch | 230 | 0 | 0 | 0 | 0 | 0 |  |  |  | 0 | 0 | 0 | 0 | 0 | 0 |  | 0 | 0 | 0 | 0 | 0 |  |  |  | 0 | 0 | 0 | 0 | 0 | 0 | 0 | 0 | 0 | 0 | 0 | 0 | 0 | 0 | 0 | 0 | 0 | 0 | 0 | 0 | 0
PG&E GBA | Vasco | 230 | 0 | 0 | 0 | 0 | 0 |  |  |  | 0 | 0 | 0 | 0 | 0 | 0 |  | 0 | 0 | 0 | 0 | 0 |  |  |  | 0 | 0 | 0 | 0 | 0 | 0 | 0 | 0 | 0 | 0 | 0 | 0 | 0 | 0 | 0 | 0 | 0 | 0 | 0 | 0 | 0
PG&E GBA | Vasona | 230 | 0 | 0 | 0 | 0 | 0 |  |  |  | 0 | 0 | 0 | 0 | 0 | 0 |  | 0 | 0 | 0 | 0 | 0 |  |  |  | 0 | 0 | 0 | 0 | 0 | 0 | 0 | 0 | 0 | 0 | 0 | 0 | 0 | 0 | 0 | 0 | 0 | 0 | 0 | 0 | 0
SCE Northern | Vestal | 230 | 0 | 0 | 0 | 0 | 0 |  |  |  | 0 | 0 | 50 | 50 | 0 | 0 |  | 0 | 0 | 0 | 0 | 0 |  |  |  | 0 | 0 | 50 | 50 | 0 | 0 | 0 | 0 | 0 | 0 | 0 | 0 | 0 | 0 | 0 | 0 | 0 | 0 | 0 | 0 | 0
SCE Northern | Vestal | 66 | 0 | 0 | 0 | 0 | 0 |  |  |  | 0 | 0 | 0 | 0 | 0 | 0 |  | 0 | 0 | 0 | 0 | 0 |  |  |  | 0 | 0 | 0 | 0 | 0 | 0 | 0 | 0 | 0 | 0 | 0 | 0 | 0 | 0 | 0 | 0 | 0 | 0 | 0 | 0 | 0
SCE NOL | Victor | 115 | 0 | 0 | 0 | 0 | 0 |  |  |  | 7 | 0 | 0 | 0 | 0 | 0 |  | 0 | 0 | 0 | 0 | 0 |  |  |  | 7 | 0 | 0 | 0 | 0 | 0 | 0 | 0 | 0 | 0 | 0 | 0 | 0 | 0 | 0 | 0 | 0 | 0 | 0 | 0 | 0
SCE NOL | Victor | 230 | 0 | 0 | 0 | 0 | 0 |  |  |  | 0 | 0 | 0 | 0 | 0 | 0 |  | 0 | 0 | 0 | 0 | 0 |  |  |  | 0 | 0 | 0 | 0 | 0 | 0 | 0 | 0 | 0 | 0 | 0 | 0 | 0 | 0 | 0 | 0 | 0 | 0 | 0 | 0 | 0
SCE Metro | Viejo | 230 | 0 | 0 | 0 | 0 | 0 |  |  |  | 0 | 0 | 0 | 0 | 0 | 0 |  | 0 | 0 | 0 | 0 | 0 |  |  |  | 0 | 0 | 0 | 0 | 0 | 0 | 0 | 0 | 0 | 0 | 0 | 0 | 0 | 0 | 0 | 0 | 0 | 0 | 0 | 0 | 0
PG&E GBA | Vierra | 115 | 0 | 0 | 0 | 0 | 0 |  |  |  | 2.975 | 0 | 0 | 92 | 0 | 0 |  | 0 | 0 | 0 | 0 | 0 |  |  |  | 2.975 | 0 | 0 | 92 | 0 | 0 | 0 | 0 | 0 | 0 | 0 | 0 | 0 | 0 | 0 | 0 | 0 | 0 | 0 | 0 | 0
SCE Metro | Villa Park | 230 | 0 | 0 | 0 | 0 | 0 |  |  |  | 0 | 0 | 0 | 0 | 0 | 0 |  | 0 | 0 | 0 | 0 | 0 |  |  |  | 0 | 0 | 0 | 0 | 0 | 0 | 0 | 0 | 0 | 0 | 0 | 0 | 0 | 0 | 0 | 0 | 0 | 0 | 0 | 0 | 0
SCE Northern | Vincent | 230 | 0 | 0 | 0 | 0 | 0 |  |  |  | 0 | 0 | 0 | 59 | 0 | 0 |  | 0 | 0 | 0 | 0 | 0 |  |  |  | 0 | 0 | 0 | 59 | 0 | 0 | 0 | 0 | 0 | 0 | 0 | 0 | 0 | 0 | 0 | 0 | 0 | 0 | 0 | 0 | 0
SCE Northern | Vincent | 500 | 0 | 0 | 0 | 0 | 0 |  |  |  | 0 | 0 | 0 | 0 | 0 | 0 |  | 0 | 0 | 0 | 0 | 0 |  |  |  | 0 | 0 | 0 | 0 | 0 | 0 | 0 | 0 | 0 | 0 | 0 | 0 | 0 | 0 | 0 | 0 | 0 | 0 | 0 | 0 | 0
PG&E GBA | Vineyard | 230 | 0 | 0 | 0 | 0 | 0 |  |  |  | 0 | 0 | 0 | 0 | 0 | 0 |  | 0 | 0 | 0 | 0 | 0 |  |  |  | 0 | 0 | 0 | 0 | 0 | 0 | 0 | 0 | 0 | 0 | 0 | 0 | 0 | 0 | 0 | 0 | 0 | 0 | 0 | 0 | 0
SDGE | Vineyard | 69 | 0 | 0 | 0 | 0 | 0 |  |  |  | 0 | 0 | 0 | 0 | 0 | 0 |  | 0 | 0 | 0 | 0 | 0 |  |  |  | 0 | 0 | 0 | 0 | 0 | 0 | 0 | 0 | 0 | 0 | 0 | 0 | 0 | 0 | 0 | 0 | 0 | 0 | 0 | 0 | 0
SCE Eastern | Vista (SCE) | 230 | 0 | 0 | 0 | 0 | 0 |  |  |  | 0 | 0 | 0 | 0 | 0 | 0 |  | 0 | 0 | 0 | 0 | 0 |  |  |  | 0 | 0 | 0 | 0 | 0 | 0 | 0 | 0 | 0 | 0 | 0 | 0 | 0 | 0 | 0 | 0 | 0 | 0 | 0 | 0 | 0
SCE EOP | Vista (VEA) | 138 | 0 | 0 | 0 | 0 | 0 |  |  |  | 0 | 0 | 0 | 0 | 0 | 0 |  | 0 | 0 | 0 | 0 | 0 |  |  |  | 0 | 0 | 0 | 0 | 0 | 0 | 0 | 0 | 0 | 0 | 0 | 0 | 0 | 0 | 0 | 0 | 0 | 0 | 0 | 0 | 0
SCE EOP | Vista (VEA) | 230 | 0 | 0 | 0 | 0 | 0 |  |  |  | 0 | 0 | 0 | 0 | 0 | 0 |  | 0 | 0 | 0 | 0 | 0 |  |  |  | 0 | 0 | 0 | 0 | 0 | 0 | 0 | 0 | 0 | 0 | 0 | 0 | 0 | 0 | 0 | 0 | 0 | 0 | 0 | 0 | 0
PG&E FRESNO | Wahtoke | 115 | 0 | 0 | 0 | 0 | 0 |  |  |  | 0 | 0 | 0 | 0 | 0 | 0 |  | 0 | 0 | 0 | 0 | 0 |  |  |  | 0 | 0 | 0 | 0 | 0 | 0 | 0 | 0 | 0 | 0 | 0 | 0 | 0 | 0 | 0 | 0 | 0 | 0 | 0 | 0 | 0
SCE Northern | Wakefield | 66 | 0 | 0 | 0 | 0 | 0 |  |  |  | 0 | 0 | 0 | 30 | 0 | 0 |  | 0 | 0 | 0 | 0 | 0 |  |  |  | 0 | 0 | 0 | 30 | 0 | 0 | 0 | 0 | 0 | 0 | 0 | 0 | 0 | 0 | 0 | 0 | 0 | 0 | 0 | 0 | 0
SCE Metro | Walnut | 230 | 0 | 0 | 0 | 0 | 0 |  |  |  | 0 | 0 | 0 | 400 | 0 | 0 |  | 0 | 0 | 0 | 0 | 0 |  |  |  | 0 | 0 | 0 | 400 | 0 | 0 | 0 | 0 | 0 | 0 | 0 | 0 | 0 | 0 | 0 | 0 | 0 | 0 | 0 | 0 | 0
SCE Northern | Warne | 230 | 0 | 0 | 0 | 0 | 0 |  |  |  | 0 | 0 | 0 | 0 | 0 | 0 |  | 0 | 0 | 0 | 0 | 0 |  |  |  | 0 | 0 | 0 | 0 | 0 | 0 | 0 | 0 | 0 | 0 | 0 | 0 | 0 | 0 | 0 | 0 | 0 | 0 | 0 | 0 | 0
PG&E GBA | Warnerville | 230 | 0 | 0 | 0 | 0 | 0 |  |  |  | 0 | 0 | 0 | 0 | 0 | 0 |  | 0 | 0 | 0 | 0 | 0 |  |  |  | 0 | 0 | 0 | 0 | 0 | 0 | 0 | 0 | 0 | 0 | 0 | 0 | 0 | 0 | 0 | 0 | 0 | 0 | 0 | 0 | 0
PG&E FRESNO | Waukena | 115 | 0 | 0 | 0 | 0 | 0 |  |  |  | 0 | 0 | 0 | 0 | 0 | 0 |  | 0 | 0 | 0 | 0 | 0 |  |  |  | 0 | 0 | 0 | 0 | 0 | 0 | 0 | 0 | 0 | 0 | 0 | 0 | 0 | 0 | 0 | 0 | 0 | 0 | 0 | 0 | 0
PG&E GBA | Weber | 230 | 0 | 0 | 0 | 0 | 0 |  |  |  | 0 | 0 | 0 | 0 | 0 | 0 |  | 0 | 0 | 0 | 0 | 0 |  |  |  | 0 | 0 | 0 | 0 | 0 | 0 | 0 | 0 | 0 | 0 | 0 | 0 | 0 | 0 | 0 | 0 | 0 | 0 | 0 | 0 | 0
PG&E GBA | Weber | 60 | 0 | 0 | 0 | 0 | 0 |  |  |  | 0 | 0 | 0 | 20 | 0 | 0 |  | 0 | 0 | 0 | 0 | 0 |  |  |  | 0 | 0 | 0 | 20 | 0 | 0 | 0 | 0 | 0 | 0 | 0 | 0 | 0 | 0 | 0 | 0 | 0 | 0 | 0 | 0 | 0
PG&E FRESNO | West Fresno | 115 | 0 | 0 | 0 | 0 | 0 |  |  |  | 0 | 0 | 0 | 0 | 0 | 0 |  | 0 | 0 | 0 | 0 | 0 |  |  |  | 0 | 0 | 0 | 0 | 0 | 0 | 0 | 0 | 0 | 0 | 0 | 0 | 0 | 0 | 0 | 0 | 0 | 0 | 0 | 0 | 0
PG&E FRESNO | Westley | 230 | 0 | 0 | 0 | 0 | 0 |  |  |  | 0 | 0 | 0 | 0 | 0 | 0 |  | 0 | 0 | 0 | 0 | 0 |  |  |  | 0 | 0 | 0 | 0 | 0 | 0 | 0 | 0 | 0 | 0 | 0 | 0 | 0 | 0 | 0 | 0 | 0 | 0 | 0 | 0 | 0
PG&E KERN | Westpark | 115 | 0 | 0 | 0 | 0 | 0 |  |  |  | 0 | 0 | 0 | 0 | 0 | 0 |  | 0 | 0 | 0 | 0 | 0 |  |  |  | 0 | 0 | 0 | 0 | 0 | 0 | 0 | 0 | 0 | 0 | 0 | 0 | 0 | 0 | 0 | 0 | 0 | 0 | 0 | 0 | 0
PG&E KERN | Wheeler Ridge | 230 | 0 | 0 | 0 | 0 | 0 |  |  |  | 0 | 0 | 0 | 0 | 0 | 0 |  | 0 | 0 | 0 | 0 | 0 |  |  |  | 0 | 0 | 0 | 0 | 0 | 0 | 0 | 0 | 0 | 0 | 0 | 0 | 0 | 0 | 0 | 0 | 0 | 0 | 0 | 0 | 0
PG&E KERN | Wheeler Ridge | 115 | 0 | 0 | 0 | 0 | 0 |  |  |  | 0 | 0 | 0 | 0 | 0 | 0 |  | 0 | 0 | 0 | 0 | 0 |  |  |  | 0 | 0 | 0 | 0 | 0 | 0 | 0 | 0 | 0 | 0 | 0 | 0 | 0 | 0 | 0 | 0 | 0 | 0 | 0 | 0 | 0
PG&E KERN | Wheeler Ridge | 70 | 0 | 0 | 0 | 0 | 0 |  |  |  | 0 | 0 | 0 | 92 | 0 | 0 |  | 0 | 0 | 0 | 0 | 0 |  |  |  | 0 | 0 | 0 | 92 | 0 | 0 | 0 | 0 | 0 | 0 | 0 | 0 | 0 | 0 | 0 | 0 | 0 | 0 | 0 | 0 | 0
SCE Northern | Whirlwind | 230 | 0 | 0 | 0 | 0 | 0 |  |  |  | 0 | 44 | 188 | 550 | 523 | 0 | *200 MW 4-hr, and 400 MW 8-hr COD is after 2030 (exclude from 2030 mapping) | 0 | 0 | 0 | 0 | 0 |  |  |  | 0 | 44 | 188 | 602 | 475 | 0 | 0 | 0 | 0 | 0 | 0 | 0 | 0 | 0 | 0 | 0 | 0 | -52 | 48 | 0 | 1
SCE Northern | Whirlwind | 500 | 0 | 0 | 0 | 0 | 0 |  |  |  | 0 | 0 | 0 | 0 | 0 | 0 |  | 0 | 0 | 0 | 0 | 0 |  |  |  | 0 | 0 | 0 | 0 | 0 | 0 | 0 | 0 | 0 | 0 | 0 | 0 | 0 | 0 | 0 | 0 | 0 | 0 | 0 | 0 | 0
PG&E GBA | Whisman | 115 | 0 | 0 | 0 | 0 | 0 |  |  |  | 0 | 0 | 0 | 0 | 0 | 0 |  | 0 | 0 | 0 | 0 | 0 |  |  |  | 0 | 0 | 0 | 0 | 0 | 0 | 0 | 0 | 0 | 0 | 0 | 0 | 0 | 0 | 0 | 0 | 0 | 0 | 0 | 0 | 0
SCE Eastern | Wildlife | 230 | 0 | 0 | 0 | 0 | 0 |  |  |  | 0 | 0 | 0 | 0 | 0 | 0 |  | 0 | 0 | 0 | 0 | 0 |  |  |  | 0 | 0 | 0 | 0 | 0 | 0 | 0 | 0 | 0 | 0 | 0 | 0 | 0 | 0 | 0 | 0 | 0 | 0 | 0 | 0 | 0
PG&E FRESNO | Wilson | 115 | 0 | 0 | 0 | 0 | 0 |  |  |  | 0 | 0 | 0 | 0 | 0 | 0 |  | 0 | 0 | 0 | 0 | 0 |  |  |  | 0 | 0 | 0 | 0 | 0 | 0 | 0 | 0 | 0 | 0 | 0 | 0 | 0 | 0 | 0 | 0 | 0 | 0 | 0 | 0 | 0
PG&E FRESNO | Wilson | 230 | 0 | 0 | 0 | 0 | 0 |  |  |  | 0 | 0 | 0 | 0 | 0 | 0 |  | 0 | 0 | 0 | 0 | 0 |  |  |  | 0 | 0 | 0 | 0 | 0 | 0 | 0 | 0 | 0 | 0 | 0 | 0 | 0 | 0 | 0 | 0 | 0 | 0 | 0 | 0 | 0
SCE Northern | Windhub | 230 | 0 | 0 | 0 | 0 | 0 |  |  |  | 0 | 0 | 1020 | 500 | 0 | 0 |  | 0 | 0 | 0 | 0 | 0 |  |  |  | 0 | 0 | 1020 | 500 | 0 | 0 | 0 | 0 | 0 | 0 | 0 | 0 | 0 | 0 | 0 | 0 | 0 | 0 | 0 | 0 | 0
SCE Northern | Windhub | 500 | 0 | 0 | 0 | 0 | 0 |  |  |  | 0 | 153 | 0 | 15 | 0 | 0 |  | 0 | 0 | 0 | 0 | 0 |  |  |  | 0 | 153 | 0 | 15 | 0 | 0 | 0 | 0 | 0 | 0 | 0 | 0 | 0 | 0 | 0 | 0 | 0 | 0 | 0 | 0 | 0
PG&E GBA | Windmaster | 230 | 0 | 0 | 0 | 0 | 0 |  |  |  | 0 | 0 | 0 | 0 | 0 | 0 |  | 0 | 0 | 0 | 0 | 0 |  |  |  | 0 | 0 | 0 | 0 | 0 | 0 | 0 | 0 | 0 | 0 | 0 | 0 | 0 | 0 | 0 | 0 | 0 | 0 | 0 | 0 | 0
PG&E NGBA | Windsor | 60 | 0 | 0 | 0 | 0 | 0 |  |  |  | 0 | 0 | 0 | 0 | 0 | 0 |  | 0 | 0 | 0 | 0 | 0 |  |  |  | 0 | 0 | 0 | 0 | 0 | 0 | 0 | 0 | 0 | 0 | 0 | 0 | 0 | 0 | 0 | 0 | 0 | 0 | 0 | 0 | 0
PG&E NGBA | Woodland | 115 | 0 | 0 | 0 | 0 | 0 |  |  |  | 0 | 0 | 12 | 0 | 0 | 0 |  | 0 | 0 | 0 | 0 | 0 |  |  |  | 0 | 0 | 12 | 0 | 0 | 0 | 0 | 0 | 0 | 0 | 0 | 0 | 0 | 0 | 0 | 0 | 0 | 0 | 0 | 0 | 0
PG&E FRESNO | Woodward | 115 | 0 | 0 | 0 | 0 | 0 |  |  |  | 0 | 0 | 0 | 0 | 0 | 0 |  | 0 | 0 | 0 | 0 | 0 |  |  |  | 0 | 0 | 0 | 0 | 0 | 0 | 0 | 0 | 0 | 0 | 0 | 0 | 0 | 0 | 0 | 0 | 0 | 0 | 0 | 0 | 0
PG&E NGBA | Wyandotte | 115 | 0 | 0 | 0 | 0 | 0 |  |  |  | 0 | 0 | 0 | 0 | 0 | 0 |  | 0 | 0 | 0 | 0 | 0 |  |  |  | 0 | 0 | 0 | 0 | 0 | 0 | 0 | 0 | 0 | 0 | 0 | 0 | 0 | 0 | 0 | 0 | 0 | 0 | 0 | 0 | 0

## PreviousTPP_Criteria_README
7. Consistency with Prior TPP Portfolios Overview
Criteria Purpose | Busbar allocations for equivalent TPP cases should be relatively consistent year to year: for example, Base Cases from one year to the next; and Policy-driven Sensitivity Cases exploring the same issue from one year to the next. Where large changes are necessary, the reasons for these should be clear. Staff should consider whether changes are occurring due to exogenous factors (e.g., demand or resource cost shifts) or due to modeling margin of error. Where significant reductions are proposed in the resource mapping from one year to the next, these should be explicitly justified.
25-26 TPP Base Case | The 2025-26 TPP Base Case Portfolio mapping results serves as the reference for this criteria analysis. It is the previous base case and the 2035 results are compared to the proposed portfolios 2036 results, while the 25-26 TPP's 2040 results are compared to the 2041 results.
Baseline Differences | The 2025-26 TPP Base Case Portfolio used the same IRP-RESOLVE baseline as the proposed 26-27 TPP portfolios, thus a direct comparison can be made between the two portfolios.
Comparison Years | Analysis is done for the 2036 and 2041 model years with separate tabs for each year.
Criteria Definition | See pages 37 of the Busbar Mapping Methodology document (see README tab) for detail on criteria alignment levels for Consistency with Prior TPP Portfolio Criteria Thresholds.
Criteria Alignment Levels
Level | Alignment Requirements
1 | Mapped resources amount is greater than or equal to the amount in most similar previous TPP portfolio.
2 | Mapped resources amount is greater than or equal to the FCDS and Total amounts mapped in the previous base case. Since only the 25-26 TPP base case is being compared, this alignment level is unused.
3 | Mapped resources amount is only slightly less (100 MW or 10%) than the FCDS or total mapped in previous base case.
4 | Mapped resources amount is significantly less (500 MW or 33%) than in previous base case.
5 | Mapped resources amount is significantly less (500 MW or 33%) than in previous base case and mapped to a substation within a constraint with a previously identified and approved transmission upgrade.
Tabs for Analysis
PreviousTPP_Summary_byArea |  | Summary of mapped portfolio's alignment with 25-25 TPP base case by CAISO study area for both 2035 and 2041
PreviousTPP_Alignment_Summary |  | Summary of number of substations by resource type and study area that have previous TPP baseline alignment flags
Previous_TPP_Analysis_2036 |  | Alignment analysis for 26-27 TPP mapped results for 2036 model year
Previous_TPP_Analysis_2041 |  | Alignment analysis for 26-27 TPP mapped results for 2041 model year
Previous_TPP_BaseCase |  | Mapped resources by sub for the 25-26 TPP Base Case 2035 and 2040 model years

## PreviousTPP_Summary_byResource
Resource Type | Total Res (2036) | Total Res (2041) | 25-26 TPP (2035) | 25-26 TPP (2040)
Units | MW | MW | MW | MW
Geothermal | 6991.7 | 8308.7 | 1639 | 1639
Biomass | 0 | 0 | 171.038 | 171.038
Onshore Wind | 901.3 | 2499.3 | 7894.8 | 7894.8
OOS Wind | 4036 | 5136 | 9000 | 10707
Offshore Wind | 0 | 0 | 4531 | 4531
Solar | 49282.484 | 67626.484 | 19833.474 | 44892.474
Battery-4hr | 9457.626 | 9457.626 | 16188.81 | 16188.81
Battery-8hr | 16353.85 | 16353.85 | 2593.075 | 11770.275
LDES | 5742 | 7548 | 1264.2 | 1264.2
Zone Total | 92764.96 | 116929.96 | 63115.397 | 99058.597

## PreviousTPP_Summary_byArea
The tables below summarize the mapping results for both 2036 and 2041 compared to the previous 25-26 TPP base case portfolio's 2035 and 2040 study years by CAISO study area.
Mapping Results Compared to 25-26 TPP Base Case by CAISO Study Area
CAISO Study Area | Resource Type | Total Res (2036) | Total Res (2041) | 25-26 TPP (2035) | 25-26 TPP (2040) | CAISO Study Area | Resource Type | Total Res (2036) | Total Res (2041) | 25-26 TPP (2035) | 25-26 TPP (2040)
PG&E North of Greater Bay | Geothermal (MW) | 3188.7 | 3188.7 | 123 | 123 | PG&E Fresno | Geothermal (MW) | 220 | 220 | 0 | 0 | Geothermal | FCDS | PG&E NGBA | PG&E FRESNO |  | PG&E NGBA
| Biomass (MW) | 0 | 0 | 108.75 | 108.75 |  | Biomass (MW) | 0 | 0 | 9.488 | 9.488 | Biomass | FCDS | PG&E NGBA | PG&E FRESNO |  | PG&E GBA
| OnshoreWind (MW) | 402 | 1750 | 1802.7 | 1802.7 |  | OnshoreWind (MW) | 69.3 | 69.3 | 560.5 | 560.5 | Wind | Total | PG&E NGBA | PG&E FRESNO |  | PG&E FRESNO
| OOS Wind (MW) | 0 | 0 | 0 | 0 |  | OOS Wind (MW) | 0 | 0 | 0 | 0 | OOS Wind | Total | PG&E NGBA | PG&E FRESNO |  | PG&E KERN
| Offshore Wind (MW) | 0 | 0 | 1607 | 1607 |  | Offshore Wind (MW) | 0 | 0 | 0 | 0 | Offshore Wind | Total | PG&E NGBA | PG&E FRESNO |  | SCE Northern
| Solar (MW) | 1500.029 | 1500.029 | 378.029 | 1333.029 |  | Solar (MW) | 3915.96 | 9082.96 | 4402.11 | 13612.11 | Solar | Total | PG&E NGBA | PG&E FRESNO | Distributed Solar | SCE Metro
| Battery-4hr (MW) | 362.7 | 362.7 | 124.95 | 124.95 |  | Battery-4hr (MW) | 979.6 | 979.6 | 2307.75 | 2307.75 | Battery_4hr | FCDS | PG&E NGBA | PG&E FRESNO |  | SCE NOL
| Battery-8hr (MW) | 0 | 0 | 95 | 305 |  | Battery-8hr (MW) | 5650 | 5650 | 700 | 2765 | Battery_8hr | FCDS | PG&E NGBA | PG&E FRESNO |  | EOP
| LDES (MW) | 0 | 0 | 5 | 5 |  | LDES (MW) | 140 | 140 | 140 | 140 | LDES | FCDS | PG&E NGBA | PG&E FRESNO |  | SCE Eastern
| Zone Total (MW) | 5453.429 | 6801.429 | 4244.429 | 5409.429 |  | Zone Total (MW) | 10974.86 | 16141.86 | 8119.848 | 19394.848 | [5 empty] | SDGE
PG&E Greater Bay | Geothermal (MW) | 408 | 408 | 0 | 0 | PG&E Kern | Geothermal (MW) | 0 | 0 | 0 | 0 | Geothermal | FCDS | PG&E GBA | PG&E KERN
| Biomass (MW) | 0 | 0 | 11.85 | 11.85 |  | Biomass (MW) | 0 | 0 | 23.3 | 23.3 | Biomass | FCDS | PG&E GBA | PG&E KERN
| OnshoreWind (MW) | 0 | 250 | 1013.55 | 1013.55 |  | OnshoreWind (MW) | 0 | 0 | 113.07 | 113.07 | Wind | Total | PG&E GBA | PG&E KERN
| OOS Wind (MW) | 0 | 0 | 0 | 1707 |  | OOS Wind (MW) | 0 | 0 | 0 | 0 | OOS Wind | Total | PG&E GBA | PG&E KERN
| Offshore Wind (MW) | 0 | 0 | 0 | 0 |  | Offshore Wind (MW) | 0 | 0 | 2924 | 2924 | Offshore Wind | Total | PG&E GBA | PG&E KERN
| Solar (MW) | 2399.975 | 4597.975 | 293.775 | 1445.775 |  | Solar (MW) | 10283.92 | 10295.92 | 2852.27 | 5647.27 | Solar | Total | PG&E GBA | PG&E KERN | Distributed Solar
| Battery-4hr (MW) | 628 | 628 | 718.8 | 718.8 |  | Battery-4hr (MW) | 398.1 | 398.1 | 493 | 493 | Battery_4hr | FCDS | PG&E GBA | PG&E KERN
| Battery-8hr (MW) | 13 | 13 | 236.075 | 1508.275 |  | Battery-8hr (MW) | 0 | 0 | 410 | 1210 | Battery_8hr | FCDS | PG&E GBA | PG&E KERN
| LDES (MW) | 400 | 400 | 310 | 310 |  | LDES (MW) | 760 | 760 | 0 | 0 | LDES | FCDS | PG&E GBA | PG&E KERN
| Zone Total (MW) | 3848.975 | 6296.975 | 2584.05 | 6715.25 |  | Zone Total (MW) | 11442.02 | 11454.02 | 6815.64 | 10410.64
SCE Northern Area | Geothermal (MW) | 0 | 0 | 0 | 0 | East of Pisgah | Geothermal (MW) | 1649 | 1649 | 517.3 | 517.3 | Geothermal | FCDS | SCE Northern | EOP
| Biomass (MW) | 0 | 0 | 0 | 0 |  | Biomass (MW) | 0 | 0 | 0 | 0 | Biomass | FCDS | SCE Northern | EOP
| OnshoreWind (MW) | 0 | 0 | 674 | 674 |  | OnshoreWind (MW) | 250 | 250 | 1228.5 | 1228.5 | Wind | Total | SCE Northern | EOP
| OOS Wind (MW) | 0 | 0 | 0 | 0 |  | OOS Wind (MW) | 1500 | 2600 | 4151 | 4151 | OOS Wind | Total | SCE Northern | EOP
| Offshore Wind (MW) | 0 | 0 | 0 | 0 |  | Offshore Wind (MW) | 0 | 0 | 0 | 0 | Offshore Wind | Total | SCE Northern | EOP
| Solar (MW) | 7234 | 10217 | 2809.5 | 5419.5 |  | Solar (MW) | 1876.2 | 1876.2 | 2398 | 5998 | Solar | Total | SCE Northern | EOP | Distributed Solar
| Battery-4hr (MW) | 1884 | 1884 | 3224 | 3224 |  | Battery-4hr (MW) | 685 | 685 | 1210 | 1210 | Battery_4hr | FCDS | SCE Northern | EOP
| Battery-8hr (MW) | 833 | 833 | 509 | 1584 |  | Battery-8hr (MW) | 476.5 | 476.5 | 320 | 1635 | Battery_8hr | FCDS | SCE Northern | EOP
| LDES (MW) | 1280 | 3086 | 400 | 400 |  | LDES (MW) | 1000 | 1000 | 0 | 0 | LDES | FCDS | SCE Northern | EOP
| Zone Total (MW) | 11231 | 16020 | 7616.5 | 11301.5 |  | Zone Total (MW) | 7436.7 | 8536.7 | 9824.8 | 14739.8
SCE Metro | Geothermal (MW) | 203 | 203 | 389 | 389 | SCE Eastern | Geothermal (MW) | 30 | 1347 | 500 | 500 | Geothermal | FCDS | SCE Metro | SCE Eastern
| Biomass (MW) | 0 | 0 | 5.6 | 5.6 |  | Biomass (MW) | 0 | 0 | 7.85 | 7.85 | Biomass | FCDS | SCE Metro | SCE Eastern
| OnshoreWind (MW) | 0 | 0 | 0 | 0 |  | OnshoreWind (MW) | 0 | 0 | 324.5 | 324.5 | Wind | Total | SCE Metro | SCE Eastern
| OOS Wind (MW) | 0 | 0 | 1750 | 1750 |  | OOS Wind (MW) | 2536 | 2536 | 3099 | 3099 | OOS Wind | Total | SCE Metro | SCE Eastern
| Offshore Wind (MW) | 0 | 0 | 0 | 0 |  | Offshore Wind (MW) | 0 | 0 | 0 | 0 | Offshore Wind | Total | SCE Metro | SCE Eastern
| Solar (MW) | 4.6 | 386.6 | 32.85 | 32.85 |  | Solar (MW) | 8750 | 12434 | 3873.5 | 6253.5 | Solar | Total | SCE Metro | SCE Eastern | Distributed Solar
| Battery-4hr (MW) | 1589 | 1589 | 1890.5 | 1890.5 |  | Battery-4hr (MW) | 1341.516 | 1341.516 | 3985.4 | 3985.4 | Battery_4hr | FCDS | SCE Metro | SCE Eastern
| Battery-8hr (MW) | 6999 | 6999 | 10 | 610 |  | Battery-8hr (MW) | 1002 | 1002 | 100 | 780 | Battery_8hr | FCDS | SCE Metro | SCE Eastern
| LDES (MW) | 0 | 0 | 0 | 0 |  | LDES (MW) | 1300 | 1300 | 0 | 0 | LDES | FCDS | SCE Metro | SCE Eastern
| Zone Total (MW) | 8795.6 | 9177.6 | 4077.95 | 4677.95 |  | Zone Total (MW) | 14959.516 | 19960.516 | 11890.25 | 14950.25
SCE North of Lugo | Geothermal (MW) | 293 | 293 | 9.7 | 9.7 | SDG&E | Geothermal (MW) | 1000 | 1000 | 100 | 100 | Geothermal | FCDS | SCE NOL | SDGE
| Biomass (MW) | 0 | 0 | 4.2 | 4.2 |  | Biomass (MW) | 0 | 0 | 0 | 0 | Biomass | FCDS | SCE NOL | SDGE
| OnshoreWind (MW) | 0 | 0 | 362.18 | 362.18 |  | OnshoreWind (MW) | 180 | 180 | 1815.8 | 1815.8 | Wind | Total | SCE NOL | SDGE
| OOS Wind (MW) | 0 | 0 | 0 | 0 |  | OOS Wind (MW) | 0 | 0 | 0 | 0 | OOS Wind | Total | SCE NOL | SDGE
| Offshore Wind (MW) | 0 | 0 | 0 | 0 |  | Offshore Wind (MW) | 0 | 0 | 0 | 0 | Offshore Wind | Total | SCE NOL | SDGE
| Solar (MW) | 645.8 | 1316.8 | 1198.1 | 2017.1 |  | Solar (MW) | 12672 | 15919 | 1595.34 | 3133.34 | Solar | Total | SCE NOL | SDGE | Distributed Solar
| Battery-4hr (MW) | 338.5 | 338.5 | 507.2 | 507.2 |  | Battery-4hr (MW) | 1251.21 | 1251.21 | 1727.21 | 1727.21 | Battery_4hr | FCDS | SCE NOL | SDGE
| Battery-8hr (MW) | 6 | 6 | 113 | 463 |  | Battery-8hr (MW) | 1374.35 | 1374.35 | 100 | 910 | Battery_8hr | FCDS | SCE NOL | SDGE
| LDES (MW) | 362 | 362 | 0 | 0 |  | LDES (MW) | 500 | 500 | 409.2 | 409.2 | LDES | FCDS | SCE NOL | SDGE
| Zone Total (MW) | 1645.3 | 2316.3 | 2194.38 | 3363.38 |  | Zone Total (MW) | 16977.56 | 20224.56 | 5747.55 | 8095.55

## PreviousTPP_Alignment_Summary
The tables below summarize the number of substations with non-alignment flags for having less resources mapped than in the previous 25-26 TPP base case by CAISO study area and resource type. There are separate tables comparing the 2036 initial mapping results to the 25-26 TPP's 2035 mapping results and initial 2041 mapping results to the 25-26 TPP's 2040 mapping results.
|  | PG&E NGBA | PG&E GBA | PG&E FRESNO | PG&E KERN | SCE Northern | SCE Metro | SCE NOL | EOP | SCE Eastern | SDGE
2036 Portfolio Mapping – Number of substations by CAISO study area with less resources mapped
Resource Type | Level of Decrease at Sub | PG&E North of Greater Bay | PG&E Greater Bay | PG&E Fresno | PG&E Kern | SCE Northern Area | SCE Metro | SCE North of Lugo | East of Pisgah | SCE Eastern | SDG&E | Notes
Geothermal | Slight* | 0 | 0 | 0 | 0 | 0 | 0 | 0 | 0 | 0 | 0
| Significant** | 3 | 0 | 0 | 0 | 0 | 1 | 0 | 0 | 1 | 0
Biomass | Slight | 0 | 0 | 0 | 0 | 0 | 0 | 0 | 0 | 0 | 0
| Significant | 16 | 6 | 5 | 6 | 0 | 1 | 2 | 0 | 2 | 0
Wind, Onshore | Slight | 0 | 0 | 0 | 0 | 0 | 0 | 0 | 0 | 0 | 0
| Significant | 7 | 7 | 3 | 1 | 3 | 0 | 2 | 3 | 1 | 3
OOS Wind | Slight | 0 | 0 | 0 | 0 | 0 | 0 | 0 | 0 | 0 | 0
| Significant | 0 | 0 | 0 | 0 | 0 | 1 | 0 | 3 | 1 | 0
Offshore Wind | Slight | 0 | 0 | 0 | 0 | 0 | 0 | 0 | 0 | 0 | 0
| Significant | 1 | 0 | 0 | 1 | 0 | 0 | 0 | 0 | 0 | 0
Distributed_Solar | Slight | 0 | 0 | 1 | 0 | 1 | 1 | 0 | 0 | 0 | 0
| Significant | 7 | 10 | 9 | 8 | 1 | 4 | 4 | 0 | 0 | 3
Solar | Slight | 0 | 0 | 0 | 1 | 0 | 0 | 0 | 0 | 0 | 0
| Significant | 4 | 2 | 11 | 3 | 3 | 1 | 4 | 4 | 1 | 2
Total Battery | Slight | 0 | 0 | 0 | 0 | 1 | 1 | 1 | 0 | 0 | 0
| Significant | 6 | 7 | 9 | 6 | 5 | 3 | 3 | 5 | 9 | 14
LDES | Slight | 0 | 0 | 0 | 0 | 1 | 0 | 0 | 0 | 0 | 0
| Significant | 1 | 0 | 0 | 0 | 0 | 0 | 0 | 0 | 0 | 0
*<100 MW or <10% (level-3 alignment)
**<500 MW or <33% (level-4 or -5 alignment)
|  | PG&E NGBA | PG&E GBA | PG&E FRESNO | PG&E KERN | SCE Northern | SCE Metro | SCE NOL | EOP | SCE Eastern | SDGE
2041 Mapping – Number of substations by CAISO study area with less resources mapped
Resource Type | Level of Decrease at Sub | PG&E North of Greater Bay | PG&E Greater Bay | PG&E Fresno | PG&E Kern | SCE Northern Area | SCE Metro | SCE North of Lugo | East of Pisgah | SCE Eastern | SDG&E
Geothermal | Slight* | 0 | 0 | 0 | 0 | 0 | 0 | 0 | 0 | 0 | 0
| Significant** | 3 | 0 | 0 | 0 | 0 | 1 | 0 | 0 | 0 | 0
Biomass | Slight | 0 | 0 | 0 | 0 | 0 | 0 | 0 | 0 | 0 | 0
| Significant | 16 | 6 | 5 | 6 | 0 | 1 | 2 | 0 | 2 | 0
Wind, Onshore | Slight | 0 | 0 | 0 | 0 | 0 | 0 | 0 | 0 | 0 | 0
| Significant | 5 | 6 | 3 | 1 | 3 | 0 | 2 | 3 | 1 | 3
OOS Wind | Slight | 0 | 0 | 0 | 0 | 0 | 0 | 0 | 0 | 0 | 0
| Significant | 0 | 1 | 0 | 0 | 0 | 1 | 0 | 2 | 1 | 0
Offshore Wind | Slight | 0 | 0 | 0 | 0 | 0 | 0 | 0 | 0 | 0 | 0
| Significant | 1 | 0 | 0 | 1 | 0 | 0 | 0 | 0 | 0 | 0
Distributed_Solar | Slight | 0 | 0 | 1 | 0 | 1 | 1 | 0 | 0 | 0 | 0
| Significant | 7 | 10 | 9 | 8 | 1 | 4 | 4 | 0 | 0 | 3
Solar | Slight | 0 | 0 | 3 | 1 | 1 | 0 | 1 | 0 | 0 | 0
| Significant | 5 | 6 | 16 | 5 | 6 | 1 | 4 | 7 | 3 | 2
Total Battery | Slight | 0 | 0 | 1 | 0 | 3 | 0 | 1 | 0 | 1 | 1
| Significant | 8 | 15 | 19 | 9 | 7 | 6 | 5 | 8 | 9 | 17
LDES | Slight | 0 | 0 | 0 | 0 | 1 | 0 | 0 | 0 | 0 | 0
| Significant | 1 | 0 | 0 | 0 | 0 | 0 | 0 | 0 | 0 | 0
*100 MW or 10% less (level-3 alignment)
**500 MW or 33% less (level-4 or -5 alignment)

## PreviousTPP_Analysis_2036
Consistency with previous the 25-26 TPP base case for the mapped 2036 portfolio. Criteria alignment flags are shown by resources and substation in columns BO through BY. | [49 empty] | MW | Percentage | Flag
[48 empty] | Slightly Less |  | -100 | 10% | 1
|  |  | Sum of In-Development and Generic Portfollio Resources in 2036 mapping | [19 empty] | Amount Mapped in 25-26 TPP Base Case (2035) | [21 empty] | Difference Flag Calculator |  |  | Signifcantly Less |  | -500 | 33% | 2 | [12 empty] | Criteria Alignment Level by Resource
|  |  | Geothermal | Biomass | Wind | Wind | Wind | OOS Wind | OOS Wind | OOS Wind | Offshore Wind | Offshore Wind | Offshore Wind | Distributed Solar | Solar | Solar | Solar | Battery_4hr | Battery_8hr | Battery | LDES | Has |  | Geothermal | Biomass | Wind | Wind | Wind | OOS Wind | OOS Wind | OOS Wind | Offshore Wind | Offshore Wind | Offshore Wind | Distributed Solar | Solar | Solar | Solar | Battery_4hr | Battery_8hr | Battery | LDES | Has | Has Approved |  | Geothermal | Biomass | Wind | Wind | Wind | OOS Wind | OOS Wind | OOS Wind | Offshore Wind | Offshore Wind | Offshore Wind | Distributed Solar | Solar | Solar | Solar | Battery_4hr | Battery_8hr | Battery | LDES |  | Geothermal | Biomass | Wind | OOS Wind | Offshore Wind | Distributed Solar | Solar | Battery_4hr | Battery_8hr | Battery | LDES | Has Non-
CAISO Study Area | Substation | Voltage | FCDS | FCDS | FCDS | EODS | Total | FCDS | EODS | Total | FCDS | EODS | Total | EODS | FCDS | EODS | Total | FCDS | FCDS | Total | FCDS | Res |  | FCDS | FCDS | FCDS | EODS | Total | FCDS | EODS | Total | FCDS | EODS | Total | FCDS | FCDS | EODS | Total | FCDS | FCDS | Total | FCDS | Res | TPP Upgrade |  | FCDS | FCDS | FCDS | EODS | Total | FCDS | EODS | Total | FCDS | EODS | Total | FCDS | FCDS | EODS | Total | FCDS | FCDS | Total | FCDS |  | Alignment Level | Alignment Level | Alignment Level | Alignment Level | Alignment Level | Alignment Level | Alignment Level | Alignment Level | Alignment Level | Alignment Level | Alignment Level | Alignment
PG&E KERN | 7th Standard | 115 | 0 | 0 | 0 | 0 | 0 | 0 | 0 | 0 | 0 | 0 | 0 | 0 | 0 | 90 | 90 | 0 | 0 | 0 | 0 | 1 |  | 0 | 0 | 0 | 0 | 0 | 0 | 0 | 0 | 0 | 0 | 0 | 0 | 0 | 0 | 0 | 0 | 0 | 0 | 0 | 0 | 0 |  | 0 | 0 | 0 | 0 | 0 | 0 | 0 | 0 | 0 | 0 | 0 | 0 | 0 | 0 | 0 | 0 | 0 | 0 | 0 |  | 1 | 1 | 1 | 1 | 1 | 1 | 1 | 1 | 1 | 1 | 1 | 0
SCE Metro | Alamitos | 230 | 0 | 0 | 0 | 0 | 0 | 0 | 0 | 0 | 0 | 0 | 0 | 0 | 0 | 0 | 0 | 82 | 188 | 270 | 0 | 1 |  | 0 | 0 | 0 | 0 | 0 | 0 | 0 | 0 | 0 | 0 | 0 | 0 | 0 | 0 | 0 | 82 | 0 | 82 | 0 | 1 | 0 |  | 0 | 0 | 0 | 0 | 0 | 0 | 0 | 0 | 0 | 0 | 0 | 0 | 0 | 0 | 0 | 0 | 0 | 0 | 0 |  | 1 | 1 | 1 | 1 | 1 | 1 | 1 | 1 | 1 | 1 | 1 | 0
SCE Eastern | Alberhill | 115 | 0 | 0 | 0 | 0 | 0 | 0 | 0 | 0 | 0 | 0 | 0 | 0 | 300 | 0 | 300 | 0 | 0 | 0 | 0 | 1 |  | 0 | 0 | 0 | 0 | 0 | 0 | 0 | 0 | 0 | 0 | 0 | 0 | 0 | 0 | 0 | 0 | 0 | 0 | 0 | 0 | 1 |  | 0 | 0 | 0 | 0 | 0 | 0 | 0 | 0 | 0 | 0 | 0 | 0 | 0 | 0 | 0 | 0 | 0 | 0 | 0 |  | 1 | 1 | 1 | 1 | 1 | 1 | 1 | 1 | 1 | 1 | 1 | 0
SCE Eastern | Alberhill | 500 | 0 | 0 | 0 | 0 | 0 | 0 | 0 | 0 | 0 | 0 | 0 | 0 | 435 | 0 | 435 | 0 | 0 | 0 | 500 | 1 |  | 0 | 0 | 0 | 0 | 0 | 0 | 0 | 0 | 0 | 0 | 0 | 0 | 0 | 0 | 0 | 0 | 0 | 0 | 0 | 0 | 1 |  | 0 | 0 | 0 | 0 | 0 | 0 | 0 | 0 | 0 | 0 | 0 | 0 | 0 | 0 | 0 | 0 | 0 | 0 | 0 |  | 1 | 1 | 1 | 1 | 1 | 1 | 1 | 1 | 1 | 1 | 1 | 0
PG&E GBA | Alhambra | 115 | 0 | 0 | 0 | 0 | 0 | 0 | 0 | 0 | 0 | 0 | 0 | 0 | 0 | 0 | 0 | 0 | 0 | 0 | 0 | 0 |  | 0 | 0 | 0 | 0 | 0 | 0 | 0 | 0 | 0 | 0 | 0 | 0 | 0 | 0 | 0 | 0 | 0 | 0 | 0 | 0 | 1 |  | 0 | 0 | 0 | 0 | 0 | 0 | 0 | 0 | 0 | 0 | 0 | 0 | 0 | 0 | 0 | 0 | 0 | 0 | 0 |  | 1 | 1 | 1 | 1 | 1 | 1 | 1 | 1 | 1 | 1 | 1 | 0
PG&E FRESNO | Alpaugh | 115 | 0 | 0 | 0 | 0 | 0 | 0 | 0 | 0 | 0 | 0 | 0 | 0 | 0 | 0 | 0 | 0 | 0 | 0 | 0 | 0 |  | 0 | 0 | 0 | 0 | 0 | 0 | 0 | 0 | 0 | 0 | 0 | 3 | 0 | 0 | 0 | 10 | 0 | 10 | 0 | 1 | 0 |  | 0 | 0 | 0 | 0 | 0 | 0 | 0 | 0 | 0 | 0 | 0 | 2 | 0 | 0 | 0 | 2 | 0 | 2 | 0 |  | 1 | 1 | 1 | 1 | 1 | 4 | 1 | 4 | 1 | 4 | 1 | 1
SDGE | Alpine | 69 | 0 | 0 | 0 | 0 | 0 | 0 | 0 | 0 | 0 | 0 | 0 | 0 | 0 | 0 | 0 | 6 | 0 | 6 | 0 | 1 |  | 0 | 0 | 0 | 0 | 0 | 0 | 0 | 0 | 0 | 0 | 0 | 0 | 0 | 0 | 0 | 6 | 0 | 6 | 0 | 1 | 3 |  | 0 | 0 | 0 | 0 | 0 | 0 | 0 | 0 | 0 | 0 | 0 | 0 | 0 | 0 | 0 | 0 | 0 | 0 | 0 |  | 1 | 1 | 1 | 1 | 1 | 1 | 1 | 1 | 1 | 1 | 1 | 0
PG&E GBA | Altamont Midway (Sandhill) | 230 | 0 | 0 | 0 | 0 | 0 | 0 | 0 | 0 | 0 | 0 | 0 | 0 | 0 | 0 | 0 | 0 | 0 | 0 | 0 | 0 |  | 0 | 0 | 5 | 0 | 5 | 0 | 0 | 0 | 0 | 0 | 0 | 0 | 0 | 0 | 0 | 0 | 0 | 0 | 0 | 1 | 0 |  | 0 | 0 | 2 | 0 | 2 | 0 | 0 | 0 | 0 | 0 | 0 | 0 | 0 | 0 | 0 | 0 | 0 | 0 | 0 |  | 1 | 1 | 4 | 1 | 1 | 1 | 1 | 1 | 1 | 1 | 1 | 1
SCE Northern | Antelope | 66 | 0 | 0 | 0 | 0 | 0 | 0 | 0 | 0 | 0 | 0 | 0 | 6 | 0 | 0 | 0 | 0 | 0 | 0 | 0 | 1 |  | 0 | 0 | 0 | 0 | 0 | 0 | 0 | 0 | 0 | 0 | 0 | 0 | 0 | 20 | 20 | 0 | 0 | 0 | 0 | 1 | 0 |  | 0 | 0 | 0 | 0 | 0 | 0 | 0 | 0 | 0 | 0 | 0 | 0 | 0 | 2 | 2 | 0 | 0 | 0 | 0 |  | 1 | 1 | 1 | 1 | 1 | 1 | 4 | 1 | 1 | 1 | 1 | 1
SCE Northern | Antelope | 230 | 0 | 0 | 0 | 0 | 0 | 0 | 0 | 0 | 0 | 0 | 0 | 0 | 0 | 450 | 450 | 0 | 150 | 150 | 0 | 1 |  | 0 | 0 | 200 | 0 | 200 | 0 | 0 | 0 | 0 | 0 | 0 | 6 | 56 | 0 | 56 | 28 | 0 | 28 | 0 | 1 | 0 |  | 0 | 0 | 2 | 0 | 2 | 0 | 0 | 0 | 0 | 0 | 0 | 2 | 2 | 0 | 0 | 2 | 0 | 0 | 0 |  | 1 | 1 | 4 | 1 | 1 | 4 | 4 | 4 | 1 | 1 | 1 | 1
SCE Northern | Antelope | 500 | 0 | 0 | 0 | 0 | 0 | 0 | 0 | 0 | 0 | 0 | 0 | 0 | 0 | 1000 | 1000 | 0 | 160 | 160 | 0 | 1 |  | 0 | 0 | 0 | 0 | 0 | 0 | 0 | 0 | 0 | 0 | 0 | 0 | 0 | 0 | 0 | 0 | 0 | 0 | 0 | 0 | 0 |  | 0 | 0 | 0 | 0 | 0 | 0 | 0 | 0 | 0 | 0 | 0 | 0 | 0 | 0 | 0 | 0 | 0 | 0 | 0 |  | 1 | 1 | 1 | 1 | 1 | 1 | 1 | 1 | 1 | 1 | 1 | 0
PG&E NGBA | Arcata | 60 | 0 | 0 | 0 | 0 | 0 | 0 | 0 | 0 | 0 | 0 | 0 | 4 | 0 | 0 | 0 | 2.5 | 0 | 2.5 | 0 | 1 |  | 0 | 0 | 0 | 0 | 0 | 0 | 0 | 0 | 0 | 0 | 0 | 7 | 0 | 0 | 0 | 2.5 | 0 | 2.5 | 0 | 1 | 0 |  | 0 | 0 | 0 | 0 | 0 | 0 | 0 | 0 | 0 | 0 | 0 | 2 | 0 | 0 | 0 | 0 | 0 | 0 | 0 |  | 1 | 1 | 1 | 1 | 1 | 4 | 1 | 1 | 1 | 1 | 1 | 1
PG&E KERN | Arco | 230 | 0 | 0 | 0 | 0 | 0 | 0 | 0 | 0 | 0 | 0 | 0 | 4.79 | 1524 | 0 | 1524 | 0 | 0 | 0 | 10 | 1 |  | 0 | 0 | 0 | 0 | 0 | 0 | 0 | 0 | 0 | 0 | 0 | 4.79 | 125 | 399 | 524 | 0 | 125 | 125 | 0 | 1 | 0 |  | 0 | 0 | 0 | 0 | 0 | 0 | 0 | 0 | 0 | 0 | 0 | 0 | 0 | 2 | 0 | 0 | 2 | 2 | 0 |  | 1 | 1 | 1 | 1 | 1 | 1 | 1 | 1 | 4 | 4 | 1 | 1
PG&E KERN | Arco | 70 | 0 | 0 | 0 | 0 | 0 | 0 | 0 | 0 | 0 | 0 | 0 | 0 | 60 | 0 | 60 | 2 | 0 | 2 | 0 | 1 |  | 0 | 0 | 0 | 0 | 0 | 0 | 0 | 0 | 0 | 0 | 0 | 0 | 0 | 0 | 0 | 2 | 0 | 2 | 0 | 1 | 0 |  | 0 | 0 | 0 | 0 | 0 | 0 | 0 | 0 | 0 | 0 | 0 | 0 | 0 | 0 | 0 | 0 | 0 | 0 | 0 |  | 1 | 1 | 1 | 1 | 1 | 1 | 1 | 1 | 1 | 1 | 1 | 0
SCE Metro | ArcoGen | 230 | 0 | 0 | 0 | 0 | 0 | 0 | 0 | 0 | 0 | 0 | 0 | 0 | 0 | 0 | 0 | 0 | 674 | 674 | 0 | 1 |  | 0 | 0 | 0 | 0 | 0 | 0 | 0 | 0 | 0 | 0 | 0 | 0 | 0 | 0 | 0 | 0 | 0 | 0 | 0 | 0 | 0 |  | 0 | 0 | 0 | 0 | 0 | 0 | 0 | 0 | 0 | 0 | 0 | 0 | 0 | 0 | 0 | 0 | 0 | 0 | 0 |  | 1 | 1 | 1 | 1 | 1 | 1 | 1 | 1 | 1 | 1 | 1 | 0
SDGE | Artesian | 230 | 0 | 0 | 0 | 0 | 0 | 0 | 0 | 0 | 0 | 0 | 0 | 0 | 0 | 0 | 0 | 0 | 0 | 0 | 0 | 0 |  | 0 | 0 | 0 | 0 | 0 | 0 | 0 | 0 | 0 | 0 | 0 | 0 | 0 | 0 | 0 | 0 | 0 | 0 | 0 | 0 | 3 |  | 0 | 0 | 0 | 0 | 0 | 0 | 0 | 0 | 0 | 0 | 0 | 0 | 0 | 0 | 0 | 0 | 0 | 0 | 0 |  | 1 | 1 | 1 | 1 | 1 | 1 | 1 | 1 | 1 | 1 | 1 | 0
SDGE | Artesian | 69 | 0 | 0 | 0 | 0 | 0 | 0 | 0 | 0 | 0 | 0 | 0 | 0 | 0 | 0 | 0 | 0 | 0 | 0 | 0 | 0 |  | 0 | 0 | 0 | 0 | 0 | 0 | 0 | 0 | 0 | 0 | 0 | 0 | 0 | 0 | 0 | 0 | 0 | 0 | 0 | 0 | 2 |  | 0 | 0 | 0 | 0 | 0 | 0 | 0 | 0 | 0 | 0 | 0 | 0 | 0 | 0 | 0 | 0 | 0 | 0 | 0 |  | 1 | 1 | 1 | 1 | 1 | 1 | 1 | 1 | 1 | 1 | 1 | 0
PG&E FRESNO | Ashlan | 230 | 0 | 0 | 0 | 0 | 0 | 0 | 0 | 0 | 0 | 0 | 0 | 0 | 0 | 0 | 0 | 0 | 0 | 0 | 0 | 0 |  | 0 | 0 | 0 | 0 | 0 | 0 | 0 | 0 | 0 | 0 | 0 | 0 | 0 | 0 | 0 | 0 | 0 | 0 | 0 | 0 | 1 |  | 0 | 0 | 0 | 0 | 0 | 0 | 0 | 0 | 0 | 0 | 0 | 0 | 0 | 0 | 0 | 0 | 0 | 0 | 0 |  | 1 | 1 | 1 | 1 | 1 | 1 | 1 | 1 | 1 | 1 | 1 | 0
PG&E NGBA | Atlantic | 115 | 0 | 0 | 0 | 0 | 0 | 0 | 0 | 0 | 0 | 0 | 0 | 0 | 0 | 0 | 0 | 0 | 0 | 0 | 0 | 0 |  | 0 | 0 | 0 | 0 | 0 | 0 | 0 | 0 | 0 | 0 | 0 | 0 | 0 | 0 | 0 | 0 | 0 | 0 | 0 | 0 | 0 |  | 0 | 0 | 0 | 0 | 0 | 0 | 0 | 0 | 0 | 0 | 0 | 0 | 0 | 0 | 0 | 0 | 0 | 0 | 0 |  | 1 | 1 | 1 | 1 | 1 | 1 | 1 | 1 | 1 | 1 | 1 | 0
PG&E NGBA | Atlantic | 230 | 0 | 0 | 0 | 0 | 0 | 0 | 0 | 0 | 0 | 0 | 0 | 0 | 0 | 0 | 0 | 0 | 0 | 0 | 0 | 0 |  | 0 | 0 | 0 | 0 | 0 | 0 | 0 | 0 | 0 | 0 | 0 | 0 | 0 | 0 | 0 | 0 | 0 | 0 | 0 | 0 | 0 |  | 0 | 0 | 0 | 0 | 0 | 0 | 0 | 0 | 0 | 0 | 0 | 0 | 0 | 0 | 0 | 0 | 0 | 0 | 0 |  | 1 | 1 | 1 | 1 | 1 | 1 | 1 | 1 | 1 | 1 | 1 | 0
PG&E NGBA | Atlantic | 60 | 0 | 0 | 0 | 0 | 0 | 0 | 0 | 0 | 0 | 0 | 0 | 0 | 0 | 0 | 0 | 0 | 0 | 0 | 0 | 0 |  | 0 | 0 | 0 | 0 | 0 | 0 | 0 | 0 | 0 | 0 | 0 | 0 | 0 | 0 | 0 | 0 | 0 | 0 | 0 | 0 | 0 |  | 0 | 0 | 0 | 0 | 0 | 0 | 0 | 0 | 0 | 0 | 0 | 0 | 0 | 0 | 0 | 0 | 0 | 0 | 0 |  | 1 | 1 | 1 | 1 | 1 | 1 | 1 | 1 | 1 | 1 | 1 | 0
PG&E FRESNO | Atwater | 115 | 0 | 0 | 0 | 0 | 0 | 0 | 0 | 0 | 0 | 0 | 0 | 2 | 0 | 0 | 0 | 0 | 0 | 0 | 0 | 1 |  | 0 | 0 | 0 | 0 | 0 | 0 | 0 | 0 | 0 | 0 | 0 | 2 | 0 | 0 | 0 | 0 | 0 | 0 | 0 | 1 | 1 |  | 0 | 0 | 0 | 0 | 0 | 0 | 0 | 0 | 0 | 0 | 0 | 0 | 0 | 0 | 0 | 0 | 0 | 0 | 0 |  | 1 | 1 | 1 | 1 | 1 | 1 | 1 | 1 | 1 | 1 | 1 | 0
PG&E GBA | Avena | 115 | 0 | 0 | 0 | 0 | 0 | 0 | 0 | 0 | 0 | 0 | 0 | 0 | 100 | 0 | 100 | 0 | 0 | 0 | 0 | 1 |  | 0 | 0 | 0 | 0 | 0 | 0 | 0 | 0 | 0 | 0 | 0 | 0 | 0 | 0 | 0 | 0 | 0 | 0 | 0 | 0 | 0 |  | 0 | 0 | 0 | 0 | 0 | 0 | 0 | 0 | 0 | 0 | 0 | 0 | 0 | 0 | 0 | 0 | 0 | 0 | 0 |  | 1 | 1 | 1 | 1 | 1 | 1 | 1 | 1 | 1 | 1 | 1 | 0
SDGE | Avocado | 69 | 0 | 0 | 0 | 0 | 0 | 0 | 0 | 0 | 0 | 0 | 0 | 0 | 0 | 0 | 0 | 0 | 0 | 0 | 0 | 0 |  | 0 | 0 | 0 | 0 | 0 | 0 | 0 | 0 | 0 | 0 | 0 | 0 | 0 | 0 | 0 | 29.6 | 0 | 29.6 | 0 | 1 | 2 |  | 0 | 0 | 0 | 0 | 0 | 0 | 0 | 0 | 0 | 0 | 0 | 0 | 0 | 0 | 0 | 2 | 0 | 2 | 0 |  | 1 | 1 | 1 | 1 | 1 | 1 | 1 | 5 | 1 | 5 | 1 | 1
PG&E NGBA | Bahia | 230 | 0 | 0 | 0 | 0 | 0 | 0 | 0 | 0 | 0 | 0 | 0 | 0 | 0 | 200 | 200 | 0 | 0 | 0 | 0 | 1 |  | 0 | 0 | 0 | 0 | 0 | 0 | 0 | 0 | 0 | 0 | 0 | 0 | 0 | 0 | 0 | 0 | 0 | 0 | 0 | 0 | 1 |  | 0 | 0 | 0 | 0 | 0 | 0 | 0 | 0 | 0 | 0 | 0 | 0 | 0 | 0 | 0 | 0 | 0 | 0 | 0 |  | 1 | 1 | 1 | 1 | 1 | 1 | 1 | 1 | 1 | 1 | 1 | 0
SCE Northern | Bailey | 230 | 0 | 0 | 0 | 0 | 0 | 0 | 0 | 0 | 0 | 0 | 0 | 0 | 0 | 0 | 0 | 0 | 0 | 0 | 0 | 0 |  | 0 | 0 | 0 | 0 | 0 | 0 | 0 | 0 | 0 | 0 | 0 | 0 | 0 | 0 | 0 | 0 | 0 | 0 | 0 | 0 | 0 |  | 0 | 0 | 0 | 0 | 0 | 0 | 0 | 0 | 0 | 0 | 0 | 0 | 0 | 0 | 0 | 0 | 0 | 0 | 0 |  | 1 | 1 | 1 | 1 | 1 | 1 | 1 | 1 | 1 | 1 | 1 | 0
SCE NOL | Baker | 115 | 0 | 0 | 0 | 0 | 0 | 0 | 0 | 0 | 0 | 0 | 0 | 0 | 0 | 0 | 0 | 0 | 0 | 0 | 0 | 0 |  | 0 | 0 | 0 | 0 | 0 | 0 | 0 | 0 | 0 | 0 | 0 | 0 | 0 | 0 | 0 | 0 | 0 | 0 | 0 | 0 | 3 |  | 0 | 0 | 0 | 0 | 0 | 0 | 0 | 0 | 0 | 0 | 0 | 0 | 0 | 0 | 0 | 0 | 0 | 0 | 0 |  | 1 | 1 | 1 | 1 | 1 | 1 | 1 | 1 | 1 | 1 | 1 | 0
PG&E KERN | Bakersfield | 230 | 0 | 0 | 0 | 0 | 0 | 0 | 0 | 0 | 0 | 0 | 0 | 0 | 0 | 0 | 0 | 0 | 0 | 0 | 0 | 0 |  | 0 | 0 | 0 | 0 | 0 | 0 | 0 | 0 | 0 | 0 | 0 | 0 | 0 | 0 | 0 | 0 | 0 | 0 | 0 | 0 | 0 |  | 0 | 0 | 0 | 0 | 0 | 0 | 0 | 0 | 0 | 0 | 0 | 0 | 0 | 0 | 0 | 0 | 0 | 0 | 0 |  | 1 | 1 | 1 | 1 | 1 | 1 | 1 | 1 | 1 | 1 | 1 | 0
PG&E FRESNO | Balch | 230 | 0 | 0 | 0 | 0 | 0 | 0 | 0 | 0 | 0 | 0 | 0 | 0 | 0 | 0 | 0 | 0 | 0 | 0 | 0 | 0 |  | 0 | 0 | 0 | 0 | 0 | 0 | 0 | 0 | 0 | 0 | 0 | 0 | 0 | 0 | 0 | 0 | 0 | 0 | 0 | 0 | 1 |  | 0 | 0 | 0 | 0 | 0 | 0 | 0 | 0 | 0 | 0 | 0 | 0 | 0 | 0 | 0 | 0 | 0 | 0 | 0 |  | 1 | 1 | 1 | 1 | 1 | 1 | 1 | 1 | 1 | 1 | 1 | 0
SCE Eastern | Bannister | 230 | 0 | 0 | 0 | 0 | 0 | 0 | 0 | 0 | 0 | 0 | 0 | 0 | 0 | 0 | 0 | 0 | 0 | 0 | 0 | 0 |  | 0 | 0 | 0 | 0 | 0 | 0 | 0 | 0 | 0 | 0 | 0 | 0 | 0 | 0 | 0 | 0 | 0 | 0 | 0 | 0 | 1 |  | 0 | 0 | 0 | 0 | 0 | 0 | 0 | 0 | 0 | 0 | 0 | 0 | 0 | 0 | 0 | 0 | 0 | 0 | 0 |  | 1 | 1 | 1 | 1 | 1 | 1 | 1 | 1 | 1 | 1 | 1 | 0
SCE Metro | Barre | 230 | 0 | 0 | 0 | 0 | 0 | 0 | 0 | 0 | 0 | 0 | 0 | 0 | 0 | 0 | 0 | 0 | 935 | 935 | 0 | 1 |  | 0 | 0 | 0 | 0 | 0 | 0 | 0 | 0 | 0 | 0 | 0 | 0 | 10 | 10 | 20 | 10 | 0 | 10 | 0 | 1 | 0 |  | 0 | 0 | 0 | 0 | 0 | 0 | 0 | 0 | 0 | 0 | 0 | 0 | 2 | 2 | 2 | 2 | 0 | 0 | 0 |  | 1 | 1 | 1 | 1 | 1 | 1 | 4 | 4 | 1 | 1 | 1 | 1
SDGE | Bay Boulevard | 69 | 0 | 0 | 0 | 0 | 0 | 0 | 0 | 0 | 0 | 0 | 0 | 0 | 0 | 0 | 0 | 0 | 0 | 0 | 0 | 0 |  | 0 | 0 | 0 | 0 | 0 | 0 | 0 | 0 | 0 | 0 | 0 | 0 | 0 | 0 | 0 | 0 | 0 | 0 | 0 | 0 | 4 |  | 0 | 0 | 0 | 0 | 0 | 0 | 0 | 0 | 0 | 0 | 0 | 0 | 0 | 0 | 0 | 0 | 0 | 0 | 0 |  | 1 | 1 | 1 | 1 | 1 | 1 | 1 | 1 | 1 | 1 | 1 | 0
SDGE | Bay Boulevard | 230 | 0 | 0 | 0 | 0 | 0 | 0 | 0 | 0 | 0 | 0 | 0 | 0 | 0 | 0 | 0 | 0 | 0 | 0 | 0 | 0 |  | 0 | 0 | 0 | 0 | 0 | 0 | 0 | 0 | 0 | 0 | 0 | 0 | 0 | 0 | 0 | 0 | 0 | 0 | 0 | 0 | 5 |  | 0 | 0 | 0 | 0 | 0 | 0 | 0 | 0 | 0 | 0 | 0 | 0 | 0 | 0 | 0 | 0 | 0 | 0 | 0 |  | 1 | 1 | 1 | 1 | 1 | 1 | 1 | 1 | 1 | 1 | 1 | 0
EOP | Beatty | 138 | 0 | 0 | 0 | 0 | 0 | 0 | 0 | 0 | 0 | 0 | 0 | 0 | 0 | 0 | 0 | 0 | 0 | 0 | 0 | 0 |  | 0 | 0 | 0 | 0 | 0 | 0 | 0 | 0 | 0 | 0 | 0 | 0 | 0 | 0 | 0 | 0 | 0 | 0 | 0 | 0 | 2 |  | 0 | 0 | 0 | 0 | 0 | 0 | 0 | 0 | 0 | 0 | 0 | 0 | 0 | 0 | 0 | 0 | 0 | 0 | 0 |  | 1 | 1 | 1 | 1 | 1 | 1 | 1 | 1 | 1 | 1 | 1 | 0
EOP | Beatty | 230 | 436 | 0 | 0 | 0 | 0 | 0 | 0 | 0 | 0 | 0 | 0 | 0 | 0 | 0 | 0 | 0 | 170 | 170 | 500 | 1 |  | 400 | 0 | 0 | 0 | 0 | 0 | 0 | 0 | 0 | 0 | 0 | 0 | 0 | 0 | 0 | 0 | 0 | 0 | 0 | 1 | 2 |  | 0 | 0 | 0 | 0 | 0 | 0 | 0 | 0 | 0 | 0 | 0 | 0 | 0 | 0 | 0 | 0 | 0 | 0 | 0 |  | 1 | 1 | 1 | 1 | 1 | 1 | 1 | 1 | 1 | 1 | 1 | 0
PG&E NGBA | Belden | 230 | 0 | 0 | 0 | 0 | 0 | 0 | 0 | 0 | 0 | 0 | 0 | 0 | 0 | 0 | 0 | 0 | 0 | 0 | 0 | 0 |  | 0 | 0 | 0 | 0 | 0 | 0 | 0 | 0 | 0 | 0 | 0 | 0 | 0 | 0 | 0 | 0 | 0 | 0 | 0 | 0 | 0 |  | 0 | 0 | 0 | 0 | 0 | 0 | 0 | 0 | 0 | 0 | 0 | 0 | 0 | 0 | 0 | 0 | 0 | 0 | 0 |  | 1 | 1 | 1 | 1 | 1 | 1 | 1 | 1 | 1 | 1 | 1 | 0
PG&E NGBA | Bell | 115 | 0 | 0 | 0 | 0 | 0 | 0 | 0 | 0 | 0 | 0 | 0 | 0 | 0 | 0 | 0 | 0 | 0 | 0 | 0 | 0 |  | 0 | 0 | 0 | 0 | 0 | 0 | 0 | 0 | 0 | 0 | 0 | 0 | 0 | 0 | 0 | 0 | 0 | 0 | 0 | 0 | 0 |  | 0 | 0 | 0 | 0 | 0 | 0 | 0 | 0 | 0 | 0 | 0 | 0 | 0 | 0 | 0 | 0 | 0 | 0 | 0 |  | 1 | 1 | 1 | 1 | 1 | 1 | 1 | 1 | 1 | 1 | 1 | 0
PG&E NGBA | Bellevue | 115 | 0 | 0 | 0 | 0 | 0 | 0 | 0 | 0 | 0 | 0 | 0 | 0 | 0 | 0 | 0 | 0 | 0 | 0 | 0 | 0 |  | 0 | 0 | 0 | 0 | 0 | 0 | 0 | 0 | 0 | 0 | 0 | 0 | 0 | 0 | 0 | 0 | 0 | 0 | 0 | 0 | 1 |  | 0 | 0 | 0 | 0 | 0 | 0 | 0 | 0 | 0 | 0 | 0 | 0 | 0 | 0 | 0 | 0 | 0 | 0 | 0 |  | 1 | 1 | 1 | 1 | 1 | 1 | 1 | 1 | 1 | 1 | 1 | 0
PG&E GBA | Bellota | 115 | 0 | 0 | 0 | 0 | 0 | 0 | 0 | 0 | 0 | 0 | 0 | 0 | 0 | 0 | 0 | 0 | 0 | 0 | 0 | 0 |  | 0 | 0 | 0 | 0 | 0 | 0 | 0 | 0 | 0 | 0 | 0 | 0 | 0 | 0 | 0 | 0 | 0 | 0 | 0 | 0 | 0 |  | 0 | 0 | 0 | 0 | 0 | 0 | 0 | 0 | 0 | 0 | 0 | 0 | 0 | 0 | 0 | 0 | 0 | 0 | 0 |  | 1 | 1 | 1 | 1 | 1 | 1 | 1 | 1 | 1 | 1 | 1 | 0
PG&E GBA | Bellota | 230 | 0 | 0 | 0 | 0 | 0 | 0 | 0 | 0 | 0 | 0 | 0 | 0 | 0 | 0 | 0 | 0 | 0 | 0 | 400 | 1 |  | 0 | 0 | 0 | 0 | 0 | 0 | 0 | 0 | 0 | 0 | 0 | 0 | 0 | 0 | 0 | 0 | 0 | 0 | 310 | 1 | 0 |  | 0 | 0 | 0 | 0 | 0 | 0 | 0 | 0 | 0 | 0 | 0 | 0 | 0 | 0 | 0 | 0 | 0 | 0 | 0 |  | 1 | 1 | 1 | 1 | 1 | 1 | 1 | 1 | 1 | 1 | 1 | 0
SCE Northern | Big Creek | 230 | 0 | 0 | 0 | 0 | 0 | 0 | 0 | 0 | 0 | 0 | 0 | 0 | 200 | 0 | 200 | 0 | 0 | 0 | 0 | 1 |  | 0 | 0 | 0 | 0 | 0 | 0 | 0 | 0 | 0 | 0 | 0 | 0 | 0 | 0 | 0 | 0 | 0 | 0 | 0 | 0 | 0 |  | 0 | 0 | 0 | 0 | 0 | 0 | 0 | 0 | 0 | 0 | 0 | 0 | 0 | 0 | 0 | 0 | 0 | 0 | 0 |  | 1 | 1 | 1 | 1 | 1 | 1 | 1 | 1 | 1 | 1 | 1 | 0
PG&E FRESNO | Biola | 70 | 0 | 0 | 0 | 0 | 0 | 0 | 0 | 0 | 0 | 0 | 0 | 0 | 0 | 0 | 0 | 0 | 0 | 0 | 0 | 0 |  | 0 | 0 | 0 | 0 | 0 | 0 | 0 | 0 | 0 | 0 | 0 | 0 | 0 | 0 | 0 | 0 | 0 | 0 | 0 | 0 | 1 |  | 0 | 0 | 0 | 0 | 0 | 0 | 0 | 0 | 0 | 0 | 0 | 0 | 0 | 0 | 0 | 0 | 0 | 0 | 0 |  | 1 | 1 | 1 | 1 | 1 | 1 | 1 | 1 | 1 | 1 | 1 | 0
PG&E GBA | Birds Landing | 230 | 0 | 0 | 0 | 0 | 0 | 0 | 0 | 0 | 0 | 0 | 0 | 0 | 0 | 100 | 100 | 0 | 0 | 0 | 0 | 1 |  | 0 | 0 | 234.8 | 107 | 341.8 | 0 | 0 | 0 | 0 | 0 | 0 | 0 | 0 | 150 | 150 | 0 | 25 | 25 | 0 | 1 | 0 |  | 0 | 0 | 2 | 2 | 2 | 0 | 0 | 0 | 0 | 0 | 0 | 0 | 0 | 2 | 2 | 0 | 2 | 2 | 0 |  | 1 | 1 | 4 | 1 | 1 | 1 | 4 | 1 | 4 | 4 | 1 | 1
SCE Northern | Bliss | 66 | 0 | 0 | 0 | 0 | 0 | 0 | 0 | 0 | 0 | 0 | 0 | 0 | 0 | 0 | 0 | 0 | 0 | 0 | 0 | 0 |  | 0 | 0 | 0 | 0 | 0 | 0 | 0 | 0 | 0 | 0 | 0 | 0 | 0 | 0 | 0 | 0 | 0 | 0 | 0 | 0 | 0 |  | 0 | 0 | 0 | 0 | 0 | 0 | 0 | 0 | 0 | 0 | 0 | 0 | 0 | 0 | 0 | 0 | 0 | 0 | 0 |  | 1 | 1 | 1 | 1 | 1 | 1 | 1 | 1 | 1 | 1 | 1 | 0
SCE Eastern | Blythe | 161 | 0 | 0 | 0 | 0 | 0 | 0 | 0 | 0 | 0 | 0 | 0 | 0 | 0 | 160 | 160 | 160 | 0 | 160 | 0 | 1 |  | 0 | 0 | 0 | 0 | 0 | 0 | 0 | 0 | 0 | 0 | 0 | 0 | 0 | 160 | 160 | 160 | 0 | 160 | 0 | 1 | 2 |  | 0 | 0 | 0 | 0 | 0 | 0 | 0 | 0 | 0 | 0 | 0 | 0 | 0 | 0 | 0 | 0 | 0 | 0 | 0 |  | 1 | 1 | 1 | 1 | 1 | 1 | 1 | 1 | 1 | 1 | 1 | 0
PG&E NGBA | Bogue | 115 | 0 | 0 | 0 | 0 | 0 | 0 | 0 | 0 | 0 | 0 | 0 | 0 | 0 | 0 | 0 | 0 | 0 | 0 | 0 | 0 |  | 0 | 0 | 0 | 0 | 0 | 0 | 0 | 0 | 0 | 0 | 0 | 0 | 0 | 0 | 0 | 0 | 0 | 0 | 0 | 0 | 0 |  | 0 | 0 | 0 | 0 | 0 | 0 | 0 | 0 | 0 | 0 | 0 | 0 | 0 | 0 | 0 | 0 | 0 | 0 | 0 |  | 1 | 1 | 1 | 1 | 1 | 1 | 1 | 1 | 1 | 1 | 1 | 0
PG&E FRESNO | Borden | 230 | 0 | 0 | 0 | 0 | 0 | 0 | 0 | 0 | 0 | 0 | 0 | 0 | 0 | 0 | 0 | 0 | 0 | 0 | 0 | 0 |  | 0 | 0 | 0 | 0 | 0 | 0 | 0 | 0 | 0 | 0 | 0 | 0 | 95 | 100 | 195 | 0 | 20 | 20 | 0 | 1 | 2 |  | 0 | 0 | 0 | 0 | 0 | 0 | 0 | 0 | 0 | 0 | 0 | 0 | 2 | 2 | 2 | 0 | 2 | 2 | 0 |  | 1 | 1 | 1 | 1 | 1 | 1 | 5 | 1 | 5 | 5 | 1 | 1
PG&E FRESNO | Borden | 70 | 0 | 0 | 0 | 0 | 0 | 0 | 0 | 0 | 0 | 0 | 0 | 0 | 0 | 0 | 0 | 0 | 0 | 0 | 0 | 0 |  | 0 | 0 | 0 | 0 | 0 | 0 | 0 | 0 | 0 | 0 | 0 | 4.5 | 0 | 0 | 0 | 0 | 0 | 0 | 0 | 1 | 2 |  | 0 | 0 | 0 | 0 | 0 | 0 | 0 | 0 | 0 | 0 | 0 | 2 | 0 | 0 | 0 | 0 | 0 | 0 | 0 |  | 1 | 1 | 1 | 1 | 1 | 5 | 1 | 1 | 1 | 1 | 1 | 1
SDGE | Boulevard East | 138 | 0 | 0 | 180 | 0 | 180 | 0 | 0 | 0 | 0 | 0 | 0 | 0 | 0 | 82.6 | 82.6 | 0 | 0 | 0 | 0 | 1 |  | 0 | 0 | 60 | 3.3 | 63.3 | 0 | 0 | 0 | 0 | 0 | 0 | 0 | 0 | 0 | 0 | 0 | 0 | 0 | 0 | 1 | 4 |  | 0 | 0 | 0 | 2 | 0 | 0 | 0 | 0 | 0 | 0 | 0 | 0 | 0 | 0 | 0 | 0 | 0 | 0 | 0 |  | 1 | 1 | 1 | 1 | 1 | 1 | 1 | 1 | 1 | 1 | 1 | 0
SDGE | Boulevard East | 69 | 0 | 0 | 0 | 0 | 0 | 0 | 0 | 0 | 0 | 0 | 0 | 0 | 0 | 17.4 | 17.4 | 17.4 | 0 | 17.4 | 0 | 1 |  | 0 | 0 | 0 | 0 | 0 | 0 | 0 | 0 | 0 | 0 | 0 | 0 | 0 | 40 | 40 | 27.15 | 0 | 27.15 | 0 | 1 | 4 |  | 0 | 0 | 0 | 0 | 0 | 0 | 0 | 0 | 0 | 0 | 0 | 0 | 0 | 2 | 2 | 2 | 0 | 2 | 0 |  | 1 | 1 | 1 | 1 | 1 | 1 | 4 | 5 | 1 | 5 | 1 | 1
PG&E GBA | Brentwood | 230 | 0 | 0 | 0 | 0 | 0 | 0 | 0 | 0 | 0 | 0 | 0 | 2 | 0 | 89.5 | 89.5 | 0 | 0 | 0 | 0 | 1 |  | 0 | 0 | 0 | 0 | 0 | 0 | 0 | 0 | 0 | 0 | 0 | 2 | 0 | 0 | 0 | 0.8 | 0 | 0.8 | 0 | 1 | 0 |  | 0 | 0 | 0 | 0 | 0 | 0 | 0 | 0 | 0 | 0 | 0 | 0 | 0 | 0 | 0 | 2 | 0 | 2 | 0 |  | 1 | 1 | 1 | 1 | 1 | 1 | 1 | 4 | 1 | 4 | 1 | 1
PG&E NGBA | Bridgeville | 115 | 185.7 | 0 | 0 | 0 | 0 | 0 | 0 | 0 | 0 | 0 | 0 | 0 | 0 | 0 | 0 | 0 | 0 | 0 | 0 | 1 |  | 0 | 8 | 0 | 0 | 0 | 0 | 0 | 0 | 0 | 0 | 0 | 0 | 0 | 0 | 0 | 0 | 0 | 0 | 0 | 1 | 0 |  | 0 | 2 | 0 | 0 | 0 | 0 | 0 | 0 | 0 | 0 | 0 | 0 | 0 | 0 | 0 | 0 | 0 | 0 | 0 |  | 1 | 4 | 1 | 1 | 1 | 1 | 1 | 1 | 1 | 1 | 1 | 1
PG&E NGBA | Brighton | 115 | 0 | 0 | 0 | 0 | 0 | 0 | 0 | 0 | 0 | 0 | 0 | 0 | 0 | 0 | 0 | 0 | 0 | 0 | 0 | 0 |  | 0 | 0 | 0 | 0 | 0 | 0 | 0 | 0 | 0 | 0 | 0 | 0 | 0 | 0 | 0 | 0 | 0 | 0 | 0 | 0 | 1 |  | 0 | 0 | 0 | 0 | 0 | 0 | 0 | 0 | 0 | 0 | 0 | 0 | 0 | 0 | 0 | 0 | 0 | 0 | 0 |  | 1 | 1 | 1 | 1 | 1 | 1 | 1 | 1 | 1 | 1 | 1 | 0
PG&E NGBA | Brighton | 230 | 0 | 0 | 0 | 0 | 0 | 0 | 0 | 0 | 0 | 0 | 0 | 0 | 0 | 0 | 0 | 0 | 0 | 0 | 0 | 0 |  | 0 | 0 | 0 | 0 | 0 | 0 | 0 | 0 | 0 | 0 | 0 | 0 | 0 | 0 | 0 | 0 | 0 | 0 | 0 | 0 | 1 |  | 0 | 0 | 0 | 0 | 0 | 0 | 0 | 0 | 0 | 0 | 0 | 0 | 0 | 0 | 0 | 0 | 0 | 0 | 0 |  | 1 | 1 | 1 | 1 | 1 | 1 | 1 | 1 | 1 | 1 | 1 | 0
PG&E NGBA | Brunswick | 115 | 0 | 0 | 0 | 0 | 0 | 0 | 0 | 0 | 0 | 0 | 0 | 0 | 0 | 0 | 0 | 0 | 0 | 0 | 0 | 0 |  | 0 | 0 | 0 | 0 | 0 | 0 | 0 | 0 | 0 | 0 | 0 | 1.9 | 0 | 0 | 0 | 0 | 0 | 0 | 0 | 1 | 0 |  | 0 | 0 | 0 | 0 | 0 | 0 | 0 | 0 | 0 | 0 | 0 | 2 | 0 | 0 | 0 | 0 | 0 | 0 | 0 |  | 1 | 1 | 1 | 1 | 1 | 4 | 1 | 1 | 1 | 1 | 1 | 1
PG&E NGBA | Bucks Creek | 230 | 0 | 0 | 0 | 0 | 0 | 0 | 0 | 0 | 0 | 0 | 0 | 0 | 0 | 0 | 0 | 0 | 0 | 0 | 0 | 0 |  | 0 | 0 | 0 | 0 | 0 | 0 | 0 | 0 | 0 | 0 | 0 | 0 | 0 | 0 | 0 | 0 | 0 | 0 | 0 | 0 | 0 |  | 0 | 0 | 0 | 0 | 0 | 0 | 0 | 0 | 0 | 0 | 0 | 0 | 0 | 0 | 0 | 0 | 0 | 0 | 0 |  | 1 | 1 | 1 | 1 | 1 | 1 | 1 | 1 | 1 | 1 | 1 | 0
PG&E KERN | Buena Vista | 230 | 0 | 0 | 0 | 0 | 0 | 0 | 0 | 0 | 0 | 0 | 0 | 0 | 0 | 0 | 0 | 0 | 0 | 0 | 0 | 0 |  | 0 | 0 | 0 | 0 | 0 | 0 | 0 | 0 | 0 | 0 | 0 | 0 | 0 | 0 | 0 | 0 | 0 | 0 | 0 | 0 | 0 |  | 0 | 0 | 0 | 0 | 0 | 0 | 0 | 0 | 0 | 0 | 0 | 0 | 0 | 0 | 0 | 0 | 0 | 0 | 0 |  | 1 | 1 | 1 | 1 | 1 | 1 | 1 | 1 | 1 | 1 | 1 | 0
PG&E FRESNO | Bullard | 115 | 0 | 0 | 0 | 0 | 0 | 0 | 0 | 0 | 0 | 0 | 0 | 0 | 0 | 0 | 0 | 0 | 0 | 0 | 0 | 0 |  | 0 | 0 | 0 | 0 | 0 | 0 | 0 | 0 | 0 | 0 | 0 | 0 | 0 | 0 | 0 | 0 | 0 | 0 | 0 | 0 | 2 |  | 0 | 0 | 0 | 0 | 0 | 0 | 0 | 0 | 0 | 0 | 0 | 0 | 0 | 0 | 0 | 0 | 0 | 0 | 0 |  | 1 | 1 | 1 | 1 | 1 | 1 | 1 | 1 | 1 | 1 | 1 | 0
PG&E GBA | Burlingame | 115 | 0 | 0 | 0 | 0 | 0 | 0 | 0 | 0 | 0 | 0 | 0 | 0 | 0 | 0 | 0 | 0 | 0 | 0 | 0 | 0 |  | 0 | 0 | 0 | 0 | 0 | 0 | 0 | 0 | 0 | 0 | 0 | 0 | 0 | 0 | 0 | 0 | 0 | 0 | 0 | 0 | 1 |  | 0 | 0 | 0 | 0 | 0 | 0 | 0 | 0 | 0 | 0 | 0 | 0 | 0 | 0 | 0 | 0 | 0 | 0 | 0 |  | 1 | 1 | 1 | 1 | 1 | 1 | 1 | 1 | 1 | 1 | 1 | 0
PG&E NGBA | Burney Forest | 230 | 0 | 0 | 0 | 0 | 0 | 0 | 0 | 0 | 0 | 0 | 0 | 0 | 0 | 0 | 0 | 0 | 0 | 0 | 0 | 0 |  | 0 | 11 | 0 | 0 | 0 | 0 | 0 | 0 | 0 | 0 | 0 | 0 | 0 | 0 | 0 | 0 | 0 | 0 | 0 | 1 | 0 |  | 0 | 2 | 0 | 0 | 0 | 0 | 0 | 0 | 0 | 0 | 0 | 0 | 0 | 0 | 0 | 0 | 0 | 0 | 0 |  | 1 | 4 | 1 | 1 | 1 | 1 | 1 | 1 | 1 | 1 | 1 | 1
PG&E NGBA | Butte | 115 | 0 | 0 | 0 | 0 | 0 | 0 | 0 | 0 | 0 | 0 | 0 | 0 | 0 | 0 | 0 | 0 | 0 | 0 | 0 | 0 |  | 0 | 0 | 0 | 0 | 0 | 0 | 0 | 0 | 0 | 0 | 0 | 0 | 0 | 0 | 0 | 0 | 0 | 0 | 0 | 0 | 0 |  | 0 | 0 | 0 | 0 | 0 | 0 | 0 | 0 | 0 | 0 | 0 | 0 | 0 | 0 | 0 | 0 | 0 | 0 | 0 |  | 1 | 1 | 1 | 1 | 1 | 1 | 1 | 1 | 1 | 1 | 1 | 0
PG&E KERN | Cabrillo | 115 | 0 | 0 | 0 | 0 | 0 | 0 | 0 | 0 | 0 | 0 | 0 | 0 | 0 | 0 | 0 | 0 | 0 | 0 | 0 | 0 |  | 0 | 0 | 0 | 0 | 0 | 0 | 0 | 0 | 0 | 0 | 0 | 0 | 0 | 0 | 0 | 0 | 0 | 0 | 0 | 0 | 1 |  | 0 | 0 | 0 | 0 | 0 | 0 | 0 | 0 | 0 | 0 | 0 | 0 | 0 | 0 | 0 | 0 | 0 | 0 | 0 |  | 1 | 1 | 1 | 1 | 1 | 1 | 1 | 1 | 1 | 1 | 1 | 0
PG&E FRESNO | Cal Flats | 230 | 0 | 0 | 0 | 0 | 0 | 0 | 0 | 0 | 0 | 0 | 0 | 0 | 0 | 0 | 0 | 0 | 0 | 0 | 0 | 0 |  | 0 | 0 | 0 | 0 | 0 | 0 | 0 | 0 | 0 | 0 | 0 | 0 | 0 | 0 | 0 | 0 | 0 | 0 | 0 | 0 | 0 |  | 0 | 0 | 0 | 0 | 0 | 0 | 0 | 0 | 0 | 0 | 0 | 0 | 0 | 0 | 0 | 0 | 0 | 0 | 0 |  | 1 | 1 | 1 | 1 | 1 | 1 | 1 | 1 | 1 | 1 | 1 | 0
SCE NOL | Calcite | 230 | 0 | 0 | 0 | 0 | 0 | 0 | 0 | 0 | 0 | 0 | 0 | 0 | 165 | 0 | 165 | 0 | 0 | 0 | 0 | 1 |  | 0 | 0 | 0 | 0 | 0 | 0 | 0 | 0 | 0 | 0 | 0 | 0 | 200 | 200 | 400 | 0 | 92 | 92 | 0 | 1 | 1 |  | 0 | 0 | 0 | 0 | 0 | 0 | 0 | 0 | 0 | 0 | 0 | 0 | 1 | 2 | 2 | 0 | 2 | 2 | 0 |  | 1 | 1 | 1 | 1 | 1 | 1 | 4 | 1 | 5 | 5 | 1 | 1
PG&E KERN | Caliente | 230 | 0 | 0 | 0 | 0 | 0 | 0 | 0 | 0 | 0 | 0 | 0 | 0 | 0 | 0 | 0 | 0 | 0 | 0 | 0 | 0 |  | 0 | 0 | 0 | 0 | 0 | 0 | 0 | 0 | 0 | 0 | 0 | 0 | 0 | 0 | 0 | 0 | 0 | 0 | 0 | 0 | 0 |  | 0 | 0 | 0 | 0 | 0 | 0 | 0 | 0 | 0 | 0 | 0 | 0 | 0 | 0 | 0 | 0 | 0 | 0 | 0 |  | 1 | 1 | 1 | 1 | 1 | 1 | 1 | 1 | 1 | 1 | 1 | 0
PG&E FRESNO | California Ave | 115 | 0 | 0 | 0 | 0 | 0 | 0 | 0 | 0 | 0 | 0 | 0 | 0 | 0 | 0 | 0 | 0 | 0 | 0 | 0 | 0 |  | 0 | 0 | 0 | 0 | 0 | 0 | 0 | 0 | 0 | 0 | 0 | 0 | 0 | 0 | 0 | 0 | 0 | 0 | 0 | 0 | 1 |  | 0 | 0 | 0 | 0 | 0 | 0 | 0 | 0 | 0 | 0 | 0 | 0 | 0 | 0 | 0 | 0 | 0 | 0 | 0 |  | 1 | 1 | 1 | 1 | 1 | 1 | 1 | 1 | 1 | 1 | 1 | 0
PG&E KERN | Callender | 115 | 0 | 0 | 0 | 0 | 0 | 0 | 0 | 0 | 0 | 0 | 0 | 0 | 0 | 0 | 0 | 0 | 0 | 0 | 0 | 0 |  | 0 | 0 | 0 | 0 | 0 | 0 | 0 | 0 | 0 | 0 | 0 | 0 | 0 | 0 | 0 | 0 | 0 | 0 | 0 | 0 | 0 |  | 0 | 0 | 0 | 0 | 0 | 0 | 0 | 0 | 0 | 0 | 0 | 0 | 0 | 0 | 0 | 0 | 0 | 0 | 0 |  | 1 | 1 | 1 | 1 | 1 | 1 | 1 | 1 | 1 | 1 | 1 | 0
PG&E NGBA | Calpella | 115 | 0 | 0 | 0 | 0 | 0 | 0 | 0 | 0 | 0 | 0 | 0 | 4 | 0 | 0 | 0 | 0 | 0 | 0 | 0 | 1 |  | 0 | 10 | 0 | 0 | 0 | 0 | 0 | 0 | 0 | 0 | 0 | 4 | 0 | 0 | 0 | 4 | 0 | 4 | 0 | 1 | 1 |  | 0 | 2 | 0 | 0 | 0 | 0 | 0 | 0 | 0 | 0 | 0 | 0 | 0 | 0 | 0 | 2 | 0 | 2 | 0 |  | 1 | 5 | 1 | 1 | 1 | 1 | 1 | 5 | 1 | 5 | 1 | 1
PG&E GBA | Camanche | 230 | 0 | 0 | 0 | 0 | 0 | 0 | 0 | 0 | 0 | 0 | 0 | 0 | 0 | 0 | 0 | 0 | 0 | 0 | 0 | 0 |  | 0 | 0 | 0 | 0 | 0 | 0 | 0 | 0 | 0 | 0 | 0 | 0 | 0 | 0 | 0 | 0 | 0 | 0 | 0 | 0 | 0 |  | 0 | 0 | 0 | 0 | 0 | 0 | 0 | 0 | 0 | 0 | 0 | 0 | 0 | 0 | 0 | 0 | 0 | 0 | 0 |  | 1 | 1 | 1 | 1 | 1 | 1 | 1 | 1 | 1 | 1 | 1 | 0
SDGE | Cameron | 69 | 0 | 0 | 0 | 0 | 0 | 0 | 0 | 0 | 0 | 0 | 0 | 0 | 0 | 0 | 0 | 0 | 0 | 0 | 0 | 0 |  | 0 | 0 | 0 | 0 | 0 | 0 | 0 | 0 | 0 | 0 | 0 | 0.84 | 0 | 0 | 0 | 0.46 | 0 | 0.46 | 0 | 1 | 3 |  | 0 | 0 | 0 | 0 | 0 | 0 | 0 | 0 | 0 | 0 | 0 | 2 | 0 | 0 | 0 | 2 | 0 | 2 | 0 |  | 1 | 1 | 1 | 1 | 1 | 5 | 1 | 5 | 1 | 5 | 1 | 1
SDGE | Cannon | 69 | 0 | 0 | 0 | 0 | 0 | 0 | 0 | 0 | 0 | 0 | 0 | 0 | 0 | 0 | 0 | 0 | 0 | 0 | 0 | 0 |  | 0 | 0 | 0 | 0 | 0 | 0 | 0 | 0 | 0 | 0 | 0 | 0 | 0 | 0 | 0 | 0 | 0 | 0 | 0 | 0 | 2 |  | 0 | 0 | 0 | 0 | 0 | 0 | 0 | 0 | 0 | 0 | 0 | 0 | 0 | 0 | 0 | 0 | 0 | 0 | 0 |  | 1 | 1 | 1 | 1 | 1 | 1 | 1 | 1 | 1 | 1 | 1 | 0
PG&E FRESNO | Cantua | 115 | 0 | 0 | 0 | 0 | 0 | 0 | 0 | 0 | 0 | 0 | 0 | 0 | 0 | 0 | 0 | 0 | 0 | 0 | 0 | 0 |  | 0 | 0 | 0 | 0 | 0 | 0 | 0 | 0 | 0 | 0 | 0 | 0 | 0 | 0 | 0 | 0 | 0 | 0 | 0 | 0 | 1 |  | 0 | 0 | 0 | 0 | 0 | 0 | 0 | 0 | 0 | 0 | 0 | 0 | 0 | 0 | 0 | 0 | 0 | 0 | 0 |  | 1 | 1 | 1 | 1 | 1 | 1 | 1 | 1 | 1 | 1 | 1 | 0
SDGE | Capistrano | 138 | 0 | 0 | 0 | 0 | 0 | 0 | 0 | 0 | 0 | 0 | 0 | 0 | 0 | 0 | 0 | 0 | 25 | 25 | 0 | 1 |  | 0 | 0 | 0 | 0 | 0 | 0 | 0 | 0 | 0 | 0 | 0 | 0 | 0 | 0 | 0 | 0 | 50 | 50 | 0 | 1 | 0 |  | 0 | 0 | 0 | 0 | 0 | 0 | 0 | 0 | 0 | 0 | 0 | 0 | 0 | 0 | 0 | 0 | 2 | 2 | 0 |  | 1 | 1 | 1 | 1 | 1 | 1 | 1 | 1 | 4 | 4 | 1 | 1
SDGE | Capistrano | 230 | 0 | 0 | 0 | 0 | 0 | 0 | 0 | 0 | 0 | 0 | 0 | 0 | 0 | 0 | 0 | 0 | 25 | 25 | 0 | 1 |  | 0 | 0 | 0 | 0 | 0 | 0 | 0 | 0 | 0 | 0 | 0 | 0 | 0 | 0 | 0 | 0 | 0 | 0 | 0 | 0 | 0 |  | 0 | 0 | 0 | 0 | 0 | 0 | 0 | 0 | 0 | 0 | 0 | 0 | 0 | 0 | 0 | 0 | 0 | 0 | 0 |  | 1 | 1 | 1 | 1 | 1 | 1 | 1 | 1 | 1 | 1 | 1 | 0
PG&E NGBA | Carberry | 230 | 0 | 0 | 0 | 0 | 0 | 0 | 0 | 0 | 0 | 0 | 0 | 0 | 0 | 0 | 0 | 0 | 0 | 0 | 0 | 0 |  | 0 | 3.6 | 0 | 0 | 0 | 0 | 0 | 0 | 0 | 0 | 0 | 0 | 0 | 0 | 0 | 0 | 0 | 0 | 0 | 1 | 0 |  | 0 | 2 | 0 | 0 | 0 | 0 | 0 | 0 | 0 | 0 | 0 | 0 | 0 | 0 | 0 | 0 | 0 | 0 | 0 |  | 1 | 4 | 1 | 1 | 1 | 1 | 1 | 1 | 1 | 1 | 1 | 1
SCE Eastern | Cardiff | 66 | 0 | 0 | 0 | 0 | 0 | 0 | 0 | 0 | 0 | 0 | 0 | 0 | 0 | 0 | 0 | 0 | 0 | 0 | 0 | 0 |  | 0 | 0 | 0 | 0 | 0 | 0 | 0 | 0 | 0 | 0 | 0 | 0 | 0 | 0 | 0 | 0 | 0 | 0 | 0 | 0 | 1 |  | 0 | 0 | 0 | 0 | 0 | 0 | 0 | 0 | 0 | 0 | 0 | 0 | 0 | 0 | 0 | 0 | 0 | 0 | 0 |  | 1 | 1 | 1 | 1 | 1 | 1 | 1 | 1 | 1 | 1 | 1 | 0
PG&E NGBA | Caribou | 60 | 0 | 0 | 0 | 0 | 0 | 0 | 0 | 0 | 0 | 0 | 0 | 0 | 0 | 0 | 0 | 0 | 0 | 0 | 0 | 0 |  | 0 | 10 | 0 | 0 | 0 | 0 | 0 | 0 | 0 | 0 | 0 | 0 | 0 | 0 | 0 | 0 | 0 | 0 | 0 | 1 | 0 |  | 0 | 2 | 0 | 0 | 0 | 0 | 0 | 0 | 0 | 0 | 0 | 0 | 0 | 0 | 0 | 0 | 0 | 0 | 0 |  | 1 | 4 | 1 | 1 | 1 | 1 | 1 | 1 | 1 | 1 | 1 | 1
PG&E NGBA | Caribou | 115 | 0 | 0 | 0 | 0 | 0 | 0 | 0 | 0 | 0 | 0 | 0 | 0 | 0 | 0 | 0 | 0 | 0 | 0 | 0 | 0 |  | 0 | 10 | 0 | 0 | 0 | 0 | 0 | 0 | 0 | 0 | 0 | 0 | 0 | 0 | 0 | 0 | 0 | 0 | 0 | 1 | 0 |  | 0 | 2 | 0 | 0 | 0 | 0 | 0 | 0 | 0 | 0 | 0 | 0 | 0 | 0 | 0 | 0 | 0 | 0 | 0 |  | 1 | 4 | 1 | 1 | 1 | 1 | 1 | 1 | 1 | 1 | 1 | 1
PG&E NGBA | Caribou | 230 | 0 | 0 | 0 | 0 | 0 | 0 | 0 | 0 | 0 | 0 | 0 | 0 | 0 | 0 | 0 | 0 | 0 | 0 | 0 | 0 |  | 0 | 0 | 0 | 0 | 0 | 0 | 0 | 0 | 0 | 0 | 0 | 0 | 0 | 0 | 0 | 0 | 0 | 0 | 0 | 0 | 0 |  | 0 | 0 | 0 | 0 | 0 | 0 | 0 | 0 | 0 | 0 | 0 | 0 | 0 | 0 | 0 | 0 | 0 | 0 | 0 |  | 1 | 1 | 1 | 1 | 1 | 1 | 1 | 1 | 1 | 1 | 1 | 0
EOP | Carpenter Canyon (fka Gamebird) | 138 | 0 | 0 | 0 | 0 | 0 | 0 | 0 | 0 | 0 | 0 | 0 | 0 | 0 | 0 | 0 | 0 | 0 | 0 | 0 | 0 |  | 0 | 0 | 0 | 0 | 0 | 0 | 0 | 0 | 0 | 0 | 0 | 0 | 0 | 0 | 0 | 0 | 0 | 0 | 0 | 0 | 2 |  | 0 | 0 | 0 | 0 | 0 | 0 | 0 | 0 | 0 | 0 | 0 | 0 | 0 | 0 | 0 | 0 | 0 | 0 | 0 |  | 1 | 1 | 1 | 1 | 1 | 1 | 1 | 1 | 1 | 1 | 1 | 0
EOP | Carpenter Canyon (fka Gamebird) | 230 | 0 | 0 | 0 | 0 | 0 | 0 | 0 | 0 | 0 | 0 | 0 | 0 | 0 | 0 | 0 | 0 | 36.5 | 36.5 | 0 | 1 |  | 0 | 0 | 0 | 0 | 0 | 0 | 0 | 0 | 0 | 0 | 0 | 0 | 20 | 180 | 200 | 0 | 60 | 60 | 0 | 1 | 2 |  | 0 | 0 | 0 | 0 | 0 | 0 | 0 | 0 | 0 | 0 | 0 | 0 | 2 | 2 | 2 | 0 | 2 | 2 | 0 |  | 1 | 1 | 1 | 1 | 1 | 1 | 5 | 1 | 5 | 5 | 1 | 1
PG&E NGBA | Carquinez | 115 | 0 | 0 | 0 | 0 | 0 | 0 | 0 | 0 | 0 | 0 | 0 | 0 | 0 | 0 | 0 | 0 | 0 | 0 | 0 | 0 |  | 0 | 0 | 0 | 0 | 0 | 0 | 0 | 0 | 0 | 0 | 0 | 0 | 0 | 0 | 0 | 0 | 0 | 0 | 0 | 0 | 1 |  | 0 | 0 | 0 | 0 | 0 | 0 | 0 | 0 | 0 | 0 | 0 | 0 | 0 | 0 | 0 | 0 | 0 | 0 | 0 |  | 1 | 1 | 1 | 1 | 1 | 1 | 1 | 1 | 1 | 1 | 1 | 0
SDGE | Carrizo Gorge | 138 | 0 | 0 | 0 | 0 | 0 | 0 | 0 | 0 | 0 | 0 | 0 | 0 | 0 | 0 | 0 | 70 | 0 | 70 | 0 | 1 |  | 0 | 0 | 0 | 0 | 0 | 0 | 0 | 0 | 0 | 0 | 0 | 0 | 0 | 90 | 90 | 70 | 0 | 70 | 0 | 1 | 4 |  | 0 | 0 | 0 | 0 | 0 | 0 | 0 | 0 | 0 | 0 | 0 | 0 | 0 | 2 | 2 | 0 | 0 | 0 | 0 |  | 1 | 1 | 1 | 1 | 1 | 1 | 4 | 1 | 1 | 1 | 1 | 1
PG&E KERN | Carrizo Plains | 115 | 0 | 0 | 0 | 0 | 0 | 0 | 0 | 0 | 0 | 0 | 0 | 0 | 0 | 0 | 0 | 0 | 0 | 0 | 0 | 0 |  | 0 | 0 | 0 | 0 | 0 | 0 | 0 | 0 | 0 | 0 | 0 | 0 | 0 | 0 | 0 | 0 | 0 | 0 | 0 | 0 | 0 |  | 0 | 0 | 0 | 0 | 0 | 0 | 0 | 0 | 0 | 0 | 0 | 0 | 0 | 0 | 0 | 0 | 0 | 0 | 0 |  | 1 | 1 | 1 | 1 | 1 | 1 | 1 | 1 | 1 | 1 | 1 | 0
PG&E KERN | Casaloma | 230 | 0 | 0 | 0 | 0 | 0 | 0 | 0 | 0 | 0 | 0 | 0 | 0 | 0 | 0 | 0 | 0 | 0 | 0 | 0 | 0 |  | 0 | 0 | 0 | 0 | 0 | 0 | 0 | 0 | 0 | 0 | 0 | 0 | 0 | 0 | 0 | 0 | 0 | 0 | 0 | 0 | 0 |  | 0 | 0 | 0 | 0 | 0 | 0 | 0 | 0 | 0 | 0 | 0 | 0 | 0 | 0 | 0 | 0 | 0 | 0 | 0 |  | 1 | 1 | 1 | 1 | 1 | 1 | 1 | 1 | 1 | 1 | 1 | 0
PG&E GBA | Castro Valley | 230 | 0 | 0 | 0 | 0 | 0 | 0 | 0 | 0 | 0 | 0 | 0 | 0 | 0 | 0 | 0 | 0 | 0 | 0 | 0 | 0 |  | 0 | 0 | 0 | 0 | 0 | 0 | 0 | 0 | 0 | 0 | 0 | 0 | 0 | 0 | 0 | 0 | 0 | 0 | 0 | 0 | 0 |  | 0 | 0 | 0 | 0 | 0 | 0 | 0 | 0 | 0 | 0 | 0 | 0 | 0 | 0 | 0 | 0 | 0 | 0 | 0 |  | 1 | 1 | 1 | 1 | 1 | 1 | 1 | 1 | 1 | 1 | 1 | 0
PG&E GBA | Cayetano | 230 | 0 | 0 | 0 | 0 | 0 | 0 | 0 | 0 | 0 | 0 | 0 | 0 | 0 | 0 | 0 | 0 | 0 | 0 | 0 | 0 |  | 0 | 0 | 0 | 0 | 0 | 0 | 0 | 0 | 0 | 0 | 0 | 0 | 0 | 100 | 100 | 100 | 0 | 100 | 0 | 1 | 0 |  | 0 | 0 | 0 | 0 | 0 | 0 | 0 | 0 | 0 | 0 | 0 | 0 | 0 | 2 | 2 | 2 | 0 | 2 | 0 |  | 1 | 1 | 1 | 1 | 1 | 1 | 4 | 4 | 1 | 4 | 1 | 1
SCE Metro | Center | 230 | 0 | 0 | 0 | 0 | 0 | 0 | 0 | 0 | 0 | 0 | 0 | 0 | 0 | 0 | 0 | 0 | 1000 | 1000 | 0 | 1 |  | 0 | 0 | 0 | 0 | 0 | 0 | 0 | 0 | 0 | 0 | 0 | 0 | 0 | 0 | 0 | 90 | 0 | 90 | 0 | 1 | 0 |  | 0 | 0 | 0 | 0 | 0 | 0 | 0 | 0 | 0 | 0 | 0 | 0 | 0 | 0 | 0 | 2 | 0 | 0 | 0 |  | 1 | 1 | 1 | 1 | 1 | 1 | 1 | 4 | 1 | 1 | 1 | 1
PG&E KERN | Charca | 115 | 0 | 0 | 0 | 0 | 0 | 0 | 0 | 0 | 0 | 0 | 0 | 4.62 | 0 | 0 | 0 | 0 | 0 | 0 | 0 | 1 |  | 0 | 0 | 0 | 0 | 0 | 0 | 0 | 0 | 0 | 0 | 0 | 4.62 | 0 | 0 | 0 | 0 | 0 | 0 | 0 | 1 | 0 |  | 0 | 0 | 0 | 0 | 0 | 0 | 0 | 0 | 0 | 0 | 0 | 0 | 0 | 0 | 0 | 0 | 0 | 0 | 0 |  | 1 | 1 | 1 | 1 | 1 | 1 | 1 | 1 | 1 | 1 | 1 | 0
EOP | Charleston | 138 | 0 | 0 | 0 | 0 | 0 | 0 | 0 | 0 | 0 | 0 | 0 | 0 | 0 | 0 | 0 | 0 | 0 | 0 | 0 | 0 |  | 0 | 0 | 0 | 0 | 0 | 0 | 0 | 0 | 0 | 0 | 0 | 0 | 0 | 0 | 0 | 0 | 0 | 0 | 0 | 0 | 2 |  | 0 | 0 | 0 | 0 | 0 | 0 | 0 | 0 | 0 | 0 | 0 | 0 | 0 | 0 | 0 | 0 | 0 | 0 | 0 |  | 1 | 1 | 1 | 1 | 1 | 1 | 1 | 1 | 1 | 1 | 1 | 0
SCE Metro | Chevmain | 230 | 0 | 0 | 0 | 0 | 0 | 0 | 0 | 0 | 0 | 0 | 0 | 0 | 0 | 0 | 0 | 0 | 1000 | 1000 | 0 | 1 |  | 0 | 0 | 0 | 0 | 0 | 0 | 0 | 0 | 0 | 0 | 0 | 0 | 0 | 0 | 0 | 0 | 0 | 0 | 0 | 0 | 0 |  | 0 | 0 | 0 | 0 | 0 | 0 | 0 | 0 | 0 | 0 | 0 | 0 | 0 | 0 | 0 | 0 | 0 | 0 | 0 |  | 1 | 1 | 1 | 1 | 1 | 1 | 1 | 1 | 1 | 1 | 1 | 0
SDGE | Chicarita | 138 | 0 | 0 | 0 | 0 | 0 | 0 | 0 | 0 | 0 | 0 | 0 | 0 | 0 | 0 | 0 | 0 | 0 | 0 | 0 | 0 |  | 0 | 0 | 0 | 0 | 0 | 0 | 0 | 0 | 0 | 0 | 0 | 0 | 0 | 0 | 0 | 0 | 0 | 0 | 0 | 0 | 3 |  | 0 | 0 | 0 | 0 | 0 | 0 | 0 | 0 | 0 | 0 | 0 | 0 | 0 | 0 | 0 | 0 | 0 | 0 | 0 |  | 1 | 1 | 1 | 1 | 1 | 1 | 1 | 1 | 1 | 1 | 1 | 0
SCE Metro | Chino | 230 | 0 | 0 | 0 | 0 | 0 | 0 | 0 | 0 | 0 | 0 | 0 | 0 | 0 | 0 | 0 | 225 | 800 | 1025 | 0 | 1 |  | 0 | 0 | 0 | 0 | 0 | 0 | 0 | 0 | 0 | 0 | 0 | 0 | 0 | 0 | 0 | 0 | 0 | 0 | 0 | 0 | 0 |  | 0 | 0 | 0 | 0 | 0 | 0 | 0 | 0 | 0 | 0 | 0 | 0 | 0 | 0 | 0 | 0 | 0 | 0 | 0 |  | 1 | 1 | 1 | 1 | 1 | 1 | 1 | 1 | 1 | 1 | 1 | 0
PG&E FRESNO | Chowchilla | 115 | 0 | 0 | 0 | 0 | 0 | 0 | 0 | 0 | 0 | 0 | 0 | 7.56 | 0 | 0 | 0 | 0 | 0 | 0 | 0 | 1 |  | 0 | 0 | 0 | 0 | 0 | 0 | 0 | 0 | 0 | 0 | 0 | 7.56 | 0 | 0 | 0 | 0 | 50 | 50 | 0 | 1 | 2 |  | 0 | 0 | 0 | 0 | 0 | 0 | 0 | 0 | 0 | 0 | 0 | 0 | 0 | 0 | 0 | 0 | 2 | 2 | 0 |  | 1 | 1 | 1 | 1 | 1 | 1 | 1 | 1 | 5 | 5 | 1 | 1
PG&E GBA | Christie | 60 | 0 | 0 | 0 | 0 | 0 | 0 | 0 | 0 | 0 | 0 | 0 | 0 | 0 | 0 | 0 | 0 | 0 | 0 | 0 | 0 |  | 0 | 0 | 0 | 0 | 0 | 0 | 0 | 0 | 0 | 0 | 0 | 0 | 0 | 0 | 0 | 0 | 0 | 0 | 0 | 0 | 2 |  | 0 | 0 | 0 | 0 | 0 | 0 | 0 | 0 | 0 | 0 | 0 | 0 | 0 | 0 | 0 | 0 | 0 | 0 | 0 |  | 1 | 1 | 1 | 1 | 1 | 1 | 1 | 1 | 1 | 1 | 1 | 0
PG&E GBA | Christie | 115 | 0 | 0 | 0 | 0 | 0 | 0 | 0 | 0 | 0 | 0 | 0 | 0 | 0 | 0 | 0 | 0 | 0 | 0 | 0 | 0 |  | 0 | 0 | 0 | 0 | 0 | 0 | 0 | 0 | 0 | 0 | 0 | 0 | 0 | 0 | 0 | 0 | 0 | 0 | 0 | 0 | 1 |  | 0 | 0 | 0 | 0 | 0 | 0 | 0 | 0 | 0 | 0 | 0 | 0 | 0 | 0 | 0 | 0 | 0 | 0 | 0 |  | 1 | 1 | 1 | 1 | 1 | 1 | 1 | 1 | 1 | 1 | 1 | 0
SCE Eastern | Cielo Azul | 500 | 0 | 0 | 0 | 0 | 0 | 0 | 0 | 0 | 0 | 0 | 0 | 0 | 0 | 2520 | 2520 | 471.516 | 562 | 1033.516 | 0 | 1 |  | 0 | 0 | 0 | 0 | 0 | 0 | 0 | 0 | 0 | 0 | 0 | 0 | 0 | 2025 | 2025 | 1549.4 | 0 | 1549.4 | 0 | 1 | 2 |  | 0 | 0 | 0 | 0 | 0 | 0 | 0 | 0 | 0 | 0 | 0 | 0 | 0 | 0 | 0 | 2 | 0 | 2 | 0 |  | 1 | 1 | 1 | 1 | 1 | 1 | 1 | 5 | 1 | 5 | 1 | 1
PG&E GBA | Clay | 60 | 0 | 0 | 0 | 0 | 0 | 0 | 0 | 0 | 0 | 0 | 0 | 0 | 0 | 0 | 0 | 0 | 0 | 0 | 0 | 0 |  | 0 | 0 | 0 | 0 | 0 | 0 | 0 | 0 | 0 | 0 | 0 | 0 | 0 | 0 | 0 | 0 | 0 | 0 | 0 | 0 | 0 |  | 0 | 0 | 0 | 0 | 0 | 0 | 0 | 0 | 0 | 0 | 0 | 0 | 0 | 0 | 0 | 0 | 0 | 0 | 0 |  | 1 | 1 | 1 | 1 | 1 | 1 | 1 | 1 | 1 | 1 | 1 | 0
PG&E GBA | Clayton | 115 | 0 | 0 | 0 | 0 | 0 | 0 | 0 | 0 | 0 | 0 | 0 | 0 | 0 | 0 | 0 | 0 | 0 | 0 | 0 | 0 |  | 0 | 0 | 0 | 0 | 0 | 0 | 0 | 0 | 0 | 0 | 0 | 0 | 0 | 0 | 0 | 0 | 0 | 0 | 0 | 0 | 0 |  | 0 | 0 | 0 | 0 | 0 | 0 | 0 | 0 | 0 | 0 | 0 | 0 | 0 | 0 | 0 | 0 | 0 | 0 | 0 |  | 1 | 1 | 1 | 1 | 1 | 1 | 1 | 1 | 1 | 1 | 1 | 0
PG&E NGBA | Cloverdale | 115 | 112.2 | 0 | 0 | 0 | 0 | 0 | 0 | 0 | 0 | 0 | 0 | 0 | 0 | 0 | 0 | 0 | 0 | 0 | 0 | 1 |  | 28 | 5.5 | 0 | 0 | 0 | 0 | 0 | 0 | 0 | 0 | 0 | 0 | 0 | 0 | 0 | 0 | 0 | 0 | 0 | 1 | 1 |  | 0 | 2 | 0 | 0 | 0 | 0 | 0 | 0 | 0 | 0 | 0 | 0 | 0 | 0 | 0 | 0 | 0 | 0 | 0 |  | 1 | 5 | 1 | 1 | 1 | 1 | 1 | 1 | 1 | 1 | 1 | 1
PG&E FRESNO | Clovis | 115 | 0 | 0 | 0 | 0 | 0 | 0 | 0 | 0 | 0 | 0 | 0 | 0 | 0 | 0 | 0 | 0 | 0 | 0 | 0 | 0 |  | 0 | 0 | 0 | 0 | 0 | 0 | 0 | 0 | 0 | 0 | 0 | 0 | 0 | 0 | 0 | 0 | 0 | 0 | 0 | 0 | 1 |  | 0 | 0 | 0 | 0 | 0 | 0 | 0 | 0 | 0 | 0 | 0 | 0 | 0 | 0 | 0 | 0 | 0 | 0 | 0 |  | 1 | 1 | 1 | 1 | 1 | 1 | 1 | 1 | 1 | 1 | 1 | 0
PG&E GBA | Coburn | 230 | 0 | 0 | 0 | 0 | 0 | 0 | 0 | 0 | 0 | 0 | 0 | 0 | 0 | 0 | 0 | 0 | 0 | 0 | 0 | 0 |  | 0 | 0 | 100 | 0 | 100 | 0 | 0 | 0 | 0 | 0 | 0 | 0 | 0 | 0 | 0 | 0 | 0 | 0 | 0 | 1 | 1 |  | 0 | 0 | 2 | 0 | 2 | 0 | 0 | 0 | 0 | 0 | 0 | 0 | 0 | 0 | 0 | 0 | 0 | 0 | 0 |  | 1 | 1 | 5 | 1 | 1 | 1 | 1 | 1 | 1 | 1 | 1 | 1
PG&E GBA | Coburn | 60 | 0 | 0 | 0 | 0 | 0 | 0 | 0 | 0 | 0 | 0 | 0 | 0 | 0 | 0 | 0 | 0 | 0 | 0 | 0 | 0 |  | 0 | 0 | 0 | 0 | 0 | 0 | 0 | 0 | 0 | 0 | 0 | 0 | 0 | 0 | 0 | 0 | 0 | 0 | 0 | 0 | 1 |  | 0 | 0 | 0 | 0 | 0 | 0 | 0 | 0 | 0 | 0 | 0 | 0 | 0 | 0 | 0 | 0 | 0 | 0 | 0 |  | 1 | 1 | 1 | 1 | 1 | 1 | 1 | 1 | 1 | 1 | 1 | 0
PG&E NGBA | Colgate | 230 | 0 | 0 | 0 | 0 | 0 | 0 | 0 | 0 | 0 | 0 | 0 | 0 | 0 | 0 | 0 | 0 | 0 | 0 | 0 | 0 |  | 0 | 8.5 | 0 | 0 | 0 | 0 | 0 | 0 | 0 | 0 | 0 | 0 | 0 | 0 | 0 | 0 | 0 | 0 | 0 | 1 | 0 |  | 0 | 2 | 0 | 0 | 0 | 0 | 0 | 0 | 0 | 0 | 0 | 0 | 0 | 0 | 0 | 0 | 0 | 0 | 0 |  | 1 | 4 | 1 | 1 | 1 | 1 | 1 | 1 | 1 | 1 | 1 | 1
PG&E GBA | Collierville | 230 | 0 | 0 | 0 | 0 | 0 | 0 | 0 | 0 | 0 | 0 | 0 | 0 | 0 | 0 | 0 | 0 | 0 | 0 | 0 | 0 |  | 0 | 0 | 0 | 0 | 0 | 0 | 0 | 0 | 0 | 0 | 0 | 0 | 0 | 0 | 0 | 0 | 0 | 0 | 0 | 0 | 0 |  | 0 | 0 | 0 | 0 | 0 | 0 | 0 | 0 | 0 | 0 | 0 | 0 | 0 | 0 | 0 | 0 | 0 | 0 | 0 |  | 1 | 1 | 1 | 1 | 1 | 1 | 1 | 1 | 1 | 1 | 1 | 0
PG&E GBA | Collinsville | 230 | 0 | 0 | 0 | 0 | 0 | 0 | 0 | 0 | 0 | 0 | 0 | 0 | 0 | 0 | 0 | 0 | 0 | 0 | 0 | 0 |  | 0 | 0 | 0 | 0 | 0 | 0 | 0 | 0 | 0 | 0 | 0 | 0 | 0 | 0 | 0 | 0 | 0 | 0 | 0 | 0 | 0 |  | 0 | 0 | 0 | 0 | 0 | 0 | 0 | 0 | 0 | 0 | 0 | 0 | 0 | 0 | 0 | 0 | 0 | 0 | 0 |  | 1 | 1 | 1 | 1 | 1 | 1 | 1 | 1 | 1 | 1 | 1 | 0
PG&E GBA | Collinsville | 500 | 0 | 0 | 0 | 0 | 0 | 0 | 0 | 0 | 0 | 0 | 0 | 0 | 0 | 0 | 0 | 0 | 0 | 0 | 0 | 0 |  | 0 | 0 | 0 | 0 | 0 | 0 | 0 | 0 | 0 | 0 | 0 | 0 | 0 | 0 | 0 | 0 | 0 | 0 | 0 | 0 | 0 |  | 0 | 0 | 0 | 0 | 0 | 0 | 0 | 0 | 0 | 0 | 0 | 0 | 0 | 0 | 0 | 0 | 0 | 0 | 0 |  | 1 | 1 | 1 | 1 | 1 | 1 | 1 | 1 | 1 | 1 | 1 | 0
SCE Eastern | Colorado River | 230 | 0 | 0 | 0 | 0 | 0 | 0 | 0 | 0 | 0 | 0 | 0 | 0 | 400 | 500 | 900 | 30 | 0 | 30 | 0 | 1 |  | 0 | 0 | 0 | 0 | 0 | 0 | 0 | 0 | 0 | 0 | 0 | 0 | 300 | 500 | 800 | 180 | 0 | 180 | 0 | 1 | 2 |  | 0 | 0 | 0 | 0 | 0 | 0 | 0 | 0 | 0 | 0 | 0 | 0 | 0 | 0 | 0 | 2 | 0 | 2 | 0 |  | 1 | 1 | 1 | 1 | 1 | 1 | 1 | 5 | 1 | 5 | 1 | 1
SCE Eastern | Colorado River | 500 | 0 | 0 | 0 | 0 | 0 | 0 | 0 | 0 | 0 | 0 | 0 | 0 | 350 | 350 | 700 | 0 | 0 | 0 | 0 | 1 |  | 0 | 0 | 0 | 0 | 0 | 0 | 0 | 0 | 0 | 0 | 0 | 0 | 0 | 0 | 0 | 0 | 0 | 0 | 0 | 0 | 2 |  | 0 | 0 | 0 | 0 | 0 | 0 | 0 | 0 | 0 | 0 | 0 | 0 | 0 | 0 | 0 | 0 | 0 | 0 | 0 |  | 1 | 1 | 1 | 1 | 1 | 1 | 1 | 1 | 1 | 1 | 1 | 0
PG&E KERN | Columbus | 115 | 0 | 0 | 0 | 0 | 0 | 0 | 0 | 0 | 0 | 0 | 0 | 0 | 100 | 0 | 100 | 0 | 0 | 0 | 0 | 1 |  | 0 | 0 | 0 | 0 | 0 | 0 | 0 | 0 | 0 | 0 | 0 | 0 | 0 | 0 | 0 | 0 | 0 | 0 | 0 | 0 | 0 |  | 0 | 0 | 0 | 0 | 0 | 0 | 0 | 0 | 0 | 0 | 0 | 0 | 0 | 0 | 0 | 0 | 0 | 0 | 0 |  | 1 | 1 | 1 | 1 | 1 | 1 | 1 | 1 | 1 | 1 | 1 | 0
PG&E GBA | Contra Costa | 115 | 0 | 0 | 0 | 0 | 0 | 0 | 0 | 0 | 0 | 0 | 0 | 0 | 0 | 0 | 0 | 0 | 0 | 0 | 0 | 0 |  | 0 | 0 | 0 | 0 | 0 | 0 | 0 | 0 | 0 | 0 | 0 | 0 | 0 | 0 | 0 | 0 | 0 | 0 | 0 | 0 | 0 |  | 0 | 0 | 0 | 0 | 0 | 0 | 0 | 0 | 0 | 0 | 0 | 0 | 0 | 0 | 0 | 0 | 0 | 0 | 0 |  | 1 | 1 | 1 | 1 | 1 | 1 | 1 | 1 | 1 | 1 | 1 | 0
PG&E GBA | Contra Costa | 230 | 0 | 0 | 0 | 0 | 0 | 0 | 0 | 0 | 0 | 0 | 0 | 0 | 0 | 0 | 0 | 0 | 0 | 0 | 0 | 0 |  | 0 | 0 | 0 | 0 | 0 | 0 | 0 | 0 | 0 | 0 | 0 | 0 | 0 | 0 | 0 | 0 | 0 | 0 | 0 | 0 | 0 |  | 0 | 0 | 0 | 0 | 0 | 0 | 0 | 0 | 0 | 0 | 0 | 0 | 0 | 0 | 0 | 0 | 0 | 0 | 0 |  | 1 | 1 | 1 | 1 | 1 | 1 | 1 | 1 | 1 | 1 | 1 | 0
PG&E GBA | Contra Costa PP | 230 | 0 | 0 | 0 | 0 | 0 | 0 | 0 | 0 | 0 | 0 | 0 | 0 | 0 | 0 | 0 | 0 | 0 | 0 | 0 | 0 |  | 0 | 0 | 0 | 0 | 0 | 0 | 0 | 0 | 0 | 0 | 0 | 0 | 0 | 0 | 0 | 0 | 0 | 0 | 0 | 0 | 0 |  | 0 | 0 | 0 | 0 | 0 | 0 | 0 | 0 | 0 | 0 | 0 | 0 | 0 | 0 | 0 | 0 | 0 | 0 | 0 |  | 1 | 1 | 1 | 1 | 1 | 1 | 1 | 1 | 1 | 1 | 1 | 0
SCE NOL | Control | 115 | 177 | 0 | 0 | 0 | 0 | 0 | 0 | 0 | 0 | 0 | 0 | 0 | 0 | 0 | 0 | 0 | 0 | 0 | 0 | 1 |  | 9.7 | 0 | 0 | 0 | 0 | 0 | 0 | 0 | 0 | 0 | 0 | 0 | 0 | 0 | 0 | 0 | 0 | 0 | 0 | 1 | 3 |  | 0 | 0 | 0 | 0 | 0 | 0 | 0 | 0 | 0 | 0 | 0 | 0 | 0 | 0 | 0 | 0 | 0 | 0 | 0 |  | 1 | 1 | 1 | 1 | 1 | 1 | 1 | 1 | 1 | 1 | 1 | 0
SCE NOL | Control | 55 | 0 | 0 | 0 | 0 | 0 | 0 | 0 | 0 | 0 | 0 | 0 | 0 | 0 | 0 | 0 | 0 | 0 | 0 | 0 | 0 |  | 0 | 0 | 0 | 0 | 0 | 0 | 0 | 0 | 0 | 0 | 0 | 0 | 0 | 0 | 0 | 0 | 0 | 0 | 0 | 0 | 3 |  | 0 | 0 | 0 | 0 | 0 | 0 | 0 | 0 | 0 | 0 | 0 | 0 | 0 | 0 | 0 | 0 | 0 | 0 | 0 |  | 1 | 1 | 1 | 1 | 1 | 1 | 1 | 1 | 1 | 1 | 1 | 0
PG&E GBA | Cooley Landing | 115 | 0 | 0 | 0 | 0 | 0 | 0 | 0 | 0 | 0 | 0 | 0 | 0 | 0 | 100 | 100 | 0 | 0 | 0 | 0 | 1 |  | 0 | 0 | 0 | 0 | 0 | 0 | 0 | 0 | 0 | 0 | 0 | 0 | 0 | 0 | 0 | 0 | 0 | 0 | 0 | 0 | 1 |  | 0 | 0 | 0 | 0 | 0 | 0 | 0 | 0 | 0 | 0 | 0 | 0 | 0 | 0 | 0 | 0 | 0 | 0 | 0 |  | 1 | 1 | 1 | 1 | 1 | 1 | 1 | 1 | 1 | 1 | 1 | 0
PG&E GBA | Cooley Landing | 60 | 0 | 0 | 0 | 0 | 0 | 0 | 0 | 0 | 0 | 0 | 0 | 0 | 0 | 0 | 0 | 0 | 0 | 0 | 0 | 0 |  | 0 | 0 | 0 | 0 | 0 | 0 | 0 | 0 | 0 | 0 | 0 | 0 | 0 | 0 | 0 | 0 | 0 | 0 | 0 | 0 | 0 |  | 0 | 0 | 0 | 0 | 0 | 0 | 0 | 0 | 0 | 0 | 0 | 0 | 0 | 0 | 0 | 0 | 0 | 0 | 0 |  | 1 | 1 | 1 | 1 | 1 | 1 | 1 | 1 | 1 | 1 | 1 | 0
SCE NOL | Coolwater | 230 | 0 | 0 | 0 | 0 | 0 | 0 | 0 | 0 | 0 | 0 | 0 | 0 | 0 | 0 | 0 | 0 | 0 | 0 | 0 | 0 |  | 0 | 0 | 0 | 0 | 0 | 0 | 0 | 0 | 0 | 0 | 0 | 0 | 0 | 0 | 0 | 0 | 0 | 0 | 0 | 0 | 3 |  | 0 | 0 | 0 | 0 | 0 | 0 | 0 | 0 | 0 | 0 | 0 | 0 | 0 | 0 | 0 | 0 | 0 | 0 | 0 |  | 1 | 1 | 1 | 1 | 1 | 1 | 1 | 1 | 1 | 1 | 1 | 0
SCE NOL | Coolwater | 115 | 0 | 0 | 0 | 0 | 0 | 0 | 0 | 0 | 0 | 0 | 0 | 0 | 0 | 0 | 0 | 113.5 | 0 | 113.5 | 0 | 1 |  | 0 | 0 | 180 | 32.18 | 212.18 | 0 | 0 | 0 | 0 | 0 | 0 | 0 | 150 | 50 | 200 | 113.5 | 5 | 118.5 | 0 | 1 | 3 |  | 0 | 0 | 2 | 2 | 2 | 0 | 0 | 0 | 0 | 0 | 0 | 0 | 2 | 2 | 2 | 0 | 2 | 0 | 0 |  | 1 | 1 | 5 | 1 | 1 | 1 | 5 | 1 | 5 | 1 | 1 | 1
PG&E KERN | Copus | 70 | 0 | 0 | 0 | 0 | 0 | 0 | 0 | 0 | 0 | 0 | 0 | 0 | 0 | 0 | 0 | 0 | 0 | 0 | 0 | 0 |  | 0 | 0 | 0 | 0 | 0 | 0 | 0 | 0 | 0 | 0 | 0 | 0 | 0 | 0 | 0 | 0 | 0 | 0 | 0 | 0 | 0 |  | 0 | 0 | 0 | 0 | 0 | 0 | 0 | 0 | 0 | 0 | 0 | 0 | 0 | 0 | 0 | 0 | 0 | 0 | 0 |  | 1 | 1 | 1 | 1 | 1 | 1 | 1 | 1 | 1 | 1 | 1 | 0
PG&E FRESNO | Corcoran | 70 | 0 | 0 | 0 | 0 | 0 | 0 | 0 | 0 | 0 | 0 | 0 | 0 | 0 | 0 | 0 | 0 | 0 | 0 | 0 | 0 |  | 0 | 0 | 0 | 0 | 0 | 0 | 0 | 0 | 0 | 0 | 0 | 4.5 | 0 | 0 | 0 | 0 | 0 | 0 | 0 | 1 | 2 |  | 0 | 0 | 0 | 0 | 0 | 0 | 0 | 0 | 0 | 0 | 0 | 2 | 0 | 0 | 0 | 0 | 0 | 0 | 0 |  | 1 | 1 | 1 | 1 | 1 | 5 | 1 | 1 | 1 | 1 | 1 | 1
PG&E FRESNO | Corcoran | 115 | 0 | 0 | 0 | 0 | 0 | 0 | 0 | 0 | 0 | 0 | 0 | 0 | 0 | 0 | 0 | 0 | 0 | 0 | 0 | 0 |  | 0 | 0 | 0 | 0 | 0 | 0 | 0 | 0 | 0 | 0 | 0 | 0 | 0 | 0 | 0 | 0 | 0 | 0 | 0 | 0 | 2 |  | 0 | 0 | 0 | 0 | 0 | 0 | 0 | 0 | 0 | 0 | 0 | 0 | 0 | 0 | 0 | 0 | 0 | 0 | 0 |  | 1 | 1 | 1 | 1 | 1 | 1 | 1 | 1 | 1 | 1 | 1 | 0
PG&E NGBA | Corona | 115 | 0 | 0 | 0 | 0 | 0 | 0 | 0 | 0 | 0 | 0 | 0 | 0 | 0 | 0 | 0 | 0 | 0 | 0 | 0 | 0 |  | 0 | 0 | 0 | 0 | 0 | 0 | 0 | 0 | 0 | 0 | 0 | 0 | 0 | 0 | 0 | 0 | 0 | 0 | 0 | 0 | 1 |  | 0 | 0 | 0 | 0 | 0 | 0 | 0 | 0 | 0 | 0 | 0 | 0 | 0 | 0 | 0 | 0 | 0 | 0 | 0 |  | 1 | 1 | 1 | 1 | 1 | 1 | 1 | 1 | 1 | 1 | 1 | 0
PG&E NGBA | Cortina | 230 | 0 | 0 | 0 | 0 | 0 | 0 | 0 | 0 | 0 | 0 | 0 | 0 | 0 | 0 | 0 | 0 | 0 | 0 | 0 | 0 |  | 0 | 0 | 0 | 0 | 0 | 0 | 0 | 0 | 0 | 0 | 0 | 0 | 0 | 0 | 0 | 0 | 0 | 0 | 0 | 0 | 1 |  | 0 | 0 | 0 | 0 | 0 | 0 | 0 | 0 | 0 | 0 | 0 | 0 | 0 | 0 | 0 | 0 | 0 | 0 | 0 |  | 1 | 1 | 1 | 1 | 1 | 1 | 1 | 1 | 1 | 1 | 1 | 0
PG&E NGBA | Cortina | 115 | 0 | 0 | 0 | 0 | 0 | 0 | 0 | 0 | 0 | 0 | 0 | 0 | 0 | 0 | 0 | 0 | 0 | 0 | 0 | 0 |  | 0 | 5 | 0 | 0 | 0 | 0 | 0 | 0 | 0 | 0 | 0 | 0 | 0 | 80 | 80 | 0 | 45 | 45 | 0 | 1 | 0 |  | 0 | 2 | 0 | 0 | 0 | 0 | 0 | 0 | 0 | 0 | 0 | 0 | 0 | 2 | 2 | 0 | 2 | 2 | 0 |  | 1 | 4 | 1 | 1 | 1 | 1 | 4 | 1 | 4 | 4 | 1 | 1
PG&E GBA | Cottle | 230 | 0 | 0 | 0 | 0 | 0 | 0 | 0 | 0 | 0 | 0 | 0 | 0 | 0 | 0 | 0 | 0 | 0 | 0 | 0 | 0 |  | 0 | 0 | 0 | 0 | 0 | 0 | 0 | 0 | 0 | 0 | 0 | 0 | 0 | 0 | 0 | 0 | 0 | 0 | 0 | 0 | 1 |  | 0 | 0 | 0 | 0 | 0 | 0 | 0 | 0 | 0 | 0 | 0 | 0 | 0 | 0 | 0 | 0 | 0 | 0 | 0 |  | 1 | 1 | 1 | 1 | 1 | 1 | 1 | 1 | 1 | 1 | 1 | 0
PG&E NGBA | Cottonwood | 115 | 0 | 0 | 0 | 0 | 0 | 0 | 0 | 0 | 0 | 0 | 0 | 0 | 0 | 0 | 0 | 0 | 0 | 0 | 0 | 0 |  | 0 | 0 | 0 | 0 | 0 | 0 | 0 | 0 | 0 | 0 | 0 | 0 | 0 | 0 | 0 | 0 | 0 | 0 | 0 | 0 | 0 |  | 0 | 0 | 0 | 0 | 0 | 0 | 0 | 0 | 0 | 0 | 0 | 0 | 0 | 0 | 0 | 0 | 0 | 0 | 0 |  | 1 | 1 | 1 | 1 | 1 | 1 | 1 | 1 | 1 | 1 | 1 | 0
PG&E NGBA | Cottonwood | 230 | 0 | 0 | 0 | 0 | 0 | 0 | 0 | 0 | 0 | 0 | 0 | 0 | 0 | 0 | 0 | 0 | 0 | 0 | 0 | 0 |  | 0 | 0 | 0 | 0 | 0 | 0 | 0 | 0 | 0 | 0 | 0 | 0 | 0 | 0 | 0 | 0 | 0 | 0 | 0 | 0 | 0 |  | 0 | 0 | 0 | 0 | 0 | 0 | 0 | 0 | 0 | 0 | 0 | 0 | 0 | 0 | 0 | 0 | 0 | 0 | 0 |  | 1 | 1 | 1 | 1 | 1 | 1 | 1 | 1 | 1 | 1 | 1 | 0
PG&E NGBA | Cottonwood | 60 | 0 | 0 | 0 | 0 | 0 | 0 | 0 | 0 | 0 | 0 | 0 | 0 | 0 | 0 | 0 | 0 | 0 | 0 | 0 | 0 |  | 0 | 0 | 0 | 0 | 0 | 0 | 0 | 0 | 0 | 0 | 0 | 0 | 0 | 0 | 0 | 0 | 0 | 0 | 0 | 0 | 0 |  | 0 | 0 | 0 | 0 | 0 | 0 | 0 | 0 | 0 | 0 | 0 | 0 | 0 | 0 | 0 | 0 | 0 | 0 | 0 |  | 1 | 1 | 1 | 1 | 1 | 1 | 1 | 1 | 1 | 1 | 1 | 0
PG&E NGBA | Cove Road | 230 | 0 | 0 | 0 | 0 | 0 | 0 | 0 | 0 | 0 | 0 | 0 | 0 | 0 | 0 | 0 | 0 | 0 | 0 | 0 | 0 |  | 0 | 0 | 0 | 0 | 0 | 0 | 0 | 0 | 0 | 0 | 0 | 0 | 0 | 0 | 0 | 0 | 0 | 0 | 0 | 0 | 0 |  | 0 | 0 | 0 | 0 | 0 | 0 | 0 | 0 | 0 | 0 | 0 | 0 | 0 | 0 | 0 | 0 | 0 | 0 | 0 |  | 1 | 1 | 1 | 1 | 1 | 1 | 1 | 1 | 1 | 1 | 1 | 0
PG&E GBA | Coyote | 230 | 37 | 0 | 0 | 0 | 0 | 0 | 0 | 0 | 0 | 0 | 0 | 0 | 100 | 0 | 100 | 0 | 0 | 0 | 0 | 1 |  | 0 | 0 | 0 | 0 | 0 | 0 | 0 | 0 | 0 | 0 | 0 | 0 | 0 | 0 | 0 | 0 | 0 | 0 | 0 | 0 | 0 |  | 0 | 0 | 0 | 0 | 0 | 0 | 0 | 0 | 0 | 0 | 0 | 0 | 0 | 0 | 0 | 0 | 0 | 0 | 0 |  | 1 | 1 | 1 | 1 | 1 | 1 | 1 | 1 | 1 | 1 | 1 | 0
PG&E GBA | Crazy Horse Canyon | 115 | 0 | 0 | 0 | 0 | 0 | 0 | 0 | 0 | 0 | 0 | 0 | 0 | 0 | 0 | 0 | 0 | 0 | 0 | 0 | 0 |  | 0 | 0 | 0 | 0 | 0 | 0 | 0 | 0 | 0 | 0 | 0 | 0 | 0 | 0 | 0 | 0 | 0 | 0 | 0 | 0 | 0 |  | 0 | 0 | 0 | 0 | 0 | 0 | 0 | 0 | 0 | 0 | 0 | 0 | 0 | 0 | 0 | 0 | 0 | 0 | 0 |  | 1 | 1 | 1 | 1 | 1 | 1 | 1 | 1 | 1 | 1 | 1 | 0
SDGE | Creelman | 69 | 0 | 0 | 0 | 0 | 0 | 0 | 0 | 0 | 0 | 0 | 0 | 0 | 0 | 0 | 0 | 7.36 | 0 | 7.36 | 0 | 1 |  | 0 | 0 | 0 | 0 | 0 | 0 | 0 | 0 | 0 | 0 | 0 | 0 | 0 | 0 | 0 | 7.8 | 0 | 7.8 | 0 | 1 | 2 |  | 0 | 0 | 0 | 0 | 0 | 0 | 0 | 0 | 0 | 0 | 0 | 0 | 0 | 0 | 0 | 0 | 0 | 0 | 0 |  | 1 | 1 | 1 | 1 | 1 | 1 | 1 | 1 | 1 | 1 | 1 | 0
PG&E FRESNO | Crescent | 70 | 0 | 0 | 0 | 0 | 0 | 0 | 0 | 0 | 0 | 0 | 0 | 0 | 0 | 35 | 35 | 35 | 0 | 35 | 0 | 1 |  | 0 | 0 | 0 | 0 | 0 | 0 | 0 | 0 | 0 | 0 | 0 | 0 | 5 | 65 | 70 | 35 | 0 | 35 | 0 | 1 | 1 |  | 0 | 0 | 0 | 0 | 0 | 0 | 0 | 0 | 0 | 0 | 0 | 0 | 2 | 2 | 2 | 0 | 0 | 0 | 0 |  | 1 | 1 | 1 | 1 | 1 | 1 | 5 | 1 | 1 | 1 | 1 | 1
PG&E FRESNO | Cressey | 115 | 0 | 0 | 0 | 0 | 0 | 0 | 0 | 0 | 0 | 0 | 0 | 0 | 0 | 0 | 0 | 0 | 0 | 0 | 0 | 0 |  | 0 | 0 | 0 | 0 | 0 | 0 | 0 | 0 | 0 | 0 | 0 | 0 | 0 | 0 | 0 | 0 | 0 | 0 | 0 | 0 | 1 |  | 0 | 0 | 0 | 0 | 0 | 0 | 0 | 0 | 0 | 0 | 0 | 0 | 0 | 0 | 0 | 0 | 0 | 0 | 0 |  | 1 | 1 | 1 | 1 | 1 | 1 | 1 | 1 | 1 | 1 | 1 | 0
PG&E NGBA | Cresta | 230 | 0 | 0 | 0 | 0 | 0 | 0 | 0 | 0 | 0 | 0 | 0 | 0 | 0 | 0 | 0 | 0 | 0 | 0 | 0 | 0 |  | 0 | 0 | 0 | 0 | 0 | 0 | 0 | 0 | 0 | 0 | 0 | 0 | 0 | 0 | 0 | 0 | 0 | 0 | 0 | 0 | 0 |  | 0 | 0 | 0 | 0 | 0 | 0 | 0 | 0 | 0 | 0 | 0 | 0 | 0 | 0 | 0 | 0 | 0 | 0 | 0 |  | 1 | 1 | 1 | 1 | 1 | 1 | 1 | 1 | 1 | 1 | 1 | 0
SDGE | Crestwood | 69 | 0 | 0 | 0 | 0 | 0 | 0 | 0 | 0 | 0 | 0 | 0 | 0 | 0 | 0 | 0 | 0 | 0 | 0 | 0 | 0 |  | 0 | 0 | 0 | 0 | 0 | 0 | 0 | 0 | 0 | 0 | 0 | 0 | 0 | 0 | 0 | 0 | 0 | 0 | 0 | 0 | 3 |  | 0 | 0 | 0 | 0 | 0 | 0 | 0 | 0 | 0 | 0 | 0 | 0 | 0 | 0 | 0 | 0 | 0 | 0 | 0 |  | 1 | 1 | 1 | 1 | 1 | 1 | 1 | 1 | 1 | 1 | 1 | 0
PG&E GBA | Crow Creek | 60 | 0 | 0 | 0 | 0 | 0 | 0 | 0 | 0 | 0 | 0 | 0 | 0 | 0 | 0 | 0 | 0 | 0 | 0 | 0 | 0 |  | 0 | 0 | 0 | 0 | 0 | 0 | 0 | 0 | 0 | 0 | 0 | 0 | 0 | 0 | 0 | 0 | 0 | 0 | 0 | 0 | 0 |  | 0 | 0 | 0 | 0 | 0 | 0 | 0 | 0 | 0 | 0 | 0 | 0 | 0 | 0 | 0 | 0 | 0 | 0 | 0 |  | 1 | 1 | 1 | 1 | 1 | 1 | 1 | 1 | 1 | 1 | 1 | 0
PG&E GBA | Crows Landing | 60 | 0 | 0 | 0 | 0 | 0 | 0 | 0 | 0 | 0 | 0 | 0 | 0 | 0 | 0 | 0 | 0 | 0 | 0 | 0 | 0 |  | 0 | 0 | 0 | 0 | 0 | 0 | 0 | 0 | 0 | 0 | 0 | 0 | 0 | 0 | 0 | 0 | 0 | 0 | 0 | 0 | 0 |  | 0 | 0 | 0 | 0 | 0 | 0 | 0 | 0 | 0 | 0 | 0 | 0 | 0 | 0 | 0 | 0 | 0 | 0 | 0 |  | 1 | 1 | 1 | 1 | 1 | 1 | 1 | 1 | 1 | 1 | 1 | 0
PG&E GBA | Curtis | 115 | 0 | 0 | 0 | 0 | 0 | 0 | 0 | 0 | 0 | 0 | 0 | 0 | 0 | 0 | 0 | 0 | 0 | 0 | 0 | 0 |  | 0 | 0 | 0 | 0 | 0 | 0 | 0 | 0 | 0 | 0 | 0 | 0 | 0 | 0 | 0 | 0 | 0 | 0 | 0 | 0 | 0 |  | 0 | 0 | 0 | 0 | 0 | 0 | 0 | 0 | 0 | 0 | 0 | 0 | 0 | 0 | 0 | 0 | 0 | 0 | 0 |  | 1 | 1 | 1 | 1 | 1 | 1 | 1 | 1 | 1 | 1 | 1 | 0
PG&E FRESNO | Dairyland | 115 | 0 | 0 | 0 | 0 | 0 | 0 | 0 | 0 | 0 | 0 | 0 | 0 | 0 | 0 | 0 | 0 | 0 | 0 | 0 | 0 |  | 0 | 0 | 0 | 0 | 0 | 0 | 0 | 0 | 0 | 0 | 0 | 5 | 0 | 0 | 0 | 0 | 0 | 0 | 0 | 1 | 1 |  | 0 | 0 | 0 | 0 | 0 | 0 | 0 | 0 | 0 | 0 | 0 | 2 | 0 | 0 | 0 | 0 | 0 | 0 | 0 |  | 1 | 1 | 1 | 1 | 1 | 5 | 1 | 1 | 1 | 1 | 1 | 1
PG&E NGBA | Davis | 115 | 0 | 0 | 0 | 0 | 0 | 0 | 0 | 0 | 0 | 0 | 0 | 0 | 0 | 100 | 100 | 0 | 0 | 0 | 0 | 1 |  | 0 | 0 | 0 | 0 | 0 | 0 | 0 | 0 | 0 | 0 | 0 | 0 | 0 | 0 | 0 | 0 | 0 | 0 | 0 | 0 | 0 |  | 0 | 0 | 0 | 0 | 0 | 0 | 0 | 0 | 0 | 0 | 0 | 0 | 0 | 0 | 0 | 0 | 0 | 0 | 0 |  | 1 | 1 | 1 | 1 | 1 | 1 | 1 | 1 | 1 | 1 | 1 | 0
SCE Metro | Del Amo | 500 | 0 | 0 | 0 | 0 | 0 | 0 | 0 | 0 | 0 | 0 | 0 | 0 | 0 | 0 | 0 | 0 | 912 | 912 | 0 | 1 |  | 0 | 0 | 0 | 0 | 0 | 0 | 0 | 0 | 0 | 0 | 0 | 0 | 0 | 0 | 0 | 0 | 0 | 0 | 0 | 0 | 0 |  | 0 | 0 | 0 | 0 | 0 | 0 | 0 | 0 | 0 | 0 | 0 | 0 | 0 | 0 | 0 | 0 | 0 | 0 | 0 |  | 1 | 1 | 1 | 1 | 1 | 1 | 1 | 1 | 1 | 1 | 1 | 0
SCE Metro | Del Amo | 230 | 0 | 0 | 0 | 0 | 0 | 0 | 0 | 0 | 0 | 0 | 0 | 0 | 0 | 0 | 0 | 0 | 800 | 800 | 0 | 1 |  | 0 | 0 | 0 | 0 | 0 | 0 | 0 | 0 | 0 | 0 | 0 | 0 | 0 | 0 | 0 | 0 | 0 | 0 | 0 | 0 | 0 |  | 0 | 0 | 0 | 0 | 0 | 0 | 0 | 0 | 0 | 0 | 0 | 0 | 0 | 0 | 0 | 0 | 0 | 0 | 0 |  | 1 | 1 | 1 | 1 | 1 | 1 | 1 | 1 | 1 | 1 | 1 | 0
SCE Eastern | Delaney | 500 | 0 | 0 | 0 | 0 | 0 | 0 | 0 | 0 | 0 | 0 | 0 | 0 | 0 | 1860 | 1860 | 0 | 340 | 340 | 0 | 1 |  | 0 | 0 | 0 | 0 | 0 | 0 | 0 | 0 | 0 | 0 | 0 | 0 | 0 | 0 | 0 | 0 | 0 | 0 | 0 | 0 | 2 |  | 0 | 0 | 0 | 0 | 0 | 0 | 0 | 0 | 0 | 0 | 0 | 0 | 0 | 0 | 0 | 0 | 0 | 0 | 0 |  | 1 | 1 | 1 | 1 | 1 | 1 | 1 | 1 | 1 | 1 | 1 | 0
PG&E NGBA | Delevan | 230 | 0 | 0 | 0 | 0 | 0 | 0 | 0 | 0 | 0 | 0 | 0 | 0 | 0 | 0 | 0 | 0 | 0 | 0 | 0 | 0 |  | 0 | 0 | 0 | 0 | 0 | 0 | 0 | 0 | 0 | 0 | 0 | 0 | 50 | 150 | 200 | 0 | 50 | 50 | 0 | 1 | 0 |  | 0 | 0 | 0 | 0 | 0 | 0 | 0 | 0 | 0 | 0 | 0 | 0 | 2 | 2 | 2 | 0 | 2 | 2 | 0 |  | 1 | 1 | 1 | 1 | 1 | 1 | 4 | 1 | 4 | 4 | 1 | 1
PG&E GBA | Delta PP | 230 | 0 | 0 | 0 | 0 | 0 | 0 | 0 | 0 | 0 | 0 | 0 | 0 | 0 | 0 | 0 | 0 | 0 | 0 | 0 | 0 |  | 0 | 0 | 0 | 0 | 0 | 0 | 0 | 0 | 0 | 0 | 0 | 0 | 0 | 0 | 0 | 0 | 0 | 0 | 0 | 0 | 0 |  | 0 | 0 | 0 | 0 | 0 | 0 | 0 | 0 | 0 | 0 | 0 | 0 | 0 | 0 | 0 | 0 | 0 | 0 | 0 |  | 1 | 1 | 1 | 1 | 1 | 1 | 1 | 1 | 1 | 1 | 1 | 0
EOP | Desert View | 230 | 0 | 0 | 0 | 0 | 0 | 0 | 0 | 0 | 0 | 0 | 0 | 0 | 0 | 0 | 0 | 0 | 0 | 0 | 0 | 0 |  | 0 | 0 | 0 | 0 | 0 | 0 | 0 | 0 | 0 | 0 | 0 | 0 | 0 | 0 | 0 | 0 | 0 | 0 | 0 | 0 | 2 |  | 0 | 0 | 0 | 0 | 0 | 0 | 0 | 0 | 0 | 0 | 0 | 0 | 0 | 0 | 0 | 0 | 0 | 0 | 0 |  | 1 | 1 | 1 | 1 | 1 | 1 | 1 | 1 | 1 | 1 | 1 | 0
SCE Eastern | Devers | 230 | 0 | 0 | 0 | 0 | 0 | 0 | 0 | 0 | 0 | 0 | 0 | 0 | 300 | 0 | 300 | 200 | 100 | 300 | 0 | 1 |  | 0 | 0 | 287.5 | 37 | 324.5 | 0 | 0 | 0 | 0 | 0 | 0 | 0 | 0 | 0 | 0 | 220 | 100 | 320 | 0 | 1 | 1 |  | 0 | 0 | 2 | 2 | 2 | 0 | 0 | 0 | 0 | 0 | 0 | 0 | 0 | 0 | 0 | 0 | 0 | 0 | 0 |  | 1 | 1 | 5 | 1 | 1 | 1 | 1 | 1 | 1 | 1 | 1 | 1
SCE Eastern | Devers | 500 | 0 | 0 | 0 | 0 | 0 | 0 | 0 | 0 | 0 | 0 | 0 | 0 | 0 | 0 | 0 | 0 | 0 | 0 | 0 | 0 |  | 0 | 0 | 0 | 0 | 0 | 0 | 0 | 0 | 0 | 0 | 0 | 0 | 0 | 0 | 0 | 0 | 0 | 0 | 0 | 0 | 1 |  | 0 | 0 | 0 | 0 | 0 | 0 | 0 | 0 | 0 | 0 | 0 | 0 | 0 | 0 | 0 | 0 | 0 | 0 | 0 |  | 1 | 1 | 1 | 1 | 1 | 1 | 1 | 1 | 1 | 1 | 1 | 0
PG&E KERN | Diablo Canyon | 230 | 0 | 0 | 0 | 0 | 0 | 0 | 0 | 0 | 0 | 0 | 0 | 0 | 0 | 0 | 0 | 0 | 0 | 0 | 0 | 0 |  | 0 | 0 | 0 | 0 | 0 | 0 | 0 | 0 | 0 | 0 | 0 | 0 | 0 | 0 | 0 | 0 | 0 | 0 | 0 | 0 | 1 |  | 0 | 0 | 0 | 0 | 0 | 0 | 0 | 0 | 0 | 0 | 0 | 0 | 0 | 0 | 0 | 0 | 0 | 0 | 0 |  | 1 | 1 | 1 | 1 | 1 | 1 | 1 | 1 | 1 | 1 | 1 | 0
PG&E KERN | Diablo Canyon | 500 | 0 | 0 | 0 | 0 | 0 | 0 | 0 | 0 | 0 | 0 | 0 | 0 | 0 | 0 | 0 | 0 | 0 | 0 | 0 | 0 |  | 0 | 0 | 0 | 0 | 0 | 0 | 0 | 0 | 2924 | 0 | 2924 | 0 | 0 | 0 | 0 | 0 | 0 | 0 | 0 | 1 | 0 |  | 0 | 0 | 0 | 0 | 0 | 0 | 0 | 0 | 2 | 0 | 2 | 0 | 0 | 0 | 0 | 0 | 0 | 0 | 0 |  | 1 | 1 | 1 | 1 | 4 | 1 | 1 | 1 | 1 | 1 | 1 | 1
PG&E KERN | Divide | 115 | 0 | 0 | 0 | 0 | 0 | 0 | 0 | 0 | 0 | 0 | 0 | 0 | 0 | 0 | 0 | 0 | 0 | 0 | 0 | 0 |  | 0 | 0 | 0 | 0 | 0 | 0 | 0 | 0 | 0 | 0 | 0 | 0 | 0 | 0 | 0 | 0 | 0 | 0 | 0 | 0 | 1 |  | 0 | 0 | 0 | 0 | 0 | 0 | 0 | 0 | 0 | 0 | 0 | 0 | 0 | 0 | 0 | 0 | 0 | 0 | 0 |  | 1 | 1 | 1 | 1 | 1 | 1 | 1 | 1 | 1 | 1 | 1 | 0
PG&E GBA | Dixon Landing | 115 | 23 | 0 | 0 | 0 | 0 | 0 | 0 | 0 | 0 | 0 | 0 | 0 | 0 | 0 | 0 | 0 | 0 | 0 | 0 | 1 |  | 0 | 0 | 0 | 0 | 0 | 0 | 0 | 0 | 0 | 0 | 0 | 2.3 | 0 | 0 | 0 | 0 | 0 | 0 | 0 | 1 | 0 |  | 0 | 0 | 0 | 0 | 0 | 0 | 0 | 0 | 0 | 0 | 0 | 2 | 0 | 0 | 0 | 0 | 0 | 0 | 0 |  | 1 | 1 | 1 | 1 | 1 | 4 | 1 | 1 | 1 | 1 | 1 | 1
PG&E FRESNO | Dos Amigos | 230 | 10 | 0 | 0 | 0 | 0 | 0 | 0 | 0 | 0 | 0 | 0 | 3 | 0 | 0 | 0 | 0 | 758 | 758 | 0 | 1 |  | 0 | 0 | 0 | 0 | 0 | 0 | 0 | 0 | 0 | 0 | 0 | 3 | 0 | 0 | 0 | 0 | 0 | 0 | 0 | 1 | 1 |  | 0 | 0 | 0 | 0 | 0 | 0 | 0 | 0 | 0 | 0 | 0 | 0 | 0 | 0 | 0 | 0 | 0 | 0 | 0 |  | 1 | 1 | 1 | 1 | 1 | 1 | 1 | 1 | 1 | 1 | 1 | 0
PG&E NGBA | Drum | 115 | 0 | 0 | 0 | 0 | 0 | 0 | 0 | 0 | 0 | 0 | 0 | 0 | 0 | 0 | 0 | 0 | 0 | 0 | 0 | 0 |  | 0 | 0 | 0 | 0 | 0 | 0 | 0 | 0 | 0 | 0 | 0 | 0 | 0 | 0 | 0 | 0 | 0 | 0 | 0 | 0 | 0 |  | 0 | 0 | 0 | 0 | 0 | 0 | 0 | 0 | 0 | 0 | 0 | 0 | 0 | 0 | 0 | 0 | 0 | 0 | 0 |  | 1 | 1 | 1 | 1 | 1 | 1 | 1 | 1 | 1 | 1 | 1 | 0
PG&E GBA | Dumbarton | 115 | 0 | 0 | 0 | 0 | 0 | 0 | 0 | 0 | 0 | 0 | 0 | 0 | 0 | 0 | 0 | 0 | 0 | 0 | 0 | 0 |  | 0 | 0 | 0 | 0 | 0 | 0 | 0 | 0 | 0 | 0 | 0 | 5 | 0 | 0 | 0 | 0 | 0 | 0 | 0 | 1 | 1 |  | 0 | 0 | 0 | 0 | 0 | 0 | 0 | 0 | 0 | 0 | 0 | 2 | 0 | 0 | 0 | 0 | 0 | 0 | 0 |  | 1 | 1 | 1 | 1 | 1 | 5 | 1 | 1 | 1 | 1 | 1 | 1
SCE NOL | Dunn Siding | 115 | 0 | 0 | 0 | 0 | 0 | 0 | 0 | 0 | 0 | 0 | 0 | 0 | 0 | 0 | 0 | 0 | 0 | 0 | 0 | 0 |  | 0 | 0 | 0 | 0 | 0 | 0 | 0 | 0 | 0 | 0 | 0 | 0 | 0 | 0 | 0 | 0 | 0 | 0 | 0 | 0 | 3 |  | 0 | 0 | 0 | 0 | 0 | 0 | 0 | 0 | 0 | 0 | 0 | 0 | 0 | 0 | 0 | 0 | 0 | 0 | 0 |  | 1 | 1 | 1 | 1 | 1 | 1 | 1 | 1 | 1 | 1 | 1 | 0
SCE Eastern | Eagle Mountain | 230 | 0 | 0 | 0 | 0 | 0 | 0 | 0 | 0 | 0 | 0 | 0 | 0 | 0 | 0 | 0 | 0 | 0 | 0 | 0 | 0 |  | 0 | 0 | 0 | 0 | 0 | 0 | 0 | 0 | 0 | 0 | 0 | 0 | 0 | 0 | 0 | 0 | 0 | 0 | 0 | 0 | 1 |  | 0 | 0 | 0 | 0 | 0 | 0 | 0 | 0 | 0 | 0 | 0 | 0 | 0 | 0 | 0 | 0 | 0 | 0 | 0 |  | 1 | 1 | 1 | 1 | 1 | 1 | 1 | 1 | 1 | 1 | 1 | 0
PG&E NGBA | Eagle Rock (PGE) | 60 | 0 | 0 | 0 | 0 | 0 | 0 | 0 | 0 | 0 | 0 | 0 | 0 | 0 | 0 | 0 | 0 | 0 | 0 | 0 | 0 |  | 0 | 0 | 0 | 0 | 0 | 0 | 0 | 0 | 0 | 0 | 0 | 0 | 0 | 0 | 0 | 0 | 0 | 0 | 0 | 0 | 1 |  | 0 | 0 | 0 | 0 | 0 | 0 | 0 | 0 | 0 | 0 | 0 | 0 | 0 | 0 | 0 | 0 | 0 | 0 | 0 |  | 1 | 1 | 1 | 1 | 1 | 1 | 1 | 1 | 1 | 1 | 1 | 0
PG&E NGBA | Eagle Rock (PGE) | 115 | 7 | 0 | 0 | 0 | 0 | 0 | 0 | 0 | 0 | 0 | 0 | 0 | 0 | 0 | 0 | 0 | 0 | 0 | 0 | 1 |  | 21.5 | 0 | 98 | 33.2 | 131.2 | 0 | 0 | 0 | 0 | 0 | 0 | 0 | 0 | 0 | 0 | 0 | 0 | 0 | 0 | 1 | 1 |  | 2 | 0 | 2 | 2 | 2 | 0 | 0 | 0 | 0 | 0 | 0 | 0 | 0 | 0 | 0 | 0 | 0 | 0 | 0 |  | 5 | 1 | 5 | 1 | 1 | 1 | 1 | 1 | 1 | 1 | 1 | 1
SCE Metro | Eagle Rock (SCE) | 230 | 0 | 0 | 0 | 0 | 0 | 0 | 0 | 0 | 0 | 0 | 0 | 0 | 0 | 0 | 0 | 0 | 590 | 590 | 0 | 1 |  | 0 | 0 | 0 | 0 | 0 | 0 | 0 | 0 | 0 | 0 | 0 | 0 | 0 | 0 | 0 | 0 | 0 | 0 | 0 | 0 | 0 |  | 0 | 0 | 0 | 0 | 0 | 0 | 0 | 0 | 0 | 0 | 0 | 0 | 0 | 0 | 0 | 0 | 0 | 0 | 0 |  | 1 | 1 | 1 | 1 | 1 | 1 | 1 | 1 | 1 | 1 | 1 | 0
PG&E NGBA | East Marysville | 115 | 0 | 0 | 0 | 0 | 0 | 0 | 0 | 0 | 0 | 0 | 0 | 0 | 0 | 0 | 0 | 0 | 0 | 0 | 0 | 0 |  | 0 | 0 | 0 | 0 | 0 | 0 | 0 | 0 | 0 | 0 | 0 | 0 | 0 | 0 | 0 | 0 | 0 | 0 | 0 | 0 | 0 |  | 0 | 0 | 0 | 0 | 0 | 0 | 0 | 0 | 0 | 0 | 0 | 0 | 0 | 0 | 0 | 0 | 0 | 0 | 0 |  | 1 | 1 | 1 | 1 | 1 | 1 | 1 | 1 | 1 | 1 | 1 | 0
PG&E NGBA | East Nicolaus | 115 | 0 | 0 | 0 | 0 | 0 | 0 | 0 | 0 | 0 | 0 | 0 | 0 | 0 | 0 | 0 | 0 | 0 | 0 | 0 | 0 |  | 0 | 0 | 0 | 0 | 0 | 0 | 0 | 0 | 0 | 0 | 0 | 0 | 0 | 0 | 0 | 0 | 0 | 0 | 0 | 0 | 0 |  | 0 | 0 | 0 | 0 | 0 | 0 | 0 | 0 | 0 | 0 | 0 | 0 | 0 | 0 | 0 | 0 | 0 | 0 | 0 |  | 1 | 1 | 1 | 1 | 1 | 1 | 1 | 1 | 1 | 1 | 1 | 0
PG&E NGBA | East Nicolaus | 60 | 0 | 0 | 0 | 0 | 0 | 0 | 0 | 0 | 0 | 0 | 0 | 0 | 0 | 0 | 0 | 0 | 0 | 0 | 0 | 0 |  | 0 | 0 | 0 | 0 | 0 | 0 | 0 | 0 | 0 | 0 | 0 | 0 | 0 | 0 | 0 | 0 | 0 | 0 | 0 | 0 | 0 |  | 0 | 0 | 0 | 0 | 0 | 0 | 0 | 0 | 0 | 0 | 0 | 0 | 0 | 0 | 0 | 0 | 0 | 0 | 0 |  | 1 | 1 | 1 | 1 | 1 | 1 | 1 | 1 | 1 | 1 | 1 | 0
PG&E GBA | Eastshore | 115 | 0 | 0 | 0 | 0 | 0 | 0 | 0 | 0 | 0 | 0 | 0 | 0 | 0 | 0 | 0 | 0 | 0 | 0 | 0 | 0 |  | 0 | 0 | 0 | 0 | 0 | 0 | 0 | 0 | 0 | 0 | 0 | 0 | 0 | 0 | 0 | 0 | 0 | 0 | 0 | 0 | 1 |  | 0 | 0 | 0 | 0 | 0 | 0 | 0 | 0 | 0 | 0 | 0 | 0 | 0 | 0 | 0 | 0 | 0 | 0 | 0 |  | 1 | 1 | 1 | 1 | 1 | 1 | 1 | 1 | 1 | 1 | 1 | 0
PG&E GBA | Eastshore | 230 | 0 | 0 | 0 | 0 | 0 | 0 | 0 | 0 | 0 | 0 | 0 | 0 | 0 | 0 | 0 | 0 | 0 | 0 | 0 | 0 |  | 0 | 0 | 0 | 0 | 0 | 0 | 0 | 0 | 0 | 0 | 0 | 0 | 0 | 0 | 0 | 0 | 0 | 0 | 0 | 0 | 3 |  | 0 | 0 | 0 | 0 | 0 | 0 | 0 | 0 | 0 | 0 | 0 | 0 | 0 | 0 | 0 | 0 | 0 | 0 | 0 |  | 1 | 1 | 1 | 1 | 1 | 1 | 1 | 1 | 1 | 1 | 1 | 0
SDGE | ECO | 138 | 0 | 0 | 0 | 0 | 0 | 0 | 0 | 0 | 0 | 0 | 0 | 0 | 0 | 0 | 0 | 0 | 0 | 0 | 0 | 0 |  | 0 | 0 | 0 | 0 | 0 | 0 | 0 | 0 | 0 | 0 | 0 | 0 | 0 | 0 | 0 | 0 | 0 | 0 | 0 | 0 | 6 |  | 0 | 0 | 0 | 0 | 0 | 0 | 0 | 0 | 0 | 0 | 0 | 0 | 0 | 0 | 0 | 0 | 0 | 0 | 0 |  | 1 | 1 | 1 | 1 | 1 | 1 | 1 | 1 | 1 | 1 | 1 | 0
SDGE | ECO | 230 | 0 | 0 | 0 | 0 | 0 | 0 | 0 | 0 | 0 | 0 | 0 | 0 | 0 | 0 | 0 | 0 | 0 | 0 | 0 | 0 |  | 0 | 0 | 300 | 52.5 | 352.5 | 0 | 0 | 0 | 0 | 0 | 0 | 0 | 0 | 0 | 0 | 0 | 0 | 0 | 0 | 1 | 6 |  | 0 | 0 | 2 | 2 | 2 | 0 | 0 | 0 | 0 | 0 | 0 | 0 | 0 | 0 | 0 | 0 | 0 | 0 | 0 |  | 1 | 1 | 5 | 1 | 1 | 1 | 1 | 1 | 1 | 1 | 1 | 1
SDGE | ECO | 500 | 0 | 0 | 0 | 0 | 0 | 0 | 0 | 0 | 0 | 0 | 0 | 0 | 0 | 0 | 0 | 0 | 0 | 0 | 0 | 0 |  | 0 | 0 | 600 | 400 | 1000 | 0 | 0 | 0 | 0 | 0 | 0 | 0 | 0 | 0 | 0 | 0 | 0 | 0 | 0 | 1 | 6 |  | 0 | 0 | 2 | 2 | 2 | 0 | 0 | 0 | 0 | 0 | 0 | 0 | 0 | 0 | 0 | 0 | 0 | 0 | 0 |  | 1 | 1 | 5 | 1 | 1 | 1 | 1 | 1 | 1 | 1 | 1 | 1
PG&E GBA | Edenvale | 115 | 0 | 0 | 0 | 0 | 0 | 0 | 0 | 0 | 0 | 0 | 0 | 0 | 0 | 0 | 0 | 0 | 0 | 0 | 0 | 0 |  | 0 | 0 | 0 | 0 | 0 | 0 | 0 | 0 | 0 | 0 | 0 | 0 | 0 | 0 | 0 | 0 | 0 | 0 | 0 | 0 | 0 |  | 0 | 0 | 0 | 0 | 0 | 0 | 0 | 0 | 0 | 0 | 0 | 0 | 0 | 0 | 0 | 0 | 0 | 0 | 0 |  | 1 | 1 | 1 | 1 | 1 | 1 | 1 | 1 | 1 | 1 | 1 | 0
PG&E GBA | Edes | 115 | 0 | 0 | 0 | 0 | 0 | 0 | 0 | 0 | 0 | 0 | 0 | 0 | 0 | 0 | 0 | 0 | 0 | 0 | 0 | 0 |  | 0 | 0 | 0 | 0 | 0 | 0 | 0 | 0 | 0 | 0 | 0 | 1.7 | 0 | 0 | 0 | 0 | 0 | 0 | 0 | 1 | 1 |  | 0 | 0 | 0 | 0 | 0 | 0 | 0 | 0 | 0 | 0 | 0 | 2 | 0 | 0 | 0 | 0 | 0 | 0 | 0 |  | 1 | 1 | 1 | 1 | 1 | 5 | 1 | 1 | 1 | 1 | 1 | 1
PG&E GBA | Eight Mile | 230 | 0 | 0 | 0 | 0 | 0 | 0 | 0 | 0 | 0 | 0 | 0 | 0 | 0 | 1100 | 1100 | 0 | 0 | 0 | 0 | 1 |  | 0 | 0 | 0 | 0 | 0 | 0 | 0 | 0 | 0 | 0 | 0 | 0 | 0 | 0 | 0 | 0 | 0 | 0 | 0 | 0 | 0 |  | 0 | 0 | 0 | 0 | 0 | 0 | 0 | 0 | 0 | 0 | 0 | 0 | 0 | 0 | 0 | 0 | 0 | 0 | 0 |  | 1 | 1 | 1 | 1 | 1 | 1 | 1 | 1 | 1 | 1 | 1 | 0
SDGE | El Cajon | 69 | 0 | 0 | 0 | 0 | 0 | 0 | 0 | 0 | 0 | 0 | 0 | 0 | 0 | 0 | 0 | 0 | 0 | 0 | 0 | 0 |  | 0 | 0 | 0 | 0 | 0 | 0 | 0 | 0 | 0 | 0 | 0 | 0 | 0 | 0 | 0 | 50 | 0 | 50 | 0 | 1 | 3 |  | 0 | 0 | 0 | 0 | 0 | 0 | 0 | 0 | 0 | 0 | 0 | 0 | 0 | 0 | 0 | 2 | 0 | 2 | 0 |  | 1 | 1 | 1 | 1 | 1 | 1 | 1 | 5 | 1 | 5 | 1 | 1
SCE Eastern | El Casco | 230 | 0 | 0 | 0 | 0 | 0 | 0 | 0 | 0 | 0 | 0 | 0 | 0 | 0 | 0 | 0 | 0 | 0 | 0 | 0 | 0 |  | 0 | 0 | 0 | 0 | 0 | 0 | 0 | 0 | 0 | 0 | 0 | 0 | 0 | 0 | 0 | 65 | 0 | 65 | 0 | 1 | 1 |  | 0 | 0 | 0 | 0 | 0 | 0 | 0 | 0 | 0 | 0 | 0 | 0 | 0 | 0 | 0 | 2 | 0 | 2 | 0 |  | 1 | 1 | 1 | 1 | 1 | 1 | 1 | 5 | 1 | 5 | 1 | 1
PG&E GBA | El Cerrito G | 115 | 0 | 0 | 0 | 0 | 0 | 0 | 0 | 0 | 0 | 0 | 0 | 0 | 0 | 0 | 0 | 0 | 0 | 0 | 0 | 0 |  | 0 | 0 | 0 | 0 | 0 | 0 | 0 | 0 | 0 | 0 | 0 | 0 | 0 | 0 | 0 | 0 | 0 | 0 | 0 | 0 | 1 |  | 0 | 0 | 0 | 0 | 0 | 0 | 0 | 0 | 0 | 0 | 0 | 0 | 0 | 0 | 0 | 0 | 0 | 0 | 0 |  | 1 | 1 | 1 | 1 | 1 | 1 | 1 | 1 | 1 | 1 | 1 | 0
PG&E NGBA | El Dorado PH | 115 | 0 | 0 | 0 | 0 | 0 | 0 | 0 | 0 | 0 | 0 | 0 | 0 | 0 | 0 | 0 | 0 | 0 | 0 | 0 | 0 |  | 0 | 0 | 0 | 0 | 0 | 0 | 0 | 0 | 0 | 0 | 0 | 0 | 0 | 0 | 0 | 0 | 0 | 0 | 0 | 0 | 0 |  | 0 | 0 | 0 | 0 | 0 | 0 | 0 | 0 | 0 | 0 | 0 | 0 | 0 | 0 | 0 | 0 | 0 | 0 | 0 |  | 1 | 1 | 1 | 1 | 1 | 1 | 1 | 1 | 1 | 1 | 1 | 0
PG&E FRESNO | El Nido (PGE) | 115 | 10 | 0 | 0 | 0 | 0 | 0 | 0 | 0 | 0 | 0 | 0 | 3 | 0 | 0 | 0 | 0 | 0 | 0 | 0 | 1 |  | 0 | 0 | 0 | 0 | 0 | 0 | 0 | 0 | 0 | 0 | 0 | 3 | 0 | 0 | 0 | 0 | 0 | 0 | 0 | 1 | 2 |  | 0 | 0 | 0 | 0 | 0 | 0 | 0 | 0 | 0 | 0 | 0 | 0 | 0 | 0 | 0 | 0 | 0 | 0 | 0 |  | 1 | 1 | 1 | 1 | 1 | 1 | 1 | 1 | 1 | 1 | 1 | 0
SCE Metro | El Nido (SCE) | 230 | 0 | 0 | 0 | 0 | 0 | 0 | 0 | 0 | 0 | 0 | 0 | 0 | 0 | 0 | 0 | 0 | 90 | 90 | 0 | 1 |  | 0 | 0 | 0 | 0 | 0 | 0 | 0 | 0 | 0 | 0 | 0 | 0 | 0 | 0 | 0 | 0 | 0 | 0 | 0 | 0 | 0 |  | 0 | 0 | 0 | 0 | 0 | 0 | 0 | 0 | 0 | 0 | 0 | 0 | 0 | 0 | 0 | 0 | 0 | 0 | 0 |  | 1 | 1 | 1 | 1 | 1 | 1 | 1 | 1 | 1 | 1 | 1 | 0
PG&E GBA | El Patio | 115 | 0 | 0 | 0 | 0 | 0 | 0 | 0 | 0 | 0 | 0 | 0 | 0 | 0 | 0 | 0 | 0 | 0 | 0 | 0 | 0 |  | 0 | 0 | 0 | 0 | 0 | 0 | 0 | 0 | 0 | 0 | 0 | 0 | 0 | 0 | 0 | 0 | 0 | 0 | 0 | 0 | 0 |  | 0 | 0 | 0 | 0 | 0 | 0 | 0 | 0 | 0 | 0 | 0 | 0 | 0 | 0 | 0 | 0 | 0 | 0 | 0 |  | 1 | 1 | 1 | 1 | 1 | 1 | 1 | 1 | 1 | 1 | 1 | 0
SCE Metro | El Segundo | 230 | 0 | 0 | 0 | 0 | 0 | 0 | 0 | 0 | 0 | 0 | 0 | 0 | 0 | 0 | 0 | 0 | 0 | 0 | 0 | 0 |  | 0 | 0 | 0 | 0 | 0 | 0 | 0 | 0 | 0 | 0 | 0 | 0 | 0 | 0 | 0 | 0 | 0 | 0 | 0 | 0 | 0 |  | 0 | 0 | 0 | 0 | 0 | 0 | 0 | 0 | 0 | 0 | 0 | 0 | 0 | 0 | 0 | 0 | 0 | 0 | 0 |  | 1 | 1 | 1 | 1 | 1 | 1 | 1 | 1 | 1 | 1 | 1 | 0
EOP | Eldorado | 230 | 472 | 0 | 0 | 0 | 0 | 0 | 0 | 0 | 0 | 0 | 0 | 0 | 0 | 0 | 0 | 0 | 0 | 0 | 500 | 1 |  | 117.3 | 0 | 0 | 0 | 0 | 51 | 0 | 51 | 0 | 0 | 0 | 0 | 0 | 0 | 0 | 279 | 0 | 279 | 0 | 1 | 1 |  | 0 | 0 | 0 | 0 | 0 | 2 | 0 | 2 | 0 | 0 | 0 | 0 | 0 | 0 | 0 | 2 | 0 | 2 | 0 |  | 1 | 1 | 1 | 5 | 1 | 1 | 1 | 5 | 1 | 5 | 1 | 1
EOP | Eldorado | 500 | 741 | 0 | 0 | 0 | 0 | 1500 | 0 | 1500 | 0 | 0 | 0 | 0 | 0 | 0 | 0 | 0 | 0 | 0 | 0 | 1 |  | 0 | 0 | 0 | 0 | 0 | 3000 | 0 | 3000 | 0 | 0 | 0 | 0 | 0 | 0 | 0 | 0 | 0 | 0 | 0 | 1 | 0 |  | 0 | 0 | 0 | 0 | 0 | 2 | 0 | 2 | 0 | 0 | 0 | 0 | 0 | 0 | 0 | 0 | 0 | 0 | 0 |  | 1 | 1 | 1 | 4 | 1 | 1 | 1 | 1 | 1 | 1 | 1 | 1
SCE Northern | Elizabeth Lake | 66 | 0 | 0 | 0 | 0 | 0 | 0 | 0 | 0 | 0 | 0 | 0 | 0 | 0 | 0 | 0 | 0 | 0 | 0 | 0 | 0 |  | 0 | 0 | 0 | 0 | 0 | 0 | 0 | 0 | 0 | 0 | 0 | 0 | 0 | 0 | 0 | 0 | 0 | 0 | 0 | 0 | 0 |  | 0 | 0 | 0 | 0 | 0 | 0 | 0 | 0 | 0 | 0 | 0 | 0 | 0 | 0 | 0 | 0 | 0 | 0 | 0 |  | 1 | 1 | 1 | 1 | 1 | 1 | 1 | 1 | 1 | 1 | 1 | 0
PG&E KERN | Elk Hills | 230 | 0 | 0 | 0 | 0 | 0 | 0 | 0 | 0 | 0 | 0 | 0 | 0 | 0 | 0 | 0 | 0 | 0 | 0 | 0 | 0 |  | 0 | 0 | 0 | 0 | 0 | 0 | 0 | 0 | 0 | 0 | 0 | 5.25 | 0 | 0 | 0 | 0 | 0 | 0 | 0 | 1 | 0 |  | 0 | 0 | 0 | 0 | 0 | 0 | 0 | 0 | 0 | 0 | 0 | 2 | 0 | 0 | 0 | 0 | 0 | 0 | 0 |  | 1 | 1 | 1 | 1 | 1 | 4 | 1 | 1 | 1 | 1 | 1 | 1
SDGE | Elliot | 69 | 0 | 0 | 0 | 0 | 0 | 0 | 0 | 0 | 0 | 0 | 0 | 0 | 0 | 0 | 0 | 0 | 0 | 0 | 0 | 0 |  | 0 | 0 | 0 | 0 | 0 | 0 | 0 | 0 | 0 | 0 | 0 | 0 | 0 | 0 | 0 | 9.75 | 0 | 9.75 | 0 | 1 | 3 |  | 0 | 0 | 0 | 0 | 0 | 0 | 0 | 0 | 0 | 0 | 0 | 0 | 0 | 0 | 0 | 2 | 0 | 2 | 0 |  | 1 | 1 | 1 | 1 | 1 | 1 | 1 | 5 | 1 | 5 | 1 | 1
SCE Metro | Ellis | 230 | 0 | 0 | 0 | 0 | 0 | 0 | 0 | 0 | 0 | 0 | 0 | 0 | 0 | 0 | 0 | 0 | 0 | 0 | 0 | 0 |  | 0 | 0 | 0 | 0 | 0 | 0 | 0 | 0 | 0 | 0 | 0 | 0 | 0 | 0 | 0 | 0 | 0 | 0 | 0 | 0 | 0 |  | 0 | 0 | 0 | 0 | 0 | 0 | 0 | 0 | 0 | 0 | 0 | 0 | 0 | 0 | 0 | 0 | 0 | 0 | 0 |  | 1 | 1 | 1 | 1 | 1 | 1 | 1 | 1 | 1 | 1 | 1 | 0
SDGE | Encina | 138 | 0 | 0 | 0 | 0 | 0 | 0 | 0 | 0 | 0 | 0 | 0 | 0 | 0 | 0 | 0 | 0 | 0 | 0 | 0 | 0 |  | 0 | 0 | 0 | 0 | 0 | 0 | 0 | 0 | 0 | 0 | 0 | 0 | 0 | 0 | 0 | 0 | 0 | 0 | 0 | 0 | 2 |  | 0 | 0 | 0 | 0 | 0 | 0 | 0 | 0 | 0 | 0 | 0 | 0 | 0 | 0 | 0 | 0 | 0 | 0 | 0 |  | 1 | 1 | 1 | 1 | 1 | 1 | 1 | 1 | 1 | 1 | 1 | 0
SDGE | Encina | 230 | 0 | 0 | 0 | 0 | 0 | 0 | 0 | 0 | 0 | 0 | 0 | 0 | 0 | 0 | 0 | 0 | 0 | 0 | 0 | 0 |  | 0 | 0 | 0 | 0 | 0 | 0 | 0 | 0 | 0 | 0 | 0 | 0 | 0 | 0 | 0 | 0 | 0 | 0 | 0 | 0 | 2 |  | 0 | 0 | 0 | 0 | 0 | 0 | 0 | 0 | 0 | 0 | 0 | 0 | 0 | 0 | 0 | 0 | 0 | 0 | 0 |  | 1 | 1 | 1 | 1 | 1 | 1 | 1 | 1 | 1 | 1 | 1 | 0
SDGE | Escondido | 230 | 0 | 0 | 0 | 0 | 0 | 0 | 0 | 0 | 0 | 0 | 0 | 0 | 0 | 0 | 0 | 0 | 0 | 0 | 0 | 0 |  | 0 | 0 | 0 | 0 | 0 | 0 | 0 | 0 | 0 | 0 | 0 | 0 | 0 | 0 | 0 | 0 | 0 | 0 | 0 | 0 | 3 |  | 0 | 0 | 0 | 0 | 0 | 0 | 0 | 0 | 0 | 0 | 0 | 0 | 0 | 0 | 0 | 0 | 0 | 0 | 0 |  | 1 | 1 | 1 | 1 | 1 | 1 | 1 | 1 | 1 | 1 | 1 | 0
SDGE | Escondido | 69 | 0 | 0 | 0 | 0 | 0 | 0 | 0 | 0 | 0 | 0 | 0 | 0 | 0 | 0 | 0 | 13 | 0 | 13 | 0 | 1 |  | 0 | 0 | 0 | 0 | 0 | 0 | 0 | 0 | 0 | 0 | 0 | 0 | 0 | 0 | 0 | 13 | 0 | 13 | 0 | 1 | 2 |  | 0 | 0 | 0 | 0 | 0 | 0 | 0 | 0 | 0 | 0 | 0 | 0 | 0 | 0 | 0 | 0 | 0 | 0 | 0 |  | 1 | 1 | 1 | 1 | 1 | 1 | 1 | 1 | 1 | 1 | 1 | 0
PG&E KERN | Estrella | 230 | 0 | 0 | 0 | 0 | 0 | 0 | 0 | 0 | 0 | 0 | 0 | 0 | 0 | 0 | 0 | 0 | 0 | 0 | 0 | 0 |  | 0 | 0 | 0 | 0 | 0 | 0 | 0 | 0 | 0 | 0 | 0 | 0 | 0 | 0 | 0 | 0 | 0 | 0 | 0 | 0 | 1 |  | 0 | 0 | 0 | 0 | 0 | 0 | 0 | 0 | 0 | 0 | 0 | 0 | 0 | 0 | 0 | 0 | 0 | 0 | 0 |  | 1 | 1 | 1 | 1 | 1 | 1 | 1 | 1 | 1 | 1 | 1 | 0
SCE Eastern | Etiwanda | 230 | 0 | 0 | 0 | 0 | 0 | 0 | 0 | 0 | 0 | 0 | 0 | 0 | 0 | 0 | 0 | 70 | 0 | 70 | 0 | 1 |  | 0 | 0 | 0 | 0 | 0 | 0 | 0 | 0 | 0 | 0 | 0 | 0 | 0 | 0 | 0 | 170 | 0 | 170 | 0 | 1 | 0 |  | 0 | 0 | 0 | 0 | 0 | 0 | 0 | 0 | 0 | 0 | 0 | 0 | 0 | 0 | 0 | 2 | 0 | 2 | 0 |  | 1 | 1 | 1 | 1 | 1 | 1 | 1 | 4 | 1 | 4 | 1 | 1
PG&E GBA | Evergreen | 115 | 0 | 0 | 0 | 0 | 0 | 0 | 0 | 0 | 0 | 0 | 0 | 0 | 0 | 0 | 0 | 0 | 0 | 0 | 0 | 0 |  | 0 | 0 | 0 | 0 | 0 | 0 | 0 | 0 | 0 | 0 | 0 | 0 | 0 | 0 | 0 | 0 | 0 | 0 | 0 | 0 | 0 |  | 0 | 0 | 0 | 0 | 0 | 0 | 0 | 0 | 0 | 0 | 0 | 0 | 0 | 0 | 0 | 0 | 0 | 0 | 0 |  | 1 | 1 | 1 | 1 | 1 | 1 | 1 | 1 | 1 | 1 | 1 | 0
PG&E GBA | Evergreen | 60 | 0 | 0 | 0 | 0 | 0 | 0 | 0 | 0 | 0 | 0 | 0 | 0 | 0 | 0 | 0 | 0 | 0 | 0 | 0 | 0 |  | 0 | 0 | 0 | 0 | 0 | 0 | 0 | 0 | 0 | 0 | 0 | 0 | 0 | 0 | 0 | 0 | 0 | 0 | 0 | 0 | 0 |  | 0 | 0 | 0 | 0 | 0 | 0 | 0 | 0 | 0 | 0 | 0 | 0 | 0 | 0 | 0 | 0 | 0 | 0 | 0 |  | 1 | 1 | 1 | 1 | 1 | 1 | 1 | 1 | 1 | 1 | 1 | 0
PG&E FRESNO | Excelsior | 115 | 0 | 0 | 0 | 0 | 0 | 0 | 0 | 0 | 0 | 0 | 0 | 0 | 0 | 0 | 0 | 0 | 0 | 0 | 0 | 0 |  | 0 | 0 | 0 | 0 | 0 | 0 | 0 | 0 | 0 | 0 | 0 | 0 | 0 | 0 | 0 | 0 | 0 | 0 | 0 | 0 | 1 |  | 0 | 0 | 0 | 0 | 0 | 0 | 0 | 0 | 0 | 0 | 0 | 0 | 0 | 0 | 0 | 0 | 0 | 0 | 0 |  | 1 | 1 | 1 | 1 | 1 | 1 | 1 | 1 | 1 | 1 | 1 | 0
PG&E FRESNO | Exchequer | 115 | 0 | 0 | 0 | 0 | 0 | 0 | 0 | 0 | 0 | 0 | 0 | 0 | 0 | 0 | 0 | 0 | 0 | 0 | 0 | 0 |  | 0 | 2 | 0 | 0 | 0 | 0 | 0 | 0 | 0 | 0 | 0 | 0 | 0 | 0 | 0 | 0 | 0 | 0 | 0 | 1 | 2 |  | 0 | 2 | 0 | 0 | 0 | 0 | 0 | 0 | 0 | 0 | 0 | 0 | 0 | 0 | 0 | 0 | 0 | 0 | 0 |  | 1 | 5 | 1 | 1 | 1 | 1 | 1 | 1 | 1 | 1 | 1 | 1
PG&E KERN | Fairway | 115 | 0 | 0 | 0 | 0 | 0 | 0 | 0 | 0 | 0 | 0 | 0 | 0 | 0 | 0 | 0 | 0 | 0 | 0 | 0 | 0 |  | 0 | 0 | 0 | 0 | 0 | 0 | 0 | 0 | 0 | 0 | 0 | 0 | 0 | 0 | 0 | 0 | 0 | 0 | 0 | 0 | 1 |  | 0 | 0 | 0 | 0 | 0 | 0 | 0 | 0 | 0 | 0 | 0 | 0 | 0 | 0 | 0 | 0 | 0 | 0 | 0 |  | 1 | 1 | 1 | 1 | 1 | 1 | 1 | 1 | 1 | 1 | 1 | 0
PG&E KERN | Famoso | 115 | 0 | 0 | 0 | 0 | 0 | 0 | 0 | 0 | 0 | 0 | 0 | 0 | 0 | 0 | 0 | 0 | 0 | 0 | 0 | 0 |  | 0 | 0 | 0 | 0 | 0 | 0 | 0 | 0 | 0 | 0 | 0 | 4 | 0 | 0 | 0 | 0 | 0 | 0 | 0 | 1 | 0 |  | 0 | 0 | 0 | 0 | 0 | 0 | 0 | 0 | 0 | 0 | 0 | 2 | 0 | 0 | 0 | 0 | 0 | 0 | 0 |  | 1 | 1 | 1 | 1 | 1 | 4 | 1 | 1 | 1 | 1 | 1 | 1
PG&E NGBA | Fern Road | 500 | 0 | 0 | 0 | 0 | 0 | 0 | 0 | 0 | 0 | 0 | 0 | 0 | 0 | 0 | 0 | 0 | 0 | 0 | 0 | 0 |  | 0 | 0 | 0 | 0 | 0 | 0 | 0 | 0 | 0 | 0 | 0 | 0 | 0 | 0 | 0 | 0 | 0 | 0 | 0 | 0 | 0 |  | 0 | 0 | 0 | 0 | 0 | 0 | 0 | 0 | 0 | 0 | 0 | 0 | 0 | 0 | 0 | 0 | 0 | 0 | 0 |  | 1 | 1 | 1 | 1 | 1 | 1 | 1 | 1 | 1 | 1 | 1 | 0
PG&E GBA | Fibreboard (SPI Sonora) | 115 | 0 | 0 | 0 | 0 | 0 | 0 | 0 | 0 | 0 | 0 | 0 | 0 | 0 | 0 | 0 | 0 | 0 | 0 | 0 | 0 |  | 0 | 0 | 0 | 0 | 0 | 0 | 0 | 0 | 0 | 0 | 0 | 0 | 0 | 0 | 0 | 0 | 0 | 0 | 0 | 0 | 0 |  | 0 | 0 | 0 | 0 | 0 | 0 | 0 | 0 | 0 | 0 | 0 | 0 | 0 | 0 | 0 | 0 | 0 | 0 | 0 |  | 1 | 1 | 1 | 1 | 1 | 1 | 1 | 1 | 1 | 1 | 1 | 0
PG&E FRESNO | Figarden | 230 | 0 | 0 | 0 | 0 | 0 | 0 | 0 | 0 | 0 | 0 | 0 | 0 | 0 | 0 | 0 | 0 | 0 | 0 | 0 | 0 |  | 0 | 0 | 0 | 0 | 0 | 0 | 0 | 0 | 0 | 0 | 0 | 0 | 0 | 0 | 0 | 0 | 0 | 0 | 0 | 0 | 1 |  | 0 | 0 | 0 | 0 | 0 | 0 | 0 | 0 | 0 | 0 | 0 | 0 | 0 | 0 | 0 | 0 | 0 | 0 | 0 |  | 1 | 1 | 1 | 1 | 1 | 1 | 1 | 1 | 1 | 1 | 1 | 0
PG&E FRESNO | Fink | 230 | 70 | 0 | 0 | 0 | 0 | 0 | 0 | 0 | 0 | 0 | 0 | 0 | 0 | 0 | 0 | 0 | 900 | 900 | 0 | 1 |  | 0 | 0 | 0 | 0 | 0 | 0 | 0 | 0 | 0 | 0 | 0 | 0 | 30 | 110 | 140 | 157 | 0 | 157 | 0 | 1 | 1 |  | 0 | 0 | 0 | 0 | 0 | 0 | 0 | 0 | 0 | 0 | 0 | 0 | 2 | 2 | 2 | 2 | 0 | 0 | 0 |  | 1 | 1 | 1 | 1 | 1 | 1 | 5 | 5 | 1 | 1 | 1 | 1
PG&E NGBA | Fitch Mountain | 60 | 0 | 0 | 0 | 0 | 0 | 0 | 0 | 0 | 0 | 0 | 0 | 0 | 0 | 0 | 0 | 0 | 0 | 0 | 0 | 0 |  | 0 | 0 | 0 | 0 | 0 | 0 | 0 | 0 | 0 | 0 | 0 | 0 | 0 | 0 | 0 | 0 | 0 | 0 | 0 | 0 | 1 |  | 0 | 0 | 0 | 0 | 0 | 0 | 0 | 0 | 0 | 0 | 0 | 0 | 0 | 0 | 0 | 0 | 0 | 0 | 0 |  | 1 | 1 | 1 | 1 | 1 | 1 | 1 | 1 | 1 | 1 | 1 | 0
PG&E GBA | FMC | 115 | 0 | 0 | 0 | 0 | 0 | 0 | 0 | 0 | 0 | 0 | 0 | 0 | 0 | 0 | 0 | 0 | 0 | 0 | 0 | 0 |  | 0 | 0 | 0 | 0 | 0 | 0 | 0 | 0 | 0 | 0 | 0 | 0 | 0 | 0 | 0 | 0 | 0 | 0 | 0 | 0 | 0 |  | 0 | 0 | 0 | 0 | 0 | 0 | 0 | 0 | 0 | 0 | 0 | 0 | 0 | 0 | 0 | 0 | 0 | 0 | 0 |  | 1 | 1 | 1 | 1 | 1 | 1 | 1 | 1 | 1 | 1 | 1 | 0
PG&E GBA | Fremont | 115 | 0 | 0 | 0 | 0 | 0 | 0 | 0 | 0 | 0 | 0 | 0 | 0 | 0 | 0 | 0 | 0 | 0 | 0 | 0 | 0 |  | 0 | 0 | 0 | 0 | 0 | 0 | 0 | 0 | 0 | 0 | 0 | 0 | 0 | 0 | 0 | 0 | 0 | 0 | 0 | 0 | 1 |  | 0 | 0 | 0 | 0 | 0 | 0 | 0 | 0 | 0 | 0 | 0 | 0 | 0 | 0 | 0 | 0 | 0 | 0 | 0 |  | 1 | 1 | 1 | 1 | 1 | 1 | 1 | 1 | 1 | 1 | 1 | 0
PG&E GBA | French Camp | 60 | 0 | 0 | 0 | 0 | 0 | 0 | 0 | 0 | 0 | 0 | 0 | 0 | 0 | 0 | 0 | 0 | 0 | 0 | 0 | 0 |  | 0 | 0 | 0 | 0 | 0 | 0 | 0 | 0 | 0 | 0 | 0 | 0 | 0 | 0 | 0 | 0 | 0 | 0 | 0 | 0 | 1 |  | 0 | 0 | 0 | 0 | 0 | 0 | 0 | 0 | 0 | 0 | 0 | 0 | 0 | 0 | 0 | 0 | 0 | 0 | 0 |  | 1 | 1 | 1 | 1 | 1 | 1 | 1 | 1 | 1 | 1 | 1 | 0
PG&E GBA | Frogtown | 115 | 0 | 0 | 0 | 0 | 0 | 0 | 0 | 0 | 0 | 0 | 0 | 0 | 0 | 0 | 0 | 0 | 0 | 0 | 0 | 0 |  | 0 | 0 | 0 | 0 | 0 | 0 | 0 | 0 | 0 | 0 | 0 | 0 | 0 | 0 | 0 | 0 | 0 | 0 | 0 | 0 | 0 |  | 0 | 0 | 0 | 0 | 0 | 0 | 0 | 0 | 0 | 0 | 0 | 0 | 0 | 0 | 0 | 0 | 0 | 0 | 0 |  | 1 | 1 | 1 | 1 | 1 | 1 | 1 | 1 | 1 | 1 | 1 | 0
PG&E NGBA | Fulton | 115 | 0 | 0 | 0 | 0 | 0 | 0 | 0 | 0 | 0 | 0 | 0 | 0 | 0 | 0 | 0 | 0 | 0 | 0 | 0 | 0 |  | 0 | 0 | 0 | 0 | 0 | 0 | 0 | 0 | 0 | 0 | 0 | 0 | 0 | 0 | 0 | 0 | 0 | 0 | 0 | 0 | 2 |  | 0 | 0 | 0 | 0 | 0 | 0 | 0 | 0 | 0 | 0 | 0 | 0 | 0 | 0 | 0 | 0 | 0 | 0 | 0 |  | 1 | 1 | 1 | 1 | 1 | 1 | 1 | 1 | 1 | 1 | 1 | 0
PG&E NGBA | Fulton | 230 | 0 | 0 | 0 | 0 | 0 | 0 | 0 | 0 | 0 | 0 | 0 | 0 | 0 | 0 | 0 | 0 | 0 | 0 | 0 | 0 |  | 54 | 0 | 0 | 0 | 0 | 0 | 0 | 0 | 0 | 0 | 0 | 0 | 0 | 0 | 0 | 38 | 0 | 38 | 0 | 1 | 1 |  | 2 | 0 | 0 | 0 | 0 | 0 | 0 | 0 | 0 | 0 | 0 | 0 | 0 | 0 | 0 | 2 | 0 | 2 | 0 |  | 5 | 1 | 1 | 1 | 1 | 1 | 1 | 5 | 1 | 5 | 1 | 1
PG&E NGBA | Fulton | 60 | 0 | 0 | 0 | 0 | 0 | 0 | 0 | 0 | 0 | 0 | 0 | 0 | 0 | 0 | 0 | 0 | 0 | 0 | 0 | 0 |  | 0 | 0 | 0 | 0 | 0 | 0 | 0 | 0 | 0 | 0 | 0 | 0 | 0 | 0 | 0 | 0 | 0 | 0 | 0 | 0 | 1 |  | 0 | 0 | 0 | 0 | 0 | 0 | 0 | 0 | 0 | 0 | 0 | 0 | 0 | 0 | 0 | 0 | 0 | 0 | 0 |  | 1 | 1 | 1 | 1 | 1 | 1 | 1 | 1 | 1 | 1 | 1 | 0
PG&E KERN | Ganso | 115 | 0 | 0 | 0 | 0 | 0 | 0 | 0 | 0 | 0 | 0 | 0 | 0 | 0 | 0 | 0 | 0 | 0 | 0 | 0 | 0 |  | 0 | 0.5 | 0 | 0 | 0 | 0 | 0 | 0 | 0 | 0 | 0 | 1.5 | 0 | 0 | 0 | 0 | 0 | 0 | 0 | 1 | 0 |  | 0 | 2 | 0 | 0 | 0 | 0 | 0 | 0 | 0 | 0 | 0 | 2 | 0 | 0 | 0 | 0 | 0 | 0 | 0 |  | 1 | 4 | 1 | 1 | 1 | 4 | 1 | 1 | 1 | 1 | 1 | 1
PG&E FRESNO | Gates | 230 | 0 | 0 | 0 | 0 | 0 | 0 | 0 | 0 | 0 | 0 | 0 | 3 | 166 | 477.5 | 643.5 | 0 | 0 | 0 | 0 | 1 |  | 0 | 0 | 0 | 0 | 0 | 0 | 0 | 0 | 0 | 0 | 0 | 3 | 759.5 | 560.5 | 1320 | 753.25 | 60 | 813.25 | 0 | 1 | 1 |  | 0 | 0 | 0 | 0 | 0 | 0 | 0 | 0 | 0 | 0 | 0 | 0 | 2 | 1 | 2 | 2 | 2 | 2 | 0 |  | 1 | 1 | 1 | 1 | 1 | 1 | 5 | 5 | 5 | 5 | 1 | 1
PG&E FRESNO | Gates | 500 | 0 | 0 | 0 | 0 | 0 | 0 | 0 | 0 | 0 | 0 | 0 | 0 | 0 | 0 | 0 | 190 | 35 | 225 | 0 | 1 |  | 0 | 0 | 0 | 0 | 0 | 0 | 0 | 0 | 0 | 0 | 0 | 0 | 0 | 0 | 0 | 190 | 35 | 225 | 0 | 1 | 1 |  | 0 | 0 | 0 | 0 | 0 | 0 | 0 | 0 | 0 | 0 | 0 | 0 | 0 | 0 | 0 | 0 | 0 | 0 | 0 |  | 1 | 1 | 1 | 1 | 1 | 1 | 1 | 1 | 1 | 1 | 1 | 0
PG&E NGBA | Geysers 12 | 230 | 0 | 0 | 0 | 0 | 0 | 0 | 0 | 0 | 0 | 0 | 0 | 0 | 0 | 0 | 0 | 0 | 0 | 0 | 0 | 0 |  | 0 | 0 | 0 | 0 | 0 | 0 | 0 | 0 | 0 | 0 | 0 | 0 | 0 | 0 | 0 | 0 | 0 | 0 | 0 | 0 | 1 |  | 0 | 0 | 0 | 0 | 0 | 0 | 0 | 0 | 0 | 0 | 0 | 0 | 0 | 0 | 0 | 0 | 0 | 0 | 0 |  | 1 | 1 | 1 | 1 | 1 | 1 | 1 | 1 | 1 | 1 | 1 | 0
PG&E NGBA | Geysers 17 | 230 | 0 | 0 | 0 | 0 | 0 | 0 | 0 | 0 | 0 | 0 | 0 | 0 | 0 | 0 | 0 | 0 | 0 | 0 | 0 | 0 |  | 19.5 | 0 | 0 | 0 | 0 | 0 | 0 | 0 | 0 | 0 | 0 | 0 | 0 | 0 | 0 | 0 | 0 | 0 | 0 | 1 | 1 |  | 2 | 0 | 0 | 0 | 0 | 0 | 0 | 0 | 0 | 0 | 0 | 0 | 0 | 0 | 0 | 0 | 0 | 0 | 0 |  | 5 | 1 | 1 | 1 | 1 | 1 | 1 | 1 | 1 | 1 | 1 | 1
PG&E NGBA | Geysers 3 | 115 | 0 | 0 | 0 | 0 | 0 | 0 | 0 | 0 | 0 | 0 | 0 | 0 | 0 | 0 | 0 | 0 | 0 | 0 | 0 | 0 |  | 0 | 0 | 0 | 0 | 0 | 0 | 0 | 0 | 0 | 0 | 0 | 0 | 0 | 0 | 0 | 0 | 0 | 0 | 0 | 0 | 1 |  | 0 | 0 | 0 | 0 | 0 | 0 | 0 | 0 | 0 | 0 | 0 | 0 | 0 | 0 | 0 | 0 | 0 | 0 | 0 |  | 1 | 1 | 1 | 1 | 1 | 1 | 1 | 1 | 1 | 1 | 1 | 0
PG&E NGBA | Glenn | 230 | 0 | 0 | 0 | 0 | 0 | 0 | 0 | 0 | 0 | 0 | 0 | 0 | 0 | 0 | 0 | 0 | 0 | 0 | 0 | 0 |  | 0 | 0 | 166.5 | 36 | 202.5 | 0 | 0 | 0 | 0 | 0 | 0 | 0 | 0 | 0 | 0 | 0 | 0 | 0 | 0 | 1 | 0 |  | 0 | 0 | 2 | 2 | 2 | 0 | 0 | 0 | 0 | 0 | 0 | 0 | 0 | 0 | 0 | 0 | 0 | 0 | 0 |  | 1 | 1 | 4 | 1 | 1 | 1 | 1 | 1 | 1 | 1 | 1 | 1
PG&E NGBA | Glenn | 60 | 0 | 0 | 0 | 0 | 0 | 0 | 0 | 0 | 0 | 0 | 0 | 0 | 0 | 0 | 0 | 0 | 0 | 0 | 0 | 0 |  | 0 | 0 | 0 | 0 | 0 | 0 | 0 | 0 | 0 | 0 | 0 | 0 | 0 | 0 | 0 | 0 | 0 | 0 | 0 | 0 | 0 |  | 0 | 0 | 0 | 0 | 0 | 0 | 0 | 0 | 0 | 0 | 0 | 0 | 0 | 0 | 0 | 0 | 0 | 0 | 0 |  | 1 | 1 | 1 | 1 | 1 | 1 | 1 | 1 | 1 | 1 | 1 | 0
PG&E NGBA | Gold Hill | 115 | 0 | 0 | 0 | 0 | 0 | 0 | 0 | 0 | 0 | 0 | 0 | 0 | 0 | 0 | 0 | 0 | 0 | 0 | 0 | 0 |  | 0 | 0 | 0 | 0 | 0 | 0 | 0 | 0 | 0 | 0 | 0 | 0 | 0 | 0 | 0 | 0 | 0 | 0 | 0 | 0 | 0 |  | 0 | 0 | 0 | 0 | 0 | 0 | 0 | 0 | 0 | 0 | 0 | 0 | 0 | 0 | 0 | 0 | 0 | 0 | 0 |  | 1 | 1 | 1 | 1 | 1 | 1 | 1 | 1 | 1 | 1 | 1 | 0
PG&E NGBA | Gold Hill | 230 | 0 | 0 | 0 | 0 | 0 | 0 | 0 | 0 | 0 | 0 | 0 | 0 | 0 | 0 | 0 | 0 | 0 | 0 | 0 | 0 |  | 0 | 0 | 0 | 0 | 0 | 0 | 0 | 0 | 0 | 0 | 0 | 0 | 0 | 0 | 0 | 0 | 0 | 0 | 0 | 0 | 0 |  | 0 | 0 | 0 | 0 | 0 | 0 | 0 | 0 | 0 | 0 | 0 | 0 | 0 | 0 | 0 | 0 | 0 | 0 | 0 |  | 1 | 1 | 1 | 1 | 1 | 1 | 1 | 1 | 1 | 1 | 1 | 0
SCE Northern | Goleta | 230 | 0 | 0 | 0 | 0 | 0 | 0 | 0 | 0 | 0 | 0 | 0 | 0 | 0 | 0 | 0 | 10 | 0 | 10 | 0 | 1 |  | 0 | 0 | 0 | 0 | 0 | 0 | 0 | 0 | 0 | 0 | 0 | 0 | 0 | 0 | 0 | 70 | 0 | 70 | 0 | 1 | 0 |  | 0 | 0 | 0 | 0 | 0 | 0 | 0 | 0 | 0 | 0 | 0 | 0 | 0 | 0 | 0 | 2 | 0 | 2 | 0 |  | 1 | 1 | 1 | 1 | 1 | 1 | 1 | 4 | 1 | 4 | 1 | 1
SCE Metro | Goodrich | 230 | 0 | 0 | 0 | 0 | 0 | 0 | 0 | 0 | 0 | 0 | 0 | 0 | 0 | 0 | 0 | 0 | 0 | 0 | 0 | 0 |  | 0 | 0 | 0 | 0 | 0 | 0 | 0 | 0 | 0 | 0 | 0 | 0 | 0 | 0 | 0 | 0 | 0 | 0 | 0 | 0 | 0 |  | 0 | 0 | 0 | 0 | 0 | 0 | 0 | 0 | 0 | 0 | 0 | 0 | 0 | 0 | 0 | 0 | 0 | 0 | 0 |  | 1 | 1 | 1 | 1 | 1 | 1 | 1 | 1 | 1 | 1 | 1 | 0
PG&E KERN | Goose Lake | 115 | 0 | 0 | 0 | 0 | 0 | 0 | 0 | 0 | 0 | 0 | 0 | 0 | 0 | 0 | 0 | 0 | 0 | 0 | 0 | 0 |  | 0 | 3 | 0 | 0 | 0 | 0 | 0 | 0 | 0 | 0 | 0 | 0 | 0 | 0 | 0 | 0 | 0 | 0 | 0 | 1 | 0 |  | 0 | 2 | 0 | 0 | 0 | 0 | 0 | 0 | 0 | 0 | 0 | 0 | 0 | 0 | 0 | 0 | 0 | 0 | 0 |  | 1 | 4 | 1 | 1 | 1 | 1 | 1 | 1 | 1 | 1 | 1 | 1
SCE Metro | Gould | 230 | 0 | 0 | 0 | 0 | 0 | 0 | 0 | 0 | 0 | 0 | 0 | 0 | 0 | 0 | 0 | 0 | 0 | 0 | 0 | 0 |  | 0 | 0 | 0 | 0 | 0 | 0 | 0 | 0 | 0 | 0 | 0 | 0 | 0 | 0 | 0 | 0 | 0 | 0 | 0 | 0 | 0 |  | 0 | 0 | 0 | 0 | 0 | 0 | 0 | 0 | 0 | 0 | 0 | 0 | 0 | 0 | 0 | 0 | 0 | 0 | 0 |  | 1 | 1 | 1 | 1 | 1 | 1 | 1 | 1 | 1 | 1 | 1 | 0
PG&E NGBA | Grand Island | 115 | 0 | 0 | 0 | 0 | 0 | 0 | 0 | 0 | 0 | 0 | 0 | 2.73 | 0 | 0 | 0 | 0 | 0 | 0 | 0 | 1 |  | 0 | 0 | 0 | 0 | 0 | 0 | 0 | 0 | 0 | 0 | 0 | 2.73 | 0 | 0 | 0 | 0 | 0 | 0 | 0 | 1 | 0 |  | 0 | 0 | 0 | 0 | 0 | 0 | 0 | 0 | 0 | 0 | 0 | 0 | 0 | 0 | 0 | 0 | 0 | 0 | 0 |  | 1 | 1 | 1 | 1 | 1 | 1 | 1 | 1 | 1 | 1 | 1 | 0
SDGE | Granite | 69 | 0 | 0 | 0 | 0 | 0 | 0 | 0 | 0 | 0 | 0 | 0 | 0 | 0 | 0 | 0 | 2.25 | 0 | 2.25 | 0 | 1 |  | 0 | 0 | 0 | 0 | 0 | 0 | 0 | 0 | 0 | 0 | 0 | 0 | 0 | 0 | 0 | 4.5 | 0 | 4.5 | 0 | 1 | 2 |  | 0 | 0 | 0 | 0 | 0 | 0 | 0 | 0 | 0 | 0 | 0 | 0 | 0 | 0 | 0 | 2 | 0 | 2 | 0 |  | 1 | 1 | 1 | 1 | 1 | 1 | 1 | 5 | 1 | 5 | 1 | 1
PG&E GBA | Grant | 115 | 0 | 0 | 0 | 0 | 0 | 0 | 0 | 0 | 0 | 0 | 0 | 0 | 0 | 0 | 0 | 0 | 0 | 0 | 0 | 0 |  | 0 | 0 | 0 | 0 | 0 | 0 | 0 | 0 | 0 | 0 | 0 | 0 | 0 | 0 | 0 | 0 | 0 | 0 | 0 | 0 | 1 |  | 0 | 0 | 0 | 0 | 0 | 0 | 0 | 0 | 0 | 0 | 0 | 0 | 0 | 0 | 0 | 0 | 0 | 0 | 0 |  | 1 | 1 | 1 | 1 | 1 | 1 | 1 | 1 | 1 | 1 | 1 | 0
PG&E GBA | Green Valley | 115 | 0 | 0 | 0 | 0 | 0 | 0 | 0 | 0 | 0 | 0 | 0 | 0 | 0 | 0 | 0 | 0 | 0 | 0 | 0 | 0 |  | 0 | 1.1 | 0 | 0 | 0 | 0 | 0 | 0 | 0 | 0 | 0 | 0 | 0 | 0 | 0 | 0 | 0 | 0 | 0 | 1 | 1 |  | 0 | 2 | 0 | 0 | 0 | 0 | 0 | 0 | 0 | 0 | 0 | 0 | 0 | 0 | 0 | 0 | 0 | 0 | 0 |  | 1 | 5 | 1 | 1 | 1 | 1 | 1 | 1 | 1 | 1 | 1 | 1
PG&E NGBA | Greenleaf 1 | 115 | 0 | 0 | 0 | 0 | 0 | 0 | 0 | 0 | 0 | 0 | 0 | 0 | 0 | 0 | 0 | 0 | 0 | 0 | 0 | 0 |  | 0 | 0 | 0 | 0 | 0 | 0 | 0 | 0 | 0 | 0 | 0 | 0 | 0 | 0 | 0 | 0 | 0 | 0 | 0 | 0 | 0 |  | 0 | 0 | 0 | 0 | 0 | 0 | 0 | 0 | 0 | 0 | 0 | 0 | 0 | 0 | 0 | 0 | 0 | 0 | 0 |  | 1 | 1 | 1 | 1 | 1 | 1 | 1 | 1 | 1 | 1 | 1 | 0
PG&E FRESNO | Gregg | 230 | 0 | 0 | 0 | 0 | 0 | 0 | 0 | 0 | 0 | 0 | 0 | 0 | 0 | 0 | 0 | 0 | 0 | 0 | 140 | 1 |  | 0 | 0 | 170 | 20 | 190 | 0 | 0 | 0 | 0 | 0 | 0 | 0 | 0 | 0 | 0 | 0 | 0 | 0 | 140 | 1 | 1 |  | 0 | 0 | 2 | 2 | 2 | 0 | 0 | 0 | 0 | 0 | 0 | 0 | 0 | 0 | 0 | 0 | 0 | 0 | 0 |  | 1 | 1 | 5 | 1 | 1 | 1 | 1 | 1 | 1 | 1 | 1 | 1
PG&E FRESNO | Grimmway-Malaga | 115 | 0 | 0 | 0 | 0 | 0 | 0 | 0 | 0 | 0 | 0 | 0 | 0 | 0 | 0 | 0 | 0 | 0 | 0 | 0 | 0 |  | 0 | 0 | 0 | 0 | 0 | 0 | 0 | 0 | 0 | 0 | 0 | 0 | 0 | 0 | 0 | 0 | 0 | 0 | 0 | 0 | 1 |  | 0 | 0 | 0 | 0 | 0 | 0 | 0 | 0 | 0 | 0 | 0 | 0 | 0 | 0 | 0 | 0 | 0 | 0 | 0 |  | 1 | 1 | 1 | 1 | 1 | 1 | 1 | 1 | 1 | 1 | 1 | 0
PG&E NGBA | Grizzly | 230 | 0 | 0 | 0 | 0 | 0 | 0 | 0 | 0 | 0 | 0 | 0 | 0 | 0 | 0 | 0 | 0 | 0 | 0 | 0 | 0 |  | 0 | 0 | 0 | 0 | 0 | 0 | 0 | 0 | 0 | 0 | 0 | 0 | 0 | 0 | 0 | 0 | 0 | 0 | 0 | 0 | 0 |  | 0 | 0 | 0 | 0 | 0 | 0 | 0 | 0 | 0 | 0 | 0 | 0 | 0 | 0 | 0 | 0 | 0 | 0 | 0 |  | 1 | 1 | 1 | 1 | 1 | 1 | 1 | 1 | 1 | 1 | 1 | 0
PG&E FRESNO | Guernsey | 70 | 0 | 0 | 0 | 0 | 0 | 0 | 0 | 0 | 0 | 0 | 0 | 0 | 0 | 0 | 0 | 0 | 0 | 0 | 0 | 0 |  | 0 | 0 | 0 | 0 | 0 | 0 | 0 | 0 | 0 | 0 | 0 | 7.5 | 0 | 0 | 0 | 0 | 0 | 0 | 0 | 1 | 1 |  | 0 | 0 | 0 | 0 | 0 | 0 | 0 | 0 | 0 | 0 | 0 | 2 | 0 | 0 | 0 | 0 | 0 | 0 | 0 |  | 1 | 1 | 1 | 1 | 1 | 5 | 1 | 1 | 1 | 1 | 1 | 1
PG&E FRESNO | GWF Hanford | 115 | 0 | 0 | 0 | 0 | 0 | 0 | 0 | 0 | 0 | 0 | 0 | 0 | 0 | 0 | 0 | 131.4 | 0 | 131.4 | 0 | 1 |  | 0 | 0 | 0 | 0 | 0 | 0 | 0 | 0 | 0 | 0 | 0 | 0 | 0 | 0 | 0 | 131.4 | 0 | 131.4 | 0 | 1 | 1 |  | 0 | 0 | 0 | 0 | 0 | 0 | 0 | 0 | 0 | 0 | 0 | 0 | 0 | 0 | 0 | 0 | 0 | 0 | 0 |  | 1 | 1 | 1 | 1 | 1 | 1 | 1 | 1 | 1 | 1 | 1 | 0
PG&E FRESNO | Haas | 230 | 0 | 0 | 0 | 0 | 0 | 0 | 0 | 0 | 0 | 0 | 0 | 0 | 0 | 0 | 0 | 0 | 0 | 0 | 0 | 0 |  | 0 | 0 | 0 | 0 | 0 | 0 | 0 | 0 | 0 | 0 | 0 | 0 | 0 | 0 | 0 | 0 | 0 | 0 | 0 | 0 | 1 |  | 0 | 0 | 0 | 0 | 0 | 0 | 0 | 0 | 0 | 0 | 0 | 0 | 0 | 0 | 0 | 0 | 0 | 0 | 0 |  | 1 | 1 | 1 | 1 | 1 | 1 | 1 | 1 | 1 | 1 | 1 | 0
PG&E FRESNO | Hammonds | 115 | 0 | 0 | 0 | 0 | 0 | 0 | 0 | 0 | 0 | 0 | 0 | 0 | 100 | 0 | 100 | 0 | 0 | 0 | 0 | 1 |  | 0 | 0 | 0 | 0 | 0 | 0 | 0 | 0 | 0 | 0 | 0 | 0 | 0 | 0 | 0 | 0 | 0 | 0 | 0 | 0 | 1 |  | 0 | 0 | 0 | 0 | 0 | 0 | 0 | 0 | 0 | 0 | 0 | 0 | 0 | 0 | 0 | 0 | 0 | 0 | 0 |  | 1 | 1 | 1 | 1 | 1 | 1 | 1 | 1 | 1 | 1 | 1 | 0
SCE Metro | HarborGen | 230 | 0 | 0 | 0 | 0 | 0 | 0 | 0 | 0 | 0 | 0 | 0 | 0 | 0 | 0 | 0 | 0 | 0 | 0 | 0 | 0 |  | 0 | 0 | 0 | 0 | 0 | 0 | 0 | 0 | 0 | 0 | 0 | 0 | 0 | 0 | 0 | 0 | 0 | 0 | 0 | 0 | 0 |  | 0 | 0 | 0 | 0 | 0 | 0 | 0 | 0 | 0 | 0 | 0 | 0 | 0 | 0 | 0 | 0 | 0 | 0 | 0 |  | 1 | 1 | 1 | 1 | 1 | 1 | 1 | 1 | 1 | 1 | 1 | 0
PG&E NGBA | Harris | 60 | 0 | 0 | 0 | 0 | 0 | 0 | 0 | 0 | 0 | 0 | 0 | 0 | 0 | 0 | 0 | 0 | 0 | 0 | 0 | 0 |  | 0 | 0 | 0 | 0 | 0 | 0 | 0 | 0 | 0 | 0 | 0 | 0 | 0 | 0 | 0 | 0 | 0 | 0 | 0 | 0 | 0 |  | 0 | 0 | 0 | 0 | 0 | 0 | 0 | 0 | 0 | 0 | 0 | 0 | 0 | 0 | 0 | 0 | 0 | 0 | 0 |  | 1 | 1 | 1 | 1 | 1 | 1 | 1 | 1 | 1 | 1 | 1 | 0
EOP | Harry Allen | 500 | 0 | 0 | 0 | 0 | 0 | 0 | 0 | 0 | 0 | 0 | 0 | 0 | 0 | 301.2 | 301.2 | 0 | 0 | 0 | 0 | 1 |  | 0 | 0 | 0 | 0 | 0 | 1100 | 0 | 1100 | 0 | 0 | 0 | 0 | 0 | 0 | 0 | 0 | 0 | 0 | 0 | 1 | 1 |  | 0 | 0 | 0 | 0 | 0 | 2 | 0 | 2 | 0 | 0 | 0 | 0 | 0 | 0 | 0 | 0 | 0 | 0 | 0 |  | 1 | 1 | 1 | 5 | 1 | 1 | 1 | 1 | 1 | 1 | 1 | 1
PG&E NGBA | Hartley | 60 | 0 | 0 | 0 | 0 | 0 | 0 | 0 | 0 | 0 | 0 | 0 | 0 | 0 | 0 | 0 | 0 | 0 | 0 | 0 | 0 |  | 0 | 0 | 0 | 0 | 0 | 0 | 0 | 0 | 0 | 0 | 0 | 0 | 0 | 0 | 0 | 0 | 0 | 0 | 0 | 0 | 1 |  | 0 | 0 | 0 | 0 | 0 | 0 | 0 | 0 | 0 | 0 | 0 | 0 | 0 | 0 | 0 | 0 | 0 | 0 | 0 |  | 1 | 1 | 1 | 1 | 1 | 1 | 1 | 1 | 1 | 1 | 1 | 0
SCE NOL | Harvard | 115 | 0 | 0 | 0 | 0 | 0 | 0 | 0 | 0 | 0 | 0 | 0 | 0 | 0 | 0 | 0 | 0 | 0 | 0 | 0 | 0 |  | 0 | 0 | 0 | 0 | 0 | 0 | 0 | 0 | 0 | 0 | 0 | 0 | 0 | 0 | 0 | 0 | 0 | 0 | 0 | 0 | 3 |  | 0 | 0 | 0 | 0 | 0 | 0 | 0 | 0 | 0 | 0 | 0 | 0 | 0 | 0 | 0 | 0 | 0 | 0 | 0 |  | 1 | 1 | 1 | 1 | 1 | 1 | 1 | 1 | 1 | 1 | 1 | 0
SDGE | Hassayampa | 500 | 0 | 0 | 0 | 0 | 0 | 0 | 0 | 0 | 0 | 0 | 0 | 0 | 3634.5 | 2000 | 5634.5 | 85 | 815 | 900 | 0 | 1 |  | 0 | 0 | 0 | 0 | 0 | 0 | 0 | 0 | 0 | 0 | 0 | 0 | 172 | 160 | 332 | 95 | 0 | 95 | 0 | 1 | 2 |  | 0 | 0 | 0 | 0 | 0 | 0 | 0 | 0 | 0 | 0 | 0 | 0 | 0 | 0 | 0 | 1 | 0 | 0 | 0 |  | 1 | 1 | 1 | 1 | 1 | 1 | 1 | 3 | 1 | 1 | 1 | 1
PG&E FRESNO | Helm | 230 | 0 | 0 | 0 | 0 | 0 | 0 | 0 | 0 | 0 | 0 | 0 | 0 | 0 | 0 | 0 | 0 | 0 | 0 | 0 | 0 |  | 0 | 0 | 0 | 0 | 0 | 0 | 0 | 0 | 0 | 0 | 0 | 0 | 0 | 0 | 0 | 0 | 0 | 0 | 0 | 0 | 1 |  | 0 | 0 | 0 | 0 | 0 | 0 | 0 | 0 | 0 | 0 | 0 | 0 | 0 | 0 | 0 | 0 | 0 | 0 | 0 |  | 1 | 1 | 1 | 1 | 1 | 1 | 1 | 1 | 1 | 1 | 1 | 0
PG&E FRESNO | Helm | 70 | 0 | 0 | 0 | 0 | 0 | 0 | 0 | 0 | 0 | 0 | 0 | 0 | 0 | 0 | 0 | 0 | 0 | 0 | 0 | 0 |  | 0 | 0 | 0 | 0 | 0 | 0 | 0 | 0 | 0 | 0 | 0 | 0 | 0 | 0 | 0 | 0 | 0 | 0 | 0 | 0 | 1 |  | 0 | 0 | 0 | 0 | 0 | 0 | 0 | 0 | 0 | 0 | 0 | 0 | 0 | 0 | 0 | 0 | 0 | 0 | 0 |  | 1 | 1 | 1 | 1 | 1 | 1 | 1 | 1 | 1 | 1 | 1 | 0
PG&E FRESNO | Henrietta | 115 | 0 | 0 | 0 | 0 | 0 | 0 | 0 | 0 | 0 | 0 | 0 | 0 | 0 | 0 | 0 | 0 | 20 | 20 | 0 | 1 |  | 0 | 0 | 0 | 0 | 0 | 0 | 0 | 0 | 0 | 0 | 0 | 0 | 0 | 0 | 0 | 0 | 0 | 0 | 0 | 0 | 1 |  | 0 | 0 | 0 | 0 | 0 | 0 | 0 | 0 | 0 | 0 | 0 | 0 | 0 | 0 | 0 | 0 | 0 | 0 | 0 |  | 1 | 1 | 1 | 1 | 1 | 1 | 1 | 1 | 1 | 1 | 1 | 0
PG&E FRESNO | Henrietta | 230 | 0 | 0 | 0 | 0 | 0 | 0 | 0 | 0 | 0 | 0 | 0 | 0 | 0 | 0 | 0 | 0 | 314 | 314 | 0 | 1 |  | 0 | 0 | 0 | 0 | 0 | 0 | 0 | 0 | 0 | 0 | 0 | 0 | 0 | 0 | 0 | 0 | 0 | 0 | 0 | 0 | 0 |  | 0 | 0 | 0 | 0 | 0 | 0 | 0 | 0 | 0 | 0 | 0 | 0 | 0 | 0 | 0 | 0 | 0 | 0 | 0 |  | 1 | 1 | 1 | 1 | 1 | 1 | 1 | 1 | 1 | 1 | 1 | 0
PG&E FRESNO | Henrietta | 70 | 0 | 0 | 0 | 0 | 0 | 0 | 0 | 0 | 0 | 0 | 0 | 0 | 0 | 0 | 0 | 173.2 | 0 | 173.2 | 0 | 1 |  | 0 | 0 | 0 | 0 | 0 | 0 | 0 | 0 | 0 | 0 | 0 | 3 | 0 | 0 | 0 | 173.2 | 0 | 173.2 | 0 | 1 | 1 |  | 0 | 0 | 0 | 0 | 0 | 0 | 0 | 0 | 0 | 0 | 0 | 2 | 0 | 0 | 0 | 0 | 0 | 0 | 0 |  | 1 | 1 | 1 | 1 | 1 | 5 | 1 | 1 | 1 | 1 | 1 | 1
PG&E FRESNO | Herndon | 115 | 0 | 0 | 0 | 0 | 0 | 0 | 0 | 0 | 0 | 0 | 0 | 0 | 0 | 0 | 0 | 0 | 0 | 0 | 0 | 0 |  | 0 | 0 | 0 | 0 | 0 | 0 | 0 | 0 | 0 | 0 | 0 | 0 | 0 | 0 | 0 | 0 | 0 | 0 | 0 | 0 | 1 |  | 0 | 0 | 0 | 0 | 0 | 0 | 0 | 0 | 0 | 0 | 0 | 0 | 0 | 0 | 0 | 0 | 0 | 0 | 0 |  | 1 | 1 | 1 | 1 | 1 | 1 | 1 | 1 | 1 | 1 | 1 | 0
PG&E FRESNO | Herndon | 230 | 0 | 0 | 0 | 0 | 0 | 0 | 0 | 0 | 0 | 0 | 0 | 0 | 0 | 0 | 0 | 0 | 0 | 0 | 0 | 0 |  | 0 | 0 | 0 | 0 | 0 | 0 | 0 | 0 | 0 | 0 | 0 | 0 | 0 | 0 | 0 | 0 | 0 | 0 | 0 | 0 | 1 |  | 0 | 0 | 0 | 0 | 0 | 0 | 0 | 0 | 0 | 0 | 0 | 0 | 0 | 0 | 0 | 0 | 0 | 0 | 0 |  | 1 | 1 | 1 | 1 | 1 | 1 | 1 | 1 | 1 | 1 | 1 | 0
PG&E GBA | Hicks | 230 | 0 | 0 | 0 | 0 | 0 | 0 | 0 | 0 | 0 | 0 | 0 | 0 | 0 | 0 | 0 | 0 | 0 | 0 | 0 | 0 |  | 0 | 0 | 0 | 0 | 0 | 0 | 0 | 0 | 0 | 0 | 0 | 0 | 0 | 0 | 0 | 0 | 0 | 0 | 0 | 0 | 1 |  | 0 | 0 | 0 | 0 | 0 | 0 | 0 | 0 | 0 | 0 | 0 | 0 | 0 | 0 | 0 | 0 | 0 | 0 | 0 |  | 1 | 1 | 1 | 1 | 1 | 1 | 1 | 1 | 1 | 1 | 1 | 0
PG&E NGBA | Higgins | 115 | 0 | 0 | 0 | 0 | 0 | 0 | 0 | 0 | 0 | 0 | 0 | 0 | 0 | 0 | 0 | 0 | 0 | 0 | 0 | 0 |  | 0 | 0 | 0 | 0 | 0 | 0 | 0 | 0 | 0 | 0 | 0 | 0 | 0 | 0 | 0 | 0 | 0 | 0 | 0 | 0 | 0 |  | 0 | 0 | 0 | 0 | 0 | 0 | 0 | 0 | 0 | 0 | 0 | 0 | 0 | 0 | 0 | 0 | 0 | 0 | 0 |  | 1 | 1 | 1 | 1 | 1 | 1 | 1 | 1 | 1 | 1 | 1 | 0
PG&E NGBA | Hilltop | 345 | 909 | 0 | 0 | 0 | 0 | 0 | 0 | 0 | 0 | 0 | 0 | 0 | 0 | 0 | 0 | 0 | 0 | 0 | 0 | 1 |  | 0 | 0 | 150 | 0 | 150 | 0 | 0 | 0 | 0 | 0 | 0 | 0 | 0 | 0 | 0 | 0 | 0 | 0 | 0 | 1 | 0 |  | 0 | 0 | 2 | 0 | 2 | 0 | 0 | 0 | 0 | 0 | 0 | 0 | 0 | 0 | 0 | 0 | 0 | 0 | 0 |  | 1 | 1 | 4 | 1 | 1 | 1 | 1 | 1 | 1 | 1 | 1 | 1
SCE Metro | Hinson | 230 | 0 | 0 | 0 | 0 | 0 | 0 | 0 | 0 | 0 | 0 | 0 | 0.68 | 0 | 0 | 0 | 325 | 0 | 325 | 0 | 1 |  | 0 | 5.6 | 0 | 0 | 0 | 0 | 0 | 0 | 0 | 0 | 0 | 3.08 | 0 | 0 | 0 | 525 | 0 | 525 | 0 | 1 | 0 |  | 0 | 2 | 0 | 0 | 0 | 0 | 0 | 0 | 0 | 0 | 0 | 2 | 0 | 0 | 0 | 2 | 0 | 2 | 0 |  | 1 | 4 | 1 | 1 | 1 | 4 | 1 | 4 | 1 | 4 | 1 | 1
PG&E GBA | Hollister | 115 | 164 | 0 | 0 | 0 | 0 | 0 | 0 | 0 | 0 | 0 | 0 | 0 | 0 | 0 | 0 | 0 | 0 | 0 | 0 | 1 |  | 0 | 0 | 0 | 0 | 0 | 0 | 0 | 0 | 0 | 0 | 0 | 0 | 0 | 0 | 0 | 0 | 10 | 10 | 0 | 1 | 0 |  | 0 | 0 | 0 | 0 | 0 | 0 | 0 | 0 | 0 | 0 | 0 | 0 | 0 | 0 | 0 | 0 | 2 | 2 | 0 |  | 1 | 1 | 1 | 1 | 1 | 1 | 1 | 1 | 4 | 4 | 1 | 1
PG&E NGBA | Homestake | 115 | 0 | 0 | 0 | 0 | 0 | 0 | 0 | 0 | 0 | 0 | 0 | 0 | 0 | 0 | 0 | 0 | 0 | 0 | 0 | 0 |  | 0 | 0 | 0 | 0 | 0 | 0 | 0 | 0 | 0 | 0 | 0 | 0 | 0 | 0 | 0 | 0 | 0 | 0 | 0 | 0 | 1 |  | 0 | 0 | 0 | 0 | 0 | 0 | 0 | 0 | 0 | 0 | 0 | 0 | 0 | 0 | 0 | 0 | 0 | 0 | 0 |  | 1 | 1 | 1 | 1 | 1 | 1 | 1 | 1 | 1 | 1 | 1 | 0
PG&E NGBA | Honcut | 115 | 0 | 0 | 0 | 0 | 0 | 0 | 0 | 0 | 0 | 0 | 0 | 0 | 0 | 0 | 0 | 0 | 0 | 0 | 0 | 0 |  | 0 | 0 | 0 | 0 | 0 | 0 | 0 | 0 | 0 | 0 | 0 | 0 | 0 | 0 | 0 | 0 | 0 | 0 | 0 | 0 | 0 |  | 0 | 0 | 0 | 0 | 0 | 0 | 0 | 0 | 0 | 0 | 0 | 0 | 0 | 0 | 0 | 0 | 0 | 0 | 0 |  | 1 | 1 | 1 | 1 | 1 | 1 | 1 | 1 | 1 | 1 | 1 | 0
SDGE | Hoodoo Wash | 500 | 0 | 0 | 0 | 0 | 0 | 0 | 0 | 0 | 0 | 0 | 0 | 0 | 237.5 | 4993 | 5230.5 | 297.5 | 365 | 662.5 | 0 | 1 |  | 0 | 0 | 0 | 0 | 0 | 0 | 0 | 0 | 0 | 0 | 0 | 0 | 247.5 | 679 | 926.5 | 547.5 | 0 | 547.5 | 0 | 1 | 2 |  | 0 | 0 | 0 | 0 | 0 | 0 | 0 | 0 | 0 | 0 | 0 | 0 | 0 | 0 | 0 | 2 | 0 | 0 | 0 |  | 1 | 1 | 1 | 1 | 1 | 1 | 1 | 5 | 1 | 1 | 1 | 1
PG&E NGBA | Hopland | 115 | 0 | 0 | 0 | 0 | 0 | 0 | 0 | 0 | 0 | 0 | 0 | 0 | 0 | 0 | 0 | 0 | 0 | 0 | 0 | 0 |  | 0 | 0 | 0 | 0 | 0 | 0 | 0 | 0 | 0 | 0 | 0 | 0 | 0 | 0 | 0 | 0 | 0 | 0 | 0 | 0 | 1 |  | 0 | 0 | 0 | 0 | 0 | 0 | 0 | 0 | 0 | 0 | 0 | 0 | 0 | 0 | 0 | 0 | 0 | 0 | 0 |  | 1 | 1 | 1 | 1 | 1 | 1 | 1 | 1 | 1 | 1 | 1 | 0
PG&E NGBA | Hopland | 60 | 0 | 0 | 0 | 0 | 0 | 0 | 0 | 0 | 0 | 0 | 0 | 0 | 0 | 0 | 0 | 0 | 0 | 0 | 0 | 0 |  | 0 | 0 | 0 | 0 | 0 | 0 | 0 | 0 | 0 | 0 | 0 | 0 | 0 | 0 | 0 | 0 | 0 | 0 | 0 | 0 | 1 |  | 0 | 0 | 0 | 0 | 0 | 0 | 0 | 0 | 0 | 0 | 0 | 0 | 0 | 0 | 0 | 0 | 0 | 0 | 0 |  | 1 | 1 | 1 | 1 | 1 | 1 | 1 | 1 | 1 | 1 | 1 | 0
PG&E NGBA | Humboldt | 115 | 0 | 0 | 0 | 0 | 0 | 0 | 0 | 0 | 0 | 0 | 0 | 0 | 0 | 0 | 0 | 0 | 0 | 0 | 0 | 0 |  | 0 | 2.5 | 0 | 0 | 0 | 0 | 0 | 0 | 0 | 0 | 0 | 0 | 0 | 0 | 0 | 0 | 0 | 0 | 0 | 1 | 0 |  | 0 | 2 | 0 | 0 | 0 | 0 | 0 | 0 | 0 | 0 | 0 | 0 | 0 | 0 | 0 | 0 | 0 | 0 | 0 |  | 1 | 4 | 1 | 1 | 1 | 1 | 1 | 1 | 1 | 1 | 1 | 1
PG&E NGBA | Humboldt | 60 | 0 | 0 | 0 | 0 | 0 | 0 | 0 | 0 | 0 | 0 | 0 | 1.999 | 0 | 0 | 0 | 0 | 0 | 0 | 0 | 1 |  | 0 | 0 | 0 | 0 | 0 | 0 | 0 | 0 | 0 | 0 | 0 | 1.999 | 0 | 0 | 0 | 17.25 | 0 | 17.25 | 0 | 1 | 0 |  | 0 | 0 | 0 | 0 | 0 | 0 | 0 | 0 | 0 | 0 | 0 | 0 | 0 | 0 | 0 | 2 | 0 | 2 | 0 |  | 1 | 1 | 1 | 1 | 1 | 1 | 1 | 4 | 1 | 4 | 1 | 1
PG&E NGBA | Humboldt | 500 | 0 | 0 | 0 | 0 | 0 | 0 | 0 | 0 | 0 | 0 | 0 | 0 | 0 | 457.3 | 457.3 | 0 | 0 | 0 | 0 | 1 |  | 0 | 0 | 0 | 0 | 0 | 0 | 0 | 0 | 1607 | 0 | 1607 | 0 | 0 | 0 | 0 | 0 | 0 | 0 | 0 | 1 | 1 |  | 0 | 0 | 0 | 0 | 0 | 0 | 0 | 0 | 2 | 0 | 2 | 0 | 0 | 0 | 0 | 0 | 0 | 0 | 0 |  | 1 | 1 | 1 | 1 | 5 | 1 | 1 | 1 | 1 | 1 | 1 | 1
SCE Metro | Huntington Beach | 230 | 0 | 0 | 0 | 0 | 0 | 0 | 0 | 0 | 0 | 0 | 0 | 0 | 0 | 0 | 0 | 0 | 0 | 0 | 0 | 0 |  | 0 | 0 | 0 | 0 | 0 | 0 | 0 | 0 | 0 | 0 | 0 | 0 | 0 | 0 | 0 | 0 | 0 | 0 | 0 | 0 | 0 |  | 0 | 0 | 0 | 0 | 0 | 0 | 0 | 0 | 0 | 0 | 0 | 0 | 0 | 0 | 0 | 0 | 0 | 0 | 0 |  | 1 | 1 | 1 | 1 | 1 | 1 | 1 | 1 | 1 | 1 | 1 | 0
PG&E NGBA | Ignacio | 115 | 0 | 0 | 0 | 0 | 0 | 0 | 0 | 0 | 0 | 0 | 0 | 0 | 0 | 0 | 0 | 0 | 0 | 0 | 0 | 0 |  | 0 | 0.65 | 0 | 0 | 0 | 0 | 0 | 0 | 0 | 0 | 0 | 0 | 0 | 0 | 0 | 0 | 0 | 0 | 0 | 1 | 1 |  | 0 | 2 | 0 | 0 | 0 | 0 | 0 | 0 | 0 | 0 | 0 | 0 | 0 | 0 | 0 | 0 | 0 | 0 | 0 |  | 1 | 5 | 1 | 1 | 1 | 1 | 1 | 1 | 1 | 1 | 1 | 1
PG&E NGBA | Ignacio | 230 | 0 | 0 | 0 | 0 | 0 | 0 | 0 | 0 | 0 | 0 | 0 | 0 | 0 | 0 | 0 | 0 | 0 | 0 | 0 | 0 |  | 0 | 0 | 0 | 0 | 0 | 0 | 0 | 0 | 0 | 0 | 0 | 0 | 0 | 0 | 0 | 0 | 0 | 0 | 0 | 0 | 1 |  | 0 | 0 | 0 | 0 | 0 | 0 | 0 | 0 | 0 | 0 | 0 | 0 | 0 | 0 | 0 | 0 | 0 | 0 | 0 |  | 1 | 1 | 1 | 1 | 1 | 1 | 1 | 1 | 1 | 1 | 1 | 0
PG&E NGBA | Ignacio | 60 | 0 | 0 | 0 | 0 | 0 | 0 | 0 | 0 | 0 | 0 | 0 | 0 | 0 | 0 | 0 | 0 | 0 | 0 | 0 | 0 |  | 0 | 0 | 0 | 0 | 0 | 0 | 0 | 0 | 0 | 0 | 0 | 0 | 0 | 0 | 0 | 0 | 0 | 0 | 0 | 0 | 1 |  | 0 | 0 | 0 | 0 | 0 | 0 | 0 | 0 | 0 | 0 | 0 | 0 | 0 | 0 | 0 | 0 | 0 | 0 | 0 |  | 1 | 1 | 1 | 1 | 1 | 1 | 1 | 1 | 1 | 1 | 1 | 0
SDGE | Imperial Beach | 69 | 0 | 0 | 0 | 0 | 0 | 0 | 0 | 0 | 0 | 0 | 0 | 0 | 0 | 0 | 0 | 0 | 0 | 0 | 0 | 0 |  | 0 | 0 | 0 | 0 | 0 | 0 | 0 | 0 | 0 | 0 | 0 | 0 | 0 | 0 | 0 | 3 | 0 | 3 | 0 | 1 | 4 |  | 0 | 0 | 0 | 0 | 0 | 0 | 0 | 0 | 0 | 0 | 0 | 0 | 0 | 0 | 0 | 2 | 0 | 2 | 0 |  | 1 | 1 | 1 | 1 | 1 | 1 | 1 | 5 | 1 | 5 | 1 | 1
SDGE | Imperial Valley | 230 | 1000 | 0 | 0 | 0 | 0 | 0 | 0 | 0 | 0 | 0 | 0 | 0 | 500 | 107 | 607 | 528 | 0 | 528 | 0 | 1 |  | 100 | 0 | 0 | 0 | 0 | 0 | 0 | 0 | 0 | 0 | 0 | 0 | 0 | 192 | 192 | 578 | 0 | 578 | 0 | 1 | 6 |  | 0 | 0 | 0 | 0 | 0 | 0 | 0 | 0 | 0 | 0 | 0 | 0 | 0 | 2 | 0 | 0 | 0 | 0 | 0 |  | 1 | 1 | 1 | 1 | 1 | 1 | 1 | 1 | 1 | 1 | 1 | 0
SDGE | Imperial Valley | 500 | 0 | 0 | 0 | 0 | 0 | 0 | 0 | 0 | 0 | 0 | 0 | 0 | 0 | 0 | 0 | 0 | 0 | 0 | 0 | 0 |  | 0 | 0 | 0 | 0 | 0 | 0 | 0 | 0 | 0 | 0 | 0 | 0 | 0 | 0 | 0 | 0 | 0 | 0 | 0 | 0 | 6 |  | 0 | 0 | 0 | 0 | 0 | 0 | 0 | 0 | 0 | 0 | 0 | 0 | 0 | 0 | 0 | 0 | 0 | 0 | 0 |  | 1 | 1 | 1 | 1 | 1 | 1 | 1 | 1 | 1 | 1 | 1 | 0
EOP | Innovation | 138 | 0 | 0 | 0 | 0 | 0 | 0 | 0 | 0 | 0 | 0 | 0 | 0 | 0 | 0 | 0 | 0 | 0 | 0 | 0 | 0 |  | 0 | 0 | 0 | 0 | 0 | 0 | 0 | 0 | 0 | 0 | 0 | 0 | 0 | 0 | 0 | 0 | 0 | 0 | 0 | 0 | 2 |  | 0 | 0 | 0 | 0 | 0 | 0 | 0 | 0 | 0 | 0 | 0 | 0 | 0 | 0 | 0 | 0 | 0 | 0 | 0 |  | 1 | 1 | 1 | 1 | 1 | 1 | 1 | 1 | 1 | 1 | 1 | 0
EOP | Innovation | 230 | 0 | 0 | 0 | 0 | 0 | 0 | 0 | 0 | 0 | 0 | 0 | 0 | 0 | 0 | 0 | 0 | 0 | 0 | 0 | 0 |  | 0 | 0 | 0 | 0 | 0 | 0 | 0 | 0 | 0 | 0 | 0 | 0 | 300 | 0 | 300 | 0 | 50 | 50 | 0 | 1 | 2 |  | 0 | 0 | 0 | 0 | 0 | 0 | 0 | 0 | 0 | 0 | 0 | 0 | 2 | 0 | 2 | 0 | 2 | 2 | 0 |  | 1 | 1 | 1 | 1 | 1 | 1 | 5 | 1 | 5 | 5 | 1 | 1
SCE NOL | Inyokern | 115 | 116 | 0 | 0 | 0 | 0 | 0 | 0 | 0 | 0 | 0 | 0 | 0 | 0 | 31.8 | 31.8 | 0 | 0 | 0 | 0 | 1 |  | 0 | 1.5 | 0 | 0 | 0 | 0 | 0 | 0 | 0 | 0 | 0 | 0 | 0 | 31.8 | 31.8 | 25 | 0 | 25 | 0 | 1 | 3 |  | 0 | 2 | 0 | 0 | 0 | 0 | 0 | 0 | 0 | 0 | 0 | 0 | 0 | 0 | 0 | 2 | 0 | 2 | 0 |  | 1 | 5 | 1 | 1 | 1 | 1 | 1 | 5 | 1 | 5 | 1 | 1
EOP | IS Tap | 138 | 0 | 0 | 0 | 0 | 0 | 0 | 0 | 0 | 0 | 0 | 0 | 0 | 0 | 0 | 0 | 0 | 0 | 0 | 0 | 0 |  | 0 | 0 | 0 | 0 | 0 | 0 | 0 | 0 | 0 | 0 | 0 | 0 | 0 | 0 | 0 | 0 | 0 | 0 | 0 | 0 | 2 |  | 0 | 0 | 0 | 0 | 0 | 0 | 0 | 0 | 0 | 0 | 0 | 0 | 0 | 0 | 0 | 0 | 0 | 0 | 0 |  | 1 | 1 | 1 | 1 | 1 | 1 | 1 | 1 | 1 | 1 | 1 | 0
EOP | Ivanpah | 115 | 0 | 0 | 0 | 0 | 0 | 0 | 0 | 0 | 0 | 0 | 0 | 0 | 0 | 0 | 0 | 0 | 0 | 0 | 0 | 0 |  | 0 | 0 | 0 | 0 | 0 | 0 | 0 | 0 | 0 | 0 | 0 | 0 | 0 | 0 | 0 | 0 | 0 | 0 | 0 | 0 | 1 |  | 0 | 0 | 0 | 0 | 0 | 0 | 0 | 0 | 0 | 0 | 0 | 0 | 0 | 0 | 0 | 0 | 0 | 0 | 0 |  | 1 | 1 | 1 | 1 | 1 | 1 | 1 | 1 | 1 | 1 | 1 | 0
EOP | Ivanpah | 230 | 0 | 0 | 0 | 0 | 0 | 0 | 0 | 0 | 0 | 0 | 0 | 0 | 0 | 0 | 0 | 0 | 0 | 0 | 0 | 0 |  | 0 | 0 | 0 | 0 | 0 | 0 | 0 | 0 | 0 | 0 | 0 | 0 | 0 | 0 | 0 | 0 | 0 | 0 | 0 | 0 | 1 |  | 0 | 0 | 0 | 0 | 0 | 0 | 0 | 0 | 0 | 0 | 0 | 0 | 0 | 0 | 0 | 0 | 0 | 0 | 0 |  | 1 | 1 | 1 | 1 | 1 | 1 | 1 | 1 | 1 | 1 | 1 | 0
EOP | Jackass (DOE) | 138 | 0 | 0 | 0 | 0 | 0 | 0 | 0 | 0 | 0 | 0 | 0 | 0 | 0 | 0 | 0 | 0 | 0 | 0 | 0 | 0 |  | 0 | 0 | 0 | 0 | 0 | 0 | 0 | 0 | 0 | 0 | 0 | 0 | 0 | 0 | 0 | 0 | 0 | 0 | 0 | 0 | 2 |  | 0 | 0 | 0 | 0 | 0 | 0 | 0 | 0 | 0 | 0 | 0 | 0 | 0 | 0 | 0 | 0 | 0 | 0 | 0 |  | 1 | 1 | 1 | 1 | 1 | 1 | 1 | 1 | 1 | 1 | 1 | 0
PG&E NGBA | James B Black | 230 | 131 | 0 | 0 | 0 | 0 | 0 | 0 | 0 | 0 | 0 | 0 | 0 | 0 | 0 | 0 | 0 | 0 | 0 | 0 | 1 |  | 0 | 0 | 0 | 0 | 0 | 0 | 0 | 0 | 0 | 0 | 0 | 0 | 0 | 0 | 0 | 0 | 0 | 0 | 0 | 0 | 0 |  | 0 | 0 | 0 | 0 | 0 | 0 | 0 | 0 | 0 | 0 | 0 | 0 | 0 | 0 | 0 | 0 | 0 | 0 | 0 |  | 1 | 1 | 1 | 1 | 1 | 1 | 1 | 1 | 1 | 1 | 1 | 0
PG&E GBA | Jefferson | 230 | 0 | 0 | 0 | 0 | 0 | 0 | 0 | 0 | 0 | 0 | 0 | 0 | 0 | 0 | 0 | 0 | 0 | 0 | 0 | 0 |  | 0 | 0 | 0 | 0 | 0 | 0 | 0 | 0 | 0 | 0 | 0 | 0 | 0 | 0 | 0 | 0 | 0 | 0 | 0 | 0 | 1 |  | 0 | 0 | 0 | 0 | 0 | 0 | 0 | 0 | 0 | 0 | 0 | 0 | 0 | 0 | 0 | 0 | 0 | 0 | 0 |  | 1 | 1 | 1 | 1 | 1 | 1 | 1 | 1 | 1 | 1 | 1 | 0
PG&E NGBA | Jessup | 115 | 100 | 0 | 0 | 0 | 0 | 0 | 0 | 0 | 0 | 0 | 0 | 0 | 0 | 0 | 0 | 0 | 0 | 0 | 0 | 1 |  | 0 | 17 | 0 | 0 | 0 | 0 | 0 | 0 | 0 | 0 | 0 | 0 | 0 | 0 | 0 | 0 | 0 | 0 | 0 | 1 | 0 |  | 0 | 2 | 0 | 0 | 0 | 0 | 0 | 0 | 0 | 0 | 0 | 0 | 0 | 0 | 0 | 0 | 0 | 0 | 0 |  | 1 | 4 | 1 | 1 | 1 | 1 | 1 | 1 | 1 | 1 | 1 | 1
SCE Metro | Johanna | 230 | 0 | 0 | 0 | 0 | 0 | 0 | 0 | 0 | 0 | 0 | 0 | 0 | 0 | 0 | 0 | 0 | 0 | 0 | 0 | 0 |  | 0 | 0 | 0 | 0 | 0 | 0 | 0 | 0 | 0 | 0 | 0 | 0 | 0 | 0 | 0 | 0 | 0 | 0 | 0 | 0 | 0 |  | 0 | 0 | 0 | 0 | 0 | 0 | 0 | 0 | 0 | 0 | 0 | 0 | 0 | 0 | 0 | 0 | 0 | 0 | 0 |  | 1 | 1 | 1 | 1 | 1 | 1 | 1 | 1 | 1 | 1 | 1 | 0
SCE Eastern | Julian Hinds | 230 | 0 | 0 | 0 | 0 | 0 | 0 | 0 | 0 | 0 | 0 | 0 | 0 | 0 | 0 | 0 | 0 | 0 | 0 | 0 | 0 |  | 0 | 0 | 0 | 0 | 0 | 0 | 0 | 0 | 0 | 0 | 0 | 0 | 0 | 0 | 0 | 0 | 0 | 0 | 0 | 0 | 1 |  | 0 | 0 | 0 | 0 | 0 | 0 | 0 | 0 | 0 | 0 | 0 | 0 | 0 | 0 | 0 | 0 | 0 | 0 | 0 |  | 1 | 1 | 1 | 1 | 1 | 1 | 1 | 1 | 1 | 1 | 1 | 0
PG&E GBA | Kasson | 115 | 0 | 0 | 0 | 0 | 0 | 0 | 0 | 0 | 0 | 0 | 0 | 0 | 0 | 0 | 0 | 0 | 0 | 0 | 0 | 0 |  | 0 | 0 | 0 | 0 | 0 | 0 | 0 | 0 | 0 | 0 | 0 | 0 | 0 | 0 | 0 | 0 | 0 | 0 | 0 | 0 | 0 |  | 0 | 0 | 0 | 0 | 0 | 0 | 0 | 0 | 0 | 0 | 0 | 0 | 0 | 0 | 0 | 0 | 0 | 0 | 0 |  | 1 | 1 | 1 | 1 | 1 | 1 | 1 | 1 | 1 | 1 | 1 | 0
PG&E GBA | Kasson | 60 | 0 | 0 | 0 | 0 | 0 | 0 | 0 | 0 | 0 | 0 | 0 | 0 | 0 | 0 | 0 | 0 | 0 | 0 | 0 | 0 |  | 0 | 0 | 0 | 0 | 0 | 0 | 0 | 0 | 0 | 0 | 0 | 0 | 0 | 0 | 0 | 0 | 0 | 0 | 0 | 0 | 0 |  | 0 | 0 | 0 | 0 | 0 | 0 | 0 | 0 | 0 | 0 | 0 | 0 | 0 | 0 | 0 | 0 | 0 | 0 | 0 |  | 1 | 1 | 1 | 1 | 1 | 1 | 1 | 1 | 1 | 1 | 1 | 0
PG&E FRESNO | Kearney | 230 | 0 | 0 | 0 | 0 | 0 | 0 | 0 | 0 | 0 | 0 | 0 | 0 | 0 | 0 | 0 | 0 | 0 | 0 | 0 | 0 |  | 0 | 0 | 0 | 0 | 0 | 0 | 0 | 0 | 0 | 0 | 0 | 10 | 0 | 0 | 0 | 0 | 0 | 0 | 0 | 1 | 1 |  | 0 | 0 | 0 | 0 | 0 | 0 | 0 | 0 | 0 | 0 | 0 | 2 | 0 | 0 | 0 | 0 | 0 | 0 | 0 |  | 1 | 1 | 1 | 1 | 1 | 5 | 1 | 1 | 1 | 1 | 1 | 1
PG&E FRESNO | Kearney | 70 | 0 | 0 | 0 | 0 | 0 | 0 | 0 | 0 | 0 | 0 | 0 | 0 | 0 | 0 | 0 | 0 | 0 | 0 | 0 | 0 |  | 0 | 0 | 0 | 0 | 0 | 0 | 0 | 0 | 0 | 0 | 0 | 0 | 0 | 0 | 0 | 0 | 0 | 0 | 0 | 0 | 2 |  | 0 | 0 | 0 | 0 | 0 | 0 | 0 | 0 | 0 | 0 | 0 | 0 | 0 | 0 | 0 | 0 | 0 | 0 | 0 |  | 1 | 1 | 1 | 1 | 1 | 1 | 1 | 1 | 1 | 1 | 1 | 0
PG&E GBA | Kelso | 230 | 0 | 0 | 0 | 0 | 0 | 0 | 0 | 0 | 0 | 0 | 0 | 0 | 0 | 0 | 0 | 90.7 | 0 | 90.7 | 0 | 1 |  | 0 | 0 | 80.8 | 3.45 | 84.25 | 0 | 0 | 0 | 0 | 0 | 0 | 0 | 0 | 0 | 0 | 90.7 | 0 | 90.7 | 0 | 1 | 0 |  | 0 | 0 | 2 | 2 | 2 | 0 | 0 | 0 | 0 | 0 | 0 | 0 | 0 | 0 | 0 | 0 | 0 | 0 | 0 |  | 1 | 1 | 4 | 1 | 1 | 1 | 1 | 1 | 1 | 1 | 1 | 1
PG&E FRESNO | Kerchoff 1 | 115 | 0 | 0 | 0 | 0 | 0 | 0 | 0 | 0 | 0 | 0 | 0 | 0 | 0 | 0 | 0 | 0 | 0 | 0 | 0 | 0 |  | 0 | 2 | 0 | 0 | 0 | 0 | 0 | 0 | 0 | 0 | 0 | 0 | 0 | 0 | 0 | 0 | 0 | 0 | 0 | 1 | 1 |  | 0 | 2 | 0 | 0 | 0 | 0 | 0 | 0 | 0 | 0 | 0 | 0 | 0 | 0 | 0 | 0 | 0 | 0 | 0 |  | 1 | 5 | 1 | 1 | 1 | 1 | 1 | 1 | 1 | 1 | 1 | 1
PG&E KERN | Kern Oil | 115 | 0 | 0 | 0 | 0 | 0 | 0 | 0 | 0 | 0 | 0 | 0 | 0 | 0 | 100 | 100 | 0 | 0 | 0 | 0 | 1 |  | 0 | 0 | 0 | 0 | 0 | 0 | 0 | 0 | 0 | 0 | 0 | 1 | 0 | 0 | 0 | 0 | 0 | 0 | 0 | 1 | 0 |  | 0 | 0 | 0 | 0 | 0 | 0 | 0 | 0 | 0 | 0 | 0 | 2 | 0 | 0 | 0 | 0 | 0 | 0 | 0 |  | 1 | 1 | 1 | 1 | 1 | 4 | 1 | 1 | 1 | 1 | 1 | 1
PG&E KERN | Kern PP | 115 | 0 | 0 | 0 | 0 | 0 | 0 | 0 | 0 | 0 | 0 | 0 | 0 | 0 | 50 | 50 | 0 | 0 | 0 | 0 | 1 |  | 0 | 0 | 0 | 0 | 0 | 0 | 0 | 0 | 0 | 0 | 0 | 0 | 0 | 0 | 0 | 0 | 0 | 0 | 0 | 0 | 0 |  | 0 | 0 | 0 | 0 | 0 | 0 | 0 | 0 | 0 | 0 | 0 | 0 | 0 | 0 | 0 | 0 | 0 | 0 | 0 |  | 1 | 1 | 1 | 1 | 1 | 1 | 1 | 1 | 1 | 1 | 1 | 0
PG&E KERN | Kern PP | 230 | 0 | 0 | 0 | 0 | 0 | 0 | 0 | 0 | 0 | 0 | 0 | 0 | 0 | 0 | 0 | 0 | 0 | 0 | 0 | 0 |  | 0 | 0 | 0 | 0 | 0 | 0 | 0 | 0 | 0 | 0 | 0 | 0 | 0 | 0 | 0 | 0 | 0 | 0 | 0 | 0 | 0 |  | 0 | 0 | 0 | 0 | 0 | 0 | 0 | 0 | 0 | 0 | 0 | 0 | 0 | 0 | 0 | 0 | 0 | 0 | 0 |  | 1 | 1 | 1 | 1 | 1 | 1 | 1 | 1 | 1 | 1 | 1 | 0
PG&E KERN | Kern PP | 70 | 0 | 0 | 0 | 0 | 0 | 0 | 0 | 0 | 0 | 0 | 0 | 0 | 0 | 0 | 0 | 0 | 0 | 0 | 0 | 0 |  | 0 | 0 | 0 | 0 | 0 | 0 | 0 | 0 | 0 | 0 | 0 | 0 | 0 | 0 | 0 | 0 | 0 | 0 | 0 | 0 | 0 |  | 0 | 0 | 0 | 0 | 0 | 0 | 0 | 0 | 0 | 0 | 0 | 0 | 0 | 0 | 0 | 0 | 0 | 0 | 0 |  | 1 | 1 | 1 | 1 | 1 | 1 | 1 | 1 | 1 | 1 | 1 | 0
PG&E KERN | Kernridge | 115 | 0 | 0 | 0 | 0 | 0 | 0 | 0 | 0 | 0 | 0 | 0 | 0 | 0 | 0 | 0 | 0 | 0 | 0 | 0 | 0 |  | 0 | 0 | 0 | 0 | 0 | 0 | 0 | 0 | 0 | 0 | 0 | 0 | 0 | 0 | 0 | 0 | 0 | 0 | 0 | 0 | 0 |  | 0 | 0 | 0 | 0 | 0 | 0 | 0 | 0 | 0 | 0 | 0 | 0 | 0 | 0 | 0 | 0 | 0 | 0 | 0 |  | 1 | 1 | 1 | 1 | 1 | 1 | 1 | 1 | 1 | 1 | 1 | 0
PG&E FRESNO | Kingsburg | 115 | 0 | 0 | 0 | 0 | 0 | 0 | 0 | 0 | 0 | 0 | 0 | 0 | 0 | 0 | 0 | 0 | 0 | 0 | 0 | 0 |  | 0 | 0 | 0 | 0 | 0 | 0 | 0 | 0 | 0 | 0 | 0 | 0 | 0 | 0 | 0 | 0 | 0 | 0 | 0 | 0 | 2 |  | 0 | 0 | 0 | 0 | 0 | 0 | 0 | 0 | 0 | 0 | 0 | 0 | 0 | 0 | 0 | 0 | 0 | 0 | 0 |  | 1 | 1 | 1 | 1 | 1 | 1 | 1 | 1 | 1 | 1 | 1 | 0
PG&E GBA | Kirker | 115 | 0 | 0 | 0 | 0 | 0 | 0 | 0 | 0 | 0 | 0 | 0 | 2.9 | 0 | 0 | 0 | 0 | 0 | 0 | 0 | 1 |  | 0 | 0 | 0 | 0 | 0 | 0 | 0 | 0 | 0 | 0 | 0 | 2.9 | 0 | 0 | 0 | 0 | 0 | 0 | 0 | 1 | 0 |  | 0 | 0 | 0 | 0 | 0 | 0 | 0 | 0 | 0 | 0 | 0 | 0 | 0 | 0 | 0 | 0 | 0 | 0 | 0 |  | 1 | 1 | 1 | 1 | 1 | 1 | 1 | 1 | 1 | 1 | 1 | 0
PG&E NGBA | Knights Landing | 115 | 0 | 0 | 0 | 0 | 0 | 0 | 0 | 0 | 0 | 0 | 0 | 0 | 0 | 0 | 0 | 0 | 0 | 0 | 0 | 0 |  | 0 | 0 | 0 | 0 | 0 | 0 | 0 | 0 | 0 | 0 | 0 | 0 | 0 | 0 | 0 | 0 | 0 | 0 | 0 | 0 | 0 |  | 0 | 0 | 0 | 0 | 0 | 0 | 0 | 0 | 0 | 0 | 0 | 0 | 0 | 0 | 0 | 0 | 0 | 0 | 0 |  | 1 | 1 | 1 | 1 | 1 | 1 | 1 | 1 | 1 | 1 | 1 | 0
PG&E NGBA | Konocti | 60 | 0 | 0 | 0 | 0 | 0 | 0 | 0 | 0 | 0 | 0 | 0 | 0 | 0 | 0 | 0 | 0 | 0 | 0 | 0 | 0 |  | 0 | 0.2 | 0 | 0 | 0 | 0 | 0 | 0 | 0 | 0 | 0 | 0 | 0 | 0 | 0 | 0 | 0 | 0 | 0 | 1 | 1 |  | 0 | 2 | 0 | 0 | 0 | 0 | 0 | 0 | 0 | 0 | 0 | 0 | 0 | 0 | 0 | 0 | 0 | 0 | 0 |  | 1 | 5 | 1 | 1 | 1 | 1 | 1 | 1 | 1 | 1 | 1 | 1
SCE NOL | Kramer | 115 | 0 | 0 | 0 | 0 | 0 | 0 | 0 | 0 | 0 | 0 | 0 | 0 | 0 | 4 | 4 | 0 | 6 | 6 | 0 | 1 |  | 0 | 0 | 0 | 0 | 0 | 0 | 0 | 0 | 0 | 0 | 0 | 4 | 0 | 8 | 8 | 0 | 6 | 6 | 0 | 1 | 3 |  | 0 | 0 | 0 | 0 | 0 | 0 | 0 | 0 | 0 | 0 | 0 | 2 | 0 | 2 | 2 | 0 | 0 | 0 | 0 |  | 1 | 1 | 1 | 1 | 1 | 5 | 4 | 1 | 1 | 1 | 1 | 1
SCE NOL | Kramer | 230 | 0 | 0 | 0 | 0 | 0 | 0 | 0 | 0 | 0 | 0 | 0 | 0 | 70 | 200 | 270 | 225 | 0 | 225 | 0 | 1 |  | 0 | 0 | 0 | 0 | 0 | 0 | 0 | 0 | 0 | 0 | 0 | 0 | 89 | 200 | 289 | 268.7 | 0 | 268.7 | 0 | 1 | 3 |  | 0 | 0 | 0 | 0 | 0 | 0 | 0 | 0 | 0 | 0 | 0 | 0 | 1 | 0 | 0 | 1 | 0 | 1 | 0 |  | 1 | 1 | 1 | 1 | 1 | 1 | 3 | 3 | 1 | 3 | 1 | 1
SCE Metro | La Cienega | 230 | 0 | 0 | 0 | 0 | 0 | 0 | 0 | 0 | 0 | 0 | 0 | 0 | 0 | 0 | 0 | 0 | 0 | 0 | 0 | 0 |  | 0 | 0 | 0 | 0 | 0 | 0 | 0 | 0 | 0 | 0 | 0 | 0 | 0 | 0 | 0 | 0 | 0 | 0 | 0 | 0 | 0 |  | 0 | 0 | 0 | 0 | 0 | 0 | 0 | 0 | 0 | 0 | 0 | 0 | 0 | 0 | 0 | 0 | 0 | 0 | 0 |  | 1 | 1 | 1 | 1 | 1 | 1 | 1 | 1 | 1 | 1 | 1 | 0
SCE Metro | La Fresa | 230 | 0 | 0 | 0 | 0 | 0 | 0 | 0 | 0 | 0 | 0 | 0 | 0 | 0 | 0 | 0 | 0 | 0 | 0 | 0 | 0 |  | 0 | 0 | 0 | 0 | 0 | 0 | 0 | 0 | 0 | 0 | 0 | 0.64 | 0 | 0 | 0 | 0 | 0 | 0 | 0 | 1 | 0 |  | 0 | 0 | 0 | 0 | 0 | 0 | 0 | 0 | 0 | 0 | 0 | 2 | 0 | 0 | 0 | 0 | 0 | 0 | 0 |  | 1 | 1 | 1 | 1 | 1 | 4 | 1 | 1 | 1 | 1 | 1 | 1
SCE Metro | Laguna Bell | 230 | 0 | 0 | 0 | 0 | 0 | 0 | 0 | 0 | 0 | 0 | 0 | 0.68 | 0 | 0 | 0 | 250 | 0 | 250 | 0 | 1 |  | 0 | 0 | 0 | 0 | 0 | 0 | 0 | 0 | 0 | 0 | 0 | 3.27 | 0 | 0 | 0 | 350 | 0 | 350 | 0 | 1 | 0 |  | 0 | 0 | 0 | 0 | 0 | 0 | 0 | 0 | 0 | 0 | 0 | 2 | 0 | 0 | 0 | 1 | 0 | 1 | 0 |  | 1 | 1 | 1 | 1 | 1 | 4 | 1 | 3 | 1 | 3 | 1 | 1
PG&E KERN | Lakeview | 70 | 0 | 0 | 0 | 0 | 0 | 0 | 0 | 0 | 0 | 0 | 0 | 0 | 0 | 0 | 0 | 65.6 | 0 | 65.6 | 0 | 1 |  | 0 | 0 | 0 | 0 | 0 | 0 | 0 | 0 | 0 | 0 | 0 | 0 | 0 | 70 | 70 | 65.5 | 0 | 65.5 | 0 | 1 | 0 |  | 0 | 0 | 0 | 0 | 0 | 0 | 0 | 0 | 0 | 0 | 0 | 0 | 0 | 2 | 2 | 0 | 0 | 0 | 0 |  | 1 | 1 | 1 | 1 | 1 | 1 | 4 | 1 | 1 | 1 | 1 | 1
PG&E NGBA | Lakeville | 230 | 0 | 0 | 0 | 0 | 0 | 0 | 0 | 0 | 0 | 0 | 0 | 0 | 0 | 0 | 0 | 0 | 0 | 0 | 0 | 0 |  | 0 | 0 | 0 | 0 | 0 | 0 | 0 | 0 | 0 | 0 | 0 | 0 | 0 | 0 | 0 | 0 | 0 | 0 | 0 | 0 | 2 |  | 0 | 0 | 0 | 0 | 0 | 0 | 0 | 0 | 0 | 0 | 0 | 0 | 0 | 0 | 0 | 0 | 0 | 0 | 0 |  | 1 | 1 | 1 | 1 | 1 | 1 | 1 | 1 | 1 | 1 | 1 | 0
PG&E NGBA | Lakeville | 60 | 0 | 0 | 0 | 0 | 0 | 0 | 0 | 0 | 0 | 0 | 0 | 0 | 0 | 0 | 0 | 0 | 0 | 0 | 0 | 0 |  | 0 | 0 | 0 | 0 | 0 | 0 | 0 | 0 | 0 | 0 | 0 | 4 | 0 | 0 | 0 | 0 | 0 | 0 | 0 | 1 | 2 |  | 0 | 0 | 0 | 0 | 0 | 0 | 0 | 0 | 0 | 0 | 0 | 2 | 0 | 0 | 0 | 0 | 0 | 0 | 0 |  | 1 | 1 | 1 | 1 | 1 | 5 | 1 | 1 | 1 | 1 | 1 | 1
PG&E NGBA | Lakeville | 115 | 0 | 0 | 0 | 0 | 0 | 0 | 0 | 0 | 0 | 0 | 0 | 0 | 0 | 0 | 0 | 50 | 0 | 50 | 0 | 1 |  | 0 | 0 | 0 | 0 | 0 | 0 | 0 | 0 | 0 | 0 | 0 | 0 | 0 | 0 | 0 | 50 | 0 | 50 | 0 | 1 | 2 |  | 0 | 0 | 0 | 0 | 0 | 0 | 0 | 0 | 0 | 0 | 0 | 0 | 0 | 0 | 0 | 0 | 0 | 0 | 0 |  | 1 | 1 | 1 | 1 | 1 | 1 | 1 | 1 | 1 | 1 | 1 | 0
PG&E GBA | Lakewood | 115 | 0 | 0 | 0 | 0 | 0 | 0 | 0 | 0 | 0 | 0 | 0 | 0 | 0 | 0 | 0 | 0 | 0 | 0 | 0 | 0 |  | 0 | 0 | 0 | 0 | 0 | 0 | 0 | 0 | 0 | 0 | 0 | 0 | 0 | 0 | 0 | 0 | 0 | 0 | 0 | 0 | 0 |  | 0 | 0 | 0 | 0 | 0 | 0 | 0 | 0 | 0 | 0 | 0 | 0 | 0 | 0 | 0 | 0 | 0 | 0 | 0 |  | 1 | 1 | 1 | 1 | 1 | 1 | 1 | 1 | 1 | 1 | 1 | 0
PG&E NGBA | Lambie | 230 | 0 | 0 | 0 | 0 | 0 | 0 | 0 | 0 | 0 | 0 | 0 | 0 | 0 | 0 | 0 | 0 | 0 | 0 | 0 | 0 |  | 0 | 0 | 0 | 0 | 0 | 0 | 0 | 0 | 0 | 0 | 0 | 0 | 0 | 0 | 0 | 0 | 0 | 0 | 0 | 0 | 0 |  | 0 | 0 | 0 | 0 | 0 | 0 | 0 | 0 | 0 | 0 | 0 | 0 | 0 | 0 | 0 | 0 | 0 | 0 | 0 |  | 1 | 1 | 1 | 1 | 1 | 1 | 1 | 1 | 1 | 1 | 1 | 0
PG&E GBA | Lammers | 115 | 0 | 0 | 0 | 0 | 0 | 0 | 0 | 0 | 0 | 0 | 0 | 0 | 0 | 0 | 0 | 0 | 0 | 0 | 0 | 0 |  | 0 | 0 | 0 | 0 | 0 | 0 | 0 | 0 | 0 | 0 | 0 | 0 | 0 | 0 | 0 | 0 | 0 | 0 | 0 | 0 | 0 |  | 0 | 0 | 0 | 0 | 0 | 0 | 0 | 0 | 0 | 0 | 0 | 0 | 0 | 0 | 0 | 0 | 0 | 0 | 0 |  | 1 | 1 | 1 | 1 | 1 | 1 | 1 | 1 | 1 | 1 | 1 | 0
PG&E KERN | Lamont | 115 | 0 | 0 | 0 | 0 | 0 | 0 | 0 | 0 | 0 | 0 | 0 | 0 | 100 | 31.2 | 131.2 | 0 | 0 | 0 | 0 | 1 |  | 0 | 5 | 0 | 0 | 0 | 0 | 0 | 0 | 0 | 0 | 0 | 4 | 0 | 80 | 80 | 0 | 0 | 0 | 0 | 1 | 0 |  | 0 | 2 | 0 | 0 | 0 | 0 | 0 | 0 | 0 | 0 | 0 | 2 | 0 | 2 | 0 | 0 | 0 | 0 | 0 |  | 1 | 4 | 1 | 1 | 1 | 4 | 1 | 1 | 1 | 1 | 1 | 1
PG&E FRESNO | Las Aguilas | 230 | 0 | 0 | 0 | 0 | 0 | 0 | 0 | 0 | 0 | 0 | 0 | 0 | 0 | 0 | 0 | 0 | 0 | 0 | 0 | 0 |  | 0 | 0 | 0 | 0 | 0 | 0 | 0 | 0 | 0 | 0 | 0 | 0 | 0 | 0 | 0 | 0 | 0 | 0 | 0 | 0 | 1 |  | 0 | 0 | 0 | 0 | 0 | 0 | 0 | 0 | 0 | 0 | 0 | 0 | 0 | 0 | 0 | 0 | 0 | 0 | 0 |  | 1 | 1 | 1 | 1 | 1 | 1 | 1 | 1 | 1 | 1 | 1 | 0
EOP | Lathrop | 138 | 0 | 0 | 0 | 0 | 0 | 0 | 0 | 0 | 0 | 0 | 0 | 0 | 0 | 0 | 0 | 0 | 0 | 0 | 0 | 0 |  | 0 | 0 | 0 | 0 | 0 | 0 | 0 | 0 | 0 | 0 | 0 | 0 | 0 | 0 | 0 | 0 | 0 | 0 | 0 | 0 | 2 |  | 0 | 0 | 0 | 0 | 0 | 0 | 0 | 0 | 0 | 0 | 0 | 0 | 0 | 0 | 0 | 0 | 0 | 0 | 0 |  | 1 | 1 | 1 | 1 | 1 | 1 | 1 | 1 | 1 | 1 | 1 | 0
EOP | Lathrop | 230 | 0 | 0 | 150 | 0 | 150 | 0 | 0 | 0 | 0 | 0 | 0 | 0 | 0 | 560 | 560 | 0 | 190 | 190 | 0 | 1 |  | 0 | 0 | 300 | 0 | 300 | 0 | 0 | 0 | 0 | 0 | 0 | 0 | 0 | 0 | 0 | 0 | 0 | 0 | 0 | 1 | 2 |  | 0 | 0 | 2 | 0 | 2 | 0 | 0 | 0 | 0 | 0 | 0 | 0 | 0 | 0 | 0 | 0 | 0 | 0 | 0 |  | 1 | 1 | 5 | 1 | 1 | 1 | 1 | 1 | 1 | 1 | 1 | 1
PG&E FRESNO | Le Grand | 115 | 0 | 0 | 0 | 0 | 0 | 0 | 0 | 0 | 0 | 0 | 0 | 0 | 0 | 0 | 0 | 0 | 0 | 0 | 0 | 0 |  | 0 | 0 | 0 | 0 | 0 | 0 | 0 | 0 | 0 | 0 | 0 | 0 | 30 | 75 | 105 | 0 | 0 | 0 | 0 | 1 | 2 |  | 0 | 0 | 0 | 0 | 0 | 0 | 0 | 0 | 0 | 0 | 0 | 0 | 2 | 2 | 2 | 0 | 0 | 0 | 0 |  | 1 | 1 | 1 | 1 | 1 | 1 | 5 | 1 | 1 | 1 | 1 | 1
PG&E FRESNO | Lemoore | 70 | 0 | 0 | 0 | 0 | 0 | 0 | 0 | 0 | 0 | 0 | 0 | 0 | 0 | 0 | 0 | 0 | 0 | 0 | 0 | 0 |  | 0 | 0 | 0 | 0 | 0 | 0 | 0 | 0 | 0 | 0 | 0 | 0 | 0 | 22 | 22 | 0 | 5 | 5 | 0 | 1 | 0 |  | 0 | 0 | 0 | 0 | 0 | 0 | 0 | 0 | 0 | 0 | 0 | 0 | 0 | 2 | 2 | 0 | 2 | 2 | 0 |  | 1 | 1 | 1 | 1 | 1 | 1 | 4 | 1 | 4 | 4 | 1 | 1
PG&E KERN | Lerdo | 115 | 0 | 0 | 0 | 0 | 0 | 0 | 0 | 0 | 0 | 0 | 0 | 0 | 0 | 0 | 0 | 0 | 0 | 0 | 0 | 0 |  | 0 | 0 | 0 | 0 | 0 | 0 | 0 | 0 | 0 | 0 | 0 | 0 | 0 | 0 | 0 | 0 | 0 | 0 | 0 | 0 | 0 |  | 0 | 0 | 0 | 0 | 0 | 0 | 0 | 0 | 0 | 0 | 0 | 0 | 0 | 0 | 0 | 0 | 0 | 0 | 0 |  | 1 | 1 | 1 | 1 | 1 | 1 | 1 | 1 | 1 | 1 | 1 | 0
SCE Metro | Lewis | 230 | 0 | 0 | 0 | 0 | 0 | 0 | 0 | 0 | 0 | 0 | 0 | 0 | 0 | 0 | 0 | 0 | 0 | 0 | 0 | 0 |  | 0 | 0 | 0 | 0 | 0 | 0 | 0 | 0 | 0 | 0 | 0 | 0 | 0 | 0 | 0 | 0 | 0 | 0 | 0 | 0 | 0 |  | 0 | 0 | 0 | 0 | 0 | 0 | 0 | 0 | 0 | 0 | 0 | 0 | 0 | 0 | 0 | 0 | 0 | 0 | 0 |  | 1 | 1 | 1 | 1 | 1 | 1 | 1 | 1 | 1 | 1 | 1 | 0
SCE Metro | Lighthipe | 230 | 0 | 0 | 0 | 0 | 0 | 0 | 0 | 0 | 0 | 0 | 0 | 1.32 | 0 | 0 | 0 | 0 | 0 | 0 | 0 | 1 |  | 0 | 0 | 0 | 0 | 0 | 0 | 0 | 0 | 0 | 0 | 0 | 3.24 | 0 | 0 | 0 | 0 | 0 | 0 | 0 | 1 | 0 |  | 0 | 0 | 0 | 0 | 0 | 0 | 0 | 0 | 0 | 0 | 0 | 2 | 0 | 0 | 0 | 0 | 0 | 0 | 0 |  | 1 | 1 | 1 | 1 | 1 | 4 | 1 | 1 | 1 | 1 | 1 | 1
SDGE | Lilac | 69 | 0 | 0 | 0 | 0 | 0 | 0 | 0 | 0 | 0 | 0 | 0 | 0 | 0 | 0 | 0 | 0 | 0 | 0 | 0 | 0 |  | 0 | 0 | 0 | 0 | 0 | 0 | 0 | 0 | 0 | 0 | 0 | 0 | 0 | 0 | 0 | 0 | 0 | 0 | 0 | 0 | 2 |  | 0 | 0 | 0 | 0 | 0 | 0 | 0 | 0 | 0 | 0 | 0 | 0 | 0 | 0 | 0 | 0 | 0 | 0 | 0 |  | 1 | 1 | 1 | 1 | 1 | 1 | 1 | 1 | 1 | 1 | 1 | 0
PG&E NGBA | Lincoln | 115 | 0 | 0 | 0 | 0 | 0 | 0 | 0 | 0 | 0 | 0 | 0 | 0 | 0 | 0 | 0 | 0 | 0 | 0 | 0 | 0 |  | 0 | 0 | 0 | 0 | 0 | 0 | 0 | 0 | 0 | 0 | 0 | 0 | 0 | 0 | 0 | 0 | 0 | 0 | 0 | 0 | 0 |  | 0 | 0 | 0 | 0 | 0 | 0 | 0 | 0 | 0 | 0 | 0 | 0 | 0 | 0 | 0 | 0 | 0 | 0 | 0 |  | 1 | 1 | 1 | 1 | 1 | 1 | 1 | 1 | 1 | 1 | 1 | 0
PG&E KERN | Live Oak | 115 | 0 | 0 | 0 | 0 | 0 | 0 | 0 | 0 | 0 | 0 | 0 | 0 | 100 | 0 | 100 | 0 | 0 | 0 | 0 | 1 |  | 0 | 0 | 0 | 0 | 0 | 0 | 0 | 0 | 0 | 0 | 0 | 0 | 0 | 0 | 0 | 0 | 0 | 0 | 0 | 0 | 0 |  | 0 | 0 | 0 | 0 | 0 | 0 | 0 | 0 | 0 | 0 | 0 | 0 | 0 | 0 | 0 | 0 | 0 | 0 | 0 |  | 1 | 1 | 1 | 1 | 1 | 1 | 1 | 1 | 1 | 1 | 1 | 0
PG&E GBA | Llagas | 115 | 0 | 0 | 0 | 0 | 0 | 0 | 0 | 0 | 0 | 0 | 0 | 0 | 0 | 0 | 0 | 0 | 0 | 0 | 0 | 0 |  | 0 | 0 | 0 | 0 | 0 | 0 | 0 | 0 | 0 | 0 | 0 | 0 | 0 | 0 | 0 | 0 | 0 | 0 | 0 | 0 | 1 |  | 0 | 0 | 0 | 0 | 0 | 0 | 0 | 0 | 0 | 0 | 0 | 0 | 0 | 0 | 0 | 0 | 0 | 0 | 0 |  | 1 | 1 | 1 | 1 | 1 | 1 | 1 | 1 | 1 | 1 | 1 | 0
PG&E GBA | Lockeford | 115 | 0 | 0 | 0 | 0 | 0 | 0 | 0 | 0 | 0 | 0 | 0 | 0 | 0 | 0 | 0 | 0 | 0 | 0 | 0 | 0 |  | 0 | 0 | 0 | 0 | 0 | 0 | 0 | 0 | 0 | 0 | 0 | 0 | 0 | 0 | 0 | 0 | 0 | 0 | 0 | 0 | 0 |  | 0 | 0 | 0 | 0 | 0 | 0 | 0 | 0 | 0 | 0 | 0 | 0 | 0 | 0 | 0 | 0 | 0 | 0 | 0 |  | 1 | 1 | 1 | 1 | 1 | 1 | 1 | 1 | 1 | 1 | 1 | 0
PG&E GBA | Lockeford | 230 | 0 | 0 | 0 | 0 | 0 | 0 | 0 | 0 | 0 | 0 | 0 | 0 | 0 | 200 | 200 | 0 | 0 | 0 | 0 | 1 |  | 0 | 0 | 0 | 0 | 0 | 0 | 0 | 0 | 0 | 0 | 0 | 0 | 0 | 0 | 0 | 0 | 0 | 0 | 0 | 0 | 1 |  | 0 | 0 | 0 | 0 | 0 | 0 | 0 | 0 | 0 | 0 | 0 | 0 | 0 | 0 | 0 | 0 | 0 | 0 | 0 |  | 1 | 1 | 1 | 1 | 1 | 1 | 1 | 1 | 1 | 1 | 1 | 0
PG&E GBA | Lockeford | 60 | 0 | 0 | 0 | 0 | 0 | 0 | 0 | 0 | 0 | 0 | 0 | 0 | 0 | 0 | 0 | 0 | 0 | 0 | 0 | 0 |  | 0 | 0 | 0 | 0 | 0 | 0 | 0 | 0 | 0 | 0 | 0 | 0 | 0 | 0 | 0 | 0 | 0 | 0 | 0 | 0 | 1 |  | 0 | 0 | 0 | 0 | 0 | 0 | 0 | 0 | 0 | 0 | 0 | 0 | 0 | 0 | 0 | 0 | 0 | 0 | 0 |  | 1 | 1 | 1 | 1 | 1 | 1 | 1 | 1 | 1 | 1 | 1 | 0
PG&E GBA | Lodi | 230 | 0 | 0 | 0 | 0 | 0 | 0 | 0 | 0 | 0 | 0 | 0 | 0 | 0 | 0 | 0 | 0 | 0 | 0 | 0 | 0 |  | 0 | 0 | 0 | 0 | 0 | 0 | 0 | 0 | 0 | 0 | 0 | 0 | 0 | 0 | 0 | 0 | 0 | 0 | 0 | 0 | 0 |  | 0 | 0 | 0 | 0 | 0 | 0 | 0 | 0 | 0 | 0 | 0 | 0 | 0 | 0 | 0 | 0 | 0 | 0 | 0 |  | 1 | 1 | 1 | 1 | 1 | 1 | 1 | 1 | 1 | 1 | 1 | 0
PG&E NGBA | Logan Creek | 230 | 0 | 0 | 0 | 0 | 0 | 0 | 0 | 0 | 0 | 0 | 0 | 0 | 0 | 0 | 0 | 0 | 0 | 0 | 0 | 0 |  | 0 | 0 | 0 | 0 | 0 | 0 | 0 | 0 | 0 | 0 | 0 | 0 | 0 | 0 | 0 | 0 | 0 | 0 | 0 | 0 | 0 |  | 0 | 0 | 0 | 0 | 0 | 0 | 0 | 0 | 0 | 0 | 0 | 0 | 0 | 0 | 0 | 0 | 0 | 0 | 0 |  | 1 | 1 | 1 | 1 | 1 | 1 | 1 | 1 | 1 | 1 | 1 | 0
PG&E GBA | Lone Tree | 230 | 0 | 0 | 0 | 0 | 0 | 0 | 0 | 0 | 0 | 0 | 0 | 0 | 0 | 0 | 0 | 0 | 0 | 0 | 0 | 0 |  | 0 | 0 | 0 | 0 | 0 | 0 | 0 | 0 | 0 | 0 | 0 | 1.8 | 0 | 0 | 0 | 0 | 0 | 0 | 0 | 1 | 0 |  | 0 | 0 | 0 | 0 | 0 | 0 | 0 | 0 | 0 | 0 | 0 | 2 | 0 | 0 | 0 | 0 | 0 | 0 | 0 |  | 1 | 1 | 1 | 1 | 1 | 4 | 1 | 1 | 1 | 1 | 1 | 1
PG&E FRESNO | Los Banos | 230 | 10 | 0 | 0 | 69.3 | 69.3 | 0 | 0 | 0 | 0 | 0 | 0 | 5.9 | 100 | 0 | 100 | 0 | 300 | 300 | 0 | 1 |  | 0 | 1.988 | 170.5 | 0 | 170.5 | 0 | 0 | 0 | 0 | 0 | 0 | 5.9 | 70 | 430 | 500 | 0.9 | 160 | 160.9 | 0 | 1 | 1 |  | 0 | 2 | 2 | 0 | 2 | 0 | 0 | 0 | 0 | 0 | 0 | 0 | 0 | 2 | 2 | 2 | 0 | 0 | 0 |  | 1 | 5 | 5 | 1 | 1 | 1 | 4 | 5 | 1 | 1 | 1 | 1
PG&E FRESNO | Los Banos | 500 | 0 | 0 | 0 | 0 | 0 | 0 | 0 | 0 | 0 | 0 | 0 | 0 | 100 | 0 | 100 | 0 | 477 | 477 | 0 | 1 |  | 0 | 0 | 0 | 0 | 0 | 0 | 0 | 0 | 0 | 0 | 0 | 0 | 0 | 0 | 0 | 0 | 0 | 0 | 0 | 0 | 0 |  | 0 | 0 | 0 | 0 | 0 | 0 | 0 | 0 | 0 | 0 | 0 | 0 | 0 | 0 | 0 | 0 | 0 | 0 | 0 |  | 1 | 1 | 1 | 1 | 1 | 1 | 1 | 1 | 1 | 1 | 1 | 0
SDGE | Los Coches | 138 | 0 | 0 | 0 | 0 | 0 | 0 | 0 | 0 | 0 | 0 | 0 | 0 | 0 | 0 | 0 | 0 | 0 | 0 | 0 | 0 |  | 0 | 0 | 0 | 0 | 0 | 0 | 0 | 0 | 0 | 0 | 0 | 0 | 0 | 0 | 0 | 0 | 0 | 0 | 0 | 0 | 2 |  | 0 | 0 | 0 | 0 | 0 | 0 | 0 | 0 | 0 | 0 | 0 | 0 | 0 | 0 | 0 | 0 | 0 | 0 | 0 |  | 1 | 1 | 1 | 1 | 1 | 1 | 1 | 1 | 1 | 1 | 1 | 0
SDGE | Los Coches | 69 | 0 | 0 | 0 | 0 | 0 | 0 | 0 | 0 | 0 | 0 | 0 | 0 | 0 | 0 | 0 | 0 | 0 | 0 | 0 | 0 |  | 0 | 0 | 0 | 0 | 0 | 0 | 0 | 0 | 0 | 0 | 0 | 0 | 0 | 0 | 0 | 1.5 | 0 | 1.5 | 0 | 1 | 2 |  | 0 | 0 | 0 | 0 | 0 | 0 | 0 | 0 | 0 | 0 | 0 | 0 | 0 | 0 | 0 | 2 | 0 | 2 | 0 |  | 1 | 1 | 1 | 1 | 1 | 1 | 1 | 5 | 1 | 5 | 1 | 1
PG&E GBA | Los Esteros | 115 | 0 | 0 | 0 | 0 | 0 | 0 | 0 | 0 | 0 | 0 | 0 | 0 | 0 | 0 | 0 | 0 | 0 | 0 | 0 | 0 |  | 0 | 0 | 0 | 0 | 0 | 0 | 0 | 0 | 0 | 0 | 0 | 0 | 0 | 0 | 0 | 3.3 | 0 | 3.3 | 0 | 1 | 0 |  | 0 | 0 | 0 | 0 | 0 | 0 | 0 | 0 | 0 | 0 | 0 | 0 | 0 | 0 | 0 | 2 | 0 | 2 | 0 |  | 1 | 1 | 1 | 1 | 1 | 1 | 1 | 4 | 1 | 4 | 1 | 1
PG&E GBA | Los Esteros | 230 | 0 | 0 | 0 | 0 | 0 | 0 | 0 | 0 | 0 | 0 | 0 | 0 | 0 | 0 | 0 | 0 | 0 | 0 | 0 | 0 |  | 0 | 0 | 0 | 0 | 0 | 0 | 0 | 0 | 0 | 0 | 0 | 0 | 0 | 0 | 0 | 0 | 100 | 100 | 0 | 1 | 0 |  | 0 | 0 | 0 | 0 | 0 | 0 | 0 | 0 | 0 | 0 | 0 | 0 | 0 | 0 | 0 | 0 | 2 | 2 | 0 |  | 1 | 1 | 1 | 1 | 1 | 1 | 1 | 1 | 4 | 4 | 1 | 1
PG&E GBA | Los Positas | 230 | 0 | 0 | 0 | 0 | 0 | 0 | 0 | 0 | 0 | 0 | 0 | 0 | 0 | 0 | 0 | 0 | 0 | 0 | 0 | 0 |  | 0 | 0 | 0 | 0 | 0 | 0 | 0 | 0 | 0 | 0 | 0 | 0 | 0 | 0 | 0 | 0 | 0 | 0 | 0 | 0 | 0 |  | 0 | 0 | 0 | 0 | 0 | 0 | 0 | 0 | 0 | 0 | 0 | 0 | 0 | 0 | 0 | 0 | 0 | 0 | 0 |  | 1 | 1 | 1 | 1 | 1 | 1 | 1 | 1 | 1 | 1 | 1 | 0
PG&E GBA | Los Positas | 60 | 0 | 0 | 0 | 0 | 0 | 0 | 0 | 0 | 0 | 0 | 0 | 0 | 0 | 0 | 0 | 0 | 0 | 0 | 0 | 0 |  | 0 | 0 | 0 | 0 | 0 | 0 | 0 | 0 | 0 | 0 | 0 | 0 | 0 | 0 | 0 | 0 | 0 | 0 | 0 | 0 | 0 |  | 0 | 0 | 0 | 0 | 0 | 0 | 0 | 0 | 0 | 0 | 0 | 0 | 0 | 0 | 0 | 0 | 0 | 0 | 0 |  | 1 | 1 | 1 | 1 | 1 | 1 | 1 | 1 | 1 | 1 | 1 | 0
SDGE | Loveland | 69 | 0 | 0 | 0 | 0 | 0 | 0 | 0 | 0 | 0 | 0 | 0 | 0 | 0 | 0 | 0 | 0 | 0 | 0 | 0 | 0 |  | 0 | 0 | 0 | 0 | 0 | 0 | 0 | 0 | 0 | 0 | 0 | 4 | 0 | 0 | 0 | 0 | 0 | 0 | 0 | 1 | 3 |  | 0 | 0 | 0 | 0 | 0 | 0 | 0 | 0 | 0 | 0 | 0 | 2 | 0 | 0 | 0 | 0 | 0 | 0 | 0 |  | 1 | 1 | 1 | 1 | 1 | 5 | 1 | 1 | 1 | 1 | 1 | 1
SCE NOL | Lugo | 230 | 0 | 0 | 0 | 0 | 0 | 0 | 0 | 0 | 0 | 0 | 0 | 0 | 165 | 0 | 165 | 0 | 0 | 0 | 362 | 1 |  | 0 | 0 | 0 | 0 | 0 | 0 | 0 | 0 | 0 | 0 | 0 | 0 | 0 | 0 | 0 | 0 | 0 | 0 | 0 | 0 | 1 |  | 0 | 0 | 0 | 0 | 0 | 0 | 0 | 0 | 0 | 0 | 0 | 0 | 0 | 0 | 0 | 0 | 0 | 0 | 0 |  | 1 | 1 | 1 | 1 | 1 | 1 | 1 | 1 | 1 | 1 | 1 | 0
SCE Metro | Lugo | 500 | 203 | 0 | 0 | 0 | 0 | 0 | 0 | 0 | 0 | 0 | 0 | 0 | 0 | 0 | 0 | 0 | 0 | 0 | 0 | 1 |  | 389 | 0 | 0 | 0 | 0 | 1750 | 0 | 1750 | 0 | 0 | 0 | 0 | 0 | 0 | 0 | 0 | 0 | 0 | 0 | 1 | 0 |  | 2 | 0 | 0 | 0 | 0 | 2 | 0 | 2 | 0 | 0 | 0 | 0 | 0 | 0 | 0 | 0 | 0 | 0 | 0 |  | 4 | 1 | 1 | 4 | 1 | 1 | 1 | 1 | 1 | 1 | 1 | 1
PG&E FRESNO | Madera | 70 | 0 | 0 | 0 | 0 | 0 | 0 | 0 | 0 | 0 | 0 | 0 | 0 | 0 | 0 | 0 | 0 | 0 | 0 | 0 | 0 |  | 0 | 0 | 0 | 0 | 0 | 0 | 0 | 0 | 0 | 0 | 0 | 0 | 0 | 0 | 0 | 0 | 0 | 0 | 0 | 0 | 1 |  | 0 | 0 | 0 | 0 | 0 | 0 | 0 | 0 | 0 | 0 | 0 | 0 | 0 | 0 | 0 | 0 | 0 | 0 | 0 |  | 1 | 1 | 1 | 1 | 1 | 1 | 1 | 1 | 1 | 1 | 1 | 0
PG&E NGBA | Madison | 115 | 0 | 0 | 0 | 0 | 0 | 0 | 0 | 0 | 0 | 0 | 0 | 0 | 0 | 13 | 13 | 10.2 | 0 | 10.2 | 0 | 1 |  | 0 | 0 | 0 | 0 | 0 | 0 | 0 | 0 | 0 | 0 | 0 | 0 | 0 | 13 | 13 | 10.2 | 0 | 10.2 | 0 | 1 | 0 |  | 0 | 0 | 0 | 0 | 0 | 0 | 0 | 0 | 0 | 0 | 0 | 0 | 0 | 0 | 0 | 0 | 0 | 0 | 0 |  | 1 | 1 | 1 | 1 | 1 | 1 | 1 | 1 | 1 | 1 | 1 | 0
PG&E KERN | Magunden | 115 | 0 | 0 | 0 | 0 | 0 | 0 | 0 | 0 | 0 | 0 | 0 | 0 | 100 | 0 | 100 | 0 | 0 | 0 | 0 | 1 |  | 0 | 0 | 0 | 0 | 0 | 0 | 0 | 0 | 0 | 0 | 0 | 0 | 0 | 0 | 0 | 0 | 0 | 0 | 0 | 0 | 0 |  | 0 | 0 | 0 | 0 | 0 | 0 | 0 | 0 | 0 | 0 | 0 | 0 | 0 | 0 | 0 | 0 | 0 | 0 | 0 |  | 1 | 1 | 1 | 1 | 1 | 1 | 1 | 1 | 1 | 1 | 1 | 0
SCE Northern | Magunden | 230 | 0 | 0 | 0 | 0 | 0 | 0 | 0 | 0 | 0 | 0 | 0 | 0 | 100 | 0 | 100 | 0 | 0 | 0 | 0 | 1 |  | 0 | 0 | 0 | 0 | 0 | 0 | 0 | 0 | 0 | 0 | 0 | 0 | 0 | 0 | 0 | 0 | 0 | 0 | 0 | 0 | 0 |  | 0 | 0 | 0 | 0 | 0 | 0 | 0 | 0 | 0 | 0 | 0 | 0 | 0 | 0 | 0 | 0 | 0 | 0 | 0 |  | 1 | 1 | 1 | 1 | 1 | 1 | 1 | 1 | 1 | 1 | 1 | 0
PG&E FRESNO | Malaga | 115 | 0 | 0 | 0 | 0 | 0 | 0 | 0 | 0 | 0 | 0 | 0 | 0 | 0 | 0 | 0 | 0 | 0 | 0 | 0 | 0 |  | 0 | 0 | 0 | 0 | 0 | 0 | 0 | 0 | 0 | 0 | 0 | 0 | 0 | 0 | 0 | 97 | 0 | 97 | 0 | 1 | 2 |  | 0 | 0 | 0 | 0 | 0 | 0 | 0 | 0 | 0 | 0 | 0 | 0 | 0 | 0 | 0 | 2 | 0 | 2 | 0 |  | 1 | 1 | 1 | 1 | 1 | 1 | 1 | 5 | 1 | 5 | 1 | 1
PG&E NGBA | Malin | 500 | 1383.8 | 0 | 0 | 0 | 0 | 0 | 0 | 0 | 0 | 0 | 0 | 0 | 0 | 0 | 0 | 0 | 0 | 0 | 0 | 1 |  | 0 | 0 | 0 | 0 | 0 | 0 | 0 | 0 | 0 | 0 | 0 | 0 | 0 | 0 | 0 | 0 | 0 | 0 | 0 | 0 | 0 |  | 0 | 0 | 0 | 0 | 0 | 0 | 0 | 0 | 0 | 0 | 0 | 0 | 0 | 0 | 0 | 0 | 0 | 0 | 0 |  | 1 | 1 | 1 | 1 | 1 | 1 | 1 | 1 | 1 | 1 | 1 | 0
SCE Northern | Mandalay | 230 | 0 | 0 | 0 | 0 | 0 | 0 | 0 | 0 | 0 | 0 | 0 | 0 | 0 | 0 | 0 | 0 | 0 | 0 | 0 | 0 |  | 0 | 0 | 0 | 0 | 0 | 0 | 0 | 0 | 0 | 0 | 0 | 0 | 0 | 0 | 0 | 0 | 0 | 0 | 0 | 0 | 0 |  | 0 | 0 | 0 | 0 | 0 | 0 | 0 | 0 | 0 | 0 | 0 | 0 | 0 | 0 | 0 | 0 | 0 | 0 | 0 |  | 1 | 1 | 1 | 1 | 1 | 1 | 1 | 1 | 1 | 1 | 1 | 0
PG&E FRESNO | Manning | 230 | 0 | 0 | 0 | 0 | 0 | 0 | 0 | 0 | 0 | 0 | 0 | 0 | 100 | 0 | 100 | 0 | 0 | 0 | 0 | 1 |  | 0 | 0 | 0 | 0 | 0 | 0 | 0 | 0 | 0 | 0 | 0 | 0 | 0 | 0 | 0 | 0 | 0 | 0 | 0 | 0 | 0 |  | 0 | 0 | 0 | 0 | 0 | 0 | 0 | 0 | 0 | 0 | 0 | 0 | 0 | 0 | 0 | 0 | 0 | 0 | 0 |  | 1 | 1 | 1 | 1 | 1 | 1 | 1 | 1 | 1 | 1 | 1 | 0
PG&E FRESNO | Manning | 500 | 0 | 0 | 0 | 0 | 0 | 0 | 0 | 0 | 0 | 0 | 0 | 0 | 0 | 278.6 | 278.6 | 0 | 800 | 800 | 0 | 1 |  | 0 | 0 | 0 | 0 | 0 | 0 | 0 | 0 | 0 | 0 | 0 | 0 | 200 | 500 | 700 | 0 | 260 | 260 | 0 | 1 | 0 |  | 0 | 0 | 0 | 0 | 0 | 0 | 0 | 0 | 0 | 0 | 0 | 0 | 2 | 2 | 2 | 0 | 0 | 0 | 0 |  | 1 | 1 | 1 | 1 | 1 | 1 | 4 | 1 | 1 | 1 | 1 | 1
PG&E GBA | Manteca | 115 | 0 | 0 | 0 | 0 | 0 | 0 | 0 | 0 | 0 | 0 | 0 | 0 | 0 | 0 | 0 | 0 | 0 | 0 | 0 | 0 |  | 0 | 0 | 0 | 0 | 0 | 0 | 0 | 0 | 0 | 0 | 0 | 1.5 | 0 | 0 | 0 | 0 | 0 | 0 | 0 | 1 | 0 |  | 0 | 0 | 0 | 0 | 0 | 0 | 0 | 0 | 0 | 0 | 0 | 2 | 0 | 0 | 0 | 0 | 0 | 0 | 0 |  | 1 | 1 | 1 | 1 | 1 | 4 | 1 | 1 | 1 | 1 | 1 | 1
SDGE | Margarita | 138 | 0 | 0 | 0 | 0 | 0 | 0 | 0 | 0 | 0 | 0 | 0 | 0 | 0 | 0 | 0 | 0 | 0 | 0 | 0 | 0 |  | 0 | 0 | 0 | 0 | 0 | 0 | 0 | 0 | 0 | 0 | 0 | 0 | 0 | 0 | 0 | 0 | 0 | 0 | 0 | 0 | 0 |  | 0 | 0 | 0 | 0 | 0 | 0 | 0 | 0 | 0 | 0 | 0 | 0 | 0 | 0 | 0 | 0 | 0 | 0 | 0 |  | 1 | 1 | 1 | 1 | 1 | 1 | 1 | 1 | 1 | 1 | 1 | 0
PG&E GBA | Martin | 230 | 0 | 0 | 0 | 0 | 0 | 0 | 0 | 0 | 0 | 0 | 0 | 0 | 0 | 0 | 0 | 0 | 0 | 0 | 0 | 0 |  | 0 | 0 | 0 | 0 | 0 | 0 | 0 | 0 | 0 | 0 | 0 | 0 | 0 | 0 | 0 | 0 | 0 | 0 | 0 | 0 | 1 |  | 0 | 0 | 0 | 0 | 0 | 0 | 0 | 0 | 0 | 0 | 0 | 0 | 0 | 0 | 0 | 0 | 0 | 0 | 0 |  | 1 | 1 | 1 | 1 | 1 | 1 | 1 | 1 | 1 | 1 | 1 | 0
PG&E GBA | Martin | 115 | 0 | 0 | 0 | 0 | 0 | 0 | 0 | 0 | 0 | 0 | 0 | 0 | 0 | 0 | 0 | 188 | 0 | 188 | 0 | 1 |  | 0 | 0 | 0 | 0 | 0 | 0 | 0 | 0 | 0 | 0 | 0 | 0 | 0 | 0 | 0 | 188 | 0 | 188 | 0 | 1 | 1 |  | 0 | 0 | 0 | 0 | 0 | 0 | 0 | 0 | 0 | 0 | 0 | 0 | 0 | 0 | 0 | 0 | 0 | 0 | 0 |  | 1 | 1 | 1 | 1 | 1 | 1 | 1 | 1 | 1 | 1 | 1 | 0
PG&E GBA | Martinez | 115 | 0 | 0 | 0 | 0 | 0 | 0 | 0 | 0 | 0 | 0 | 0 | 0 | 0 | 0 | 0 | 0 | 0 | 0 | 0 | 0 |  | 0 | 0 | 0 | 0 | 0 | 0 | 0 | 0 | 0 | 0 | 0 | 0 | 0 | 0 | 0 | 0 | 0 | 0 | 0 | 0 | 2 |  | 0 | 0 | 0 | 0 | 0 | 0 | 0 | 0 | 0 | 0 | 0 | 0 | 0 | 0 | 0 | 0 | 0 | 0 | 0 |  | 1 | 1 | 1 | 1 | 1 | 1 | 1 | 1 | 1 | 1 | 1 | 0
PG&E FRESNO | Mc Mullin | 230 | 0 | 0 | 0 | 0 | 0 | 0 | 0 | 0 | 0 | 0 | 0 | 0 | 0 | 0 | 0 | 0 | 0 | 0 | 0 | 0 |  | 0 | 0 | 0 | 0 | 0 | 0 | 0 | 0 | 0 | 0 | 0 | 0 | 0 | 0 | 0 | 0 | 0 | 0 | 0 | 0 | 1 |  | 0 | 0 | 0 | 0 | 0 | 0 | 0 | 0 | 0 | 0 | 0 | 0 | 0 | 0 | 0 | 0 | 0 | 0 | 0 |  | 1 | 1 | 1 | 1 | 1 | 1 | 1 | 1 | 1 | 1 | 1 | 0
PG&E FRESNO | McCall | 115 | 0 | 0 | 0 | 0 | 0 | 0 | 0 | 0 | 0 | 0 | 0 | 0 | 0 | 0 | 0 | 0 | 0 | 0 | 0 | 0 |  | 0 | 0 | 0 | 0 | 0 | 0 | 0 | 0 | 0 | 0 | 0 | 1.5 | 0 | 0 | 0 | 0 | 0 | 0 | 0 | 1 | 1 |  | 0 | 0 | 0 | 0 | 0 | 0 | 0 | 0 | 0 | 0 | 0 | 2 | 0 | 0 | 0 | 0 | 0 | 0 | 0 |  | 1 | 1 | 1 | 1 | 1 | 5 | 1 | 1 | 1 | 1 | 1 | 1
PG&E FRESNO | McCall | 230 | 0 | 0 | 0 | 0 | 0 | 0 | 0 | 0 | 0 | 0 | 0 | 0 | 0 | 0 | 0 | 0 | 0 | 0 | 0 | 0 |  | 0 | 0 | 0 | 0 | 0 | 0 | 0 | 0 | 0 | 0 | 0 | 0 | 0 | 0 | 0 | 0 | 0 | 0 | 0 | 0 | 1 |  | 0 | 0 | 0 | 0 | 0 | 0 | 0 | 0 | 0 | 0 | 0 | 0 | 0 | 0 | 0 | 0 | 0 | 0 | 0 |  | 1 | 1 | 1 | 1 | 1 | 1 | 1 | 1 | 1 | 1 | 1 | 0
PG&E GBA | Meadow Lane | 115 | 0 | 0 | 0 | 0 | 0 | 0 | 0 | 0 | 0 | 0 | 0 | 0 | 0 | 0 | 0 | 0 | 0 | 0 | 0 | 0 |  | 0 | 0 | 0 | 0 | 0 | 0 | 0 | 0 | 0 | 0 | 0 | 0 | 0 | 0 | 0 | 0 | 0 | 0 | 0 | 0 | 0 |  | 0 | 0 | 0 | 0 | 0 | 0 | 0 | 0 | 0 | 0 | 0 | 0 | 0 | 0 | 0 | 0 | 0 | 0 | 0 |  | 1 | 1 | 1 | 1 | 1 | 1 | 1 | 1 | 1 | 1 | 1 | 0
PG&E GBA | Melones | 115 | 0 | 0 | 0 | 0 | 0 | 0 | 0 | 0 | 0 | 0 | 0 | 0 | 0 | 0 | 0 | 0 | 0 | 0 | 0 | 0 |  | 0 | 0 | 0 | 0 | 0 | 0 | 0 | 0 | 0 | 0 | 0 | 0 | 0 | 0 | 0 | 0 | 0 | 0 | 0 | 0 | 0 |  | 0 | 0 | 0 | 0 | 0 | 0 | 0 | 0 | 0 | 0 | 0 | 0 | 0 | 0 | 0 | 0 | 0 | 0 | 0 |  | 1 | 1 | 1 | 1 | 1 | 1 | 1 | 1 | 1 | 1 | 1 | 0
PG&E GBA | Melones | 230 | 0 | 0 | 0 | 0 | 0 | 0 | 0 | 0 | 0 | 0 | 0 | 0 | 0 | 0 | 0 | 0 | 0 | 0 | 0 | 0 |  | 0 | 0 | 0 | 0 | 0 | 0 | 0 | 0 | 0 | 0 | 0 | 0 | 0 | 0 | 0 | 0 | 0 | 0 | 0 | 0 | 0 |  | 0 | 0 | 0 | 0 | 0 | 0 | 0 | 0 | 0 | 0 | 0 | 0 | 0 | 0 | 0 | 0 | 0 | 0 | 0 |  | 1 | 1 | 1 | 1 | 1 | 1 | 1 | 1 | 1 | 1 | 1 | 0
SDGE | Melrose | 69 | 0 | 0 | 0 | 0 | 0 | 0 | 0 | 0 | 0 | 0 | 0 | 0 | 0 | 0 | 0 | 0 | 0 | 0 | 0 | 0 |  | 0 | 0 | 0 | 0 | 0 | 0 | 0 | 0 | 0 | 0 | 0 | 0 | 0 | 0 | 0 | 20 | 0 | 20 | 0 | 1 | 1 |  | 0 | 0 | 0 | 0 | 0 | 0 | 0 | 0 | 0 | 0 | 0 | 0 | 0 | 0 | 0 | 2 | 0 | 2 | 0 |  | 1 | 1 | 1 | 1 | 1 | 1 | 1 | 5 | 1 | 5 | 1 | 1
PG&E NGBA | Mendocino | 115 | 0 | 0 | 0 | 0 | 0 | 0 | 0 | 0 | 0 | 0 | 0 | 5 | 0 | 0 | 0 | 0 | 0 | 0 | 0 | 1 |  | 0 | 0 | 0 | 0 | 0 | 0 | 0 | 0 | 0 | 0 | 0 | 5 | 0 | 0 | 0 | 0 | 0 | 0 | 0 | 1 | 1 |  | 0 | 0 | 0 | 0 | 0 | 0 | 0 | 0 | 0 | 0 | 0 | 0 | 0 | 0 | 0 | 0 | 0 | 0 | 0 |  | 1 | 1 | 1 | 1 | 1 | 1 | 1 | 1 | 1 | 1 | 1 | 0
PG&E NGBA | Mendocino | 60 | 0 | 0 | 0 | 0 | 0 | 0 | 0 | 0 | 0 | 0 | 0 | 0 | 0 | 0 | 0 | 0 | 0 | 0 | 0 | 0 |  | 0 | 3 | 0 | 0 | 0 | 0 | 0 | 0 | 0 | 0 | 0 | 0 | 0 | 0 | 0 | 0 | 0 | 0 | 5 | 1 | 1 |  | 0 | 2 | 0 | 0 | 0 | 0 | 0 | 0 | 0 | 0 | 0 | 0 | 0 | 0 | 0 | 0 | 0 | 0 | 2 |  | 1 | 5 | 1 | 1 | 1 | 1 | 1 | 1 | 1 | 1 | 5 | 1
PG&E FRESNO | Mendota | 115 | 0 | 0 | 0 | 0 | 0 | 0 | 0 | 0 | 0 | 0 | 0 | 0 | 0 | 0 | 0 | 0 | 0 | 0 | 0 | 0 |  | 0 | 0 | 0 | 0 | 0 | 0 | 0 | 0 | 0 | 0 | 0 | 0 | 0 | 0 | 0 | 0 | 0 | 0 | 0 | 0 | 2 |  | 0 | 0 | 0 | 0 | 0 | 0 | 0 | 0 | 0 | 0 | 0 | 0 | 0 | 0 | 0 | 0 | 0 | 0 | 0 |  | 1 | 1 | 1 | 1 | 1 | 1 | 1 | 1 | 1 | 1 | 1 | 0
PG&E GBA | Menlo | 60 | 0 | 0 | 0 | 0 | 0 | 0 | 0 | 0 | 0 | 0 | 0 | 0 | 0 | 0 | 0 | 0 | 0 | 0 | 0 | 0 |  | 0 | 0 | 0 | 0 | 0 | 0 | 0 | 0 | 0 | 0 | 0 | 0 | 0 | 0 | 0 | 0 | 0 | 0 | 0 | 0 | 1 |  | 0 | 0 | 0 | 0 | 0 | 0 | 0 | 0 | 0 | 0 | 0 | 0 | 0 | 0 | 0 | 0 | 0 | 0 | 0 |  | 1 | 1 | 1 | 1 | 1 | 1 | 1 | 1 | 1 | 1 | 1 | 0
PG&E FRESNO | Merced | 115 | 0 | 0 | 0 | 0 | 0 | 0 | 0 | 0 | 0 | 0 | 0 | 0 | 0 | 0 | 0 | 0 | 0 | 0 | 0 | 0 |  | 0 | 0 | 0 | 0 | 0 | 0 | 0 | 0 | 0 | 0 | 0 | 4 | 0 | 0 | 0 | 0 | 0 | 0 | 0 | 1 | 2 |  | 0 | 0 | 0 | 0 | 0 | 0 | 0 | 0 | 0 | 0 | 0 | 2 | 0 | 0 | 0 | 0 | 0 | 0 | 0 |  | 1 | 1 | 1 | 1 | 1 | 5 | 1 | 1 | 1 | 1 | 1 | 1
EOP | Mercury | 138 | 0 | 0 | 0 | 0 | 0 | 0 | 0 | 0 | 0 | 0 | 0 | 0 | 0 | 0 | 0 | 0 | 0 | 0 | 0 | 0 |  | 0 | 0 | 0 | 0 | 0 | 0 | 0 | 0 | 0 | 0 | 0 | 0 | 0 | 0 | 0 | 0 | 0 | 0 | 0 | 0 | 2 |  | 0 | 0 | 0 | 0 | 0 | 0 | 0 | 0 | 0 | 0 | 0 | 0 | 0 | 0 | 0 | 0 | 0 | 0 | 0 |  | 1 | 1 | 1 | 1 | 1 | 1 | 1 | 1 | 1 | 1 | 1 | 0
PG&E FRESNO | Mercy Springs | 70 | 0 | 0 | 0 | 0 | 0 | 0 | 0 | 0 | 0 | 0 | 0 | 0 | 0 | 75 | 75 | 78 | 0 | 78 | 0 | 1 |  | 0 | 2 | 0 | 0 | 0 | 0 | 0 | 0 | 0 | 0 | 0 | 0 | 0 | 75 | 75 | 78 | 0 | 78 | 0 | 1 | 1 |  | 0 | 2 | 0 | 0 | 0 | 0 | 0 | 0 | 0 | 0 | 0 | 0 | 0 | 0 | 0 | 0 | 0 | 0 | 0 |  | 1 | 5 | 1 | 1 | 1 | 1 | 1 | 1 | 1 | 1 | 1 | 1
PG&E NGBA | Meridian | 60 | 0 | 0 | 0 | 0 | 0 | 0 | 0 | 0 | 0 | 0 | 0 | 0 | 0 | 0 | 0 | 0 | 0 | 0 | 0 | 0 |  | 0 | 0 | 0 | 0 | 0 | 0 | 0 | 0 | 0 | 0 | 0 | 0 | 0 | 0 | 0 | 0 | 0 | 0 | 0 | 0 | 1 |  | 0 | 0 | 0 | 0 | 0 | 0 | 0 | 0 | 0 | 0 | 0 | 0 | 0 | 0 | 0 | 0 | 0 | 0 | 0 |  | 1 | 1 | 1 | 1 | 1 | 1 | 1 | 1 | 1 | 1 | 1 | 0
PG&E KERN | Mesa (PGE) | 115 | 0 | 0 | 0 | 0 | 0 | 0 | 0 | 0 | 0 | 0 | 0 | 0 | 0 | 0 | 0 | 0 | 0 | 0 | 0 | 0 |  | 0 | 0 | 0 | 0 | 0 | 0 | 0 | 0 | 0 | 0 | 0 | 0 | 0 | 0 | 0 | 0 | 0 | 0 | 0 | 0 | 1 |  | 0 | 0 | 0 | 0 | 0 | 0 | 0 | 0 | 0 | 0 | 0 | 0 | 0 | 0 | 0 | 0 | 0 | 0 | 0 |  | 1 | 1 | 1 | 1 | 1 | 1 | 1 | 1 | 1 | 1 | 1 | 0
PG&E KERN | Mesa (PGE) | 230 | 0 | 0 | 0 | 0 | 0 | 0 | 0 | 0 | 0 | 0 | 0 | 0 | 0 | 0 | 0 | 0 | 0 | 0 | 250 | 1 |  | 0 | 0 | 0 | 0 | 0 | 0 | 0 | 0 | 0 | 0 | 0 | 0 | 0 | 0 | 0 | 0 | 0 | 0 | 0 | 0 | 0 |  | 0 | 0 | 0 | 0 | 0 | 0 | 0 | 0 | 0 | 0 | 0 | 0 | 0 | 0 | 0 | 0 | 0 | 0 | 0 |  | 1 | 1 | 1 | 1 | 1 | 1 | 1 | 1 | 1 | 1 | 1 | 0
SCE Metro | Mesa (SCE) | 230 | 0 | 0 | 0 | 0 | 0 | 0 | 0 | 0 | 0 | 0 | 0 | 1.92 | 0 | 0 | 0 | 0 | 0 | 0 | 0 | 1 |  | 0 | 0 | 0 | 0 | 0 | 0 | 0 | 0 | 0 | 0 | 0 | 2.62 | 0 | 0 | 0 | 6.5 | 0 | 6.5 | 0 | 1 | 0 |  | 0 | 0 | 0 | 0 | 0 | 0 | 0 | 0 | 0 | 0 | 0 | 1 | 0 | 0 | 0 | 2 | 0 | 2 | 0 |  | 1 | 1 | 1 | 1 | 1 | 3 | 1 | 4 | 1 | 4 | 1 | 1
SCE Metro | Mesa (SCE) | 500 | 0 | 0 | 0 | 0 | 0 | 0 | 0 | 0 | 0 | 0 | 0 | 0 | 0 | 0 | 0 | 0 | 0 | 0 | 0 | 0 |  | 0 | 0 | 0 | 0 | 0 | 0 | 0 | 0 | 0 | 0 | 0 | 0 | 0 | 0 | 0 | 0 | 0 | 0 | 0 | 0 | 0 |  | 0 | 0 | 0 | 0 | 0 | 0 | 0 | 0 | 0 | 0 | 0 | 0 | 0 | 0 | 0 | 0 | 0 | 0 | 0 |  | 1 | 1 | 1 | 1 | 1 | 1 | 1 | 1 | 1 | 1 | 1 | 0
SDGE | Mesa Heights | 69 | 0 | 0 | 0 | 0 | 0 | 0 | 0 | 0 | 0 | 0 | 0 | 0 | 0 | 0 | 0 | 0 | 0 | 0 | 0 | 0 |  | 0 | 0 | 0 | 0 | 0 | 0 | 0 | 0 | 0 | 0 | 0 | 0 | 0 | 0 | 0 | 10.5 | 0 | 10.5 | 0 | 1 | 1 |  | 0 | 0 | 0 | 0 | 0 | 0 | 0 | 0 | 0 | 0 | 0 | 0 | 0 | 0 | 0 | 2 | 0 | 2 | 0 |  | 1 | 1 | 1 | 1 | 1 | 1 | 1 | 5 | 1 | 5 | 1 | 1
PG&E GBA | Metcalf | 115 | 0 | 0 | 0 | 0 | 0 | 0 | 0 | 0 | 0 | 0 | 0 | 0 | 0 | 0 | 0 | 0 | 0 | 0 | 0 | 0 |  | 0 | 0 | 0 | 0 | 0 | 0 | 0 | 0 | 0 | 0 | 0 | 0 | 0 | 0 | 0 | 0 | 0 | 0 | 0 | 0 | 0 |  | 0 | 0 | 0 | 0 | 0 | 0 | 0 | 0 | 0 | 0 | 0 | 0 | 0 | 0 | 0 | 0 | 0 | 0 | 0 |  | 1 | 1 | 1 | 1 | 1 | 1 | 1 | 1 | 1 | 1 | 1 | 0
PG&E GBA | Metcalf | 230 | 0 | 0 | 0 | 0 | 0 | 0 | 0 | 0 | 0 | 0 | 0 | 0 | 0 | 0 | 0 | 0 | 0 | 0 | 0 | 0 |  | 0 | 0 | 0 | 0 | 0 | 0 | 0 | 0 | 0 | 0 | 0 | 0 | 0 | 0 | 0 | 0 | 101.075 | 101.075 | 0 | 1 | 0 |  | 0 | 0 | 0 | 0 | 0 | 0 | 0 | 0 | 0 | 0 | 0 | 0 | 0 | 0 | 0 | 0 | 2 | 2 | 0 |  | 1 | 1 | 1 | 1 | 1 | 1 | 1 | 1 | 4 | 4 | 1 | 1
PG&E GBA | Metcalf | 500 | 0 | 0 | 0 | 0 | 0 | 0 | 0 | 0 | 0 | 0 | 0 | 0 | 0 | 0 | 0 | 0 | 0 | 0 | 0 | 0 |  | 0 | 0 | 0 | 0 | 0 | 0 | 0 | 0 | 0 | 0 | 0 | 0 | 0 | 0 | 0 | 0 | 0 | 0 | 0 | 0 | 0 |  | 0 | 0 | 0 | 0 | 0 | 0 | 0 | 0 | 0 | 0 | 0 | 0 | 0 | 0 | 0 | 0 | 0 | 0 | 0 |  | 1 | 1 | 1 | 1 | 1 | 1 | 1 | 1 | 1 | 1 | 1 | 0
PG&E KERN | Midway | 115 | 0 | 0 | 0 | 0 | 0 | 0 | 0 | 0 | 0 | 0 | 0 | 0 | 0 | 0 | 0 | 0 | 0 | 0 | 0 | 0 |  | 0 | 0 | 0 | 0 | 0 | 0 | 0 | 0 | 0 | 0 | 0 | 0 | 205 | 180 | 385 | 0 | 60 | 60 | 0 | 1 | 0 |  | 0 | 0 | 0 | 0 | 0 | 0 | 0 | 0 | 0 | 0 | 0 | 0 | 2 | 2 | 2 | 0 | 2 | 2 | 0 |  | 1 | 1 | 1 | 1 | 1 | 1 | 4 | 1 | 4 | 4 | 1 | 1
PG&E KERN | Midway | 230 | 0 | 0 | 0 | 0 | 0 | 0 | 0 | 0 | 0 | 0 | 0 | 0 | 0 | 0 | 0 | 0 | 0 | 0 | 0 | 0 |  | 0 | 0 | 0 | 0 | 0 | 0 | 0 | 0 | 0 | 0 | 0 | 0 | 0 | 0 | 0 | 0 | 0 | 0 | 0 | 0 | 0 |  | 0 | 0 | 0 | 0 | 0 | 0 | 0 | 0 | 0 | 0 | 0 | 0 | 0 | 0 | 0 | 0 | 0 | 0 | 0 |  | 1 | 1 | 1 | 1 | 1 | 1 | 1 | 1 | 1 | 1 | 1 | 0
PG&E KERN | Midway | 500 | 0 | 0 | 0 | 0 | 0 | 0 | 0 | 0 | 0 | 0 | 0 | 0 | 400 | 160 | 560 | 0 | 0 | 0 | 0 | 1 |  | 0 | 0 | 0 | 0 | 0 | 0 | 0 | 0 | 0 | 0 | 0 | 0 | 200 | 450 | 650 | 0 | 175 | 175 | 0 | 1 | 0 |  | 0 | 0 | 0 | 0 | 0 | 0 | 0 | 0 | 0 | 0 | 0 | 0 | 0 | 2 | 1 | 0 | 2 | 2 | 0 |  | 1 | 1 | 1 | 1 | 1 | 1 | 3 | 1 | 4 | 4 | 1 | 1
SDGE | Miguel | 230 | 0 | 0 | 0 | 0 | 0 | 0 | 0 | 0 | 0 | 0 | 0 | 0 | 0 | 0 | 0 | 0 | 0 | 0 | 0 | 0 |  | 0 | 0 | 0 | 0 | 0 | 0 | 0 | 0 | 0 | 0 | 0 | 0 | 0 | 0 | 0 | 0 | 0 | 0 | 0 | 0 | 5 |  | 0 | 0 | 0 | 0 | 0 | 0 | 0 | 0 | 0 | 0 | 0 | 0 | 0 | 0 | 0 | 0 | 0 | 0 | 0 |  | 1 | 1 | 1 | 1 | 1 | 1 | 1 | 1 | 1 | 1 | 1 | 0
SDGE | Miguel | 500 | 0 | 0 | 0 | 0 | 0 | 0 | 0 | 0 | 0 | 0 | 0 | 0 | 0 | 0 | 0 | 0 | 0 | 0 | 0 | 0 |  | 0 | 0 | 0 | 0 | 0 | 0 | 0 | 0 | 0 | 0 | 0 | 0 | 0 | 0 | 0 | 0 | 0 | 0 | 0 | 0 | 5 |  | 0 | 0 | 0 | 0 | 0 | 0 | 0 | 0 | 0 | 0 | 0 | 0 | 0 | 0 | 0 | 0 | 0 | 0 | 0 |  | 1 | 1 | 1 | 1 | 1 | 1 | 1 | 1 | 1 | 1 | 1 | 0
SDGE | Miguel | 69 | 0 | 0 | 0 | 0 | 0 | 0 | 0 | 0 | 0 | 0 | 0 | 0 | 0 | 0 | 0 | 0 | 0 | 0 | 0 | 0 |  | 0 | 0 | 0 | 0 | 0 | 0 | 0 | 0 | 0 | 0 | 0 | 0 | 0 | 0 | 0 | 9.75 | 0 | 9.75 | 0 | 1 | 4 |  | 0 | 0 | 0 | 0 | 0 | 0 | 0 | 0 | 0 | 0 | 0 | 0 | 0 | 0 | 0 | 2 | 0 | 2 | 0 |  | 1 | 1 | 1 | 1 | 1 | 1 | 1 | 5 | 1 | 5 | 1 | 1
PG&E GBA | Millbrae | 115 | 0 | 0 | 0 | 0 | 0 | 0 | 0 | 0 | 0 | 0 | 0 | 0 | 0 | 0 | 0 | 0 | 0 | 0 | 0 | 0 |  | 0 | 0 | 0 | 0 | 0 | 0 | 0 | 0 | 0 | 0 | 0 | 3.5 | 0 | 0 | 0 | 0 | 0 | 0 | 0 | 1 | 1 |  | 0 | 0 | 0 | 0 | 0 | 0 | 0 | 0 | 0 | 0 | 0 | 2 | 0 | 0 | 0 | 0 | 0 | 0 | 0 |  | 1 | 1 | 1 | 1 | 1 | 5 | 1 | 1 | 1 | 1 | 1 | 1
PG&E GBA | Miller | 115 | 100 | 0 | 0 | 0 | 0 | 0 | 0 | 0 | 0 | 0 | 0 | 0 | 0 | 0 | 0 | 0 | 0 | 0 | 0 | 1 |  | 0 | 0 | 0 | 0 | 0 | 0 | 0 | 0 | 0 | 0 | 0 | 0 | 0 | 0 | 0 | 0 | 0 | 0 | 0 | 0 | 0 |  | 0 | 0 | 0 | 0 | 0 | 0 | 0 | 0 | 0 | 0 | 0 | 0 | 0 | 0 | 0 | 0 | 0 | 0 | 0 |  | 1 | 1 | 1 | 1 | 1 | 1 | 1 | 1 | 1 | 1 | 1 | 0
SCE Metro | Mira Loma | 230 | 0 | 0 | 0 | 0 | 0 | 0 | 0 | 0 | 0 | 0 | 0 | 0 | 0 | 0 | 0 | 42 | 0 | 42 | 0 | 1 |  | 0 | 0 | 0 | 0 | 0 | 0 | 0 | 0 | 0 | 0 | 0 | 0 | 0 | 0 | 0 | 42 | 0 | 42 | 0 | 1 | 0 |  | 0 | 0 | 0 | 0 | 0 | 0 | 0 | 0 | 0 | 0 | 0 | 0 | 0 | 0 | 0 | 0 | 0 | 0 | 0 |  | 1 | 1 | 1 | 1 | 1 | 1 | 1 | 1 | 1 | 1 | 1 | 0
SCE Metro | Mira Loma | 500 | 0 | 0 | 0 | 0 | 0 | 0 | 0 | 0 | 0 | 0 | 0 | 0 | 0 | 0 | 0 | 0 | 0 | 0 | 0 | 0 |  | 0 | 0 | 0 | 0 | 0 | 0 | 0 | 0 | 0 | 0 | 0 | 0 | 0 | 0 | 0 | 0 | 0 | 0 | 0 | 0 | 0 |  | 0 | 0 | 0 | 0 | 0 | 0 | 0 | 0 | 0 | 0 | 0 | 0 | 0 | 0 | 0 | 0 | 0 | 0 | 0 |  | 1 | 1 | 1 | 1 | 1 | 1 | 1 | 1 | 1 | 1 | 1 | 0
SCE Eastern | Mirage | 115 | 0 | 0 | 0 | 0 | 0 | 0 | 0 | 0 | 0 | 0 | 0 | 0 | 0 | 0 | 0 | 0 | 0 | 0 | 0 | 0 |  | 0 | 0 | 0 | 0 | 0 | 0 | 0 | 0 | 0 | 0 | 0 | 0 | 0 | 0 | 0 | 0 | 0 | 0 | 0 | 0 | 1 |  | 0 | 0 | 0 | 0 | 0 | 0 | 0 | 0 | 0 | 0 | 0 | 0 | 0 | 0 | 0 | 0 | 0 | 0 | 0 |  | 1 | 1 | 1 | 1 | 1 | 1 | 1 | 1 | 1 | 1 | 1 | 0
SCE Eastern | Mirage | 230 | 30 | 0 | 0 | 0 | 0 | 0 | 0 | 0 | 0 | 0 | 0 | 0 | 0 | 0 | 0 | 0 | 0 | 0 | 0 | 1 |  | 500 | 0 | 0 | 0 | 0 | 0 | 0 | 0 | 0 | 0 | 0 | 0 | 0 | 0 | 0 | 50 | 0 | 50 | 0 | 1 | 1 |  | 2 | 0 | 0 | 0 | 0 | 0 | 0 | 0 | 0 | 0 | 0 | 0 | 0 | 0 | 0 | 2 | 0 | 2 | 0 |  | 5 | 1 | 1 | 1 | 1 | 1 | 1 | 5 | 1 | 5 | 1 | 1
SDGE | Mission | 138 | 0 | 0 | 0 | 0 | 0 | 0 | 0 | 0 | 0 | 0 | 0 | 0 | 0 | 0 | 0 | 0 | 0 | 0 | 0 | 0 |  | 0 | 0 | 0 | 0 | 0 | 0 | 0 | 0 | 0 | 0 | 0 | 0 | 0 | 0 | 0 | 0 | 0 | 0 | 0 | 0 | 2 |  | 0 | 0 | 0 | 0 | 0 | 0 | 0 | 0 | 0 | 0 | 0 | 0 | 0 | 0 | 0 | 0 | 0 | 0 | 0 |  | 1 | 1 | 1 | 1 | 1 | 1 | 1 | 1 | 1 | 1 | 1 | 0
SDGE | Mission | 230 | 0 | 0 | 0 | 0 | 0 | 0 | 0 | 0 | 0 | 0 | 0 | 0 | 0 | 0 | 0 | 0 | 0 | 0 | 0 | 0 |  | 0 | 0 | 0 | 0 | 0 | 0 | 0 | 0 | 0 | 0 | 0 | 0 | 0 | 0 | 0 | 0 | 0 | 0 | 0 | 0 | 3 |  | 0 | 0 | 0 | 0 | 0 | 0 | 0 | 0 | 0 | 0 | 0 | 0 | 0 | 0 | 0 | 0 | 0 | 0 | 0 |  | 1 | 1 | 1 | 1 | 1 | 1 | 1 | 1 | 1 | 1 | 1 | 0
SDGE | Mission | 69 | 0 | 0 | 0 | 0 | 0 | 0 | 0 | 0 | 0 | 0 | 0 | 0 | 0 | 0 | 0 | 0 | 0 | 0 | 0 | 0 |  | 0 | 0 | 0 | 0 | 0 | 0 | 0 | 0 | 0 | 0 | 0 | 0 | 0 | 0 | 0 | 0 | 0 | 0 | 0 | 0 | 2 |  | 0 | 0 | 0 | 0 | 0 | 0 | 0 | 0 | 0 | 0 | 0 | 0 | 0 | 0 | 0 | 0 | 0 | 0 | 0 |  | 1 | 1 | 1 | 1 | 1 | 1 | 1 | 1 | 1 | 1 | 1 | 0
PG&E GBA | Mi-Wuk | 115 | 0 | 0 | 0 | 0 | 0 | 0 | 0 | 0 | 0 | 0 | 0 | 0 | 0 | 0 | 0 | 0 | 0 | 0 | 0 | 0 |  | 0 | 0 | 0 | 0 | 0 | 0 | 0 | 0 | 0 | 0 | 0 | 0 | 0 | 0 | 0 | 0 | 0 | 0 | 0 | 0 | 0 |  | 0 | 0 | 0 | 0 | 0 | 0 | 0 | 0 | 0 | 0 | 0 | 0 | 0 | 0 | 0 | 0 | 0 | 0 | 0 |  | 1 | 1 | 1 | 1 | 1 | 1 | 1 | 1 | 1 | 1 | 1 | 0
EOP | Mohave | 500 | 0 | 0 | 100 | 0 | 100 | 0 | 0 | 0 | 0 | 0 | 0 | 0 | 0 | 0 | 0 | 0 | 0 | 0 | 0 | 1 |  | 0 | 0 | 492 | 126.5 | 618.5 | 0 | 0 | 0 | 0 | 0 | 0 | 0 | 0 | 587 | 587 | 0 | 150 | 150 | 0 | 1 | 0 |  | 0 | 0 | 2 | 2 | 2 | 0 | 0 | 0 | 0 | 0 | 0 | 0 | 0 | 2 | 2 | 0 | 2 | 2 | 0 |  | 1 | 1 | 4 | 1 | 1 | 1 | 4 | 1 | 4 | 4 | 1 | 1
PG&E NGBA | Monroe | 115 | 0 | 0 | 0 | 0 | 0 | 0 | 0 | 0 | 0 | 0 | 0 | 0 | 0 | 0 | 0 | 0 | 0 | 0 | 0 | 0 |  | 0 | 0 | 0 | 0 | 0 | 0 | 0 | 0 | 0 | 0 | 0 | 0 | 0 | 0 | 0 | 0 | 0 | 0 | 0 | 0 | 1 |  | 0 | 0 | 0 | 0 | 0 | 0 | 0 | 0 | 0 | 0 | 0 | 0 | 0 | 0 | 0 | 0 | 0 | 0 | 0 |  | 1 | 1 | 1 | 1 | 1 | 1 | 1 | 1 | 1 | 1 | 1 | 0
SDGE | Monserate | 69 | 0 | 0 | 0 | 0 | 0 | 0 | 0 | 0 | 0 | 0 | 0 | 0 | 0 | 0 | 0 | 0 | 0 | 0 | 0 | 0 |  | 0 | 0 | 0 | 0 | 0 | 0 | 0 | 0 | 0 | 0 | 0 | 0 | 0 | 0 | 0 | 0 | 0 | 0 | 0 | 0 | 1 |  | 0 | 0 | 0 | 0 | 0 | 0 | 0 | 0 | 0 | 0 | 0 | 0 | 0 | 0 | 0 | 0 | 0 | 0 | 0 |  | 1 | 1 | 1 | 1 | 1 | 1 | 1 | 1 | 1 | 1 | 1 | 0
PG&E GBA | Monta Vista | 115 | 0 | 0 | 0 | 0 | 0 | 0 | 0 | 0 | 0 | 0 | 0 | 0 | 0 | 0 | 0 | 0 | 0 | 0 | 0 | 0 |  | 0 | 0 | 0 | 0 | 0 | 0 | 0 | 0 | 0 | 0 | 0 | 0 | 0 | 0 | 0 | 0 | 0 | 0 | 0 | 0 | 1 |  | 0 | 0 | 0 | 0 | 0 | 0 | 0 | 0 | 0 | 0 | 0 | 0 | 0 | 0 | 0 | 0 | 0 | 0 | 0 |  | 1 | 1 | 1 | 1 | 1 | 1 | 1 | 1 | 1 | 1 | 1 | 0
PG&E GBA | Monta Vista | 230 | 0 | 0 | 0 | 0 | 0 | 0 | 0 | 0 | 0 | 0 | 0 | 0 | 0 | 0 | 0 | 0 | 0 | 0 | 0 | 0 |  | 0 | 0 | 0 | 0 | 0 | 0 | 0 | 0 | 0 | 0 | 0 | 0 | 0 | 0 | 0 | 0 | 0 | 0 | 0 | 0 | 1 |  | 0 | 0 | 0 | 0 | 0 | 0 | 0 | 0 | 0 | 0 | 0 | 0 | 0 | 0 | 0 | 0 | 0 | 0 | 0 |  | 1 | 1 | 1 | 1 | 1 | 1 | 1 | 1 | 1 | 1 | 1 | 0
PG&E GBA | Monta Vista | 60 | 0 | 0 | 0 | 0 | 0 | 0 | 0 | 0 | 0 | 0 | 0 | 0 | 0 | 0 | 0 | 0 | 0 | 0 | 0 | 0 |  | 0 | 0 | 0 | 0 | 0 | 0 | 0 | 0 | 0 | 0 | 0 | 0 | 0 | 0 | 0 | 0 | 0 | 0 | 0 | 0 | 1 |  | 0 | 0 | 0 | 0 | 0 | 0 | 0 | 0 | 0 | 0 | 0 | 0 | 0 | 0 | 0 | 0 | 0 | 0 | 0 |  | 1 | 1 | 1 | 1 | 1 | 1 | 1 | 1 | 1 | 1 | 1 | 0
PG&E NGBA | Monticello | 115 | 0 | 0 | 0 | 0 | 0 | 0 | 0 | 0 | 0 | 0 | 0 | 0 | 0 | 0 | 0 | 0 | 0 | 0 | 0 | 0 |  | 0 | 0 | 0 | 0 | 0 | 0 | 0 | 0 | 0 | 0 | 0 | 0 | 0 | 0 | 0 | 0 | 0 | 0 | 0 | 0 | 2 |  | 0 | 0 | 0 | 0 | 0 | 0 | 0 | 0 | 0 | 0 | 0 | 0 | 0 | 0 | 0 | 0 | 0 | 0 | 0 |  | 1 | 1 | 1 | 1 | 1 | 1 | 1 | 1 | 1 | 1 | 1 | 0
SCE Northern | Moorpark | 230 | 0 | 0 | 0 | 0 | 0 | 0 | 0 | 0 | 0 | 0 | 0 | 0 | 0 | 0 | 0 | 350 | 0 | 350 | 0 | 1 |  | 0 | 0 | 0 | 0 | 0 | 0 | 0 | 0 | 0 | 0 | 0 | 0 | 0 | 0 | 0 | 350 | 0 | 350 | 0 | 1 | 0 |  | 0 | 0 | 0 | 0 | 0 | 0 | 0 | 0 | 0 | 0 | 0 | 0 | 0 | 0 | 0 | 0 | 0 | 0 | 0 |  | 1 | 1 | 1 | 1 | 1 | 1 | 1 | 1 | 1 | 1 | 1 | 0
SCE Northern | Moorpark | 66 | 0 | 0 | 0 | 0 | 0 | 0 | 0 | 0 | 0 | 0 | 0 | 0 | 0 | 0 | 0 | 0 | 0 | 0 | 0 | 0 |  | 0 | 0 | 0 | 0 | 0 | 0 | 0 | 0 | 0 | 0 | 0 | 0 | 0 | 0 | 0 | 0 | 0 | 0 | 0 | 0 | 0 |  | 0 | 0 | 0 | 0 | 0 | 0 | 0 | 0 | 0 | 0 | 0 | 0 | 0 | 0 | 0 | 0 | 0 | 0 | 0 |  | 1 | 1 | 1 | 1 | 1 | 1 | 1 | 1 | 1 | 1 | 1 | 0
PG&E GBA | Moraga | 115 | 0 | 0 | 0 | 0 | 0 | 0 | 0 | 0 | 0 | 0 | 0 | 0 | 0 | 0 | 0 | 0 | 0 | 0 | 0 | 0 |  | 0 | 0 | 0 | 0 | 0 | 0 | 0 | 0 | 0 | 0 | 0 | 0 | 0 | 0 | 0 | 0 | 0 | 0 | 0 | 0 | 1 |  | 0 | 0 | 0 | 0 | 0 | 0 | 0 | 0 | 0 | 0 | 0 | 0 | 0 | 0 | 0 | 0 | 0 | 0 | 0 |  | 1 | 1 | 1 | 1 | 1 | 1 | 1 | 1 | 1 | 1 | 1 | 0
PG&E GBA | Moraga | 230 | 0 | 0 | 0 | 0 | 0 | 0 | 0 | 0 | 0 | 0 | 0 | 0 | 0 | 0 | 0 | 0 | 0 | 0 | 0 | 0 |  | 0 | 0 | 0 | 0 | 0 | 0 | 0 | 0 | 0 | 0 | 0 | 0 | 0 | 0 | 0 | 0 | 0 | 0 | 0 | 0 | 1 |  | 0 | 0 | 0 | 0 | 0 | 0 | 0 | 0 | 0 | 0 | 0 | 0 | 0 | 0 | 0 | 0 | 0 | 0 | 0 |  | 1 | 1 | 1 | 1 | 1 | 1 | 1 | 1 | 1 | 1 | 1 | 0
PG&E GBA | Morgan Hill | 115 | 0 | 0 | 0 | 0 | 0 | 0 | 0 | 0 | 0 | 0 | 0 | 0 | 0 | 0 | 0 | 0 | 0 | 0 | 0 | 0 |  | 0 | 0 | 0 | 0 | 0 | 0 | 0 | 0 | 0 | 0 | 0 | 0 | 0 | 0 | 0 | 0 | 0 | 0 | 0 | 0 | 1 |  | 0 | 0 | 0 | 0 | 0 | 0 | 0 | 0 | 0 | 0 | 0 | 0 | 0 | 0 | 0 | 0 | 0 | 0 | 0 |  | 1 | 1 | 1 | 1 | 1 | 1 | 1 | 1 | 1 | 1 | 1 | 0
PG&E KERN | Morro Bay | 115 | 0 | 0 | 0 | 0 | 0 | 0 | 0 | 0 | 0 | 0 | 0 | 0 | 0 | 0 | 0 | 0 | 0 | 0 | 0 | 0 |  | 0 | 0 | 0 | 0 | 0 | 0 | 0 | 0 | 0 | 0 | 0 | 0 | 0 | 0 | 0 | 0 | 0 | 0 | 0 | 0 | 1 |  | 0 | 0 | 0 | 0 | 0 | 0 | 0 | 0 | 0 | 0 | 0 | 0 | 0 | 0 | 0 | 0 | 0 | 0 | 0 |  | 1 | 1 | 1 | 1 | 1 | 1 | 1 | 1 | 1 | 1 | 1 | 0
PG&E KERN | Morro Bay | 230 | 0 | 0 | 0 | 0 | 0 | 0 | 0 | 0 | 0 | 0 | 0 | 0 | 0 | 0 | 0 | 0 | 0 | 0 | 500 | 1 |  | 0 | 0 | 0 | 0 | 0 | 0 | 0 | 0 | 0 | 0 | 0 | 0 | 0 | 0 | 0 | 0 | 0 | 0 | 0 | 0 | 0 |  | 0 | 0 | 0 | 0 | 0 | 0 | 0 | 0 | 0 | 0 | 0 | 0 | 0 | 0 | 0 | 0 | 0 | 0 | 0 |  | 1 | 1 | 1 | 1 | 1 | 1 | 1 | 1 | 1 | 1 | 1 | 0
PG&E KERN | Morro Bay | 500 | 0 | 0 | 0 | 0 | 0 | 0 | 0 | 0 | 0 | 0 | 0 | 0 | 600 | 1110 | 1710 | 0 | 0 | 0 | 0 | 1 |  | 0 | 0 | 0 | 0 | 0 | 0 | 0 | 0 | 0 | 0 | 0 | 0 | 0 | 0 | 0 | 0 | 0 | 0 | 0 | 0 | 0 |  | 0 | 0 | 0 | 0 | 0 | 0 | 0 | 0 | 0 | 0 | 0 | 0 | 0 | 0 | 0 | 0 | 0 | 0 | 0 |  | 1 | 1 | 1 | 1 | 1 | 1 | 1 | 1 | 1 | 1 | 1 | 0
PG&E GBA | Moss Landing | 115 | 50 | 0 | 0 | 0 | 0 | 0 | 0 | 0 | 0 | 0 | 0 | 0 | 0 | 0 | 0 | 0 | 0 | 0 | 0 | 1 |  | 0 | 0 | 0 | 0 | 0 | 0 | 0 | 0 | 0 | 0 | 0 | 0 | 0 | 0 | 0 | 0 | 0 | 0 | 0 | 0 | 0 |  | 0 | 0 | 0 | 0 | 0 | 0 | 0 | 0 | 0 | 0 | 0 | 0 | 0 | 0 | 0 | 0 | 0 | 0 | 0 |  | 1 | 1 | 1 | 1 | 1 | 1 | 1 | 1 | 1 | 1 | 1 | 0
PG&E GBA | Moss Landing | 230 | 0 | 0 | 0 | 0 | 0 | 0 | 0 | 0 | 0 | 0 | 0 | 0 | 0 | 0 | 0 | 0 | 0 | 0 | 0 | 0 |  | 0 | 0 | 0 | 0 | 0 | 0 | 0 | 0 | 0 | 0 | 0 | 0 | 0 | 0 | 0 | 0 | 0 | 0 | 0 | 0 | 0 |  | 0 | 0 | 0 | 0 | 0 | 0 | 0 | 0 | 0 | 0 | 0 | 0 | 0 | 0 | 0 | 0 | 0 | 0 | 0 |  | 1 | 1 | 1 | 1 | 1 | 1 | 1 | 1 | 1 | 1 | 1 | 0
PG&E GBA | Moss Landing | 500 | 0 | 0 | 0 | 0 | 0 | 0 | 0 | 0 | 0 | 0 | 0 | 0 | 0 | 0 | 0 | 0 | 0 | 0 | 0 | 0 |  | 0 | 0 | 0 | 0 | 0 | 0 | 0 | 0 | 0 | 0 | 0 | 0 | 0 | 0 | 0 | 0 | 0 | 0 | 0 | 0 | 0 |  | 0 | 0 | 0 | 0 | 0 | 0 | 0 | 0 | 0 | 0 | 0 | 0 | 0 | 0 | 0 | 0 | 0 | 0 | 0 |  | 1 | 1 | 1 | 1 | 1 | 1 | 1 | 1 | 1 | 1 | 1 | 0
EOP | Mountain Pass | 115 | 0 | 0 | 0 | 0 | 0 | 0 | 0 | 0 | 0 | 0 | 0 | 0 | 0 | 0 | 0 | 0 | 0 | 0 | 0 | 0 |  | 0 | 0 | 0 | 0 | 0 | 0 | 0 | 0 | 0 | 0 | 0 | 0 | 0 | 0 | 0 | 0 | 0 | 0 | 0 | 0 | 1 |  | 0 | 0 | 0 | 0 | 0 | 0 | 0 | 0 | 0 | 0 | 0 | 0 | 0 | 0 | 0 | 0 | 0 | 0 | 0 |  | 1 | 1 | 1 | 1 | 1 | 1 | 1 | 1 | 1 | 1 | 1 | 0
PG&E GBA | Mountain View | 115 | 0 | 0 | 0 | 0 | 0 | 0 | 0 | 0 | 0 | 0 | 0 | 0 | 0 | 0 | 0 | 0 | 0 | 0 | 0 | 0 |  | 0 | 0 | 0 | 0 | 0 | 0 | 0 | 0 | 0 | 0 | 0 | 0 | 0 | 0 | 0 | 0 | 0 | 0 | 0 | 0 | 1 |  | 0 | 0 | 0 | 0 | 0 | 0 | 0 | 0 | 0 | 0 | 0 | 0 | 0 | 0 | 0 | 0 | 0 | 0 | 0 |  | 1 | 1 | 1 | 1 | 1 | 1 | 1 | 1 | 1 | 1 | 1 | 0
PG&E GBA | Mt Eden | 115 | 0 | 0 | 0 | 0 | 0 | 0 | 0 | 0 | 0 | 0 | 0 | 0 | 0 | 0 | 0 | 0 | 0 | 0 | 0 | 0 |  | 0 | 0 | 0 | 0 | 0 | 0 | 0 | 0 | 0 | 0 | 0 | 0 | 0 | 0 | 0 | 0 | 0 | 0 | 0 | 0 | 1 |  | 0 | 0 | 0 | 0 | 0 | 0 | 0 | 0 | 0 | 0 | 0 | 0 | 0 | 0 | 0 | 0 | 0 | 0 | 0 |  | 1 | 1 | 1 | 1 | 1 | 1 | 1 | 1 | 1 | 1 | 1 | 0
PG&E KERN | Mt Poso | 115 | 0 | 0 | 0 | 0 | 0 | 0 | 0 | 0 | 0 | 0 | 0 | 0 | 0 | 0 | 0 | 0 | 0 | 0 | 0 | 0 |  | 0 | 0 | 0 | 0 | 0 | 0 | 0 | 0 | 0 | 0 | 0 | 0 | 0 | 0 | 0 | 0 | 0 | 0 | 0 | 0 | 0 |  | 0 | 0 | 0 | 0 | 0 | 0 | 0 | 0 | 0 | 0 | 0 | 0 | 0 | 0 | 0 | 0 | 0 | 0 | 0 |  | 1 | 1 | 1 | 1 | 1 | 1 | 1 | 1 | 1 | 1 | 1 | 0
SDGE | Murray | 69 | 0 | 0 | 0 | 0 | 0 | 0 | 0 | 0 | 0 | 0 | 0 | 0 | 0 | 0 | 0 | 0 | 0 | 0 | 0 | 0 |  | 0 | 0 | 0 | 0 | 0 | 0 | 0 | 0 | 0 | 0 | 0 | 0 | 0 | 0 | 0 | 9 | 0 | 9 | 0 | 1 | 2 |  | 0 | 0 | 0 | 0 | 0 | 0 | 0 | 0 | 0 | 0 | 0 | 0 | 0 | 0 | 0 | 2 | 0 | 2 | 0 |  | 1 | 1 | 1 | 1 | 1 | 1 | 1 | 5 | 1 | 5 | 1 | 1
PG&E FRESNO | Mustang | 230 | 0 | 0 | 0 | 0 | 0 | 0 | 0 | 0 | 0 | 0 | 0 | 0 | 0 | 0 | 0 | 0 | 0 | 0 | 0 | 0 |  | 0 | 0 | 0 | 0 | 0 | 0 | 0 | 0 | 0 | 0 | 0 | 0 | 131.5 | 175 | 306.5 | 0 | 60 | 60 | 0 | 1 | 1 |  | 0 | 0 | 0 | 0 | 0 | 0 | 0 | 0 | 0 | 0 | 0 | 0 | 2 | 2 | 2 | 0 | 2 | 2 | 0 |  | 1 | 1 | 1 | 1 | 1 | 1 | 5 | 1 | 5 | 5 | 1 | 1
SCE Northern | Neenach | 66 | 0 | 0 | 0 | 0 | 0 | 0 | 0 | 0 | 0 | 0 | 0 | 0 | 0 | 0 | 0 | 0 | 0 | 0 | 0 | 0 |  | 0 | 0 | 0 | 0 | 0 | 0 | 0 | 0 | 0 | 0 | 0 | 0 | 0 | 0 | 0 | 0 | 0 | 0 | 0 | 0 | 0 |  | 0 | 0 | 0 | 0 | 0 | 0 | 0 | 0 | 0 | 0 | 0 | 0 | 0 | 0 | 0 | 0 | 0 | 0 | 0 |  | 1 | 1 | 1 | 1 | 1 | 1 | 1 | 1 | 1 | 1 | 1 | 0
PG&E KERN | New Sub - Gates - Midway (Proposed) | 230 | 0 | 0 | 0 | 0 | 0 | 0 | 0 | 0 | 0 | 0 | 0 | 0 | 1900 | 440 | 2340 | 238.5 | 0 | 238.5 | 0 | 1 |  | 0 | 0 | 0 | 0 | 0 | 0 | 0 | 0 | 0 | 0 | 0 | 0 | 0 | 440 | 440 | 238.5 | 0 | 238.5 | 0 | 1 | 0 |  | 0 | 0 | 0 | 0 | 0 | 0 | 0 | 0 | 0 | 0 | 0 | 0 | 0 | 0 | 0 | 0 | 0 | 0 | 0 |  | 1 | 1 | 1 | 1 | 1 | 1 | 1 | 1 | 1 | 1 | 1 | 0
PG&E KERN | New Sub - Gates - Templeton (Proposed) | 230 | 0 | 0 | 0 | 0 | 0 | 0 | 0 | 0 | 0 | 0 | 0 | 0 | 0 | 600 | 600 | 0 | 0 | 0 | 0 | 1 |  | 0 | 0 | 0 | 0 | 0 | 0 | 0 | 0 | 0 | 0 | 0 | 0 | 0 | 0 | 0 | 0 | 0 | 0 | 0 | 0 | 1 |  | 0 | 0 | 0 | 0 | 0 | 0 | 0 | 0 | 0 | 0 | 0 | 0 | 0 | 0 | 0 | 0 | 0 | 0 | 0 |  | 1 | 1 | 1 | 1 | 1 | 1 | 1 | 1 | 1 | 1 | 1 | 0
SCE NOL | New Sub - Kramer - Lugo (Proposed) | 230 | 0 | 0 | 0 | 0 | 0 | 0 | 0 | 0 | 0 | 0 | 0 | 0 | 0 | 0 | 0 | 0 | 0 | 0 | 0 | 0 |  | 0 | 0 | 0 | 0 | 0 | 0 | 0 | 0 | 0 | 0 | 0 | 0 | 0 | 0 | 0 | 0 | 0 | 0 | 0 | 0 | 3 |  | 0 | 0 | 0 | 0 | 0 | 0 | 0 | 0 | 0 | 0 | 0 | 0 | 0 | 0 | 0 | 0 | 0 | 0 | 0 |  | 1 | 1 | 1 | 1 | 1 | 1 | 1 | 1 | 1 | 1 | 1 | 0
PG&E FRESNO | New Sub - Los Banos - Midway (Proposed) | 500 | 0 | 0 | 0 | 0 | 0 | 0 | 0 | 0 | 0 | 0 | 0 | 0 | 816 | 0 | 816 | 0 | 246 | 246 | 0 | 1 |  | 0 | 0 | 0 | 0 | 0 | 0 | 0 | 0 | 0 | 0 | 0 | 0 | 0 | 0 | 0 | 0 | 0 | 0 | 0 | 0 | 0 |  | 0 | 0 | 0 | 0 | 0 | 0 | 0 | 0 | 0 | 0 | 0 | 0 | 0 | 0 | 0 | 0 | 0 | 0 | 0 |  | 1 | 1 | 1 | 1 | 1 | 1 | 1 | 1 | 1 | 1 | 1 | 0
SCE NOL | New Sub - Lugo - Pisgah (Proposed) | 230 | 0 | 0 | 0 | 0 | 0 | 0 | 0 | 0 | 0 | 0 | 0 | 0 | 0 | 0 | 0 | 0 | 0 | 0 | 0 | 0 |  | 0 | 0 | 150 | 0 | 150 | 0 | 0 | 0 | 0 | 0 | 0 | 0 | 0 | 0 | 0 | 0 | 0 | 0 | 0 | 1 | 1 |  | 0 | 0 | 2 | 0 | 2 | 0 | 0 | 0 | 0 | 0 | 0 | 0 | 0 | 0 | 0 | 0 | 0 | 0 | 0 |  | 1 | 1 | 5 | 1 | 1 | 1 | 1 | 1 | 1 | 1 | 1 | 1
PG&E KERN | New Sub - Midway - Wheeler Ridge (Proposed) | 230 | 0 | 0 | 0 | 0 | 0 | 0 | 0 | 0 | 0 | 0 | 0 | 0 | 1900 | 0 | 1900 | 0 | 0 | 0 | 0 | 1 |  | 0 | 0 | 0 | 0 | 0 | 0 | 0 | 0 | 0 | 0 | 0 | 0 | 0 | 150 | 150 | 92 | 0 | 92 | 0 | 1 | 0 |  | 0 | 0 | 0 | 0 | 0 | 0 | 0 | 0 | 0 | 0 | 0 | 0 | 0 | 2 | 0 | 2 | 0 | 2 | 0 |  | 1 | 1 | 1 | 1 | 1 | 1 | 1 | 4 | 1 | 4 | 1 | 1
PG&E NGBA | New Sub - Near existing Leavitt (PSREC) | 345 | 9 | 0 | 102 | 0 | 102 | 0 | 0 | 0 | 0 | 0 | 0 | 0 | 0 | 0 | 0 | 0 | 0 | 0 | 0 | 1 |  | 0 | 0 | 300 | 0 | 300 | 0 | 0 | 0 | 0 | 0 | 0 | 0 | 0 | 0 | 0 | 0 | 0 | 0 | 0 | 1 | 0 |  | 0 | 0 | 2 | 0 | 2 | 0 | 0 | 0 | 0 | 0 | 0 | 0 | 0 | 0 | 0 | 0 | 0 | 0 | 0 |  | 1 | 1 | 4 | 1 | 1 | 1 | 1 | 1 | 1 | 1 | 1 | 1
PG&E NGBA | New Sub - Near existing Madeline (NVE) | 345 | 0 | 0 | 300 | 0 | 300 | 0 | 0 | 0 | 0 | 0 | 0 | 0 | 0 | 0 | 0 | 0 | 0 | 0 | 0 | 1 |  | 0 | 0 | 700 | 0 | 700 | 0 | 0 | 0 | 0 | 0 | 0 | 0 | 0 | 0 | 0 | 0 | 0 | 0 | 0 | 1 | 0 |  | 0 | 0 | 2 | 0 | 2 | 0 | 0 | 0 | 0 | 0 | 0 | 0 | 0 | 0 | 0 | 0 | 0 | 0 | 0 |  | 1 | 1 | 4 | 1 | 1 | 1 | 1 | 1 | 1 | 1 | 1 | 1
SDGE | New Sub - North Gila - IV (Proposed) | 500 | 0 | 0 | 0 | 0 | 0 | 0 | 0 | 0 | 0 | 0 | 0 | 0 | 500 | 0 | 500 | 0 | 0 | 0 | 0 | 1 |  | 0 | 0 | 0 | 0 | 0 | 0 | 0 | 0 | 0 | 0 | 0 | 0 | 0 | 0 | 0 | 0 | 0 | 0 | 0 | 0 | 4 |  | 0 | 0 | 0 | 0 | 0 | 0 | 0 | 0 | 0 | 0 | 0 | 0 | 0 | 0 | 0 | 0 | 0 | 0 | 0 |  | 1 | 1 | 1 | 1 | 1 | 1 | 1 | 1 | 1 | 1 | 1 | 0
PG&E NGBA | New Sub - Pit 1 - Cottonwood (Proposed) | 230 | 0 | 0 | 0 | 0 | 0 | 0 | 0 | 0 | 0 | 0 | 0 | 0 | 0 | 0 | 0 | 0 | 0 | 0 | 0 | 0 |  | 0 | 0 | 200 | 6 | 206 | 0 | 0 | 0 | 0 | 0 | 0 | 0 | 0 | 0 | 0 | 0 | 0 | 0 | 0 | 1 | 0 |  | 0 | 0 | 2 | 2 | 2 | 0 | 0 | 0 | 0 | 0 | 0 | 0 | 0 | 0 | 0 | 0 | 0 | 0 | 0 |  | 1 | 1 | 4 | 1 | 1 | 1 | 1 | 1 | 1 | 1 | 1 | 1
PG&E GBA | New Sub - Rancho Seco - Bellota (Proposed) | 230 | 0 | 0 | 0 | 0 | 0 | 0 | 0 | 0 | 0 | 0 | 0 | 0 | 0 | 0 | 0 | 0 | 0 | 0 | 0 | 0 |  | 0 | 0 | 0 | 0 | 0 | 0 | 0 | 0 | 0 | 0 | 0 | 0 | 0 | 0 | 0 | 0 | 0 | 0 | 0 | 0 | 0 |  | 0 | 0 | 0 | 0 | 0 | 0 | 0 | 0 | 0 | 0 | 0 | 0 | 0 | 0 | 0 | 0 | 0 | 0 | 0 |  | 1 | 1 | 1 | 1 | 1 | 1 | 1 | 1 | 1 | 1 | 1 | 0
SDGE | New Sub - Suncrest - Ocotillo (Proposed) | 500 | 0 | 0 | 0 | 0 | 0 | 0 | 0 | 0 | 0 | 0 | 0 | 0 | 0 | 0 | 0 | 0 | 0 | 0 | 0 | 0 |  | 0 | 0 | 300 | 100 | 400 | 0 | 0 | 0 | 0 | 0 | 0 | 0 | 0 | 0 | 0 | 0 | 0 | 0 | 0 | 1 | 4 |  | 0 | 0 | 2 | 2 | 2 | 0 | 0 | 0 | 0 | 0 | 0 | 0 | 0 | 0 | 0 | 0 | 0 | 0 | 0 |  | 1 | 1 | 5 | 1 | 1 | 1 | 1 | 1 | 1 | 1 | 1 | 1
PG&E FRESNO | New Sub - Westley - Quinto (Proposed) | 230 | 80 | 0 | 0 | 0 | 0 | 0 | 0 | 0 | 0 | 0 | 0 | 0 | 0 | 0 | 0 | 0 | 900 | 900 | 0 | 1 |  | 0 | 0 | 0 | 0 | 0 | 0 | 0 | 0 | 0 | 0 | 0 | 0 | 0 | 0 | 0 | 0 | 0 | 0 | 0 | 0 | 1 |  | 0 | 0 | 0 | 0 | 0 | 0 | 0 | 0 | 0 | 0 | 0 | 0 | 0 | 0 | 0 | 0 | 0 | 0 | 0 |  | 1 | 1 | 1 | 1 | 1 | 1 | 1 | 1 | 1 | 1 | 1 | 0
PG&E GBA | Newark | 115 | 0 | 0 | 0 | 0 | 0 | 0 | 0 | 0 | 0 | 0 | 0 | 0 | 0 | 0 | 0 | 0 | 0 | 0 | 0 | 0 |  | 0 | 0 | 0 | 0 | 0 | 0 | 0 | 0 | 0 | 0 | 0 | 0 | 0 | 0 | 0 | 0 | 0 | 0 | 0 | 0 | 0 |  | 0 | 0 | 0 | 0 | 0 | 0 | 0 | 0 | 0 | 0 | 0 | 0 | 0 | 0 | 0 | 0 | 0 | 0 | 0 |  | 1 | 1 | 1 | 1 | 1 | 1 | 1 | 1 | 1 | 1 | 1 | 0
PG&E GBA | Newark | 230 | 0 | 0 | 0 | 0 | 0 | 0 | 0 | 0 | 0 | 0 | 0 | 0 | 0 | 0 | 0 | 0 | 0 | 0 | 0 | 0 |  | 0 | 0 | 0 | 0 | 0 | 0 | 0 | 0 | 0 | 0 | 0 | 0 | 0 | 0 | 0 | 0 | 0 | 0 | 0 | 0 | 0 |  | 0 | 0 | 0 | 0 | 0 | 0 | 0 | 0 | 0 | 0 | 0 | 0 | 0 | 0 | 0 | 0 | 0 | 0 | 0 |  | 1 | 1 | 1 | 1 | 1 | 1 | 1 | 1 | 1 | 1 | 1 | 0
PG&E GBA | Newark | 60 | 0 | 0 | 0 | 0 | 0 | 0 | 0 | 0 | 0 | 0 | 0 | 0 | 0 | 0 | 0 | 0 | 0 | 0 | 0 | 0 |  | 0 | 0 | 0 | 0 | 0 | 0 | 0 | 0 | 0 | 0 | 0 | 2.5 | 0 | 0 | 0 | 0 | 0 | 0 | 0 | 1 | 0 |  | 0 | 0 | 0 | 0 | 0 | 0 | 0 | 0 | 0 | 0 | 0 | 2 | 0 | 0 | 0 | 0 | 0 | 0 | 0 |  | 1 | 1 | 1 | 1 | 1 | 4 | 1 | 1 | 1 | 1 | 1 | 1
PG&E FRESNO | Newhall | 115 | 0 | 0 | 0 | 0 | 0 | 0 | 0 | 0 | 0 | 0 | 0 | 0 | 0 | 0 | 0 | 0 | 0 | 0 | 0 | 0 |  | 0 | 0 | 0 | 0 | 0 | 0 | 0 | 0 | 0 | 0 | 0 | 0 | 0 | 0 | 0 | 0 | 0 | 0 | 0 | 0 | 1 |  | 0 | 0 | 0 | 0 | 0 | 0 | 0 | 0 | 0 | 0 | 0 | 0 | 0 | 0 | 0 | 0 | 0 | 0 | 0 |  | 1 | 1 | 1 | 1 | 1 | 1 | 1 | 1 | 1 | 1 | 1 | 0
PG&E KERN | Norco | 115 | 0 | 0 | 0 | 0 | 0 | 0 | 0 | 0 | 0 | 0 | 0 | 0 | 0 | 0 | 0 | 0 | 0 | 0 | 0 | 0 |  | 0 | 0.8 | 0 | 0 | 0 | 0 | 0 | 0 | 0 | 0 | 0 | 0 | 0 | 0 | 0 | 0 | 0 | 0 | 0 | 1 | 0 |  | 0 | 2 | 0 | 0 | 0 | 0 | 0 | 0 | 0 | 0 | 0 | 0 | 0 | 0 | 0 | 0 | 0 | 0 | 0 |  | 1 | 4 | 1 | 1 | 1 | 1 | 1 | 1 | 1 | 1 | 1 | 1
PG&E GBA | Nortech | 115 | 0 | 0 | 0 | 0 | 0 | 0 | 0 | 0 | 0 | 0 | 0 | 0 | 0 | 0 | 0 | 0 | 0 | 0 | 0 | 0 |  | 0 | 0 | 0 | 0 | 0 | 0 | 0 | 0 | 0 | 0 | 0 | 0 | 0 | 0 | 0 | 0 | 0 | 0 | 0 | 0 | 1 |  | 0 | 0 | 0 | 0 | 0 | 0 | 0 | 0 | 0 | 0 | 0 | 0 | 0 | 0 | 0 | 0 | 0 | 0 | 0 |  | 1 | 1 | 1 | 1 | 1 | 1 | 1 | 1 | 1 | 1 | 1 | 0
SDGE | North City Metering | 138 | 0 | 0 | 0 | 0 | 0 | 0 | 0 | 0 | 0 | 0 | 0 | 0 | 0 | 0 | 0 | 0 | 0 | 0 | 0 | 0 |  | 0 | 0 | 0 | 0 | 0 | 0 | 0 | 0 | 0 | 0 | 0 | 0 | 0 | 0 | 0 | 0 | 0 | 0 | 0 | 0 | 3 |  | 0 | 0 | 0 | 0 | 0 | 0 | 0 | 0 | 0 | 0 | 0 | 0 | 0 | 0 | 0 | 0 | 0 | 0 | 0 |  | 1 | 1 | 1 | 1 | 1 | 1 | 1 | 1 | 1 | 1 | 1 | 0
PG&E GBA | North Dublin | 230 | 0 | 0 | 0 | 0 | 0 | 0 | 0 | 0 | 0 | 0 | 0 | 0 | 0 | 0 | 0 | 0 | 0 | 0 | 0 | 0 |  | 0 | 0 | 0 | 0 | 0 | 0 | 0 | 0 | 0 | 0 | 0 | 0 | 0 | 0 | 0 | 0 | 0 | 0 | 0 | 0 | 0 |  | 0 | 0 | 0 | 0 | 0 | 0 | 0 | 0 | 0 | 0 | 0 | 0 | 0 | 0 | 0 | 0 | 0 | 0 | 0 |  | 1 | 1 | 1 | 1 | 1 | 1 | 1 | 1 | 1 | 1 | 1 | 0
SDGE | North Gila | 500 | 0 | 0 | 0 | 0 | 0 | 0 | 0 | 0 | 0 | 0 | 0 | 0 | 500 | 0 | 500 | 0 | 94.35 | 94.35 | 0 | 1 |  | 0 | 0 | 0 | 0 | 0 | 0 | 0 | 0 | 0 | 0 | 0 | 0 | 0 | 0 | 0 | 0 | 0 | 0 | 0 | 0 | 3 |  | 0 | 0 | 0 | 0 | 0 | 0 | 0 | 0 | 0 | 0 | 0 | 0 | 0 | 0 | 0 | 0 | 0 | 0 | 0 |  | 1 | 1 | 1 | 1 | 1 | 1 | 1 | 1 | 1 | 1 | 1 | 0
SCE Metro | North of SONGS | 230 | 0 | 0 | 0 | 0 | 0 | 0 | 0 | 0 | 0 | 0 | 0 | 0 | 0 | 0 | 0 | 0 | 0 | 0 | 0 | 0 |  | 0 | 0 | 0 | 0 | 0 | 0 | 0 | 0 | 0 | 0 | 0 | 0 | 0 | 0 | 0 | 0 | 0 | 0 | 0 | 0 | 0 |  | 0 | 0 | 0 | 0 | 0 | 0 | 0 | 0 | 0 | 0 | 0 | 0 | 0 | 0 | 0 | 0 | 0 | 0 | 0 |  | 1 | 1 | 1 | 1 | 1 | 1 | 1 | 1 | 1 | 1 | 1 | 0
SCE Metro | North of SONGS | 500 | 0 | 0 | 0 | 0 | 0 | 0 | 0 | 0 | 0 | 0 | 0 | 0 | 0 | 0 | 0 | 0 | 0 | 0 | 0 | 0 |  | 0 | 0 | 0 | 0 | 0 | 0 | 0 | 0 | 0 | 0 | 0 | 0 | 0 | 0 | 0 | 0 | 0 | 0 | 0 | 0 | 0 |  | 0 | 0 | 0 | 0 | 0 | 0 | 0 | 0 | 0 | 0 | 0 | 0 | 0 | 0 | 0 | 0 | 0 | 0 | 0 |  | 1 | 1 | 1 | 1 | 1 | 1 | 1 | 1 | 1 | 1 | 1 | 0
PG&E NGBA | Notre Dame | 115 | 0 | 0 | 0 | 0 | 0 | 0 | 0 | 0 | 0 | 0 | 0 | 0 | 0 | 0 | 0 | 0 | 0 | 0 | 0 | 0 |  | 0 | 0 | 0 | 0 | 0 | 0 | 0 | 0 | 0 | 0 | 0 | 0 | 0 | 0 | 0 | 0 | 0 | 0 | 0 | 0 | 0 |  | 0 | 0 | 0 | 0 | 0 | 0 | 0 | 0 | 0 | 0 | 0 | 0 | 0 | 0 | 0 | 0 | 0 | 0 | 0 |  | 1 | 1 | 1 | 1 | 1 | 1 | 1 | 1 | 1 | 1 | 1 | 0
PG&E GBA | Oakland C | 115 | 0 | 0 | 0 | 0 | 0 | 0 | 0 | 0 | 0 | 0 | 0 | 0 | 0 | 200 | 200 | 0 | 0 | 0 | 0 | 1 |  | 0 | 0 | 0 | 0 | 0 | 0 | 0 | 0 | 0 | 0 | 0 | 0 | 0 | 0 | 0 | 0 | 0 | 0 | 0 | 0 | 2 |  | 0 | 0 | 0 | 0 | 0 | 0 | 0 | 0 | 0 | 0 | 0 | 0 | 0 | 0 | 0 | 0 | 0 | 0 | 0 |  | 1 | 1 | 1 | 1 | 1 | 1 | 1 | 1 | 1 | 1 | 1 | 0
PG&E GBA | Oakland J | 115 | 0 | 0 | 0 | 0 | 0 | 0 | 0 | 0 | 0 | 0 | 0 | 0 | 0 | 0 | 0 | 0 | 0 | 0 | 0 | 0 |  | 0 | 0 | 0 | 0 | 0 | 0 | 0 | 0 | 0 | 0 | 0 | 0 | 0 | 0 | 0 | 0 | 0 | 0 | 0 | 0 | 1 |  | 0 | 0 | 0 | 0 | 0 | 0 | 0 | 0 | 0 | 0 | 0 | 0 | 0 | 0 | 0 | 0 | 0 | 0 | 0 |  | 1 | 1 | 1 | 1 | 1 | 1 | 1 | 1 | 1 | 1 | 1 | 0
PG&E GBA | Oakland L | 115 | 0 | 0 | 0 | 0 | 0 | 0 | 0 | 0 | 0 | 0 | 0 | 0 | 0 | 0 | 0 | 0 | 0 | 0 | 0 | 0 |  | 0 | 0 | 0 | 0 | 0 | 0 | 0 | 0 | 0 | 0 | 0 | 0 | 0 | 0 | 0 | 0 | 0 | 0 | 0 | 0 | 1 |  | 0 | 0 | 0 | 0 | 0 | 0 | 0 | 0 | 0 | 0 | 0 | 0 | 0 | 0 | 0 | 0 | 0 | 0 | 0 |  | 1 | 1 | 1 | 1 | 1 | 1 | 1 | 1 | 1 | 1 | 1 | 0
PG&E GBA | Oakland X | 115 | 0 | 0 | 0 | 0 | 0 | 0 | 0 | 0 | 0 | 0 | 0 | 0 | 0 | 100 | 100 | 0 | 0 | 0 | 0 | 1 |  | 0 | 0 | 0 | 0 | 0 | 0 | 0 | 0 | 0 | 0 | 0 | 0 | 0 | 0 | 0 | 0 | 0 | 0 | 0 | 0 | 1 |  | 0 | 0 | 0 | 0 | 0 | 0 | 0 | 0 | 0 | 0 | 0 | 0 | 0 | 0 | 0 | 0 | 0 | 0 | 0 |  | 1 | 1 | 1 | 1 | 1 | 1 | 1 | 1 | 1 | 1 | 1 | 0
SDGE | Ocean Ranch | 69 | 0 | 0 | 0 | 0 | 0 | 0 | 0 | 0 | 0 | 0 | 0 | 0 | 0 | 0 | 0 | 0 | 0 | 0 | 0 | 0 |  | 0 | 0 | 0 | 0 | 0 | 0 | 0 | 0 | 0 | 0 | 0 | 0 | 0 | 0 | 0 | 0 | 0 | 0 | 0 | 0 | 1 |  | 0 | 0 | 0 | 0 | 0 | 0 | 0 | 0 | 0 | 0 | 0 | 0 | 0 | 0 | 0 | 0 | 0 | 0 | 0 |  | 1 | 1 | 1 | 1 | 1 | 1 | 1 | 1 | 1 | 1 | 1 | 0
PG&E KERN | Oceano | 115 | 0 | 0 | 0 | 0 | 0 | 0 | 0 | 0 | 0 | 0 | 0 | 0 | 0 | 0 | 0 | 0 | 0 | 0 | 0 | 0 |  | 0 | 0 | 0 | 0 | 0 | 0 | 0 | 0 | 0 | 0 | 0 | 0 | 0 | 0 | 0 | 0 | 0 | 0 | 0 | 0 | 1 |  | 0 | 0 | 0 | 0 | 0 | 0 | 0 | 0 | 0 | 0 | 0 | 0 | 0 | 0 | 0 | 0 | 0 | 0 | 0 |  | 1 | 1 | 1 | 1 | 1 | 1 | 1 | 1 | 1 | 1 | 1 | 0
SDGE | Ocotillo Express | 500 | 0 | 0 | 0 | 0 | 0 | 0 | 0 | 0 | 0 | 0 | 0 | 0 | 0 | 0 | 0 | 0 | 0 | 0 | 0 | 0 |  | 0 | 0 | 0 | 0 | 0 | 0 | 0 | 0 | 0 | 0 | 0 | 0 | 0 | 0 | 0 | 0 | 0 | 0 | 0 | 0 | 4 |  | 0 | 0 | 0 | 0 | 0 | 0 | 0 | 0 | 0 | 0 | 0 | 0 | 0 | 0 | 0 | 0 | 0 | 0 | 0 |  | 1 | 1 | 1 | 1 | 1 | 1 | 1 | 1 | 1 | 1 | 1 | 0
PG&E KERN | Old River | 70 | 0 | 0 | 0 | 0 | 0 | 0 | 0 | 0 | 0 | 0 | 0 | 2.4 | 0 | 0 | 0 | 0 | 0 | 0 | 0 | 1 |  | 0 | 0 | 0 | 0 | 0 | 0 | 0 | 0 | 0 | 0 | 0 | 2.4 | 0 | 0 | 0 | 0 | 0 | 0 | 0 | 1 | 0 |  | 0 | 0 | 0 | 0 | 0 | 0 | 0 | 0 | 0 | 0 | 0 | 0 | 0 | 0 | 0 | 0 | 0 | 0 | 0 |  | 1 | 1 | 1 | 1 | 1 | 1 | 1 | 1 | 1 | 1 | 1 | 0
SDGE | Old Town | 230 | 0 | 0 | 0 | 0 | 0 | 0 | 0 | 0 | 0 | 0 | 0 | 0 | 0 | 0 | 0 | 0 | 0 | 0 | 0 | 0 |  | 0 | 0 | 0 | 0 | 0 | 0 | 0 | 0 | 0 | 0 | 0 | 0 | 0 | 0 | 0 | 0 | 0 | 0 | 0 | 0 | 2 |  | 0 | 0 | 0 | 0 | 0 | 0 | 0 | 0 | 0 | 0 | 0 | 0 | 0 | 0 | 0 | 0 | 0 | 0 | 0 |  | 1 | 1 | 1 | 1 | 1 | 1 | 1 | 1 | 1 | 1 | 1 | 0
SCE Metro | Olinda | 230 | 0 | 0 | 0 | 0 | 0 | 0 | 0 | 0 | 0 | 0 | 0 | 0 | 0 | 0 | 0 | 0 | 0 | 0 | 0 | 0 |  | 0 | 0 | 0 | 0 | 0 | 0 | 0 | 0 | 0 | 0 | 0 | 0 | 0 | 0 | 0 | 0 | 0 | 0 | 0 | 0 | 0 |  | 0 | 0 | 0 | 0 | 0 | 0 | 0 | 0 | 0 | 0 | 0 | 0 | 0 | 0 | 0 | 0 | 0 | 0 | 0 |  | 1 | 1 | 1 | 1 | 1 | 1 | 1 | 1 | 1 | 1 | 1 | 0
PG&E FRESNO | Olive | 115 | 0 | 0 | 0 | 0 | 0 | 0 | 0 | 0 | 0 | 0 | 0 | 0 | 0 | 0 | 0 | 20 | 0 | 20 | 0 | 1 |  | 0 | 0 | 0 | 0 | 0 | 0 | 0 | 0 | 0 | 0 | 0 | 0 | 40 | 0 | 40 | 20 | 0 | 20 | 0 | 1 | 0 |  | 0 | 0 | 0 | 0 | 0 | 0 | 0 | 0 | 0 | 0 | 0 | 0 | 2 | 0 | 2 | 0 | 0 | 0 | 0 |  | 1 | 1 | 1 | 1 | 1 | 1 | 4 | 1 | 1 | 1 | 1 | 1
PG&E NGBA | Olivehurst | 115 | 0 | 0 | 0 | 0 | 0 | 0 | 0 | 0 | 0 | 0 | 0 | 0 | 0 | 0 | 0 | 0 | 0 | 0 | 0 | 0 |  | 0 | 0 | 0 | 0 | 0 | 0 | 0 | 0 | 0 | 0 | 0 | 0 | 0 | 0 | 0 | 0 | 0 | 0 | 0 | 0 | 0 |  | 0 | 0 | 0 | 0 | 0 | 0 | 0 | 0 | 0 | 0 | 0 | 0 | 0 | 0 | 0 | 0 | 0 | 0 | 0 |  | 1 | 1 | 1 | 1 | 1 | 1 | 1 | 1 | 1 | 1 | 1 | 0
PG&E NGBA | Oregon Trail | 60 | 0 | 0 | 0 | 0 | 0 | 0 | 0 | 0 | 0 | 0 | 0 | 0 | 0 | 0 | 0 | 0 | 0 | 0 | 0 | 0 |  | 0 | 0 | 0 | 0 | 0 | 0 | 0 | 0 | 0 | 0 | 0 | 0 | 0 | 0 | 0 | 0 | 0 | 0 | 0 | 0 | 0 |  | 0 | 0 | 0 | 0 | 0 | 0 | 0 | 0 | 0 | 0 | 0 | 0 | 0 | 0 | 0 | 0 | 0 | 0 | 0 |  | 1 | 1 | 1 | 1 | 1 | 1 | 1 | 1 | 1 | 1 | 1 | 0
SCE Northern | Ormond Beach | 230 | 0 | 0 | 0 | 0 | 0 | 0 | 0 | 0 | 0 | 0 | 0 | 0 | 0 | 0 | 0 | 0 | 0 | 0 | 0 | 0 |  | 0 | 0 | 0 | 0 | 0 | 0 | 0 | 0 | 0 | 0 | 0 | 0 | 0 | 0 | 0 | 0 | 0 | 0 | 0 | 0 | 0 |  | 0 | 0 | 0 | 0 | 0 | 0 | 0 | 0 | 0 | 0 | 0 | 0 | 0 | 0 | 0 | 0 | 0 | 0 | 0 |  | 1 | 1 | 1 | 1 | 1 | 1 | 1 | 1 | 1 | 1 | 1 | 0
PG&E FRESNO | Oro Loma | 115 | 0 | 0 | 0 | 0 | 0 | 0 | 0 | 0 | 0 | 0 | 0 | 0 | 100 | 0 | 100 | 0 | 0 | 0 | 0 | 1 |  | 0 | 0 | 0 | 0 | 0 | 0 | 0 | 0 | 0 | 0 | 0 | 0 | 0 | 0 | 0 | 0 | 0 | 0 | 0 | 0 | 1 |  | 0 | 0 | 0 | 0 | 0 | 0 | 0 | 0 | 0 | 0 | 0 | 0 | 0 | 0 | 0 | 0 | 0 | 0 | 0 |  | 1 | 1 | 1 | 1 | 1 | 1 | 1 | 1 | 1 | 1 | 1 | 0
PG&E FRESNO | Oro Loma | 70 | 0 | 0 | 0 | 0 | 0 | 0 | 0 | 0 | 0 | 0 | 0 | 5 | 0 | 0 | 0 | 0 | 0 | 0 | 0 | 1 |  | 0 | 0 | 0 | 0 | 0 | 0 | 0 | 0 | 0 | 0 | 0 | 5 | 0 | 0 | 0 | 0 | 0 | 0 | 0 | 1 | 1 |  | 0 | 0 | 0 | 0 | 0 | 0 | 0 | 0 | 0 | 0 | 0 | 0 | 0 | 0 | 0 | 0 | 0 | 0 | 0 |  | 1 | 1 | 1 | 1 | 1 | 1 | 1 | 1 | 1 | 1 | 1 | 0
PG&E FRESNO | Orosi | 70 | 0 | 0 | 0 | 0 | 0 | 0 | 0 | 0 | 0 | 0 | 0 | 0 | 0 | 0 | 0 | 0 | 0 | 0 | 0 | 0 |  | 0 | 0 | 0 | 0 | 0 | 0 | 0 | 0 | 0 | 0 | 0 | 0 | 0 | 0 | 0 | 0 | 0 | 0 | 0 | 0 | 1 |  | 0 | 0 | 0 | 0 | 0 | 0 | 0 | 0 | 0 | 0 | 0 | 0 | 0 | 0 | 0 | 0 | 0 | 0 | 0 |  | 1 | 1 | 1 | 1 | 1 | 1 | 1 | 1 | 1 | 1 | 1 | 0
SDGE | Otay | 69 | 0 | 0 | 0 | 0 | 0 | 0 | 0 | 0 | 0 | 0 | 0 | 0 | 0 | 0 | 0 | 49.7 | 0 | 49.7 | 0 | 1 |  | 0 | 0 | 0 | 0 | 0 | 0 | 0 | 0 | 0 | 0 | 0 | 0 | 0 | 0 | 0 | 49.7 | 0 | 49.7 | 0 | 1 | 4 |  | 0 | 0 | 0 | 0 | 0 | 0 | 0 | 0 | 0 | 0 | 0 | 0 | 0 | 0 | 0 | 0 | 0 | 0 | 0 |  | 1 | 1 | 1 | 1 | 1 | 1 | 1 | 1 | 1 | 1 | 1 | 0
SDGE | Otay Mesa | 230 | 0 | 0 | 0 | 0 | 0 | 0 | 0 | 0 | 0 | 0 | 0 | 0 | 0 | 0 | 0 | 65 | 0 | 65 | 0 | 1 |  | 0 | 0 | 0 | 0 | 0 | 0 | 0 | 0 | 0 | 0 | 0 | 0 | 0 | 0 | 0 | 65 | 0 | 65 | 0 | 1 | 5 |  | 0 | 0 | 0 | 0 | 0 | 0 | 0 | 0 | 0 | 0 | 0 | 0 | 0 | 0 | 0 | 0 | 0 | 0 | 0 |  | 1 | 1 | 1 | 1 | 1 | 1 | 1 | 1 | 1 | 1 | 1 | 0
PG&E FRESNO | Padre Flats SW STA | 230 | 20 | 0 | 0 | 0 | 0 | 0 | 0 | 0 | 0 | 0 | 0 | 0 | 400 | 0 | 400 | 0 | 0 | 0 | 0 | 1 |  | 0 | 0 | 0 | 0 | 0 | 0 | 0 | 0 | 0 | 0 | 0 | 0 | 0 | 0 | 0 | 0 | 0 | 0 | 0 | 0 | 1 |  | 0 | 0 | 0 | 0 | 0 | 0 | 0 | 0 | 0 | 0 | 0 | 0 | 0 | 0 | 0 | 0 | 0 | 0 | 0 |  | 1 | 1 | 1 | 1 | 1 | 1 | 1 | 1 | 1 | 1 | 1 | 0
EOP | Pahrump | 138 | 0 | 0 | 0 | 0 | 0 | 0 | 0 | 0 | 0 | 0 | 0 | 0 | 0 | 0 | 0 | 0 | 0 | 0 | 0 | 0 |  | 0 | 0 | 0 | 0 | 0 | 0 | 0 | 0 | 0 | 0 | 0 | 0 | 0 | 0 | 0 | 0 | 0 | 0 | 0 | 0 | 2 |  | 0 | 0 | 0 | 0 | 0 | 0 | 0 | 0 | 0 | 0 | 0 | 0 | 0 | 0 | 0 | 0 | 0 | 0 | 0 |  | 1 | 1 | 1 | 1 | 1 | 1 | 1 | 1 | 1 | 1 | 1 | 0
EOP | Pahrump | 230 | 0 | 0 | 0 | 0 | 0 | 0 | 0 | 0 | 0 | 0 | 0 | 0 | 0 | 0 | 0 | 0 | 0 | 0 | 0 | 0 |  | 0 | 0 | 0 | 0 | 0 | 0 | 0 | 0 | 0 | 0 | 0 | 0 | 0 | 0 | 0 | 0 | 0 | 0 | 0 | 0 | 2 |  | 0 | 0 | 0 | 0 | 0 | 0 | 0 | 0 | 0 | 0 | 0 | 0 | 0 | 0 | 0 | 0 | 0 | 0 | 0 |  | 1 | 1 | 1 | 1 | 1 | 1 | 1 | 1 | 1 | 1 | 1 | 0
SDGE | Pala | 69 | 0 | 0 | 0 | 0 | 0 | 0 | 0 | 0 | 0 | 0 | 0 | 0 | 0 | 0 | 0 | 0 | 0 | 0 | 0 | 0 |  | 0 | 0 | 0 | 0 | 0 | 0 | 0 | 0 | 0 | 0 | 0 | 0 | 0 | 0 | 0 | 10 | 0 | 10 | 0 | 1 | 3 |  | 0 | 0 | 0 | 0 | 0 | 0 | 0 | 0 | 0 | 0 | 0 | 0 | 0 | 0 | 0 | 2 | 0 | 2 | 0 |  | 1 | 1 | 1 | 1 | 1 | 1 | 1 | 5 | 1 | 5 | 1 | 1
PG&E NGBA | Palermo | 115 | 0 | 0 | 0 | 0 | 0 | 0 | 0 | 0 | 0 | 0 | 0 | 0 | 0 | 0 | 0 | 0 | 0 | 0 | 0 | 0 |  | 0 | 0 | 0 | 0 | 0 | 0 | 0 | 0 | 0 | 0 | 0 | 0 | 0 | 0 | 0 | 0 | 0 | 0 | 0 | 0 | 0 |  | 0 | 0 | 0 | 0 | 0 | 0 | 0 | 0 | 0 | 0 | 0 | 0 | 0 | 0 | 0 | 0 | 0 | 0 | 0 |  | 1 | 1 | 1 | 1 | 1 | 1 | 1 | 1 | 1 | 1 | 1 | 0
PG&E NGBA | Palermo | 230 | 20 | 0 | 0 | 0 | 0 | 0 | 0 | 0 | 0 | 0 | 0 | 0 | 0 | 0 | 0 | 0 | 0 | 0 | 0 | 1 |  | 0 | 0 | 0 | 0 | 0 | 0 | 0 | 0 | 0 | 0 | 0 | 0 | 0 | 0 | 0 | 0 | 0 | 0 | 0 | 0 | 0 |  | 0 | 0 | 0 | 0 | 0 | 0 | 0 | 0 | 0 | 0 | 0 | 0 | 0 | 0 | 0 | 0 | 0 | 0 | 0 |  | 1 | 1 | 1 | 1 | 1 | 1 | 1 | 1 | 1 | 1 | 1 | 0
SCE Eastern | Palo Verde | 500 | 0 | 0 | 0 | 0 | 0 | 2536 | 0 | 2536 | 0 | 0 | 0 | 0 | 0 | 0 | 0 | 0 | 0 | 0 | 0 | 1 |  | 0 | 0 | 0 | 0 | 0 | 3099 | 0 | 3099 | 0 | 0 | 0 | 0 | 0 | 0 | 0 | 0 | 0 | 0 | 0 | 1 | 2 |  | 0 | 0 | 0 | 0 | 0 | 2 | 0 | 2 | 0 | 0 | 0 | 0 | 0 | 0 | 0 | 0 | 0 | 0 | 0 |  | 1 | 1 | 1 | 5 | 1 | 1 | 1 | 1 | 1 | 1 | 1 | 1
SDGE | Palomar Energy | 230 | 0 | 0 | 0 | 0 | 0 | 0 | 0 | 0 | 0 | 0 | 0 | 0 | 0 | 0 | 0 | 0 | 0 | 0 | 0 | 0 |  | 0 | 0 | 0 | 0 | 0 | 0 | 0 | 0 | 0 | 0 | 0 | 0 | 0 | 0 | 0 | 0 | 0 | 0 | 0 | 0 | 3 |  | 0 | 0 | 0 | 0 | 0 | 0 | 0 | 0 | 0 | 0 | 0 | 0 | 0 | 0 | 0 | 0 | 0 | 0 | 0 |  | 1 | 1 | 1 | 1 | 1 | 1 | 1 | 1 | 1 | 1 | 1 | 0
PG&E KERN | Panama | 70 | 0 | 0 | 0 | 0 | 0 | 0 | 0 | 0 | 0 | 0 | 0 | 0 | 0 | 0 | 0 | 0 | 0 | 0 | 0 | 0 |  | 0 | 0 | 0 | 0 | 0 | 0 | 0 | 0 | 0 | 0 | 0 | 0 | 0 | 0 | 0 | 0 | 0 | 0 | 0 | 0 | 0 |  | 0 | 0 | 0 | 0 | 0 | 0 | 0 | 0 | 0 | 0 | 0 | 0 | 0 | 0 | 0 | 0 | 0 | 0 | 0 |  | 1 | 1 | 1 | 1 | 1 | 1 | 1 | 1 | 1 | 1 | 1 | 0
PG&E FRESNO | Panoche | 115 | 0 | 0 | 0 | 0 | 0 | 0 | 0 | 0 | 0 | 0 | 0 | 4.4 | 0 | 0 | 0 | 0 | 0 | 0 | 0 | 1 |  | 0 | 0 | 0 | 0 | 0 | 0 | 0 | 0 | 0 | 0 | 0 | 6.15 | 0 | 0 | 0 | 0 | 0 | 0 | 0 | 1 | 1 |  | 0 | 0 | 0 | 0 | 0 | 0 | 0 | 0 | 0 | 0 | 0 | 1 | 0 | 0 | 0 | 0 | 0 | 0 | 0 |  | 1 | 1 | 1 | 1 | 1 | 3 | 1 | 1 | 1 | 1 | 1 | 1
PG&E FRESNO | Panoche | 230 | 0 | 0 | 0 | 0 | 0 | 0 | 0 | 0 | 0 | 0 | 0 | 0 | 0 | 0 | 0 | 0 | 0 | 0 | 0 | 0 |  | 0 | 0 | 0 | 0 | 0 | 0 | 0 | 0 | 0 | 0 | 0 | 0 | 0 | 0 | 0 | 0 | 0 | 0 | 0 | 0 | 1 |  | 0 | 0 | 0 | 0 | 0 | 0 | 0 | 0 | 0 | 0 | 0 | 0 | 0 | 0 | 0 | 0 | 0 | 0 | 0 |  | 1 | 1 | 1 | 1 | 1 | 1 | 1 | 1 | 1 | 1 | 1 | 0
SCE Northern | Pardee | 230 | 0 | 0 | 0 | 0 | 0 | 0 | 0 | 0 | 0 | 0 | 0 | 0 | 700 | 0 | 700 | 15 | 0 | 15 | 250 | 1 |  | 0 | 0 | 0 | 0 | 0 | 0 | 0 | 0 | 0 | 0 | 0 | 0 | 0 | 0 | 0 | 15 | 0 | 15 | 0 | 1 | 0 |  | 0 | 0 | 0 | 0 | 0 | 0 | 0 | 0 | 0 | 0 | 0 | 0 | 0 | 0 | 0 | 0 | 0 | 0 | 0 |  | 1 | 1 | 1 | 1 | 1 | 1 | 1 | 1 | 1 | 1 | 1 | 0
PG&E NGBA | Parkway | 230 | 0 | 0 | 0 | 0 | 0 | 0 | 0 | 0 | 0 | 0 | 0 | 0 | 0 | 0 | 0 | 0 | 0 | 0 | 0 | 0 |  | 0 | 3.8 | 0 | 0 | 0 | 0 | 0 | 0 | 0 | 0 | 0 | 0 | 0 | 0 | 0 | 0 | 0 | 0 | 0 | 1 | 0 |  | 0 | 2 | 0 | 0 | 0 | 0 | 0 | 0 | 0 | 0 | 0 | 0 | 0 | 0 | 0 | 0 | 0 | 0 | 0 |  | 1 | 4 | 1 | 1 | 1 | 1 | 1 | 1 | 1 | 1 | 1 | 1
SCE Northern | Pastoria | 230 | 0 | 0 | 0 | 0 | 0 | 0 | 0 | 0 | 0 | 0 | 0 | 0 | 0 | 105 | 105 | 80 | 0 | 80 | 0 | 1 |  | 0 | 0 | 0 | 0 | 0 | 0 | 0 | 0 | 0 | 0 | 0 | 0 | 0 | 105 | 105 | 80 | 0 | 80 | 0 | 1 | 0 |  | 0 | 0 | 0 | 0 | 0 | 0 | 0 | 0 | 0 | 0 | 0 | 0 | 0 | 0 | 0 | 0 | 0 | 0 | 0 |  | 1 | 1 | 1 | 1 | 1 | 1 | 1 | 1 | 1 | 1 | 1 | 0
SCE Metro | Pauda | 230 | 0 | 0 | 0 | 0 | 0 | 0 | 0 | 0 | 0 | 0 | 0 | 0 | 0 | 0 | 0 | 0 | 0 | 0 | 0 | 0 |  | 0 | 0 | 0 | 0 | 0 | 0 | 0 | 0 | 0 | 0 | 0 | 0 | 0 | 0 | 0 | 120 | 0 | 120 | 0 | 1 | 0 |  | 0 | 0 | 0 | 0 | 0 | 0 | 0 | 0 | 0 | 0 | 0 | 0 | 0 | 0 | 0 | 2 | 0 | 2 | 0 |  | 1 | 1 | 1 | 1 | 1 | 1 | 1 | 4 | 1 | 4 | 1 | 1
PG&E GBA | Paul Sweet | 115 | 0 | 0 | 0 | 0 | 0 | 0 | 0 | 0 | 0 | 0 | 0 | 0 | 0 | 0 | 0 | 0 | 13 | 13 | 0 | 1 |  | 0 | 0 | 0 | 0 | 0 | 0 | 0 | 0 | 0 | 0 | 0 | 0 | 0 | 0 | 0 | 0 | 0 | 0 | 0 | 0 | 0 |  | 0 | 0 | 0 | 0 | 0 | 0 | 0 | 0 | 0 | 0 | 0 | 0 | 0 | 0 | 0 | 0 | 0 | 0 | 0 |  | 1 | 1 | 1 | 1 | 1 | 1 | 1 | 1 | 1 | 1 | 1 | 0
PG&E NGBA | Peabody | 230 | 0 | 0 | 0 | 0 | 0 | 0 | 0 | 0 | 0 | 0 | 0 | 0 | 0 | 0 | 0 | 0 | 0 | 0 | 0 | 0 |  | 0 | 0 | 0 | 0 | 0 | 0 | 0 | 0 | 0 | 0 | 0 | 8 | 0 | 0 | 0 | 0 | 0 | 0 | 0 | 1 | 0 |  | 0 | 0 | 0 | 0 | 0 | 0 | 0 | 0 | 0 | 0 | 0 | 2 | 0 | 0 | 0 | 0 | 0 | 0 | 0 |  | 1 | 1 | 1 | 1 | 1 | 4 | 1 | 1 | 1 | 1 | 1 | 1
PG&E NGBA | Pease | 115 | 0 | 0 | 0 | 0 | 0 | 0 | 0 | 0 | 0 | 0 | 0 | 0 | 0 | 0 | 0 | 0 | 0 | 0 | 0 | 0 |  | 0 | 0 | 0 | 0 | 0 | 0 | 0 | 0 | 0 | 0 | 0 | 0 | 0 | 0 | 0 | 0 | 0 | 0 | 0 | 0 | 0 |  | 0 | 0 | 0 | 0 | 0 | 0 | 0 | 0 | 0 | 0 | 0 | 0 | 0 | 0 | 0 | 0 | 0 | 0 | 0 |  | 1 | 1 | 1 | 1 | 1 | 1 | 1 | 1 | 1 | 1 | 1 | 0
PG&E NGBA | Pease | 60 | 0 | 0 | 0 | 0 | 0 | 0 | 0 | 0 | 0 | 0 | 0 | 0 | 0 | 0 | 0 | 0 | 0 | 0 | 0 | 0 |  | 0 | 0 | 0 | 0 | 0 | 0 | 0 | 0 | 0 | 0 | 0 | 3 | 0 | 0 | 0 | 0 | 0 | 0 | 0 | 1 | 0 |  | 0 | 0 | 0 | 0 | 0 | 0 | 0 | 0 | 0 | 0 | 0 | 2 | 0 | 0 | 0 | 0 | 0 | 0 | 0 |  | 1 | 1 | 1 | 1 | 1 | 4 | 1 | 1 | 1 | 1 | 1 | 1
SDGE | Penasquitos | 138 | 0 | 0 | 0 | 0 | 0 | 0 | 0 | 0 | 0 | 0 | 0 | 0 | 0 | 0 | 0 | 0 | 0 | 0 | 0 | 0 |  | 0 | 0 | 0 | 0 | 0 | 0 | 0 | 0 | 0 | 0 | 0 | 0 | 0 | 0 | 0 | 0 | 0 | 0 | 0 | 0 | 2 |  | 0 | 0 | 0 | 0 | 0 | 0 | 0 | 0 | 0 | 0 | 0 | 0 | 0 | 0 | 0 | 0 | 0 | 0 | 0 |  | 1 | 1 | 1 | 1 | 1 | 1 | 1 | 1 | 1 | 1 | 1 | 0
SDGE | Penasquitos | 230 | 0 | 0 | 0 | 0 | 0 | 0 | 0 | 0 | 0 | 0 | 0 | 0 | 0 | 0 | 0 | 0 | 0 | 0 | 0 | 0 |  | 0 | 0 | 0 | 0 | 0 | 0 | 0 | 0 | 0 | 0 | 0 | 0 | 0 | 0 | 0 | 0 | 0 | 0 | 0 | 0 | 2 |  | 0 | 0 | 0 | 0 | 0 | 0 | 0 | 0 | 0 | 0 | 0 | 0 | 0 | 0 | 0 | 0 | 0 | 0 | 0 |  | 1 | 1 | 1 | 1 | 1 | 1 | 1 | 1 | 1 | 1 | 1 | 0
SDGE | Penasquitos | 69 | 0 | 0 | 0 | 0 | 0 | 0 | 0 | 0 | 0 | 0 | 0 | 0 | 0 | 0 | 0 | 0 | 0 | 0 | 0 | 0 |  | 0 | 0 | 0 | 0 | 0 | 0 | 0 | 0 | 0 | 0 | 0 | 0 | 0 | 0 | 0 | 0 | 0 | 0 | 0 | 0 | 2 |  | 0 | 0 | 0 | 0 | 0 | 0 | 0 | 0 | 0 | 0 | 0 | 0 | 0 | 0 | 0 | 0 | 0 | 0 | 0 |  | 1 | 1 | 1 | 1 | 1 | 1 | 1 | 1 | 1 | 1 | 1 | 0
SDGE | Pendleton | 69 | 0 | 0 | 0 | 0 | 0 | 0 | 0 | 0 | 0 | 0 | 0 | 0 | 0 | 0 | 0 | 0 | 50 | 50 | 0 | 1 |  | 0 | 0 | 0 | 0 | 0 | 0 | 0 | 0 | 0 | 0 | 0 | 0 | 0 | 0 | 0 | 0 | 50 | 50 | 0 | 1 | 1 |  | 0 | 0 | 0 | 0 | 0 | 0 | 0 | 0 | 0 | 0 | 0 | 0 | 0 | 0 | 0 | 0 | 0 | 0 | 0 |  | 1 | 1 | 1 | 1 | 1 | 1 | 1 | 1 | 1 | 1 | 1 | 0
PG&E NGBA | Penngrove | 115 | 0 | 0 | 0 | 0 | 0 | 0 | 0 | 0 | 0 | 0 | 0 | 0 | 0 | 0 | 0 | 0 | 0 | 0 | 0 | 0 |  | 0 | 0 | 0 | 0 | 0 | 0 | 0 | 0 | 0 | 0 | 0 | 0 | 0 | 0 | 0 | 0 | 0 | 0 | 0 | 0 | 1 |  | 0 | 0 | 0 | 0 | 0 | 0 | 0 | 0 | 0 | 0 | 0 | 0 | 0 | 0 | 0 | 0 | 0 | 0 | 0 |  | 1 | 1 | 1 | 1 | 1 | 1 | 1 | 1 | 1 | 1 | 1 | 0
PG&E GBA | Peoria | 115 | 0 | 0 | 0 | 0 | 0 | 0 | 0 | 0 | 0 | 0 | 0 | 0 | 0 | 0 | 0 | 0 | 0 | 0 | 0 | 0 |  | 0 | 1 | 0 | 0 | 0 | 0 | 0 | 0 | 0 | 0 | 0 | 0 | 0 | 0 | 0 | 0 | 0 | 0 | 0 | 1 | 0 |  | 0 | 2 | 0 | 0 | 0 | 0 | 0 | 0 | 0 | 0 | 0 | 0 | 0 | 0 | 0 | 0 | 0 | 0 | 0 |  | 1 | 4 | 1 | 1 | 1 | 1 | 1 | 1 | 1 | 1 | 1 | 1
PG&E GBA | Piercy | 115 | 0 | 0 | 0 | 0 | 0 | 0 | 0 | 0 | 0 | 0 | 0 | 0 | 0 | 0 | 0 | 0 | 0 | 0 | 0 | 0 |  | 0 | 0 | 0 | 0 | 0 | 0 | 0 | 0 | 0 | 0 | 0 | 0 | 0 | 0 | 0 | 0 | 0 | 0 | 0 | 0 | 0 |  | 0 | 0 | 0 | 0 | 0 | 0 | 0 | 0 | 0 | 0 | 0 | 0 | 0 | 0 | 0 | 0 | 0 | 0 | 0 |  | 1 | 1 | 1 | 1 | 1 | 1 | 1 | 1 | 1 | 1 | 1 | 0
PG&E FRESNO | Pine Flat | 230 | 0 | 0 | 0 | 0 | 0 | 0 | 0 | 0 | 0 | 0 | 0 | 0 | 0 | 0 | 0 | 0 | 0 | 0 | 0 | 0 |  | 0 | 0 | 0 | 0 | 0 | 0 | 0 | 0 | 0 | 0 | 0 | 0 | 0 | 0 | 0 | 0 | 0 | 0 | 0 | 0 | 1 |  | 0 | 0 | 0 | 0 | 0 | 0 | 0 | 0 | 0 | 0 | 0 | 0 | 0 | 0 | 0 | 0 | 0 | 0 | 0 |  | 1 | 1 | 1 | 1 | 1 | 1 | 1 | 1 | 1 | 1 | 1 | 0
SCE NOL | Pisgah | 230 | 0 | 0 | 0 | 0 | 0 | 0 | 0 | 0 | 0 | 0 | 0 | 0 | 0 | 0 | 0 | 0 | 0 | 0 | 0 | 0 |  | 0 | 0 | 0 | 0 | 0 | 0 | 0 | 0 | 0 | 0 | 0 | 0 | 0 | 0 | 0 | 0 | 0 | 0 | 0 | 0 | 1 |  | 0 | 0 | 0 | 0 | 0 | 0 | 0 | 0 | 0 | 0 | 0 | 0 | 0 | 0 | 0 | 0 | 0 | 0 | 0 |  | 1 | 1 | 1 | 1 | 1 | 1 | 1 | 1 | 1 | 1 | 1 | 0
PG&E NGBA | Pit 1 | 230 | 0 | 0 | 0 | 0 | 0 | 0 | 0 | 0 | 0 | 0 | 0 | 0 | 0 | 0 | 0 | 0 | 0 | 0 | 0 | 0 |  | 0 | 0 | 0 | 0 | 0 | 0 | 0 | 0 | 0 | 0 | 0 | 0 | 0 | 0 | 0 | 0 | 0 | 0 | 0 | 0 | 0 |  | 0 | 0 | 0 | 0 | 0 | 0 | 0 | 0 | 0 | 0 | 0 | 0 | 0 | 0 | 0 | 0 | 0 | 0 | 0 |  | 1 | 1 | 1 | 1 | 1 | 1 | 1 | 1 | 1 | 1 | 1 | 0
PG&E NGBA | Pit 1 | 60 | 0 | 0 | 0 | 0 | 0 | 0 | 0 | 0 | 0 | 0 | 0 | 0 | 0 | 0 | 0 | 0 | 0 | 0 | 0 | 0 |  | 0 | 0 | 0 | 0 | 0 | 0 | 0 | 0 | 0 | 0 | 0 | 0 | 0 | 0 | 0 | 0 | 0 | 0 | 0 | 0 | 0 |  | 0 | 0 | 0 | 0 | 0 | 0 | 0 | 0 | 0 | 0 | 0 | 0 | 0 | 0 | 0 | 0 | 0 | 0 | 0 |  | 1 | 1 | 1 | 1 | 1 | 1 | 1 | 1 | 1 | 1 | 1 | 0
PG&E NGBA | Pit 3 | 230 | 0 | 0 | 0 | 0 | 0 | 0 | 0 | 0 | 0 | 0 | 0 | 0 | 0 | 0 | 0 | 0 | 0 | 0 | 0 | 0 |  | 0 | 0 | 0 | 0 | 0 | 0 | 0 | 0 | 0 | 0 | 0 | 0 | 0 | 0 | 0 | 0 | 0 | 0 | 0 | 0 | 0 |  | 0 | 0 | 0 | 0 | 0 | 0 | 0 | 0 | 0 | 0 | 0 | 0 | 0 | 0 | 0 | 0 | 0 | 0 | 0 |  | 1 | 1 | 1 | 1 | 1 | 1 | 1 | 1 | 1 | 1 | 1 | 0
PG&E NGBA | Pit 4 | 230 | 0 | 0 | 0 | 0 | 0 | 0 | 0 | 0 | 0 | 0 | 0 | 0 | 0 | 0 | 0 | 0 | 0 | 0 | 0 | 0 |  | 0 | 0 | 0 | 0 | 0 | 0 | 0 | 0 | 0 | 0 | 0 | 0 | 0 | 0 | 0 | 0 | 0 | 0 | 0 | 0 | 0 |  | 0 | 0 | 0 | 0 | 0 | 0 | 0 | 0 | 0 | 0 | 0 | 0 | 0 | 0 | 0 | 0 | 0 | 0 | 0 |  | 1 | 1 | 1 | 1 | 1 | 1 | 1 | 1 | 1 | 1 | 1 | 0
PG&E GBA | Pittsburg | 115 | 0 | 0 | 0 | 0 | 0 | 0 | 0 | 0 | 0 | 0 | 0 | 0 | 0 | 0 | 0 | 0 | 0 | 0 | 0 | 0 |  | 0 | 0 | 0 | 0 | 0 | 0 | 0 | 0 | 0 | 0 | 0 | 0 | 0 | 0 | 0 | 0 | 0 | 0 | 0 | 0 | 0 |  | 0 | 0 | 0 | 0 | 0 | 0 | 0 | 0 | 0 | 0 | 0 | 0 | 0 | 0 | 0 | 0 | 0 | 0 | 0 |  | 1 | 1 | 1 | 1 | 1 | 1 | 1 | 1 | 1 | 1 | 1 | 0
PG&E GBA | Pittsburg | 230 | 0 | 0 | 0 | 0 | 0 | 0 | 0 | 0 | 0 | 0 | 0 | 0 | 0 | 0 | 0 | 0 | 0 | 0 | 0 | 0 |  | 0 | 0 | 0 | 0 | 0 | 0 | 0 | 0 | 0 | 0 | 0 | 0 | 0 | 0 | 0 | 0 | 0 | 0 | 0 | 0 | 0 |  | 0 | 0 | 0 | 0 | 0 | 0 | 0 | 0 | 0 | 0 | 0 | 0 | 0 | 0 | 0 | 0 | 0 | 0 | 0 |  | 1 | 1 | 1 | 1 | 1 | 1 | 1 | 1 | 1 | 1 | 1 | 0
PG&E NGBA | Pleasant Grove | 115 | 0 | 0 | 0 | 0 | 0 | 0 | 0 | 0 | 0 | 0 | 0 | 0 | 0 | 0 | 0 | 0 | 0 | 0 | 0 | 0 |  | 0 | 0 | 0 | 0 | 0 | 0 | 0 | 0 | 0 | 0 | 0 | 0 | 0 | 0 | 0 | 0 | 0 | 0 | 0 | 0 | 0 |  | 0 | 0 | 0 | 0 | 0 | 0 | 0 | 0 | 0 | 0 | 0 | 0 | 0 | 0 | 0 | 0 | 0 | 0 | 0 |  | 1 | 1 | 1 | 1 | 1 | 1 | 1 | 1 | 1 | 1 | 1 | 0
PG&E NGBA | POE | 230 | 0 | 0 | 0 | 0 | 0 | 0 | 0 | 0 | 0 | 0 | 0 | 0 | 0 | 0 | 0 | 0 | 0 | 0 | 0 | 0 |  | 0 | 0 | 0 | 0 | 0 | 0 | 0 | 0 | 0 | 0 | 0 | 0 | 0 | 0 | 0 | 0 | 0 | 0 | 0 | 0 | 0 |  | 0 | 0 | 0 | 0 | 0 | 0 | 0 | 0 | 0 | 0 | 0 | 0 | 0 | 0 | 0 | 0 | 0 | 0 | 0 |  | 1 | 1 | 1 | 1 | 1 | 1 | 1 | 1 | 1 | 1 | 1 | 0
SDGE | Point Loma | 69 | 0 | 0 | 0 | 0 | 0 | 0 | 0 | 0 | 0 | 0 | 0 | 0 | 0 | 0 | 0 | 0 | 0 | 0 | 0 | 0 |  | 0 | 0 | 0 | 0 | 0 | 0 | 0 | 0 | 0 | 0 | 0 | 0 | 0 | 0 | 0 | 0 | 0 | 0 | 0 | 0 | 0 |  | 0 | 0 | 0 | 0 | 0 | 0 | 0 | 0 | 0 | 0 | 0 | 0 | 0 | 0 | 0 | 0 | 0 | 0 | 0 |  | 1 | 1 | 1 | 1 | 1 | 1 | 1 | 1 | 1 | 1 | 1 | 0
SDGE | Pomerado | 69 | 0 | 0 | 0 | 0 | 0 | 0 | 0 | 0 | 0 | 0 | 0 | 0 | 0 | 0 | 0 | 100 | 0 | 100 | 0 | 1 |  | 0 | 0 | 0 | 0 | 0 | 0 | 0 | 0 | 0 | 0 | 0 | 0 | 0 | 0 | 0 | 100 | 0 | 100 | 0 | 1 | 0 |  | 0 | 0 | 0 | 0 | 0 | 0 | 0 | 0 | 0 | 0 | 0 | 0 | 0 | 0 | 0 | 0 | 0 | 0 | 0 |  | 1 | 1 | 1 | 1 | 1 | 1 | 1 | 1 | 1 | 1 | 1 | 0
PG&E KERN | Poso Mountain | 115 | 0 | 0 | 0 | 0 | 0 | 0 | 0 | 0 | 0 | 0 | 0 | 0 | 100 | 100 | 200 | 0 | 0 | 0 | 0 | 1 |  | 0 | 0 | 0 | 0 | 0 | 0 | 0 | 0 | 0 | 0 | 0 | 0 | 0 | 0 | 0 | 0 | 0 | 0 | 0 | 0 | 0 |  | 0 | 0 | 0 | 0 | 0 | 0 | 0 | 0 | 0 | 0 | 0 | 0 | 0 | 0 | 0 | 0 | 0 | 0 | 0 |  | 1 | 1 | 1 | 1 | 1 | 1 | 1 | 1 | 1 | 1 | 1 | 0
EOP | Primm | 230 | 0 | 0 | 0 | 0 | 0 | 0 | 0 | 0 | 0 | 0 | 0 | 0 | 0 | 0 | 0 | 200 | 0 | 200 | 0 | 1 |  | 0 | 0 | 0 | 0 | 0 | 0 | 0 | 0 | 0 | 0 | 0 | 0 | 0 | 0 | 0 | 200 | 0 | 200 | 0 | 1 | 0 |  | 0 | 0 | 0 | 0 | 0 | 0 | 0 | 0 | 0 | 0 | 0 | 0 | 0 | 0 | 0 | 0 | 0 | 0 | 0 |  | 1 | 1 | 1 | 1 | 1 | 1 | 1 | 1 | 1 | 1 | 1 | 0
PG&E NGBA | Putah Creek | 115 | 0 | 0 | 0 | 0 | 0 | 0 | 0 | 0 | 0 | 0 | 0 | 0 | 0 | 0 | 0 | 0 | 0 | 0 | 0 | 0 |  | 0 | 0 | 0 | 0 | 0 | 0 | 0 | 0 | 0 | 0 | 0 | 4.3 | 0 | 3 | 3 | 3 | 0 | 3 | 0 | 1 | 0 |  | 0 | 0 | 0 | 0 | 0 | 0 | 0 | 0 | 0 | 0 | 0 | 2 | 0 | 2 | 2 | 2 | 0 | 2 | 0 |  | 1 | 1 | 1 | 1 | 1 | 4 | 4 | 4 | 1 | 4 | 1 | 1
SDGE | Q1806 | 138 | 0 | 0 | 0 | 0 | 0 | 0 | 0 | 0 | 0 | 0 | 0 | 0 | 0 | 0 | 0 | 0 | 0 | 0 | 0 | 0 |  | 0 | 0 | 0 | 0 | 0 | 0 | 0 | 0 | 0 | 0 | 0 | 0 | 0 | 0 | 0 | 0 | 0 | 0 | 0 | 0 | 0 |  | 0 | 0 | 0 | 0 | 0 | 0 | 0 | 0 | 0 | 0 | 0 | 0 | 0 | 0 | 0 | 0 | 0 | 0 | 0 |  | 1 | 1 | 1 | 1 | 1 | 1 | 1 | 1 | 1 | 1 | 1 | 0
PG&E FRESNO | Quinto | 230 | 20 | 0 | 0 | 0 | 0 | 0 | 0 | 0 | 0 | 0 | 0 | 0 | 0 | 0 | 0 | 0 | 0 | 0 | 0 | 1 |  | 0 | 0 | 0 | 0 | 0 | 0 | 0 | 0 | 0 | 0 | 0 | 0 | 10 | 140 | 150 | 0 | 50 | 50 | 0 | 1 | 0 |  | 0 | 0 | 0 | 0 | 0 | 0 | 0 | 0 | 0 | 0 | 0 | 0 | 2 | 2 | 2 | 0 | 2 | 2 | 0 |  | 1 | 1 | 1 | 1 | 1 | 1 | 4 | 1 | 4 | 4 | 1 | 1
PG&E GBA | Race Track | 115 | 0 | 0 | 0 | 0 | 0 | 0 | 0 | 0 | 0 | 0 | 0 | 0 | 0 | 0 | 0 | 0 | 0 | 0 | 0 | 0 |  | 0 | 0 | 0 | 0 | 0 | 0 | 0 | 0 | 0 | 0 | 0 | 0 | 0 | 0 | 0 | 0 | 0 | 0 | 0 | 0 | 0 |  | 0 | 0 | 0 | 0 | 0 | 0 | 0 | 0 | 0 | 0 | 0 | 0 | 0 | 0 | 0 | 0 | 0 | 0 | 0 |  | 1 | 1 | 1 | 1 | 1 | 1 | 1 | 1 | 1 | 1 | 1 | 0
SDGE | Rancho Mission Viejo | 138 | 0 | 0 | 0 | 0 | 0 | 0 | 0 | 0 | 0 | 0 | 0 | 0 | 0 | 0 | 0 | 0 | 0 | 0 | 0 | 0 |  | 0 | 0 | 0 | 0 | 0 | 0 | 0 | 0 | 0 | 0 | 0 | 0 | 0 | 0 | 0 | 0 | 0 | 0 | 0 | 0 | 0 |  | 0 | 0 | 0 | 0 | 0 | 0 | 0 | 0 | 0 | 0 | 0 | 0 | 0 | 0 | 0 | 0 | 0 | 0 | 0 |  | 1 | 1 | 1 | 1 | 1 | 1 | 1 | 1 | 1 | 1 | 1 | 0
PG&E GBA | Rancho Seco | 230 | 0 | 0 | 0 | 0 | 0 | 0 | 0 | 0 | 0 | 0 | 0 | 0 | 0 | 0 | 0 | 0 | 0 | 0 | 0 | 0 |  | 0 | 0 | 0 | 0 | 0 | 0 | 0 | 0 | 0 | 0 | 0 | 0 | 0 | 0 | 0 | 0 | 0 | 0 | 0 | 0 | 0 |  | 0 | 0 | 0 | 0 | 0 | 0 | 0 | 0 | 0 | 0 | 0 | 0 | 0 | 0 | 0 | 0 | 0 | 0 | 0 |  | 1 | 1 | 1 | 1 | 1 | 1 | 1 | 1 | 1 | 1 | 1 | 0
SCE Metro | Rancho Vista | 230 | 0 | 0 | 0 | 0 | 0 | 0 | 0 | 0 | 0 | 0 | 0 | 0 | 0 | 0 | 0 | 0 | 0 | 0 | 0 | 0 |  | 0 | 0 | 0 | 0 | 0 | 0 | 0 | 0 | 0 | 0 | 0 | 0 | 0 | 0 | 0 | 0 | 0 | 0 | 0 | 0 | 0 |  | 0 | 0 | 0 | 0 | 0 | 0 | 0 | 0 | 0 | 0 | 0 | 0 | 0 | 0 | 0 | 0 | 0 | 0 | 0 |  | 1 | 1 | 1 | 1 | 1 | 1 | 1 | 1 | 1 | 1 | 1 | 0
SCE Metro | Rancho Vista | 500 | 0 | 0 | 0 | 0 | 0 | 0 | 0 | 0 | 0 | 0 | 0 | 0 | 0 | 0 | 0 | 0 | 0 | 0 | 0 | 0 |  | 0 | 0 | 0 | 0 | 0 | 0 | 0 | 0 | 0 | 0 | 0 | 0 | 0 | 0 | 0 | 0 | 0 | 0 | 0 | 0 | 0 |  | 0 | 0 | 0 | 0 | 0 | 0 | 0 | 0 | 0 | 0 | 0 | 0 | 0 | 0 | 0 | 0 | 0 | 0 | 0 |  | 1 | 1 | 1 | 1 | 1 | 1 | 1 | 1 | 1 | 1 | 1 | 0
SCE NOL | Ransburg | 115 | 0 | 0 | 0 | 0 | 0 | 0 | 0 | 0 | 0 | 0 | 0 | 0 | 0 | 0 | 0 | 0 | 0 | 0 | 0 | 0 |  | 0 | 0 | 0 | 0 | 0 | 0 | 0 | 0 | 0 | 0 | 0 | 3.3 | 0 | 0 | 0 | 0 | 0 | 0 | 0 | 1 | 0 |  | 0 | 0 | 0 | 0 | 0 | 0 | 0 | 0 | 0 | 0 | 0 | 2 | 0 | 0 | 0 | 0 | 0 | 0 | 0 |  | 1 | 1 | 1 | 1 | 1 | 4 | 1 | 1 | 1 | 1 | 1 | 1
PG&E GBA | Ravenswood | 115 | 0 | 0 | 0 | 0 | 0 | 0 | 0 | 0 | 0 | 0 | 0 | 0 | 0 | 0 | 0 | 0 | 0 | 0 | 0 | 0 |  | 0 | 0 | 0 | 0 | 0 | 0 | 0 | 0 | 0 | 0 | 0 | 0 | 0 | 0 | 0 | 0 | 0 | 0 | 0 | 0 | 0 |  | 0 | 0 | 0 | 0 | 0 | 0 | 0 | 0 | 0 | 0 | 0 | 0 | 0 | 0 | 0 | 0 | 0 | 0 | 0 |  | 1 | 1 | 1 | 1 | 1 | 1 | 1 | 1 | 1 | 1 | 1 | 0
PG&E GBA | Ravenswood | 230 | 0 | 0 | 0 | 0 | 0 | 0 | 0 | 0 | 0 | 0 | 0 | 0 | 0 | 100 | 100 | 0 | 0 | 0 | 0 | 1 |  | 0 | 0 | 0 | 0 | 0 | 0 | 0 | 0 | 0 | 0 | 0 | 0 | 0 | 0 | 0 | 0 | 0 | 0 | 0 | 0 | 0 |  | 0 | 0 | 0 | 0 | 0 | 0 | 0 | 0 | 0 | 0 | 0 | 0 | 0 | 0 | 0 | 0 | 0 | 0 | 0 |  | 1 | 1 | 1 | 1 | 1 | 1 | 1 | 1 | 1 | 1 | 1 | 0
SCE Northern | Rector | 230 | 0 | 0 | 0 | 0 | 0 | 0 | 0 | 0 | 0 | 0 | 0 | 12 | 0 | 0 | 0 | 0 | 0 | 0 | 0 | 1 |  | 0 | 0 | 0 | 0 | 0 | 0 | 0 | 0 | 0 | 0 | 0 | 15 | 0 | 0 | 0 | 0 | 0 | 0 | 0 | 1 | 0 |  | 0 | 0 | 0 | 0 | 0 | 0 | 0 | 0 | 0 | 0 | 0 | 1 | 0 | 0 | 0 | 0 | 0 | 0 | 0 |  | 1 | 1 | 1 | 1 | 1 | 3 | 1 | 1 | 1 | 1 | 1 | 1
SCE Eastern | Red Bluff | 230 | 0 | 0 | 0 | 0 | 0 | 0 | 0 | 0 | 0 | 0 | 0 | 0 | 0 | 200 | 200 | 0 | 0 | 0 | 0 | 1 |  | 0 | 0 | 0 | 0 | 0 | 0 | 0 | 0 | 0 | 0 | 0 | 0 | 0 | 463.5 | 463.5 | 446 | 0 | 446 | 0 | 1 | 0 |  | 0 | 0 | 0 | 0 | 0 | 0 | 0 | 0 | 0 | 0 | 0 | 0 | 0 | 2 | 2 | 2 | 0 | 2 | 0 |  | 1 | 1 | 1 | 1 | 1 | 1 | 4 | 4 | 1 | 4 | 1 | 1
SCE Eastern | Red Bluff | 500 | 0 | 0 | 0 | 0 | 0 | 0 | 0 | 0 | 0 | 0 | 0 | 0 | 175 | 400 | 575 | 100 | 0 | 100 | 800 | 1 |  | 0 | 0 | 0 | 0 | 0 | 0 | 0 | 0 | 0 | 0 | 0 | 0 | 175 | 250 | 425 | 225 | 0 | 225 | 0 | 1 | 0 |  | 0 | 0 | 0 | 0 | 0 | 0 | 0 | 0 | 0 | 0 | 0 | 0 | 0 | 0 | 0 | 2 | 0 | 2 | 0 |  | 1 | 1 | 1 | 1 | 1 | 1 | 1 | 4 | 1 | 4 | 1 | 1
PG&E NGBA | Redbud | 115 | 241 | 0 | 0 | 0 | 0 | 0 | 0 | 0 | 0 | 0 | 0 | 0 | 0 | 0 | 0 | 0 | 0 | 0 | 0 | 1 |  | 0 | 0 | 0 | 0 | 0 | 0 | 0 | 0 | 0 | 0 | 0 | 0 | 0 | 0 | 0 | 0 | 0 | 0 | 0 | 0 | 0 |  | 0 | 0 | 0 | 0 | 0 | 0 | 0 | 0 | 0 | 0 | 0 | 0 | 0 | 0 | 0 | 0 | 0 | 0 | 0 |  | 1 | 1 | 1 | 1 | 1 | 1 | 1 | 1 | 1 | 1 | 1 | 0
SCE Metro | Redondo | 230 | 0 | 0 | 0 | 0 | 0 | 0 | 0 | 0 | 0 | 0 | 0 | 0 | 0 | 0 | 0 | 0 | 0 | 0 | 0 | 0 |  | 0 | 0 | 0 | 0 | 0 | 0 | 0 | 0 | 0 | 0 | 0 | 0 | 0 | 0 | 0 | 0 | 0 | 0 | 0 | 0 | 0 |  | 0 | 0 | 0 | 0 | 0 | 0 | 0 | 0 | 0 | 0 | 0 | 0 | 0 | 0 | 0 | 0 | 0 | 0 | 0 |  | 1 | 1 | 1 | 1 | 1 | 1 | 1 | 1 | 1 | 1 | 1 | 0
PG&E FRESNO | Reedley | 115 | 0 | 0 | 0 | 0 | 0 | 0 | 0 | 0 | 0 | 0 | 0 | 0 | 0 | 0 | 0 | 0 | 0 | 0 | 0 | 0 |  | 0 | 0 | 0 | 0 | 0 | 0 | 0 | 0 | 0 | 0 | 0 | 0 | 0 | 0 | 0 | 0 | 0 | 0 | 0 | 0 | 0 |  | 0 | 0 | 0 | 0 | 0 | 0 | 0 | 0 | 0 | 0 | 0 | 0 | 0 | 0 | 0 | 0 | 0 | 0 | 0 |  | 1 | 1 | 1 | 1 | 1 | 1 | 1 | 1 | 1 | 1 | 1 | 0
PG&E KERN | Renfro | 115 | 0 | 0 | 0 | 0 | 0 | 0 | 0 | 0 | 0 | 0 | 0 | 0 | 0 | 0 | 0 | 0 | 0 | 0 | 0 | 0 |  | 0 | 0 | 0 | 0 | 0 | 0 | 0 | 0 | 0 | 0 | 0 | 0 | 0 | 0 | 0 | 0 | 0 | 0 | 0 | 0 | 0 |  | 0 | 0 | 0 | 0 | 0 | 0 | 0 | 0 | 0 | 0 | 0 | 0 | 0 | 0 | 0 | 0 | 0 | 0 | 0 |  | 1 | 1 | 1 | 1 | 1 | 1 | 1 | 1 | 1 | 1 | 1 | 0
PG&E GBA | Richmond R | 115 | 0 | 0 | 0 | 0 | 0 | 0 | 0 | 0 | 0 | 0 | 0 | 0 | 0 | 0 | 0 | 0 | 0 | 0 | 0 | 0 |  | 0 | 0.5 | 0 | 0 | 0 | 0 | 0 | 0 | 0 | 0 | 0 | 8 | 0 | 0 | 0 | 0 | 0 | 0 | 0 | 1 | 0 |  | 0 | 2 | 0 | 0 | 0 | 0 | 0 | 0 | 0 | 0 | 0 | 2 | 0 | 0 | 0 | 0 | 0 | 0 | 0 |  | 1 | 4 | 1 | 1 | 1 | 4 | 1 | 1 | 1 | 1 | 1 | 1
PG&E NGBA | Rincon | 115 | 50 | 0 | 0 | 0 | 0 | 0 | 0 | 0 | 0 | 0 | 0 | 0 | 0 | 0 | 0 | 0 | 0 | 0 | 0 | 1 |  | 0 | 0 | 0 | 0 | 0 | 0 | 0 | 0 | 0 | 0 | 0 | 0 | 0 | 0 | 0 | 0 | 0 | 0 | 0 | 0 | 0 |  | 0 | 0 | 0 | 0 | 0 | 0 | 0 | 0 | 0 | 0 | 0 | 0 | 0 | 0 | 0 | 0 | 0 | 0 | 0 |  | 1 | 1 | 1 | 1 | 1 | 1 | 1 | 1 | 1 | 1 | 1 | 0
PG&E KERN | Rio Bravo | 115 | 0 | 0 | 0 | 0 | 0 | 0 | 0 | 0 | 0 | 0 | 0 | 0 | 0 | 0 | 0 | 0 | 0 | 0 | 0 | 0 |  | 0 | 0 | 0 | 0 | 0 | 0 | 0 | 0 | 0 | 0 | 0 | 0 | 0 | 0 | 0 | 0 | 0 | 0 | 0 | 0 | 0 |  | 0 | 0 | 0 | 0 | 0 | 0 | 0 | 0 | 0 | 0 | 0 | 0 | 0 | 0 | 0 | 0 | 0 | 0 | 0 |  | 1 | 1 | 1 | 1 | 1 | 1 | 1 | 1 | 1 | 1 | 1 | 0
SCE Metro | Rio Hondo | 230 | 0 | 0 | 0 | 0 | 0 | 0 | 0 | 0 | 0 | 0 | 0 | 0 | 0 | 0 | 0 | 265 | 10 | 275 | 0 | 1 |  | 0 | 0 | 0 | 0 | 0 | 0 | 0 | 0 | 0 | 0 | 0 | 0 | 0 | 0 | 0 | 265 | 10 | 275 | 0 | 1 | 0 |  | 0 | 0 | 0 | 0 | 0 | 0 | 0 | 0 | 0 | 0 | 0 | 0 | 0 | 0 | 0 | 0 | 0 | 0 | 0 |  | 1 | 1 | 1 | 1 | 1 | 1 | 1 | 1 | 1 | 1 | 1 | 0
PG&E NGBA | Rio Oso | 115 | 0 | 0 | 0 | 0 | 0 | 0 | 0 | 0 | 0 | 0 | 0 | 0 | 0 | 0 | 0 | 0 | 0 | 0 | 0 | 0 |  | 0 | 0 | 0 | 0 | 0 | 0 | 0 | 0 | 0 | 0 | 0 | 0 | 0 | 0 | 0 | 0 | 0 | 0 | 0 | 0 | 0 |  | 0 | 0 | 0 | 0 | 0 | 0 | 0 | 0 | 0 | 0 | 0 | 0 | 0 | 0 | 0 | 0 | 0 | 0 | 0 |  | 1 | 1 | 1 | 1 | 1 | 1 | 1 | 1 | 1 | 1 | 1 | 0
PG&E NGBA | Rio Oso | 230 | 0 | 0 | 0 | 0 | 0 | 0 | 0 | 0 | 0 | 0 | 0 | 0 | 0 | 0 | 0 | 0 | 0 | 0 | 0 | 0 |  | 0 | 0 | 0 | 0 | 0 | 0 | 0 | 0 | 0 | 0 | 0 | 0 | 0 | 0 | 0 | 0 | 0 | 0 | 0 | 0 | 0 |  | 0 | 0 | 0 | 0 | 0 | 0 | 0 | 0 | 0 | 0 | 0 | 0 | 0 | 0 | 0 | 0 | 0 | 0 | 0 |  | 1 | 1 | 1 | 1 | 1 | 1 | 1 | 1 | 1 | 1 | 1 | 0
PG&E GBA | Ripon | 115 | 0 | 0 | 0 | 0 | 0 | 0 | 0 | 0 | 0 | 0 | 0 | 2.6 | 0 | 0 | 0 | 99 | 0 | 99 | 0 | 1 |  | 0 | 0 | 0 | 0 | 0 | 0 | 0 | 0 | 0 | 0 | 0 | 2.6 | 0 | 0 | 0 | 99 | 0 | 99 | 0 | 1 | 0 |  | 0 | 0 | 0 | 0 | 0 | 0 | 0 | 0 | 0 | 0 | 0 | 0 | 0 | 0 | 0 | 0 | 0 | 0 | 0 |  | 1 | 1 | 1 | 1 | 1 | 1 | 1 | 1 | 1 | 1 | 1 | 0
PG&E GBA | Riverbank | 115 | 0 | 0 | 0 | 0 | 0 | 0 | 0 | 0 | 0 | 0 | 0 | 0 | 0 | 0 | 0 | 0 | 0 | 0 | 0 | 0 |  | 0 | 0 | 0 | 0 | 0 | 0 | 0 | 0 | 0 | 0 | 0 | 0 | 0 | 0 | 0 | 0 | 0 | 0 | 0 | 0 | 0 |  | 0 | 0 | 0 | 0 | 0 | 0 | 0 | 0 | 0 | 0 | 0 | 0 | 0 | 0 | 0 | 0 | 0 | 0 | 0 |  | 1 | 1 | 1 | 1 | 1 | 1 | 1 | 1 | 1 | 1 | 1 | 0
SCE NOL | Roadway | 115 | 0 | 0 | 0 | 0 | 0 | 0 | 0 | 0 | 0 | 0 | 0 | 0 | 0 | 0 | 0 | 0 | 0 | 0 | 0 | 0 |  | 0 | 2.7 | 0 | 0 | 0 | 0 | 0 | 0 | 0 | 0 | 0 | 2 | 211 | 34 | 245 | 100 | 10 | 110 | 0 | 1 | 0 |  | 0 | 2 | 0 | 0 | 0 | 0 | 0 | 0 | 0 | 0 | 0 | 2 | 2 | 2 | 2 | 2 | 2 | 2 | 0 |  | 1 | 4 | 1 | 1 | 1 | 4 | 4 | 4 | 4 | 4 | 1 | 1
PG&E NGBA | Rock Creek 1 | 230 | 0 | 0 | 0 | 0 | 0 | 0 | 0 | 0 | 0 | 0 | 0 | 0 | 0 | 0 | 0 | 0 | 0 | 0 | 0 | 0 |  | 0 | 0 | 0 | 0 | 0 | 0 | 0 | 0 | 0 | 0 | 0 | 0 | 0 | 0 | 0 | 0 | 0 | 0 | 0 | 0 | 0 |  | 0 | 0 | 0 | 0 | 0 | 0 | 0 | 0 | 0 | 0 | 0 | 0 | 0 | 0 | 0 | 0 | 0 | 0 | 0 |  | 1 | 1 | 1 | 1 | 1 | 1 | 1 | 1 | 1 | 1 | 1 | 0
SCE Northern | Rosamond | 66 | 0 | 0 | 0 | 0 | 0 | 0 | 0 | 0 | 0 | 0 | 0 | 0 | 0 | 0 | 0 | 0 | 0 | 0 | 0 | 0 |  | 0 | 0 | 0 | 0 | 0 | 0 | 0 | 0 | 0 | 0 | 0 | 0 | 0 | 0 | 0 | 0 | 0 | 0 | 0 | 0 | 0 |  | 0 | 0 | 0 | 0 | 0 | 0 | 0 | 0 | 0 | 0 | 0 | 0 | 0 | 0 | 0 | 0 | 0 | 0 | 0 |  | 1 | 1 | 1 | 1 | 1 | 1 | 1 | 1 | 1 | 1 | 1 | 0
PG&E GBA | Rossmoor | 230 | 0 | 0 | 0 | 0 | 0 | 0 | 0 | 0 | 0 | 0 | 0 | 0 | 0 | 0 | 0 | 0 | 0 | 0 | 0 | 0 |  | 0 | 0 | 0 | 0 | 0 | 0 | 0 | 0 | 0 | 0 | 0 | 0 | 0 | 0 | 0 | 0 | 0 | 0 | 0 | 0 | 0 |  | 0 | 0 | 0 | 0 | 0 | 0 | 0 | 0 | 0 | 0 | 0 | 0 | 0 | 0 | 0 | 0 | 0 | 0 | 0 |  | 1 | 1 | 1 | 1 | 1 | 1 | 1 | 1 | 1 | 1 | 1 | 0
PG&E NGBA | Round Mountain | 230 | 0 | 0 | 0 | 0 | 0 | 0 | 0 | 0 | 0 | 0 | 0 | 0 | 0 | 0 | 0 | 0 | 0 | 0 | 0 | 0 |  | 0 | 0 | 0 | 0 | 0 | 0 | 0 | 0 | 0 | 0 | 0 | 0 | 0 | 0 | 0 | 0 | 0 | 0 | 0 | 0 | 0 |  | 0 | 0 | 0 | 0 | 0 | 0 | 0 | 0 | 0 | 0 | 0 | 0 | 0 | 0 | 0 | 0 | 0 | 0 | 0 |  | 1 | 1 | 1 | 1 | 1 | 1 | 1 | 1 | 1 | 1 | 1 | 0
PG&E NGBA | Round Mountain | 500 | 0 | 0 | 0 | 0 | 0 | 0 | 0 | 0 | 0 | 0 | 0 | 0 | 0 | 0 | 0 | 0 | 0 | 0 | 0 | 0 |  | 0 | 0 | 0 | 0 | 0 | 0 | 0 | 0 | 0 | 0 | 0 | 0 | 0 | 0 | 0 | 0 | 0 | 0 | 0 | 0 | 0 |  | 0 | 0 | 0 | 0 | 0 | 0 | 0 | 0 | 0 | 0 | 0 | 0 | 0 | 0 | 0 | 0 | 0 | 0 | 0 |  | 1 | 1 | 1 | 1 | 1 | 1 | 1 | 1 | 1 | 1 | 1 | 0
PG&E GBA | Salado | 115 | 0 | 0 | 0 | 0 | 0 | 0 | 0 | 0 | 0 | 0 | 0 | 0 | 0 | 0 | 0 | 0 | 0 | 0 | 0 | 0 |  | 0 | 0 | 0 | 0 | 0 | 0 | 0 | 0 | 0 | 0 | 0 | 0 | 0 | 0 | 0 | 0 | 0 | 0 | 0 | 0 | 0 |  | 0 | 0 | 0 | 0 | 0 | 0 | 0 | 0 | 0 | 0 | 0 | 0 | 0 | 0 | 0 | 0 | 0 | 0 | 0 |  | 1 | 1 | 1 | 1 | 1 | 1 | 1 | 1 | 1 | 1 | 1 | 0
PG&E GBA | Salado | 60 | 0 | 0 | 0 | 0 | 0 | 0 | 0 | 0 | 0 | 0 | 0 | 0 | 0 | 0 | 0 | 0 | 0 | 0 | 0 | 0 |  | 0 | 0 | 0 | 0 | 0 | 0 | 0 | 0 | 0 | 0 | 0 | 0 | 0 | 0 | 0 | 0 | 0 | 0 | 0 | 0 | 0 |  | 0 | 0 | 0 | 0 | 0 | 0 | 0 | 0 | 0 | 0 | 0 | 0 | 0 | 0 | 0 | 0 | 0 | 0 | 0 |  | 1 | 1 | 1 | 1 | 1 | 1 | 1 | 1 | 1 | 1 | 1 | 0
PG&E GBA | Salinas | 115 | 0 | 0 | 0 | 0 | 0 | 0 | 0 | 0 | 0 | 0 | 0 | 0 | 0 | 0 | 0 | 0 | 0 | 0 | 0 | 0 |  | 0 | 3.25 | 0 | 0 | 0 | 0 | 0 | 0 | 0 | 0 | 0 | 3 | 0 | 0 | 0 | 0 | 0 | 0 | 0 | 1 | 0 |  | 0 | 2 | 0 | 0 | 0 | 0 | 0 | 0 | 0 | 0 | 0 | 2 | 0 | 0 | 0 | 0 | 0 | 0 | 0 |  | 1 | 4 | 1 | 1 | 1 | 4 | 1 | 1 | 1 | 1 | 1 | 1
SDGE | Salt Creek | 69 | 0 | 0 | 0 | 0 | 0 | 0 | 0 | 0 | 0 | 0 | 0 | 0 | 0 | 0 | 0 | 0 | 0 | 0 | 0 | 0 |  | 0 | 0 | 0 | 0 | 0 | 0 | 0 | 0 | 0 | 0 | 0 | 0 | 0 | 0 | 0 | 0 | 0 | 0 | 0 | 0 | 0 |  | 0 | 0 | 0 | 0 | 0 | 0 | 0 | 0 | 0 | 0 | 0 | 0 | 0 | 0 | 0 | 0 | 0 | 0 | 0 |  | 1 | 1 | 1 | 1 | 1 | 1 | 1 | 1 | 1 | 1 | 1 | 0
SCE Eastern | San Bernardino | 230 | 0 | 0 | 0 | 0 | 0 | 0 | 0 | 0 | 0 | 0 | 0 | 0 | 0 | 0 | 0 | 0 | 0 | 0 | 0 | 0 |  | 0 | 5.25 | 0 | 0 | 0 | 0 | 0 | 0 | 0 | 0 | 0 | 0 | 0 | 0 | 0 | 0 | 0 | 0 | 0 | 1 | 0 |  | 0 | 2 | 0 | 0 | 0 | 0 | 0 | 0 | 0 | 0 | 0 | 0 | 0 | 0 | 0 | 0 | 0 | 0 | 0 |  | 1 | 4 | 1 | 1 | 1 | 1 | 1 | 1 | 1 | 1 | 1 | 1
PG&E GBA | SAN FRAN A (POTRERO PP) | 115 | 0 | 0 | 0 | 0 | 0 | 0 | 0 | 0 | 0 | 0 | 0 | 0 | 0 | 0 | 0 | 0 | 0 | 0 | 0 | 0 |  | 0 | 0 | 0 | 0 | 0 | 0 | 0 | 0 | 0 | 0 | 0 | 0 | 0 | 0 | 0 | 0 | 0 | 0 | 0 | 0 | 0 |  | 0 | 0 | 0 | 0 | 0 | 0 | 0 | 0 | 0 | 0 | 0 | 0 | 0 | 0 | 0 | 0 | 0 | 0 | 0 |  | 1 | 1 | 1 | 1 | 1 | 1 | 1 | 1 | 1 | 1 | 1 | 0
PG&E GBA | SAN FRAN A (POTRERO PP) | 230 | 0 | 0 | 0 | 0 | 0 | 0 | 0 | 0 | 0 | 0 | 0 | 0 | 0 | 0 | 0 | 0 | 0 | 0 | 0 | 0 |  | 0 | 0 | 0 | 0 | 0 | 0 | 0 | 0 | 0 | 0 | 0 | 0 | 0 | 0 | 0 | 0 | 0 | 0 | 0 | 0 | 0 |  | 0 | 0 | 0 | 0 | 0 | 0 | 0 | 0 | 0 | 0 | 0 | 0 | 0 | 0 | 0 | 0 | 0 | 0 | 0 |  | 1 | 1 | 1 | 1 | 1 | 1 | 1 | 1 | 1 | 1 | 1 | 0
PG&E GBA | San Jose A | 115 | 0 | 0 | 0 | 0 | 0 | 0 | 0 | 0 | 0 | 0 | 0 | 0 | 0 | 0 | 0 | 0 | 0 | 0 | 0 | 0 |  | 0 | 0 | 0 | 0 | 0 | 0 | 0 | 0 | 0 | 0 | 0 | 0 | 0 | 0 | 0 | 0 | 0 | 0 | 0 | 0 | 0 |  | 0 | 0 | 0 | 0 | 0 | 0 | 0 | 0 | 0 | 0 | 0 | 0 | 0 | 0 | 0 | 0 | 0 | 0 | 0 |  | 1 | 1 | 1 | 1 | 1 | 1 | 1 | 1 | 1 | 1 | 1 | 0
PG&E GBA | San Jose B | 115 | 0 | 0 | 0 | 0 | 0 | 0 | 0 | 0 | 0 | 0 | 0 | 0 | 0 | 0 | 0 | 0 | 0 | 0 | 0 | 0 |  | 0 | 0 | 0 | 0 | 0 | 0 | 0 | 0 | 0 | 0 | 0 | 0 | 0 | 0 | 0 | 0 | 0 | 0 | 0 | 0 | 0 |  | 0 | 0 | 0 | 0 | 0 | 0 | 0 | 0 | 0 | 0 | 0 | 0 | 0 | 0 | 0 | 0 | 0 | 0 | 0 |  | 1 | 1 | 1 | 1 | 1 | 1 | 1 | 1 | 1 | 1 | 1 | 0
PG&E GBA | San Leandro U | 115 | 0 | 0 | 0 | 0 | 0 | 0 | 0 | 0 | 0 | 0 | 0 | 0 | 0 | 0 | 0 | 0 | 0 | 0 | 0 | 0 |  | 0 | 0 | 0 | 0 | 0 | 0 | 0 | 0 | 0 | 0 | 0 | 0 | 0 | 0 | 0 | 0 | 0 | 0 | 0 | 0 | 0 |  | 0 | 0 | 0 | 0 | 0 | 0 | 0 | 0 | 0 | 0 | 0 | 0 | 0 | 0 | 0 | 0 | 0 | 0 | 0 |  | 1 | 1 | 1 | 1 | 1 | 1 | 1 | 1 | 1 | 1 | 1 | 0
PG&E KERN | San Luis Obispo | 115 | 0 | 0 | 0 | 0 | 0 | 0 | 0 | 0 | 0 | 0 | 0 | 0 | 0 | 0 | 0 | 0 | 0 | 0 | 0 | 0 |  | 0 | 0 | 0 | 0 | 0 | 0 | 0 | 0 | 0 | 0 | 0 | 0 | 0 | 0 | 0 | 0 | 0 | 0 | 0 | 0 | 0 |  | 0 | 0 | 0 | 0 | 0 | 0 | 0 | 0 | 0 | 0 | 0 | 0 | 0 | 0 | 0 | 0 | 0 | 0 | 0 |  | 1 | 1 | 1 | 1 | 1 | 1 | 1 | 1 | 1 | 1 | 1 | 0
PG&E KERN | San Luis Obispo | 70 | 0 | 0 | 0 | 0 | 0 | 0 | 0 | 0 | 0 | 0 | 0 | 0 | 0 | 0 | 0 | 0 | 0 | 0 | 0 | 0 |  | 0 | 11 | 0 | 0 | 0 | 0 | 0 | 0 | 0 | 0 | 0 | 0 | 0 | 0 | 0 | 0 | 0 | 0 | 0 | 1 | 0 |  | 0 | 2 | 0 | 0 | 0 | 0 | 0 | 0 | 0 | 0 | 0 | 0 | 0 | 0 | 0 | 0 | 0 | 0 | 0 |  | 1 | 4 | 1 | 1 | 1 | 1 | 1 | 1 | 1 | 1 | 1 | 1
SDGE | San Luis Rey | 230 | 0 | 0 | 0 | 0 | 0 | 0 | 0 | 0 | 0 | 0 | 0 | 0 | 0 | 0 | 0 | 0 | 0 | 0 | 0 | 0 |  | 0 | 0 | 0 | 0 | 0 | 0 | 0 | 0 | 0 | 0 | 0 | 0 | 0 | 0 | 0 | 0 | 0 | 0 | 0 | 0 | 0 |  | 0 | 0 | 0 | 0 | 0 | 0 | 0 | 0 | 0 | 0 | 0 | 0 | 0 | 0 | 0 | 0 | 0 | 0 | 0 |  | 1 | 1 | 1 | 1 | 1 | 1 | 1 | 1 | 1 | 1 | 1 | 0
SDGE | San Luis Rey | 69 | 0 | 0 | 0 | 0 | 0 | 0 | 0 | 0 | 0 | 0 | 0 | 0 | 0 | 0 | 0 | 0 | 0 | 0 | 0 | 0 |  | 0 | 0 | 0 | 0 | 0 | 0 | 0 | 0 | 0 | 0 | 0 | 0 | 0 | 0 | 0 | 0 | 0 | 0 | 0 | 0 | 0 |  | 0 | 0 | 0 | 0 | 0 | 0 | 0 | 0 | 0 | 0 | 0 | 0 | 0 | 0 | 0 | 0 | 0 | 0 | 0 |  | 1 | 1 | 1 | 1 | 1 | 1 | 1 | 1 | 1 | 1 | 1 | 0
SDGE | San Marcos | 69 | 0 | 0 | 0 | 0 | 0 | 0 | 0 | 0 | 0 | 0 | 0 | 0 | 0 | 0 | 0 | 0 | 0 | 0 | 0 | 0 |  | 0 | 0 | 0 | 0 | 0 | 0 | 0 | 0 | 0 | 0 | 0 | 0 | 0 | 0 | 0 | 0 | 0 | 0 | 0 | 0 | 0 |  | 0 | 0 | 0 | 0 | 0 | 0 | 0 | 0 | 0 | 0 | 0 | 0 | 0 | 0 | 0 | 0 | 0 | 0 | 0 |  | 1 | 1 | 1 | 1 | 1 | 1 | 1 | 1 | 1 | 1 | 1 | 0
SCE Metro | San Onofre | 230 | 0 | 0 | 0 | 0 | 0 | 0 | 0 | 0 | 0 | 0 | 0 | 0 | 0 | 0 | 0 | 0 | 0 | 0 | 0 | 0 |  | 0 | 0 | 0 | 0 | 0 | 0 | 0 | 0 | 0 | 0 | 0 | 0 | 0 | 0 | 0 | 0 | 0 | 0 | 0 | 0 | 0 |  | 0 | 0 | 0 | 0 | 0 | 0 | 0 | 0 | 0 | 0 | 0 | 0 | 0 | 0 | 0 | 0 | 0 | 0 | 0 |  | 1 | 1 | 1 | 1 | 1 | 1 | 1 | 1 | 1 | 1 | 1 | 0
PG&E GBA | San Pablo | 115 | 0 | 0 | 0 | 0 | 0 | 0 | 0 | 0 | 0 | 0 | 0 | 0 | 0 | 0 | 0 | 0 | 0 | 0 | 0 | 0 |  | 0 | 0 | 0 | 0 | 0 | 0 | 0 | 0 | 0 | 0 | 0 | 0 | 0 | 0 | 0 | 0 | 0 | 0 | 0 | 0 | 0 |  | 0 | 0 | 0 | 0 | 0 | 0 | 0 | 0 | 0 | 0 | 0 | 0 | 0 | 0 | 0 | 0 | 0 | 0 | 0 |  | 1 | 1 | 1 | 1 | 1 | 1 | 1 | 1 | 1 | 1 | 1 | 0
PG&E GBA | San Ramon | 230 | 0 | 0 | 0 | 0 | 0 | 0 | 0 | 0 | 0 | 0 | 0 | 0 | 0 | 0 | 0 | 0 | 0 | 0 | 0 | 0 |  | 0 | 0 | 0 | 0 | 0 | 0 | 0 | 0 | 0 | 0 | 0 | 0 | 0 | 0 | 0 | 0 | 0 | 0 | 0 | 0 | 0 |  | 0 | 0 | 0 | 0 | 0 | 0 | 0 | 0 | 0 | 0 | 0 | 0 | 0 | 0 | 0 | 0 | 0 | 0 | 0 |  | 1 | 1 | 1 | 1 | 1 | 1 | 1 | 1 | 1 | 1 | 1 | 0
SDGE | San Ysidro | 69 | 0 | 0 | 0 | 0 | 0 | 0 | 0 | 0 | 0 | 0 | 0 | 0 | 0 | 0 | 0 | 0 | 0 | 0 | 0 | 0 |  | 0 | 0 | 0 | 0 | 0 | 0 | 0 | 0 | 0 | 0 | 0 | 0 | 0 | 0 | 0 | 0 | 0 | 0 | 0 | 0 | 0 |  | 0 | 0 | 0 | 0 | 0 | 0 | 0 | 0 | 0 | 0 | 0 | 0 | 0 | 0 | 0 | 0 | 0 | 0 | 0 |  | 1 | 1 | 1 | 1 | 1 | 1 | 1 | 1 | 1 | 1 | 1 | 0
SCE NOL | Sandlot | 230 | 0 | 0 | 0 | 0 | 0 | 0 | 0 | 0 | 0 | 0 | 0 | 0 | 0 | 0 | 0 | 0 | 0 | 0 | 0 | 0 |  | 0 | 0 | 0 | 0 | 0 | 0 | 0 | 0 | 0 | 0 | 0 | 0 | 0 | 0 | 0 | 0 | 0 | 0 | 0 | 0 | 0 |  | 0 | 0 | 0 | 0 | 0 | 0 | 0 | 0 | 0 | 0 | 0 | 0 | 0 | 0 | 0 | 0 | 0 | 0 | 0 |  | 1 | 1 | 1 | 1 | 1 | 1 | 1 | 1 | 1 | 1 | 1 | 0
EOP | Sandy | 138 | 0 | 0 | 0 | 0 | 0 | 0 | 0 | 0 | 0 | 0 | 0 | 0 | 0 | 0 | 0 | 0 | 0 | 0 | 0 | 0 |  | 0 | 0 | 0 | 0 | 0 | 0 | 0 | 0 | 0 | 0 | 0 | 0 | 0 | 0 | 0 | 0 | 0 | 0 | 0 | 0 | 0 |  | 0 | 0 | 0 | 0 | 0 | 0 | 0 | 0 | 0 | 0 | 0 | 0 | 0 | 0 | 0 | 0 | 0 | 0 | 0 |  | 1 | 1 | 1 | 1 | 1 | 1 | 1 | 1 | 1 | 1 | 1 | 0
PG&E FRESNO | Sanger | 115 | 0 | 0 | 0 | 0 | 0 | 0 | 0 | 0 | 0 | 0 | 0 | 0 | 0 | 0 | 0 | 0 | 0 | 0 | 0 | 0 |  | 0 | 1.5 | 0 | 0 | 0 | 0 | 0 | 0 | 0 | 0 | 0 | 0 | 0 | 0 | 0 | 0 | 0 | 0 | 0 | 1 | 0 |  | 0 | 2 | 0 | 0 | 0 | 0 | 0 | 0 | 0 | 0 | 0 | 0 | 0 | 0 | 0 | 0 | 0 | 0 | 0 |  | 1 | 4 | 1 | 1 | 1 | 1 | 1 | 1 | 1 | 1 | 1 | 1
SCE Northern | Santa Clara | 230 | 0 | 0 | 0 | 0 | 0 | 0 | 0 | 0 | 0 | 0 | 0 | 0 | 0 | 0 | 0 | 0 | 0 | 0 | 0 | 0 |  | 0 | 0 | 0 | 0 | 0 | 0 | 0 | 0 | 0 | 0 | 0 | 0 | 0 | 0 | 0 | 0 | 0 | 0 | 0 | 0 | 0 |  | 0 | 0 | 0 | 0 | 0 | 0 | 0 | 0 | 0 | 0 | 0 | 0 | 0 | 0 | 0 | 0 | 0 | 0 | 0 |  | 1 | 1 | 1 | 1 | 1 | 1 | 1 | 1 | 1 | 1 | 1 | 0
PG&E NGBA | Santa Rosa A | 115 | 0 | 0 | 0 | 0 | 0 | 0 | 0 | 0 | 0 | 0 | 0 | 0 | 0 | 0 | 0 | 0 | 0 | 0 | 0 | 0 |  | 0 | 0 | 0 | 0 | 0 | 0 | 0 | 0 | 0 | 0 | 0 | 0 | 0 | 0 | 0 | 0 | 0 | 0 | 0 | 0 | 0 |  | 0 | 0 | 0 | 0 | 0 | 0 | 0 | 0 | 0 | 0 | 0 | 0 | 0 | 0 | 0 | 0 | 0 | 0 | 0 |  | 1 | 1 | 1 | 1 | 1 | 1 | 1 | 1 | 1 | 1 | 1 | 0
PG&E GBA | Santa Teresa | 115 | 0 | 0 | 0 | 0 | 0 | 0 | 0 | 0 | 0 | 0 | 0 | 0 | 0 | 0 | 0 | 0 | 0 | 0 | 0 | 0 |  | 0 | 0 | 0 | 0 | 0 | 0 | 0 | 0 | 0 | 0 | 0 | 0 | 0 | 0 | 0 | 0 | 0 | 0 | 0 | 0 | 0 |  | 0 | 0 | 0 | 0 | 0 | 0 | 0 | 0 | 0 | 0 | 0 | 0 | 0 | 0 | 0 | 0 | 0 | 0 | 0 |  | 1 | 1 | 1 | 1 | 1 | 1 | 1 | 1 | 1 | 1 | 1 | 0
SDGE | Santee | 138 | 0 | 0 | 0 | 0 | 0 | 0 | 0 | 0 | 0 | 0 | 0 | 0 | 0 | 0 | 0 | 10 | 0 | 10 | 0 | 1 |  | 0 | 0 | 0 | 0 | 0 | 0 | 0 | 0 | 0 | 0 | 0 | 0 | 0 | 0 | 0 | 10 | 0 | 10 | 0 | 1 | 0 |  | 0 | 0 | 0 | 0 | 0 | 0 | 0 | 0 | 0 | 0 | 0 | 0 | 0 | 0 | 0 | 0 | 0 | 0 | 0 |  | 1 | 1 | 1 | 1 | 1 | 1 | 1 | 1 | 1 | 1 | 1 | 0
SCE Metro | Santiago | 230 | 0 | 0 | 0 | 0 | 0 | 0 | 0 | 0 | 0 | 0 | 0 | 0 | 0 | 0 | 0 | 0 | 0 | 0 | 0 | 0 |  | 0 | 0 | 0 | 0 | 0 | 0 | 0 | 0 | 0 | 0 | 0 | 0 | 0 | 0 | 0 | 0 | 0 | 0 | 0 | 0 | 0 |  | 0 | 0 | 0 | 0 | 0 | 0 | 0 | 0 | 0 | 0 | 0 | 0 | 0 | 0 | 0 | 0 | 0 | 0 | 0 |  | 1 | 1 | 1 | 1 | 1 | 1 | 1 | 1 | 1 | 1 | 1 | 0
PG&E GBA | Saratoga | 230 | 0 | 0 | 0 | 0 | 0 | 0 | 0 | 0 | 0 | 0 | 0 | 0 | 0 | 0 | 0 | 0 | 0 | 0 | 0 | 0 |  | 0 | 0 | 0 | 0 | 0 | 0 | 0 | 0 | 0 | 0 | 0 | 0 | 0 | 0 | 0 | 0 | 0 | 0 | 0 | 0 | 0 |  | 0 | 0 | 0 | 0 | 0 | 0 | 0 | 0 | 0 | 0 | 0 | 0 | 0 | 0 | 0 | 0 | 0 | 0 | 0 |  | 1 | 1 | 1 | 1 | 1 | 1 | 1 | 1 | 1 | 1 | 1 | 0
SCE Northern | Saugus | 230 | 0 | 0 | 0 | 0 | 0 | 0 | 0 | 0 | 0 | 0 | 0 | 0 | 0 | 0 | 0 | 0 | 0 | 0 | 0 | 0 |  | 0 | 0 | 0 | 0 | 0 | 0 | 0 | 0 | 0 | 0 | 0 | 0 | 0 | 0 | 0 | 0 | 0 | 0 | 0 | 0 | 0 |  | 0 | 0 | 0 | 0 | 0 | 0 | 0 | 0 | 0 | 0 | 0 | 0 | 0 | 0 | 0 | 0 | 0 | 0 | 0 |  | 1 | 1 | 1 | 1 | 1 | 1 | 1 | 1 | 1 | 1 | 1 | 0
PG&E FRESNO | Schindler | 115 | 0 | 0 | 0 | 0 | 0 | 0 | 0 | 0 | 0 | 0 | 0 | 0 | 100 | 0 | 100 | 0 | 0 | 0 | 0 | 1 |  | 0 | 0 | 0 | 0 | 0 | 0 | 0 | 0 | 0 | 0 | 0 | 0 | 0 | 0 | 0 | 0 | 0 | 0 | 0 | 0 | 0 |  | 0 | 0 | 0 | 0 | 0 | 0 | 0 | 0 | 0 | 0 | 0 | 0 | 0 | 0 | 0 | 0 | 0 | 0 | 0 |  | 1 | 1 | 1 | 1 | 1 | 1 | 1 | 1 | 1 | 1 | 1 | 0
PG&E FRESNO | Schindler | 70 | 0 | 0 | 0 | 0 | 0 | 0 | 0 | 0 | 0 | 0 | 0 | 0 | 0 | 0 | 0 | 0 | 0 | 0 | 0 | 0 |  | 0 | 0 | 0 | 0 | 0 | 0 | 0 | 0 | 0 | 0 | 0 | 0 | 0 | 0 | 0 | 0 | 0 | 0 | 0 | 0 | 0 |  | 0 | 0 | 0 | 0 | 0 | 0 | 0 | 0 | 0 | 0 | 0 | 0 | 0 | 0 | 0 | 0 | 0 | 0 | 0 |  | 1 | 1 | 1 | 1 | 1 | 1 | 1 | 1 | 1 | 1 | 1 | 0
PG&E GBA | Schulte | 115 | 0 | 0 | 0 | 0 | 0 | 0 | 0 | 0 | 0 | 0 | 0 | 0 | 100 | 0 | 100 | 13.3 | 0 | 13.3 | 0 | 1 |  | 0 | 0 | 0 | 0 | 0 | 0 | 0 | 0 | 0 | 0 | 0 | 0 | 0 | 0 | 0 | 0 | 0 | 0 | 0 | 0 | 0 |  | 0 | 0 | 0 | 0 | 0 | 0 | 0 | 0 | 0 | 0 | 0 | 0 | 0 | 0 | 0 | 0 | 0 | 0 | 0 |  | 1 | 1 | 1 | 1 | 1 | 1 | 1 | 1 | 1 | 1 | 1 | 0
SDGE | Scripps | 69 | 0 | 0 | 0 | 0 | 0 | 0 | 0 | 0 | 0 | 0 | 0 | 0 | 0 | 0 | 0 | 0 | 0 | 0 | 0 | 0 |  | 0 | 0 | 0 | 0 | 0 | 0 | 0 | 0 | 0 | 0 | 0 | 0 | 0 | 0 | 0 | 0 | 0 | 0 | 0 | 0 | 0 |  | 0 | 0 | 0 | 0 | 0 | 0 | 0 | 0 | 0 | 0 | 0 | 0 | 0 | 0 | 0 | 0 | 0 | 0 | 0 |  | 1 | 1 | 1 | 1 | 1 | 1 | 1 | 1 | 1 | 1 | 1 | 0
PG&E KERN | Semitropic | 115 | 0 | 0 | 0 | 0 | 0 | 0 | 0 | 0 | 0 | 0 | 0 | 4.66 | 0 | 0 | 0 | 0 | 0 | 0 | 0 | 1 |  | 0 | 0 | 0 | 0 | 0 | 0 | 0 | 0 | 0 | 0 | 0 | 4.66 | 0 | 0 | 0 | 0 | 0 | 0 | 0 | 1 | 0 |  | 0 | 0 | 0 | 0 | 0 | 0 | 0 | 0 | 0 | 0 | 0 | 0 | 0 | 0 | 0 | 0 | 0 | 0 | 0 |  | 1 | 1 | 1 | 1 | 1 | 1 | 1 | 1 | 1 | 1 | 1 | 0
SCE Metro | Serrano | 230 | 0 | 0 | 0 | 0 | 0 | 0 | 0 | 0 | 0 | 0 | 0 | 0 | 0 | 0 | 0 | 0 | 0 | 0 | 0 | 0 |  | 0 | 0 | 0 | 0 | 0 | 0 | 0 | 0 | 0 | 0 | 0 | 0 | 0 | 0 | 0 | 0 | 0 | 0 | 0 | 0 | 0 |  | 0 | 0 | 0 | 0 | 0 | 0 | 0 | 0 | 0 | 0 | 0 | 0 | 0 | 0 | 0 | 0 | 0 | 0 | 0 |  | 1 | 1 | 1 | 1 | 1 | 1 | 1 | 1 | 1 | 1 | 1 | 0
SCE Metro | Serrano | 500 | 0 | 0 | 0 | 0 | 0 | 0 | 0 | 0 | 0 | 0 | 0 | 0 | 0 | 0 | 0 | 0 | 0 | 0 | 0 | 0 |  | 0 | 0 | 0 | 0 | 0 | 0 | 0 | 0 | 0 | 0 | 0 | 0 | 0 | 0 | 0 | 0 | 0 | 0 | 0 | 0 | 0 |  | 0 | 0 | 0 | 0 | 0 | 0 | 0 | 0 | 0 | 0 | 0 | 0 | 0 | 0 | 0 | 0 | 0 | 0 | 0 |  | 1 | 1 | 1 | 1 | 1 | 1 | 1 | 1 | 1 | 1 | 1 | 0
SDGE | Shadowridge | 138 | 0 | 0 | 0 | 0 | 0 | 0 | 0 | 0 | 0 | 0 | 0 | 0 | 0 | 0 | 0 | 0 | 0 | 0 | 0 | 0 |  | 0 | 0 | 0 | 0 | 0 | 0 | 0 | 0 | 0 | 0 | 0 | 0 | 0 | 0 | 0 | 0 | 0 | 0 | 0 | 0 | 0 |  | 0 | 0 | 0 | 0 | 0 | 0 | 0 | 0 | 0 | 0 | 0 | 0 | 0 | 0 | 0 | 0 | 0 | 0 | 0 |  | 1 | 1 | 1 | 1 | 1 | 1 | 1 | 1 | 1 | 1 | 1 | 0
PG&E KERN | Shafter | 115 | 0 | 0 | 0 | 0 | 0 | 0 | 0 | 0 | 0 | 0 | 0 | 2.25 | 0 | 100 | 100 | 0 | 0 | 0 | 0 | 1 |  | 0 | 0 | 0 | 0 | 0 | 0 | 0 | 0 | 0 | 0 | 0 | 2.25 | 0 | 0 | 0 | 0 | 0 | 0 | 0 | 1 | 0 |  | 0 | 0 | 0 | 0 | 0 | 0 | 0 | 0 | 0 | 0 | 0 | 0 | 0 | 0 | 0 | 0 | 0 | 0 | 0 |  | 1 | 1 | 1 | 1 | 1 | 1 | 1 | 1 | 1 | 1 | 1 | 0
PG&E NGBA | Silverado | 115 | 0 | 0 | 0 | 0 | 0 | 0 | 0 | 0 | 0 | 0 | 0 | 0 | 0 | 0 | 0 | 0 | 0 | 0 | 0 | 0 |  | 0 | 0 | 0 | 0 | 0 | 0 | 0 | 0 | 0 | 0 | 0 | 0 | 0 | 0 | 0 | 0 | 0 | 0 | 0 | 0 | 0 |  | 0 | 0 | 0 | 0 | 0 | 0 | 0 | 0 | 0 | 0 | 0 | 0 | 0 | 0 | 0 | 0 | 0 | 0 | 0 |  | 1 | 1 | 1 | 1 | 1 | 1 | 1 | 1 | 1 | 1 | 1 | 0
SDGE | Silvergate | 230 | 0 | 0 | 0 | 0 | 0 | 0 | 0 | 0 | 0 | 0 | 0 | 0 | 0 | 100 | 100 | 0 | 0 | 0 | 0 | 1 |  | 0 | 0 | 0 | 0 | 0 | 0 | 0 | 0 | 0 | 0 | 0 | 0 | 0 | 0 | 0 | 0 | 0 | 0 | 0 | 0 | 0 |  | 0 | 0 | 0 | 0 | 0 | 0 | 0 | 0 | 0 | 0 | 0 | 0 | 0 | 0 | 0 | 0 | 0 | 0 | 0 |  | 1 | 1 | 1 | 1 | 1 | 1 | 1 | 1 | 1 | 1 | 1 | 0
SDGE | Silvergate | 69 | 0 | 0 | 0 | 0 | 0 | 0 | 0 | 0 | 0 | 0 | 0 | 0 | 0 | 0 | 0 | 0 | 0 | 0 | 0 | 0 |  | 0 | 0 | 0 | 0 | 0 | 0 | 0 | 0 | 0 | 0 | 0 | 0 | 0 | 0 | 0 | 0 | 0 | 0 | 0 | 0 | 0 |  | 0 | 0 | 0 | 0 | 0 | 0 | 0 | 0 | 0 | 0 | 0 | 0 | 0 | 0 | 0 | 0 | 0 | 0 | 0 |  | 1 | 1 | 1 | 1 | 1 | 1 | 1 | 1 | 1 | 1 | 1 | 0
PG&E KERN | Sisquoc | 115 | 0 | 0 | 0 | 0 | 0 | 0 | 0 | 0 | 0 | 0 | 0 | 0 | 0 | 0 | 0 | 0 | 0 | 0 | 0 | 0 |  | 0 | 0 | 0 | 0 | 0 | 0 | 0 | 0 | 0 | 0 | 0 | 0 | 0 | 0 | 0 | 0 | 0 | 0 | 0 | 0 | 0 |  | 0 | 0 | 0 | 0 | 0 | 0 | 0 | 0 | 0 | 0 | 0 | 0 | 0 | 0 | 0 | 0 | 0 | 0 | 0 |  | 1 | 1 | 1 | 1 | 1 | 1 | 1 | 1 | 1 | 1 | 1 | 0
EOP | Sloan Canyon | 230 | 0 | 0 | 0 | 0 | 0 | 0 | 0 | 0 | 0 | 0 | 0 | 0 | 0 | 0 | 0 | 0 | 0 | 0 | 0 | 0 |  | 0 | 0 | 260 | 50 | 310 | 0 | 0 | 0 | 0 | 0 | 0 | 0 | 0 | 0 | 0 | 0 | 0 | 0 | 0 | 1 | 0 |  | 0 | 0 | 2 | 2 | 2 | 0 | 0 | 0 | 0 | 0 | 0 | 0 | 0 | 0 | 0 | 0 | 0 | 0 | 0 |  | 1 | 1 | 4 | 1 | 1 | 1 | 1 | 1 | 1 | 1 | 1 | 1
EOP | Sloan Canyon | 500 | 0 | 0 | 0 | 0 | 0 | 0 | 0 | 0 | 0 | 0 | 0 | 0 | 0 | 0 | 0 | 0 | 0 | 0 | 0 | 0 |  | 0 | 0 | 0 | 0 | 0 | 0 | 0 | 0 | 0 | 0 | 0 | 0 | 0 | 0 | 0 | 0 | 0 | 0 | 0 | 0 | 0 |  | 0 | 0 | 0 | 0 | 0 | 0 | 0 | 0 | 0 | 0 | 0 | 0 | 0 | 0 | 0 | 0 | 0 | 0 | 0 |  | 1 | 1 | 1 | 1 | 1 | 1 | 1 | 1 | 1 | 1 | 1 | 0
PG&E KERN | Smyrna | 115 | 0 | 0 | 0 | 0 | 0 | 0 | 0 | 0 | 0 | 0 | 0 | 0 | 0 | 0 | 0 | 0 | 0 | 0 | 0 | 0 |  | 0 | 0 | 0 | 0 | 0 | 0 | 0 | 0 | 0 | 0 | 0 | 6 | 0 | 0 | 0 | 0 | 0 | 0 | 0 | 1 | 0 |  | 0 | 0 | 0 | 0 | 0 | 0 | 0 | 0 | 0 | 0 | 0 | 2 | 0 | 0 | 0 | 0 | 0 | 0 | 0 |  | 1 | 1 | 1 | 1 | 1 | 4 | 1 | 1 | 1 | 1 | 1 | 1
PG&E GBA | Sobrante | 115 | 0 | 0 | 0 | 0 | 0 | 0 | 0 | 0 | 0 | 0 | 0 | 0 | 0 | 0 | 0 | 0 | 0 | 0 | 0 | 0 |  | 0 | 0 | 0 | 0 | 0 | 0 | 0 | 0 | 0 | 0 | 0 | 0 | 0 | 0 | 0 | 0 | 0 | 0 | 0 | 0 | 0 |  | 0 | 0 | 0 | 0 | 0 | 0 | 0 | 0 | 0 | 0 | 0 | 0 | 0 | 0 | 0 | 0 | 0 | 0 | 0 |  | 1 | 1 | 1 | 1 | 1 | 1 | 1 | 1 | 1 | 1 | 1 | 0
PG&E GBA | Sobrante | 230 | 0 | 0 | 0 | 0 | 0 | 0 | 0 | 0 | 0 | 0 | 0 | 0 | 0 | 0 | 0 | 0 | 0 | 0 | 0 | 0 |  | 0 | 0 | 0 | 0 | 0 | 0 | 0 | 0 | 0 | 0 | 0 | 0 | 0 | 0 | 0 | 0 | 0 | 0 | 0 | 0 | 0 |  | 0 | 0 | 0 | 0 | 0 | 0 | 0 | 0 | 0 | 0 | 0 | 0 | 0 | 0 | 0 | 0 | 0 | 0 | 0 |  | 1 | 1 | 1 | 1 | 1 | 1 | 1 | 1 | 1 | 1 | 1 | 0
PG&E KERN | Solar | 230 | 0 | 0 | 0 | 0 | 0 | 0 | 0 | 0 | 0 | 0 | 0 | 0 | 0 | 0 | 0 | 0 | 0 | 0 | 0 | 0 |  | 0 | 0 | 0 | 0 | 0 | 0 | 0 | 0 | 0 | 0 | 0 | 0 | 0 | 0 | 0 | 0 | 0 | 0 | 0 | 0 | 0 |  | 0 | 0 | 0 | 0 | 0 | 0 | 0 | 0 | 0 | 0 | 0 | 0 | 0 | 0 | 0 | 0 | 0 | 0 | 0 |  | 1 | 1 | 1 | 1 | 1 | 1 | 1 | 1 | 1 | 1 | 1 | 0
PG&E GBA | Soledad | 115 | 0 | 0 | 0 | 0 | 0 | 0 | 0 | 0 | 0 | 0 | 0 | 0 | 0 | 0 | 0 | 0 | 0 | 0 | 0 | 0 |  | 0 | 0 | 0 | 0 | 0 | 0 | 0 | 0 | 0 | 0 | 0 | 0 | 0 | 0 | 0 | 0 | 0 | 0 | 0 | 0 | 0 |  | 0 | 0 | 0 | 0 | 0 | 0 | 0 | 0 | 0 | 0 | 0 | 0 | 0 | 0 | 0 | 0 | 0 | 0 | 0 |  | 1 | 1 | 1 | 1 | 1 | 1 | 1 | 1 | 1 | 1 | 1 | 0
PG&E GBA | Soledad | 60 | 0 | 0 | 0 | 0 | 0 | 0 | 0 | 0 | 0 | 0 | 0 | 0 | 0 | 0 | 0 | 0 | 0 | 0 | 0 | 0 |  | 0 | 0 | 6 | 0 | 6 | 0 | 0 | 0 | 0 | 0 | 0 | 0 | 0 | 0 | 0 | 0 | 0 | 0 | 0 | 1 | 0 |  | 0 | 0 | 2 | 0 | 2 | 0 | 0 | 0 | 0 | 0 | 0 | 0 | 0 | 0 | 0 | 0 | 0 | 0 | 0 |  | 1 | 1 | 4 | 1 | 1 | 1 | 1 | 1 | 1 | 1 | 1 | 1
SDGE | Spring Valley | 69 | 0 | 0 | 0 | 0 | 0 | 0 | 0 | 0 | 0 | 0 | 0 | 0 | 0 | 0 | 0 | 0 | 0 | 0 | 0 | 0 |  | 0 | 0 | 0 | 0 | 0 | 0 | 0 | 0 | 0 | 0 | 0 | 0 | 0 | 0 | 0 | 0 | 0 | 0 | 0 | 0 | 0 |  | 0 | 0 | 0 | 0 | 0 | 0 | 0 | 0 | 0 | 0 | 0 | 0 | 0 | 0 | 0 | 0 | 0 | 0 | 0 |  | 1 | 1 | 1 | 1 | 1 | 1 | 1 | 1 | 1 | 1 | 1 | 0
SCE Northern | Springville | 230 | 0 | 0 | 0 | 0 | 0 | 0 | 0 | 0 | 0 | 0 | 0 | 3 | 0 | 0 | 0 | 225 | 0 | 225 | 0 | 1 |  | 0 | 0 | 0 | 0 | 0 | 0 | 0 | 0 | 0 | 0 | 0 | 3 | 0 | 0 | 0 | 225 | 0 | 225 | 0 | 1 | 0 |  | 0 | 0 | 0 | 0 | 0 | 0 | 0 | 0 | 0 | 0 | 0 | 0 | 0 | 0 | 0 | 0 | 0 | 0 | 0 |  | 1 | 1 | 1 | 1 | 1 | 1 | 1 | 1 | 1 | 1 | 1 | 0
PG&E GBA | Stagg | 230 | 0 | 0 | 0 | 0 | 0 | 0 | 0 | 0 | 0 | 0 | 0 | 0 | 0 | 0 | 0 | 0 | 0 | 0 | 0 | 0 |  | 0 | 0 | 0 | 0 | 0 | 0 | 0 | 0 | 0 | 0 | 0 | 0 | 0 | 0 | 0 | 0 | 0 | 0 | 0 | 0 | 0 |  | 0 | 0 | 0 | 0 | 0 | 0 | 0 | 0 | 0 | 0 | 0 | 0 | 0 | 0 | 0 | 0 | 0 | 0 | 0 |  | 1 | 1 | 1 | 1 | 1 | 1 | 1 | 1 | 1 | 1 | 1 | 0
PG&E GBA | Standard Oil | 115 | 0 | 0 | 0 | 0 | 0 | 0 | 0 | 0 | 0 | 0 | 0 | 0 | 0 | 0 | 0 | 0 | 0 | 0 | 0 | 0 |  | 0 | 0 | 0 | 0 | 0 | 0 | 0 | 0 | 0 | 0 | 0 | 0 | 0 | 0 | 0 | 0 | 0 | 0 | 0 | 0 | 0 |  | 0 | 0 | 0 | 0 | 0 | 0 | 0 | 0 | 0 | 0 | 0 | 0 | 0 | 0 | 0 | 0 | 0 | 0 | 0 |  | 1 | 1 | 1 | 1 | 1 | 1 | 1 | 1 | 1 | 1 | 1 | 0
PG&E GBA | Stanislaus | 115 | 0 | 0 | 0 | 0 | 0 | 0 | 0 | 0 | 0 | 0 | 0 | 0 | 0 | 0 | 0 | 0 | 0 | 0 | 0 | 0 |  | 0 | 0 | 0 | 0 | 0 | 0 | 0 | 0 | 0 | 0 | 0 | 0 | 0 | 0 | 0 | 0 | 0 | 0 | 0 | 0 | 0 |  | 0 | 0 | 0 | 0 | 0 | 0 | 0 | 0 | 0 | 0 | 0 | 0 | 0 | 0 | 0 | 0 | 0 | 0 | 0 |  | 1 | 1 | 1 | 1 | 1 | 1 | 1 | 1 | 1 | 1 | 1 | 0
PG&E KERN | Stockdale | 115 | 0 | 0 | 0 | 0 | 0 | 0 | 0 | 0 | 0 | 0 | 0 | 0 | 0 | 0 | 0 | 0 | 0 | 0 | 0 | 0 |  | 0 | 0 | 0 | 0 | 0 | 0 | 0 | 0 | 0 | 0 | 0 | 1.8 | 0 | 0 | 0 | 0 | 0 | 0 | 0 | 1 | 0 |  | 0 | 0 | 0 | 0 | 0 | 0 | 0 | 0 | 0 | 0 | 0 | 2 | 0 | 0 | 0 | 0 | 0 | 0 | 0 |  | 1 | 1 | 1 | 1 | 1 | 4 | 1 | 1 | 1 | 1 | 1 | 1
PG&E KERN | Stockdale | 230 | 0 | 0 | 0 | 0 | 0 | 0 | 0 | 0 | 0 | 0 | 0 | 0 | 0 | 0 | 0 | 0 | 0 | 0 | 0 | 0 |  | 0 | 0 | 0 | 0 | 0 | 0 | 0 | 0 | 0 | 0 | 0 | 0 | 0 | 0 | 0 | 0 | 0 | 0 | 0 | 0 | 0 |  | 0 | 0 | 0 | 0 | 0 | 0 | 0 | 0 | 0 | 0 | 0 | 0 | 0 | 0 | 0 | 0 | 0 | 0 | 0 |  | 1 | 1 | 1 | 1 | 1 | 1 | 1 | 1 | 1 | 1 | 1 | 0
PG&E GBA | Stockton A | 115 | 0 | 0 | 0 | 0 | 0 | 0 | 0 | 0 | 0 | 0 | 0 | 0 | 0 | 0 | 0 | 0 | 0 | 0 | 0 | 0 |  | 0 | 0 | 0 | 0 | 0 | 0 | 0 | 0 | 0 | 0 | 0 | 0 | 0 | 0 | 0 | 0 | 0 | 0 | 0 | 0 | 0 |  | 0 | 0 | 0 | 0 | 0 | 0 | 0 | 0 | 0 | 0 | 0 | 0 | 0 | 0 | 0 | 0 | 0 | 0 | 0 |  | 1 | 1 | 1 | 1 | 1 | 1 | 1 | 1 | 1 | 1 | 1 | 0
PG&E GBA | Stone | 115 | 0 | 0 | 0 | 0 | 0 | 0 | 0 | 0 | 0 | 0 | 0 | 0 | 0 | 0 | 0 | 0 | 0 | 0 | 0 | 0 |  | 0 | 0 | 0 | 0 | 0 | 0 | 0 | 0 | 0 | 0 | 0 | 0 | 0 | 0 | 0 | 0 | 0 | 0 | 0 | 0 | 0 |  | 0 | 0 | 0 | 0 | 0 | 0 | 0 | 0 | 0 | 0 | 0 | 0 | 0 | 0 | 0 | 0 | 0 | 0 | 0 |  | 1 | 1 | 1 | 1 | 1 | 1 | 1 | 1 | 1 | 1 | 1 | 0
PG&E FRESNO | Storey | 230 | 0 | 0 | 0 | 0 | 0 | 0 | 0 | 0 | 0 | 0 | 0 | 0 | 0 | 0 | 0 | 0 | 0 | 0 | 0 | 0 |  | 0 | 0 | 0 | 0 | 0 | 0 | 0 | 0 | 0 | 0 | 0 | 0 | 0 | 0 | 0 | 0 | 0 | 0 | 0 | 0 | 0 |  | 0 | 0 | 0 | 0 | 0 | 0 | 0 | 0 | 0 | 0 | 0 | 0 | 0 | 0 | 0 | 0 | 0 | 0 | 0 |  | 1 | 1 | 1 | 1 | 1 | 1 | 1 | 1 | 1 | 1 | 1 | 0
PG&E NGBA | Summit | 115 | 40 | 0 | 0 | 0 | 0 | 0 | 0 | 0 | 0 | 0 | 0 | 0 | 0 | 0 | 0 | 0 | 0 | 0 | 0 | 1 |  | 0 | 0 | 0 | 0 | 0 | 0 | 0 | 0 | 0 | 0 | 0 | 0 | 0 | 0 | 0 | 0 | 0 | 0 | 0 | 0 | 0 |  | 0 | 0 | 0 | 0 | 0 | 0 | 0 | 0 | 0 | 0 | 0 | 0 | 0 | 0 | 0 | 0 | 0 | 0 | 0 |  | 1 | 1 | 1 | 1 | 1 | 1 | 1 | 1 | 1 | 1 | 1 | 0
SDGE | Suncrest | 230 | 0 | 0 | 0 | 0 | 0 | 0 | 0 | 0 | 0 | 0 | 0 | 0 | 0 | 0 | 0 | 0 | 0 | 0 | 0 | 0 |  | 0 | 0 | 0 | 0 | 0 | 0 | 0 | 0 | 0 | 0 | 0 | 0 | 0 | 0 | 0 | 0 | 0 | 0 | 0 | 0 | 0 |  | 0 | 0 | 0 | 0 | 0 | 0 | 0 | 0 | 0 | 0 | 0 | 0 | 0 | 0 | 0 | 0 | 0 | 0 | 0 |  | 1 | 1 | 1 | 1 | 1 | 1 | 1 | 1 | 1 | 1 | 1 | 0
SDGE | Suncrest | 500 | 0 | 0 | 0 | 0 | 0 | 0 | 0 | 0 | 0 | 0 | 0 | 0 | 0 | 0 | 0 | 0 | 0 | 0 | 0 | 0 |  | 0 | 0 | 0 | 0 | 0 | 0 | 0 | 0 | 0 | 0 | 0 | 0 | 0 | 0 | 0 | 0 | 0 | 0 | 0 | 0 | 0 |  | 0 | 0 | 0 | 0 | 0 | 0 | 0 | 0 | 0 | 0 | 0 | 0 | 0 | 0 | 0 | 0 | 0 | 0 | 0 |  | 1 | 1 | 1 | 1 | 1 | 1 | 1 | 1 | 1 | 1 | 1 | 0
PG&E KERN | Sunrise | 230 | 0 | 0 | 0 | 0 | 0 | 0 | 0 | 0 | 0 | 0 | 0 | 0 | 0 | 0 | 0 | 0 | 0 | 0 | 0 | 0 |  | 0 | 0 | 0 | 0 | 0 | 0 | 0 | 0 | 0 | 0 | 0 | 0 | 0 | 0 | 0 | 0 | 0 | 0 | 0 | 0 | 0 |  | 0 | 0 | 0 | 0 | 0 | 0 | 0 | 0 | 0 | 0 | 0 | 0 | 0 | 0 | 0 | 0 | 0 | 0 | 0 |  | 1 | 1 | 1 | 1 | 1 | 1 | 1 | 1 | 1 | 1 | 1 | 0
PG&E KERN | Sunset | 230 | 0 | 0 | 0 | 0 | 0 | 0 | 0 | 0 | 0 | 0 | 0 | 0 | 0 | 0 | 0 | 0 | 0 | 0 | 0 | 0 |  | 0 | 0 | 0 | 0 | 0 | 0 | 0 | 0 | 0 | 0 | 0 | 0 | 0 | 0 | 0 | 0 | 0 | 0 | 0 | 0 | 0 |  | 0 | 0 | 0 | 0 | 0 | 0 | 0 | 0 | 0 | 0 | 0 | 0 | 0 | 0 | 0 | 0 | 0 | 0 | 0 |  | 1 | 1 | 1 | 1 | 1 | 1 | 1 | 1 | 1 | 1 | 1 | 0
PG&E GBA | Swift | 115 | 34 | 0 | 0 | 0 | 0 | 0 | 0 | 0 | 0 | 0 | 0 | 0 | 0 | 0 | 0 | 0 | 0 | 0 | 0 | 1 |  | 0 | 0 | 0 | 0 | 0 | 0 | 0 | 0 | 0 | 0 | 0 | 0 | 0 | 0 | 0 | 0 | 0 | 0 | 0 | 0 | 0 |  | 0 | 0 | 0 | 0 | 0 | 0 | 0 | 0 | 0 | 0 | 0 | 0 | 0 | 0 | 0 | 0 | 0 | 0 | 0 |  | 1 | 1 | 1 | 1 | 1 | 1 | 1 | 1 | 1 | 1 | 1 | 0
SDGE | Sycamore Canyon | 138 | 0 | 0 | 0 | 0 | 0 | 0 | 0 | 0 | 0 | 0 | 0 | 0 | 0 | 0 | 0 | 0 | 0 | 0 | 0 | 0 |  | 0 | 0 | 0 | 0 | 0 | 0 | 0 | 0 | 0 | 0 | 0 | 0 | 0 | 0 | 0 | 0 | 0 | 0 | 0 | 0 | 0 |  | 0 | 0 | 0 | 0 | 0 | 0 | 0 | 0 | 0 | 0 | 0 | 0 | 0 | 0 | 0 | 0 | 0 | 0 | 0 |  | 1 | 1 | 1 | 1 | 1 | 1 | 1 | 1 | 1 | 1 | 1 | 0
SDGE | Sycamore Canyon | 230 | 0 | 0 | 0 | 0 | 0 | 0 | 0 | 0 | 0 | 0 | 0 | 0 | 0 | 0 | 0 | 0 | 0 | 0 | 500 | 1 |  | 0 | 0 | 0 | 0 | 0 | 0 | 0 | 0 | 0 | 0 | 0 | 0 | 0 | 0 | 0 | 0 | 0 | 0 | 409.2 | 1 | 0 |  | 0 | 0 | 0 | 0 | 0 | 0 | 0 | 0 | 0 | 0 | 0 | 0 | 0 | 0 | 0 | 0 | 0 | 0 | 0 |  | 1 | 1 | 1 | 1 | 1 | 1 | 1 | 1 | 1 | 1 | 1 | 0
SDGE | Sycamore Canyon | 69 | 0 | 0 | 0 | 0 | 0 | 0 | 0 | 0 | 0 | 0 | 0 | 0 | 0 | 0 | 0 | 0 | 0 | 0 | 0 | 0 |  | 0 | 0 | 0 | 0 | 0 | 0 | 0 | 0 | 0 | 0 | 0 | 0 | 0 | 0 | 0 | 0 | 0 | 0 | 0 | 0 | 0 |  | 0 | 0 | 0 | 0 | 0 | 0 | 0 | 0 | 0 | 0 | 0 | 0 | 0 | 0 | 0 | 0 | 0 | 0 | 0 |  | 1 | 1 | 1 | 1 | 1 | 1 | 1 | 1 | 1 | 1 | 1 | 0
SCE Northern | Sylmar | 230 | 0 | 0 | 0 | 0 | 0 | 0 | 0 | 0 | 0 | 0 | 0 | 0 | 200 | 0 | 200 | 0 | 0 | 0 | 250 | 1 |  | 0 | 0 | 0 | 0 | 0 | 0 | 0 | 0 | 0 | 0 | 0 | 0 | 0 | 0 | 0 | 0 | 0 | 0 | 0 | 0 | 0 |  | 0 | 0 | 0 | 0 | 0 | 0 | 0 | 0 | 0 | 0 | 0 | 0 | 0 | 0 | 0 | 0 | 0 | 0 | 0 |  | 1 | 1 | 1 | 1 | 1 | 1 | 1 | 1 | 1 | 1 | 1 | 0
PG&E NGBA | Table Mountain | 115 | 0 | 0 | 0 | 0 | 0 | 0 | 0 | 0 | 0 | 0 | 0 | 0 | 0 | 0 | 0 | 0 | 0 | 0 | 0 | 0 |  | 0 | 0 | 0 | 0 | 0 | 0 | 0 | 0 | 0 | 0 | 0 | 0 | 0 | 0 | 0 | 0 | 0 | 0 | 0 | 0 | 0 |  | 0 | 0 | 0 | 0 | 0 | 0 | 0 | 0 | 0 | 0 | 0 | 0 | 0 | 0 | 0 | 0 | 0 | 0 | 0 |  | 1 | 1 | 1 | 1 | 1 | 1 | 1 | 1 | 1 | 1 | 1 | 0
PG&E NGBA | Table Mountain | 230 | 0 | 0 | 0 | 0 | 0 | 0 | 0 | 0 | 0 | 0 | 0 | 0 | 0 | 200 | 200 | 0 | 0 | 0 | 0 | 1 |  | 0 | 0 | 90.5 | 22.5 | 113 | 0 | 0 | 0 | 0 | 0 | 0 | 0 | 0 | 0 | 0 | 0 | 0 | 0 | 0 | 1 | 0 |  | 0 | 0 | 2 | 2 | 2 | 0 | 0 | 0 | 0 | 0 | 0 | 0 | 0 | 0 | 0 | 0 | 0 | 0 | 0 |  | 1 | 1 | 4 | 1 | 1 | 1 | 1 | 1 | 1 | 1 | 1 | 1
PG&E NGBA | Table Mountain | 500 | 0 | 0 | 0 | 0 | 0 | 0 | 0 | 0 | 0 | 0 | 0 | 0 | 0 | 0 | 0 | 0 | 0 | 0 | 0 | 0 |  | 0 | 0 | 0 | 0 | 0 | 0 | 0 | 0 | 0 | 0 | 0 | 0 | 0 | 0 | 0 | 0 | 0 | 0 | 0 | 0 | 0 |  | 0 | 0 | 0 | 0 | 0 | 0 | 0 | 0 | 0 | 0 | 0 | 0 | 0 | 0 | 0 | 0 | 0 | 0 | 0 |  | 1 | 1 | 1 | 1 | 1 | 1 | 1 | 1 | 1 | 1 | 1 | 0
PG&E NGBA | Table Mountain | 60 | 0 | 0 | 0 | 0 | 0 | 0 | 0 | 0 | 0 | 0 | 0 | 0 | 0 | 0 | 0 | 0 | 0 | 0 | 0 | 0 |  | 0 | 0 | 0 | 0 | 0 | 0 | 0 | 0 | 0 | 0 | 0 | 0 | 0 | 0 | 0 | 0 | 0 | 0 | 0 | 0 | 0 |  | 0 | 0 | 0 | 0 | 0 | 0 | 0 | 0 | 0 | 0 | 0 | 0 | 0 | 0 | 0 | 0 | 0 | 0 | 0 |  | 1 | 1 | 1 | 1 | 1 | 1 | 1 | 1 | 1 | 1 | 1 | 0
PG&E KERN | Taft | 115 | 0 | 0 | 0 | 0 | 0 | 0 | 0 | 0 | 0 | 0 | 0 | 0 | 0 | 0 | 0 | 0 | 0 | 0 | 0 | 0 |  | 0 | 0 | 0 | 0 | 0 | 0 | 0 | 0 | 0 | 0 | 0 | 8 | 0 | 3 | 3 | 3 | 0 | 3 | 0 | 1 | 0 |  | 0 | 0 | 0 | 0 | 0 | 0 | 0 | 0 | 0 | 0 | 0 | 2 | 0 | 2 | 2 | 2 | 0 | 2 | 0 |  | 1 | 1 | 1 | 1 | 1 | 4 | 4 | 4 | 1 | 4 | 1 | 1
SDGE | Talega | 138 | 0 | 0 | 0 | 0 | 0 | 0 | 0 | 0 | 0 | 0 | 0 | 0 | 0 | 0 | 0 | 0 | 0 | 0 | 0 | 0 |  | 0 | 0 | 0 | 0 | 0 | 0 | 0 | 0 | 0 | 0 | 0 | 0 | 0 | 0 | 0 | 0 | 0 | 0 | 0 | 0 | 0 |  | 0 | 0 | 0 | 0 | 0 | 0 | 0 | 0 | 0 | 0 | 0 | 0 | 0 | 0 | 0 | 0 | 0 | 0 | 0 |  | 1 | 1 | 1 | 1 | 1 | 1 | 1 | 1 | 1 | 1 | 1 | 0
SDGE | Talega | 230 | 0 | 0 | 0 | 0 | 0 | 0 | 0 | 0 | 0 | 0 | 0 | 0 | 0 | 0 | 0 | 0 | 0 | 0 | 0 | 0 |  | 0 | 0 | 0 | 0 | 0 | 0 | 0 | 0 | 0 | 0 | 0 | 0 | 0 | 0 | 0 | 0 | 0 | 0 | 0 | 0 | 0 |  | 0 | 0 | 0 | 0 | 0 | 0 | 0 | 0 | 0 | 0 | 0 | 0 | 0 | 0 | 0 | 0 | 0 | 0 | 0 |  | 1 | 1 | 1 | 1 | 1 | 1 | 1 | 1 | 1 | 1 | 1 | 0
PG&E GBA | Tassajara | 230 | 0 | 0 | 0 | 0 | 0 | 0 | 0 | 0 | 0 | 0 | 0 | 0 | 0 | 0 | 0 | 0 | 0 | 0 | 0 | 0 |  | 0 | 0 | 0 | 0 | 0 | 0 | 0 | 0 | 0 | 0 | 0 | 0 | 0 | 0 | 0 | 0 | 0 | 0 | 0 | 0 | 0 |  | 0 | 0 | 0 | 0 | 0 | 0 | 0 | 0 | 0 | 0 | 0 | 0 | 0 | 0 | 0 | 0 | 0 | 0 | 0 |  | 1 | 1 | 1 | 1 | 1 | 1 | 1 | 1 | 1 | 1 | 1 | 0
PG&E KERN | Tejon | 70 | 0 | 0 | 0 | 0 | 0 | 0 | 0 | 0 | 0 | 0 | 0 | 0 | 0 | 0 | 0 | 0 | 0 | 0 | 0 | 0 |  | 0 | 0 | 0 | 0 | 0 | 0 | 0 | 0 | 0 | 0 | 0 | 0 | 0 | 0 | 0 | 0 | 0 | 0 | 0 | 0 | 0 |  | 0 | 0 | 0 | 0 | 0 | 0 | 0 | 0 | 0 | 0 | 0 | 0 | 0 | 0 | 0 | 0 | 0 | 0 | 0 |  | 1 | 1 | 1 | 1 | 1 | 1 | 1 | 1 | 1 | 1 | 1 | 0
SDGE | Telegraph Canyon | 138 | 0 | 0 | 0 | 0 | 0 | 0 | 0 | 0 | 0 | 0 | 0 | 0 | 0 | 0 | 0 | 0 | 0 | 0 | 0 | 0 |  | 0 | 0 | 0 | 0 | 0 | 0 | 0 | 0 | 0 | 0 | 0 | 0 | 0 | 0 | 0 | 0 | 0 | 0 | 0 | 0 | 0 |  | 0 | 0 | 0 | 0 | 0 | 0 | 0 | 0 | 0 | 0 | 0 | 0 | 0 | 0 | 0 | 0 | 0 | 0 | 0 |  | 1 | 1 | 1 | 1 | 1 | 1 | 1 | 1 | 1 | 1 | 1 | 0
PG&E KERN | Temblor | 115 | 0 | 0 | 0 | 0 | 0 | 0 | 0 | 0 | 0 | 0 | 0 | 0 | 0 | 0 | 0 | 0 | 0 | 0 | 0 | 0 |  | 0 | 0 | 0 | 0 | 0 | 0 | 0 | 0 | 0 | 0 | 0 | 0 | 0 | 0 | 0 | 0 | 0 | 0 | 0 | 0 | 0 |  | 0 | 0 | 0 | 0 | 0 | 0 | 0 | 0 | 0 | 0 | 0 | 0 | 0 | 0 | 0 | 0 | 0 | 0 | 0 |  | 1 | 1 | 1 | 1 | 1 | 1 | 1 | 1 | 1 | 1 | 1 | 0
PG&E KERN | Templeton | 230 | 0 | 0 | 0 | 0 | 0 | 0 | 0 | 0 | 0 | 0 | 0 | 0 | 0 | 0 | 0 | 0 | 0 | 0 | 0 | 0 |  | 0 | 0 | 113.07 | 0 | 113.07 | 0 | 0 | 0 | 0 | 0 | 0 | 0 | 0 | 0 | 0 | 0 | 0 | 0 | 0 | 1 | 0 |  | 0 | 0 | 2 | 0 | 2 | 0 | 0 | 0 | 0 | 0 | 0 | 0 | 0 | 0 | 0 | 0 | 0 | 0 | 0 |  | 1 | 1 | 4 | 1 | 1 | 1 | 1 | 1 | 1 | 1 | 1 | 1
PG&E KERN | Templeton | 70 | 0 | 0 | 0 | 0 | 0 | 0 | 0 | 0 | 0 | 0 | 0 | 0 | 0 | 0 | 0 | 0 | 0 | 0 | 0 | 0 |  | 0 | 3 | 0 | 0 | 0 | 0 | 0 | 0 | 0 | 0 | 0 | 0 | 0 | 0 | 0 | 0 | 0 | 0 | 0 | 1 | 0 |  | 0 | 2 | 0 | 0 | 0 | 0 | 0 | 0 | 0 | 0 | 0 | 0 | 0 | 0 | 0 | 0 | 0 | 0 | 0 |  | 1 | 4 | 1 | 1 | 1 | 1 | 1 | 1 | 1 | 1 | 1 | 1
PG&E GBA | Tesla | 115 | 0 | 0 | 0 | 0 | 0 | 0 | 0 | 0 | 0 | 0 | 0 | 0 | 0 | 0 | 0 | 0 | 0 | 0 | 0 | 0 |  | 0 | 0 | 0 | 0 | 0 | 0 | 0 | 0 | 0 | 0 | 0 | 0 | 0 | 0 | 0 | 0 | 0 | 0 | 0 | 0 | 0 |  | 0 | 0 | 0 | 0 | 0 | 0 | 0 | 0 | 0 | 0 | 0 | 0 | 0 | 0 | 0 | 0 | 0 | 0 | 0 |  | 1 | 1 | 1 | 1 | 1 | 1 | 1 | 1 | 1 | 1 | 1 | 0
PG&E GBA | Tesla | 230 | 0 | 0 | 0 | 0 | 0 | 0 | 0 | 0 | 0 | 0 | 0 | 0 | 0 | 0 | 0 | 125 | 0 | 125 | 0 | 1 |  | 0 | 0 | 100 | 76.5 | 176.5 | 0 | 0 | 0 | 0 | 0 | 0 | 0 | 0 | 0 | 0 | 125 | 0 | 125 | 0 | 1 | 0 |  | 0 | 0 | 2 | 2 | 2 | 0 | 0 | 0 | 0 | 0 | 0 | 0 | 0 | 0 | 0 | 0 | 0 | 0 | 0 |  | 1 | 1 | 4 | 1 | 1 | 1 | 1 | 1 | 1 | 1 | 1 | 1
PG&E GBA | Tesla | 500 | 0 | 0 | 0 | 0 | 0 | 0 | 0 | 0 | 0 | 0 | 0 | 0 | 0 | 0 | 0 | 0 | 0 | 0 | 0 | 0 |  | 0 | 0 | 300 | 0 | 300 | 0 | 0 | 0 | 0 | 0 | 0 | 0 | 0 | 0 | 0 | 0 | 0 | 0 | 0 | 1 | 0 |  | 0 | 0 | 2 | 0 | 2 | 0 | 0 | 0 | 0 | 0 | 0 | 0 | 0 | 0 | 0 | 0 | 0 | 0 | 0 |  | 1 | 1 | 4 | 1 | 1 | 1 | 1 | 1 | 1 | 1 | 1 | 1
PG&E KERN | Tevis | 115 | 0 | 0 | 0 | 0 | 0 | 0 | 0 | 0 | 0 | 0 | 0 | 0 | 100 | 0 | 100 | 0 | 0 | 0 | 0 | 1 |  | 0 | 0 | 0 | 0 | 0 | 0 | 0 | 0 | 0 | 0 | 0 | 0 | 0 | 0 | 0 | 0 | 0 | 0 | 0 | 0 | 0 |  | 0 | 0 | 0 | 0 | 0 | 0 | 0 | 0 | 0 | 0 | 0 | 0 | 0 | 0 | 0 | 0 | 0 | 0 | 0 |  | 1 | 1 | 1 | 1 | 1 | 1 | 1 | 1 | 1 | 1 | 1 | 0
EOP | Thousandaire | 138 | 0 | 0 | 0 | 0 | 0 | 0 | 0 | 0 | 0 | 0 | 0 | 0 | 0 | 0 | 0 | 0 | 0 | 0 | 0 | 0 |  | 0 | 0 | 0 | 0 | 0 | 0 | 0 | 0 | 0 | 0 | 0 | 0 | 0 | 0 | 0 | 0 | 0 | 0 | 0 | 0 | 0 |  | 0 | 0 | 0 | 0 | 0 | 0 | 0 | 0 | 0 | 0 | 0 | 0 | 0 | 0 | 0 | 0 | 0 | 0 | 0 |  | 1 | 1 | 1 | 1 | 1 | 1 | 1 | 1 | 1 | 1 | 1 | 0
PG&E KERN | Topaz | 230 | 0 | 0 | 0 | 0 | 0 | 0 | 0 | 0 | 0 | 0 | 0 | 0 | 0 | 0 | 0 | 0 | 0 | 0 | 0 | 0 |  | 0 | 0 | 0 | 0 | 0 | 0 | 0 | 0 | 0 | 0 | 0 | 0 | 0 | 0 | 0 | 0 | 0 | 0 | 0 | 0 | 0 |  | 0 | 0 | 0 | 0 | 0 | 0 | 0 | 0 | 0 | 0 | 0 | 0 | 0 | 0 | 0 | 0 | 0 | 0 | 0 |  | 1 | 1 | 1 | 1 | 1 | 1 | 1 | 1 | 1 | 1 | 1 | 0
SCE NOL | Tortilla | 115 | 0 | 0 | 0 | 0 | 0 | 0 | 0 | 0 | 0 | 0 | 0 | 3 | 0 | 0 | 0 | 0 | 0 | 0 | 0 | 1 |  | 0 | 0 | 0 | 0 | 0 | 0 | 0 | 0 | 0 | 0 | 0 | 3 | 0 | 0 | 0 | 0 | 0 | 0 | 0 | 1 | 0 |  | 0 | 0 | 0 | 0 | 0 | 0 | 0 | 0 | 0 | 0 | 0 | 0 | 0 | 0 | 0 | 0 | 0 | 0 | 0 |  | 1 | 1 | 1 | 1 | 1 | 1 | 1 | 1 | 1 | 1 | 1 | 0
SDGE | Trabuco | 138 | 0 | 0 | 0 | 0 | 0 | 0 | 0 | 0 | 0 | 0 | 0 | 0 | 0 | 0 | 0 | 0 | 0 | 0 | 0 | 0 |  | 0 | 0 | 0 | 0 | 0 | 0 | 0 | 0 | 0 | 0 | 0 | 0 | 0 | 0 | 0 | 0 | 0 | 0 | 0 | 0 | 0 |  | 0 | 0 | 0 | 0 | 0 | 0 | 0 | 0 | 0 | 0 | 0 | 0 | 0 | 0 | 0 | 0 | 0 | 0 | 0 |  | 1 | 1 | 1 | 1 | 1 | 1 | 1 | 1 | 1 | 1 | 1 | 0
PG&E GBA | Tracy | 115 | 0 | 0 | 0 | 0 | 0 | 0 | 0 | 0 | 0 | 0 | 0 | 0 | 0 | 0 | 0 | 0 | 0 | 0 | 0 | 0 |  | 0 | 3 | 0 | 0 | 0 | 0 | 0 | 0 | 0 | 0 | 0 | 0 | 0 | 0 | 0 | 0 | 0 | 0 | 0 | 1 | 0 |  | 0 | 2 | 0 | 0 | 0 | 0 | 0 | 0 | 0 | 0 | 0 | 0 | 0 | 0 | 0 | 0 | 0 | 0 | 0 |  | 1 | 4 | 1 | 1 | 1 | 1 | 1 | 1 | 1 | 1 | 1 | 1
PG&E FRESNO | Tranquility | 230 | 0 | 0 | 0 | 0 | 0 | 0 | 0 | 0 | 0 | 0 | 0 | 0 | 434 | 600 | 1034 | 352 | 0 | 352 | 0 | 1 |  | 0 | 0 | 0 | 0 | 0 | 0 | 0 | 0 | 0 | 0 | 0 | 0 | 100 | 600 | 700 | 662 | 0 | 662 | 0 | 1 | 0 |  | 0 | 0 | 0 | 0 | 0 | 0 | 0 | 0 | 0 | 0 | 0 | 0 | 0 | 0 | 0 | 2 | 0 | 2 | 0 |  | 1 | 1 | 1 | 1 | 1 | 1 | 1 | 4 | 1 | 4 | 1 | 1
PG&E GBA | Trimble | 115 | 0 | 0 | 0 | 0 | 0 | 0 | 0 | 0 | 0 | 0 | 0 | 0 | 0 | 0 | 0 | 0 | 0 | 0 | 0 | 0 |  | 0 | 0 | 0 | 0 | 0 | 0 | 0 | 0 | 0 | 0 | 0 | 0 | 0 | 0 | 0 | 0 | 0 | 0 | 0 | 0 | 0 |  | 0 | 0 | 0 | 0 | 0 | 0 | 0 | 0 | 0 | 0 | 0 | 0 | 0 | 0 | 0 | 0 | 0 | 0 | 0 |  | 1 | 1 | 1 | 1 | 1 | 1 | 1 | 1 | 1 | 1 | 1 | 0
EOP | Trout Canyon | 230 | 0 | 0 | 0 | 0 | 0 | 0 | 0 | 0 | 0 | 0 | 0 | 0 | 65 | 650 | 715 | 485 | 0 | 485 | 0 | 1 |  | 0 | 0 | 0 | 0 | 0 | 0 | 0 | 0 | 0 | 0 | 0 | 0 | 566 | 745 | 1311 | 731 | 60 | 791 | 0 | 1 | 0 |  | 0 | 0 | 0 | 0 | 0 | 0 | 0 | 0 | 0 | 0 | 0 | 0 | 2 | 1 | 2 | 2 | 2 | 2 | 0 |  | 1 | 1 | 1 | 1 | 1 | 1 | 4 | 4 | 4 | 4 | 1 | 1
EOP | Trout Canyon | 500 | 0 | 0 | 0 | 0 | 0 | 0 | 0 | 0 | 0 | 0 | 0 | 0 | 0 | 300 | 300 | 0 | 80 | 80 | 0 | 1 |  | 0 | 0 | 0 | 0 | 0 | 0 | 0 | 0 | 0 | 0 | 0 | 0 | 0 | 0 | 0 | 0 | 0 | 0 | 0 | 0 | 0 |  | 0 | 0 | 0 | 0 | 0 | 0 | 0 | 0 | 0 | 0 | 0 | 0 | 0 | 0 | 0 | 0 | 0 | 0 | 0 |  | 1 | 1 | 1 | 1 | 1 | 1 | 1 | 1 | 1 | 1 | 1 | 0
PG&E NGBA | Tulucay | 230 | 0 | 0 | 0 | 0 | 0 | 0 | 0 | 0 | 0 | 0 | 0 | 0 | 0 | 0 | 0 | 0 | 0 | 0 | 0 | 0 |  | 0 | 0 | 0 | 0 | 0 | 0 | 0 | 0 | 0 | 0 | 0 | 0 | 0 | 0 | 0 | 0 | 0 | 0 | 0 | 0 | 0 |  | 0 | 0 | 0 | 0 | 0 | 0 | 0 | 0 | 0 | 0 | 0 | 0 | 0 | 0 | 0 | 0 | 0 | 0 | 0 |  | 1 | 1 | 1 | 1 | 1 | 1 | 1 | 1 | 1 | 1 | 1 | 0
PG&E NGBA | Tulucay | 60 | 0 | 0 | 0 | 0 | 0 | 0 | 0 | 0 | 0 | 0 | 0 | 0 | 0 | 0 | 0 | 0 | 0 | 0 | 0 | 0 |  | 0 | 0 | 0 | 0 | 0 | 0 | 0 | 0 | 0 | 0 | 0 | 0 | 24.5 | 0 | 24.5 | 0 | 0 | 0 | 0 | 1 | 0 |  | 0 | 0 | 0 | 0 | 0 | 0 | 0 | 0 | 0 | 0 | 0 | 0 | 2 | 0 | 2 | 0 | 0 | 0 | 0 |  | 1 | 1 | 1 | 1 | 1 | 1 | 4 | 1 | 1 | 1 | 1 | 1
PG&E KERN | Tupman | 115 | 0 | 0 | 0 | 0 | 0 | 0 | 0 | 0 | 0 | 0 | 0 | 0 | 0 | 0 | 0 | 0 | 0 | 0 | 0 | 0 |  | 0 | 0 | 0 | 0 | 0 | 0 | 0 | 0 | 0 | 0 | 0 | 0 | 0 | 0 | 0 | 0 | 0 | 0 | 0 | 0 | 0 |  | 0 | 0 | 0 | 0 | 0 | 0 | 0 | 0 | 0 | 0 | 0 | 0 | 0 | 0 | 0 | 0 | 0 | 0 | 0 |  | 1 | 1 | 1 | 1 | 1 | 1 | 1 | 1 | 1 | 1 | 1 | 0
PG&E NGBA | Ukiah | 115 | 0 | 0 | 0 | 0 | 0 | 0 | 0 | 0 | 0 | 0 | 0 | 0 | 0 | 0 | 0 | 0 | 0 | 0 | 0 | 0 |  | 0 | 0 | 0 | 0 | 0 | 0 | 0 | 0 | 0 | 0 | 0 | 0 | 0 | 0 | 0 | 0 | 0 | 0 | 0 | 0 | 0 |  | 0 | 0 | 0 | 0 | 0 | 0 | 0 | 0 | 0 | 0 | 0 | 0 | 0 | 0 | 0 | 0 | 0 | 0 | 0 |  | 1 | 1 | 1 | 1 | 1 | 1 | 1 | 1 | 1 | 1 | 1 | 0
PG&E KERN | Union (Estrella) | 70 | 0 | 0 | 0 | 0 | 0 | 0 | 0 | 0 | 0 | 0 | 0 | 0 | 0 | 0 | 0 | 0 | 0 | 0 | 0 | 0 |  | 0 | 0 | 0 | 0 | 0 | 0 | 0 | 0 | 0 | 0 | 0 | 0 | 0 | 0 | 0 | 0 | 0 | 0 | 0 | 0 | 0 |  | 0 | 0 | 0 | 0 | 0 | 0 | 0 | 0 | 0 | 0 | 0 | 0 | 0 | 0 | 0 | 0 | 0 | 0 | 0 |  | 1 | 1 | 1 | 1 | 1 | 1 | 1 | 1 | 1 | 1 | 1 | 0
PG&E NGBA | Vaca Dixon | 115 | 0 | 0 | 0 | 0 | 0 | 0 | 0 | 0 | 0 | 0 | 0 | 0 | 0 | 0 | 0 | 0 | 0 | 0 | 0 | 0 |  | 0 | 0 | 0 | 0 | 0 | 0 | 0 | 0 | 0 | 0 | 0 | 0 | 0 | 0 | 0 | 0 | 0 | 0 | 0 | 0 | 0 |  | 0 | 0 | 0 | 0 | 0 | 0 | 0 | 0 | 0 | 0 | 0 | 0 | 0 | 0 | 0 | 0 | 0 | 0 | 0 |  | 1 | 1 | 1 | 1 | 1 | 1 | 1 | 1 | 1 | 1 | 1 | 0
PG&E NGBA | Vaca Dixon | 230 | 0 | 0 | 0 | 0 | 0 | 0 | 0 | 0 | 0 | 0 | 0 | 0 | 0 | 200 | 200 | 300 | 0 | 300 | 0 | 1 |  | 0 | 0 | 0 | 0 | 0 | 0 | 0 | 0 | 0 | 0 | 0 | 0 | 0 | 0 | 0 | 0 | 0 | 0 | 0 | 0 | 0 |  | 0 | 0 | 0 | 0 | 0 | 0 | 0 | 0 | 0 | 0 | 0 | 0 | 0 | 0 | 0 | 0 | 0 | 0 | 0 |  | 1 | 1 | 1 | 1 | 1 | 1 | 1 | 1 | 1 | 1 | 1 | 0
PG&E NGBA | Vaca Dixon | 500 | 0 | 0 | 0 | 0 | 0 | 0 | 0 | 0 | 0 | 0 | 0 | 0 | 0 | 300 | 300 | 0 | 0 | 0 | 0 | 1 |  | 0 | 0 | 0 | 0 | 0 | 0 | 0 | 0 | 0 | 0 | 0 | 0 | 0 | 0 | 0 | 0 | 0 | 0 | 0 | 0 | 0 |  | 0 | 0 | 0 | 0 | 0 | 0 | 0 | 0 | 0 | 0 | 0 | 0 | 0 | 0 | 0 | 0 | 0 | 0 | 0 |  | 1 | 1 | 1 | 1 | 1 | 1 | 1 | 1 | 1 | 1 | 1 | 0
PG&E NGBA | Vaca Dixon | 60 | 0 | 0 | 0 | 0 | 0 | 0 | 0 | 0 | 0 | 0 | 0 | 0 | 0 | 0 | 0 | 0 | 0 | 0 | 0 | 0 |  | 0 | 0 | 0 | 0 | 0 | 0 | 0 | 0 | 0 | 0 | 0 | 0 | 0 | 0 | 0 | 0 | 0 | 0 | 0 | 0 | 0 |  | 0 | 0 | 0 | 0 | 0 | 0 | 0 | 0 | 0 | 0 | 0 | 0 | 0 | 0 | 0 | 0 | 0 | 0 | 0 |  | 1 | 1 | 1 | 1 | 1 | 1 | 1 | 1 | 1 | 1 | 1 | 0
SCE Eastern | Valley (SCE) | 500 | 0 | 0 | 0 | 0 | 0 | 0 | 0 | 0 | 0 | 0 | 0 | 0 | 500 | 0 | 500 | 310 | 0 | 310 | 0 | 1 |  | 0 | 0 | 0 | 0 | 0 | 0 | 0 | 0 | 0 | 0 | 0 | 0 | 0 | 0 | 0 | 720 | 0 | 720 | 0 | 1 | 0 |  | 0 | 0 | 0 | 0 | 0 | 0 | 0 | 0 | 0 | 0 | 0 | 0 | 0 | 0 | 0 | 2 | 0 | 2 | 0 |  | 1 | 1 | 1 | 1 | 1 | 1 | 1 | 4 | 1 | 4 | 1 | 1
EOP | Valley (VEA) | 138 | 0 | 0 | 0 | 0 | 0 | 0 | 0 | 0 | 0 | 0 | 0 | 0 | 0 | 0 | 0 | 0 | 0 | 0 | 0 | 0 |  | 0 | 0 | 0 | 0 | 0 | 0 | 0 | 0 | 0 | 0 | 0 | 0 | 0 | 0 | 0 | 0 | 0 | 0 | 0 | 0 | 0 |  | 0 | 0 | 0 | 0 | 0 | 0 | 0 | 0 | 0 | 0 | 0 | 0 | 0 | 0 | 0 | 0 | 0 | 0 | 0 |  | 1 | 1 | 1 | 1 | 1 | 1 | 1 | 1 | 1 | 1 | 1 | 0
SDGE | Valley Center | 69 | 0 | 0 | 0 | 0 | 0 | 0 | 0 | 0 | 0 | 0 | 0 | 0 | 0 | 0 | 0 | 0 | 0 | 0 | 0 | 0 |  | 0 | 0 | 0 | 0 | 0 | 0 | 0 | 0 | 0 | 0 | 0 | 10 | 0 | 0 | 0 | 0 | 0 | 0 | 0 | 1 | 0 |  | 0 | 0 | 0 | 0 | 0 | 0 | 0 | 0 | 0 | 0 | 0 | 2 | 0 | 0 | 0 | 0 | 0 | 0 | 0 |  | 1 | 1 | 1 | 1 | 1 | 4 | 1 | 1 | 1 | 1 | 1 | 1
PG&E GBA | Valley Home | 115 | 0 | 0 | 0 | 0 | 0 | 0 | 0 | 0 | 0 | 0 | 0 | 0 | 0 | 100 | 100 | 0 | 0 | 0 | 0 | 1 |  | 0 | 0 | 0 | 0 | 0 | 0 | 0 | 0 | 0 | 0 | 0 | 0 | 0 | 0 | 0 | 0 | 0 | 0 | 0 | 0 | 0 |  | 0 | 0 | 0 | 0 | 0 | 0 | 0 | 0 | 0 | 0 | 0 | 0 | 0 | 0 | 0 | 0 | 0 | 0 | 0 |  | 1 | 1 | 1 | 1 | 1 | 1 | 1 | 1 | 1 | 1 | 1 | 0
PG&E GBA | Valley Springs | 230 | 0 | 0 | 0 | 0 | 0 | 0 | 0 | 0 | 0 | 0 | 0 | 0 | 0 | 0 | 0 | 0 | 0 | 0 | 0 | 0 |  | 0 | 3 | 0 | 0 | 0 | 0 | 0 | 0 | 0 | 0 | 0 | 0 | 0 | 0 | 0 | 0 | 0 | 0 | 0 | 1 | 0 |  | 0 | 2 | 0 | 0 | 0 | 0 | 0 | 0 | 0 | 0 | 0 | 0 | 0 | 0 | 0 | 0 | 0 | 0 | 0 |  | 1 | 4 | 1 | 1 | 1 | 1 | 1 | 1 | 1 | 1 | 1 | 1
PG&E GBA | Valley Springs | 60 | 0 | 0 | 0 | 0 | 0 | 0 | 0 | 0 | 0 | 0 | 0 | 0 | 0 | 0 | 0 | 0 | 0 | 0 | 0 | 0 |  | 0 | 0 | 0 | 0 | 0 | 0 | 0 | 0 | 0 | 0 | 0 | 0 | 0 | 0 | 0 | 0 | 0 | 0 | 0 | 0 | 0 |  | 0 | 0 | 0 | 0 | 0 | 0 | 0 | 0 | 0 | 0 | 0 | 0 | 0 | 0 | 0 | 0 | 0 | 0 | 0 |  | 1 | 1 | 1 | 1 | 1 | 1 | 1 | 1 | 1 | 1 | 1 | 0
EOP | Valley Switch | 138 | 0 | 0 | 0 | 0 | 0 | 0 | 0 | 0 | 0 | 0 | 0 | 0 | 0 | 0 | 0 | 0 | 0 | 0 | 0 | 0 |  | 0 | 0 | 0 | 0 | 0 | 0 | 0 | 0 | 0 | 0 | 0 | 0 | 0 | 0 | 0 | 0 | 0 | 0 | 0 | 0 | 0 |  | 0 | 0 | 0 | 0 | 0 | 0 | 0 | 0 | 0 | 0 | 0 | 0 | 0 | 0 | 0 | 0 | 0 | 0 | 0 |  | 1 | 1 | 1 | 1 | 1 | 1 | 1 | 1 | 1 | 1 | 1 | 0
EOP | Valley Switch | 230 | 0 | 0 | 0 | 0 | 0 | 0 | 0 | 0 | 0 | 0 | 0 | 0 | 0 | 0 | 0 | 0 | 0 | 0 | 0 | 0 |  | 0 | 0 | 0 | 0 | 0 | 0 | 0 | 0 | 0 | 0 | 0 | 0 | 0 | 0 | 0 | 0 | 0 | 0 | 0 | 0 | 0 |  | 0 | 0 | 0 | 0 | 0 | 0 | 0 | 0 | 0 | 0 | 0 | 0 | 0 | 0 | 0 | 0 | 0 | 0 | 0 |  | 1 | 1 | 1 | 1 | 1 | 1 | 1 | 1 | 1 | 1 | 1 | 0
PG&E GBA | Vasco | 230 | 0 | 0 | 0 | 0 | 0 | 0 | 0 | 0 | 0 | 0 | 0 | 0 | 0 | 0 | 0 | 0 | 0 | 0 | 0 | 0 |  | 0 | 0 | 0 | 0 | 0 | 0 | 0 | 0 | 0 | 0 | 0 | 0 | 0 | 0 | 0 | 0 | 0 | 0 | 0 | 0 | 0 |  | 0 | 0 | 0 | 0 | 0 | 0 | 0 | 0 | 0 | 0 | 0 | 0 | 0 | 0 | 0 | 0 | 0 | 0 | 0 |  | 1 | 1 | 1 | 1 | 1 | 1 | 1 | 1 | 1 | 1 | 1 | 0
PG&E GBA | Vasona | 230 | 0 | 0 | 0 | 0 | 0 | 0 | 0 | 0 | 0 | 0 | 0 | 0 | 0 | 0 | 0 | 0 | 0 | 0 | 0 | 0 |  | 0 | 0 | 0 | 0 | 0 | 0 | 0 | 0 | 0 | 0 | 0 | 0 | 0 | 0 | 0 | 0 | 0 | 0 | 0 | 0 | 0 |  | 0 | 0 | 0 | 0 | 0 | 0 | 0 | 0 | 0 | 0 | 0 | 0 | 0 | 0 | 0 | 0 | 0 | 0 | 0 |  | 1 | 1 | 1 | 1 | 1 | 1 | 1 | 1 | 1 | 1 | 1 | 0
SCE Northern | Vestal | 230 | 0 | 0 | 0 | 0 | 0 | 0 | 0 | 0 | 0 | 0 | 0 | 0 | 200 | 50 | 250 | 50 | 0 | 50 | 0 | 1 |  | 0 | 0 | 0 | 0 | 0 | 0 | 0 | 0 | 0 | 0 | 0 | 0 | 125 | 275 | 400 | 110 | 55 | 165 | 0 | 1 | 0 |  | 0 | 0 | 0 | 0 | 0 | 0 | 0 | 0 | 0 | 0 | 0 | 0 | 0 | 2 | 2 | 2 | 2 | 2 | 0 |  | 1 | 1 | 1 | 1 | 1 | 1 | 4 | 4 | 4 | 4 | 1 | 1
SCE Northern | Vestal | 66 | 0 | 0 | 0 | 0 | 0 | 0 | 0 | 0 | 0 | 0 | 0 | 0 | 0 | 0 | 0 | 0 | 0 | 0 | 0 | 0 |  | 0 | 0 | 0 | 0 | 0 | 0 | 0 | 0 | 0 | 0 | 0 | 0 | 0 | 0 | 0 | 80 | 0 | 80 | 0 | 1 | 0 |  | 0 | 0 | 0 | 0 | 0 | 0 | 0 | 0 | 0 | 0 | 0 | 0 | 0 | 0 | 0 | 2 | 0 | 2 | 0 |  | 1 | 1 | 1 | 1 | 1 | 1 | 1 | 4 | 1 | 4 | 1 | 1
SCE NOL | Victor | 115 | 0 | 0 | 0 | 0 | 0 | 0 | 0 | 0 | 0 | 0 | 0 | 7 | 0 | 0 | 0 | 0 | 0 | 0 | 0 | 1 |  | 0 | 0 | 0 | 0 | 0 | 0 | 0 | 0 | 0 | 0 | 0 | 7 | 0 | 0 | 0 | 0 | 0 | 0 | 0 | 1 | 0 |  | 0 | 0 | 0 | 0 | 0 | 0 | 0 | 0 | 0 | 0 | 0 | 0 | 0 | 0 | 0 | 0 | 0 | 0 | 0 |  | 1 | 1 | 1 | 1 | 1 | 1 | 1 | 1 | 1 | 1 | 1 | 0
SCE NOL | Victor | 230 | 0 | 0 | 0 | 0 | 0 | 0 | 0 | 0 | 0 | 0 | 0 | 0 | 0 | 0 | 0 | 0 | 0 | 0 | 0 | 0 |  | 0 | 0 | 0 | 0 | 0 | 0 | 0 | 0 | 0 | 0 | 0 | 5 | 0 | 0 | 0 | 0 | 0 | 0 | 0 | 1 | 0 |  | 0 | 0 | 0 | 0 | 0 | 0 | 0 | 0 | 0 | 0 | 0 | 2 | 0 | 0 | 0 | 0 | 0 | 0 | 0 |  | 1 | 1 | 1 | 1 | 1 | 4 | 1 | 1 | 1 | 1 | 1 | 1
SCE Metro | Viejo | 230 | 0 | 0 | 0 | 0 | 0 | 0 | 0 | 0 | 0 | 0 | 0 | 0 | 0 | 0 | 0 | 0 | 0 | 0 | 0 | 0 |  | 0 | 0 | 0 | 0 | 0 | 0 | 0 | 0 | 0 | 0 | 0 | 0 | 0 | 0 | 0 | 0 | 0 | 0 | 0 | 0 | 0 |  | 0 | 0 | 0 | 0 | 0 | 0 | 0 | 0 | 0 | 0 | 0 | 0 | 0 | 0 | 0 | 0 | 0 | 0 | 0 |  | 1 | 1 | 1 | 1 | 1 | 1 | 1 | 1 | 1 | 1 | 1 | 0
PG&E GBA | Vierra | 115 | 0 | 0 | 0 | 0 | 0 | 0 | 0 | 0 | 0 | 0 | 0 | 2.975 | 0 | 0 | 0 | 92 | 0 | 92 | 0 | 1 |  | 0 | 0 | 0 | 0 | 0 | 0 | 0 | 0 | 0 | 0 | 0 | 2.975 | 0 | 0 | 0 | 92 | 0 | 92 | 0 | 1 | 0 |  | 0 | 0 | 0 | 0 | 0 | 0 | 0 | 0 | 0 | 0 | 0 | 0 | 0 | 0 | 0 | 0 | 0 | 0 | 0 |  | 1 | 1 | 1 | 1 | 1 | 1 | 1 | 1 | 1 | 1 | 1 | 0
SCE Metro | Villa Park | 230 | 0 | 0 | 0 | 0 | 0 | 0 | 0 | 0 | 0 | 0 | 0 | 0 | 0 | 0 | 0 | 0 | 0 | 0 | 0 | 0 |  | 0 | 0 | 0 | 0 | 0 | 0 | 0 | 0 | 0 | 0 | 0 | 0 | 0 | 0 | 0 | 0 | 0 | 0 | 0 | 0 | 0 |  | 0 | 0 | 0 | 0 | 0 | 0 | 0 | 0 | 0 | 0 | 0 | 0 | 0 | 0 | 0 | 0 | 0 | 0 | 0 |  | 1 | 1 | 1 | 1 | 1 | 1 | 1 | 1 | 1 | 1 | 1 | 0
SCE Northern | Vincent | 230 | 0 | 0 | 0 | 0 | 0 | 0 | 0 | 0 | 0 | 0 | 0 | 0 | 0 | 0 | 0 | 59 | 0 | 59 | 0 | 1 |  | 0 | 0 | 0 | 0 | 0 | 0 | 0 | 0 | 0 | 0 | 0 | 0 | 0 | 0 | 0 | 399 | 0 | 399 | 0 | 1 | 0 |  | 0 | 0 | 0 | 0 | 0 | 0 | 0 | 0 | 0 | 0 | 0 | 0 | 0 | 0 | 0 | 2 | 0 | 2 | 0 |  | 1 | 1 | 1 | 1 | 1 | 1 | 1 | 4 | 1 | 4 | 1 | 1
SCE Northern | Vincent | 500 | 0 | 0 | 0 | 0 | 0 | 0 | 0 | 0 | 0 | 0 | 0 | 0 | 0 | 0 | 0 | 0 | 0 | 0 | 0 | 0 |  | 0 | 0 | 0 | 0 | 0 | 0 | 0 | 0 | 0 | 0 | 0 | 0 | 0 | 0 | 0 | 0 | 0 | 0 | 0 | 0 | 0 |  | 0 | 0 | 0 | 0 | 0 | 0 | 0 | 0 | 0 | 0 | 0 | 0 | 0 | 0 | 0 | 0 | 0 | 0 | 0 |  | 1 | 1 | 1 | 1 | 1 | 1 | 1 | 1 | 1 | 1 | 1 | 0
PG&E GBA | Vineyard | 230 | 0 | 0 | 0 | 0 | 0 | 0 | 0 | 0 | 0 | 0 | 0 | 0 | 0 | 0 | 0 | 0 | 0 | 0 | 0 | 0 |  | 0 | 0 | 0 | 0 | 0 | 0 | 0 | 0 | 0 | 0 | 0 | 0 | 0 | 0 | 0 | 0 | 0 | 0 | 0 | 0 | 0 |  | 0 | 0 | 0 | 0 | 0 | 0 | 0 | 0 | 0 | 0 | 0 | 0 | 0 | 0 | 0 | 0 | 0 | 0 | 0 |  | 1 | 1 | 1 | 1 | 1 | 1 | 1 | 1 | 1 | 1 | 1 | 0
SDGE | Vineyard | 69 | 0 | 0 | 0 | 0 | 0 | 0 | 0 | 0 | 0 | 0 | 0 | 0 | 0 | 0 | 0 | 0 | 0 | 0 | 0 | 0 |  | 0 | 0 | 0 | 0 | 0 | 0 | 0 | 0 | 0 | 0 | 0 | 0 | 0 | 0 | 0 | 0 | 0 | 0 | 0 | 0 | 0 |  | 0 | 0 | 0 | 0 | 0 | 0 | 0 | 0 | 0 | 0 | 0 | 0 | 0 | 0 | 0 | 0 | 0 | 0 | 0 |  | 1 | 1 | 1 | 1 | 1 | 1 | 1 | 1 | 1 | 1 | 1 | 0
SCE Eastern | Vista (SCE) | 230 | 0 | 0 | 0 | 0 | 0 | 0 | 0 | 0 | 0 | 0 | 0 | 0 | 300 | 0 | 300 | 0 | 0 | 0 | 0 | 1 |  | 0 | 2.6 | 0 | 0 | 0 | 0 | 0 | 0 | 0 | 0 | 0 | 0 | 0 | 0 | 0 | 200 | 0 | 200 | 0 | 1 | 0 |  | 0 | 2 | 0 | 0 | 0 | 0 | 0 | 0 | 0 | 0 | 0 | 0 | 0 | 0 | 0 | 2 | 0 | 2 | 0 |  | 1 | 4 | 1 | 1 | 1 | 1 | 1 | 4 | 1 | 4 | 1 | 1
EOP | Vista (VEA) | 138 | 0 | 0 | 0 | 0 | 0 | 0 | 0 | 0 | 0 | 0 | 0 | 0 | 0 | 0 | 0 | 0 | 0 | 0 | 0 | 0 |  | 0 | 0 | 0 | 0 | 0 | 0 | 0 | 0 | 0 | 0 | 0 | 0 | 0 | 0 | 0 | 0 | 0 | 0 | 0 | 0 | 0 |  | 0 | 0 | 0 | 0 | 0 | 0 | 0 | 0 | 0 | 0 | 0 | 0 | 0 | 0 | 0 | 0 | 0 | 0 | 0 |  | 1 | 1 | 1 | 1 | 1 | 1 | 1 | 1 | 1 | 1 | 1 | 0
EOP | Vista (VEA) | 230 | 0 | 0 | 0 | 0 | 0 | 0 | 0 | 0 | 0 | 0 | 0 | 0 | 0 | 0 | 0 | 0 | 0 | 0 | 0 | 0 |  | 0 | 0 | 0 | 0 | 0 | 0 | 0 | 0 | 0 | 0 | 0 | 0 | 0 | 0 | 0 | 0 | 0 | 0 | 0 | 0 | 0 |  | 0 | 0 | 0 | 0 | 0 | 0 | 0 | 0 | 0 | 0 | 0 | 0 | 0 | 0 | 0 | 0 | 0 | 0 | 0 |  | 1 | 1 | 1 | 1 | 1 | 1 | 1 | 1 | 1 | 1 | 1 | 0
PG&E FRESNO | Wahtoke | 115 | 0 | 0 | 0 | 0 | 0 | 0 | 0 | 0 | 0 | 0 | 0 | 0 | 0 | 0 | 0 | 0 | 0 | 0 | 0 | 0 |  | 0 | 0 | 0 | 0 | 0 | 0 | 0 | 0 | 0 | 0 | 0 | 0 | 0 | 0 | 0 | 0 | 0 | 0 | 0 | 0 | 0 |  | 0 | 0 | 0 | 0 | 0 | 0 | 0 | 0 | 0 | 0 | 0 | 0 | 0 | 0 | 0 | 0 | 0 | 0 | 0 |  | 1 | 1 | 1 | 1 | 1 | 1 | 1 | 1 | 1 | 1 | 1 | 0
SCE Northern | Wakefield | 66 | 0 | 0 | 0 | 0 | 0 | 0 | 0 | 0 | 0 | 0 | 0 | 0 | 200 | 0 | 200 | 30 | 0 | 30 | 0 | 1 |  | 0 | 0 | 0 | 0 | 0 | 0 | 0 | 0 | 0 | 0 | 0 | 0 | 0 | 0 | 0 | 15 | 0 | 15 | 0 | 1 | 0 |  | 0 | 0 | 0 | 0 | 0 | 0 | 0 | 0 | 0 | 0 | 0 | 0 | 0 | 0 | 0 | 0 | 0 | 0 | 0 |  | 1 | 1 | 1 | 1 | 1 | 1 | 1 | 1 | 1 | 1 | 1 | 0
SCE Metro | Walnut | 230 | 0 | 0 | 0 | 0 | 0 | 0 | 0 | 0 | 0 | 0 | 0 | 0 | 0 | 0 | 0 | 400 | 0 | 400 | 0 | 1 |  | 0 | 0 | 0 | 0 | 0 | 0 | 0 | 0 | 0 | 0 | 0 | 0 | 0 | 0 | 0 | 400 | 0 | 400 | 0 | 1 | 0 |  | 0 | 0 | 0 | 0 | 0 | 0 | 0 | 0 | 0 | 0 | 0 | 0 | 0 | 0 | 0 | 0 | 0 | 0 | 0 |  | 1 | 1 | 1 | 1 | 1 | 1 | 1 | 1 | 1 | 1 | 1 | 0
SCE Northern | Warne | 230 | 0 | 0 | 0 | 0 | 0 | 0 | 0 | 0 | 0 | 0 | 0 | 0 | 0 | 0 | 0 | 0 | 0 | 0 | 0 | 0 |  | 0 | 0 | 0 | 0 | 0 | 0 | 0 | 0 | 0 | 0 | 0 | 0 | 0 | 0 | 0 | 0 | 0 | 0 | 0 | 0 | 0 |  | 0 | 0 | 0 | 0 | 0 | 0 | 0 | 0 | 0 | 0 | 0 | 0 | 0 | 0 | 0 | 0 | 0 | 0 | 0 |  | 1 | 1 | 1 | 1 | 1 | 1 | 1 | 1 | 1 | 1 | 1 | 0
PG&E GBA | Warnerville | 230 | 0 | 0 | 0 | 0 | 0 | 0 | 0 | 0 | 0 | 0 | 0 | 0 | 0 | 0 | 0 | 0 | 0 | 0 | 0 | 0 |  | 0 | 0 | 0 | 0 | 0 | 0 | 0 | 0 | 0 | 0 | 0 | 0 | 0 | 0 | 0 | 0 | 0 | 0 | 0 | 0 | 0 |  | 0 | 0 | 0 | 0 | 0 | 0 | 0 | 0 | 0 | 0 | 0 | 0 | 0 | 0 | 0 | 0 | 0 | 0 | 0 |  | 1 | 1 | 1 | 1 | 1 | 1 | 1 | 1 | 1 | 1 | 1 | 0
PG&E FRESNO | Waukena | 115 | 0 | 0 | 0 | 0 | 0 | 0 | 0 | 0 | 0 | 0 | 0 | 0 | 0 | 0 | 0 | 0 | 0 | 0 | 0 | 0 |  | 0 | 0 | 0 | 0 | 0 | 0 | 0 | 0 | 0 | 0 | 0 | 0 | 0 | 0 | 0 | 0 | 0 | 0 | 0 | 0 | 0 |  | 0 | 0 | 0 | 0 | 0 | 0 | 0 | 0 | 0 | 0 | 0 | 0 | 0 | 0 | 0 | 0 | 0 | 0 | 0 |  | 1 | 1 | 1 | 1 | 1 | 1 | 1 | 1 | 1 | 1 | 1 | 0
PG&E GBA | Weber | 230 | 0 | 0 | 0 | 0 | 0 | 0 | 0 | 0 | 0 | 0 | 0 | 0 | 0 | 0 | 0 | 0 | 0 | 0 | 0 | 0 |  | 0 | 0 | 0 | 0 | 0 | 0 | 0 | 0 | 0 | 0 | 0 | 0 | 0 | 0 | 0 | 0 | 0 | 0 | 0 | 0 | 0 |  | 0 | 0 | 0 | 0 | 0 | 0 | 0 | 0 | 0 | 0 | 0 | 0 | 0 | 0 | 0 | 0 | 0 | 0 | 0 |  | 1 | 1 | 1 | 1 | 1 | 1 | 1 | 1 | 1 | 1 | 1 | 0
PG&E GBA | Weber | 60 | 0 | 0 | 0 | 0 | 0 | 0 | 0 | 0 | 0 | 0 | 0 | 0 | 0 | 0 | 0 | 20 | 0 | 20 | 0 | 1 |  | 0 | 0 | 0 | 0 | 0 | 0 | 0 | 0 | 0 | 0 | 0 | 4 | 0 | 0 | 0 | 20 | 0 | 20 | 0 | 1 | 0 |  | 0 | 0 | 0 | 0 | 0 | 0 | 0 | 0 | 0 | 0 | 0 | 2 | 0 | 0 | 0 | 0 | 0 | 0 | 0 |  | 1 | 1 | 1 | 1 | 1 | 4 | 1 | 1 | 1 | 1 | 1 | 1
PG&E FRESNO | West Fresno | 115 | 0 | 0 | 0 | 0 | 0 | 0 | 0 | 0 | 0 | 0 | 0 | 0 | 0 | 0 | 0 | 0 | 0 | 0 | 0 | 0 |  | 0 | 0 | 0 | 0 | 0 | 0 | 0 | 0 | 0 | 0 | 0 | 0 | 0 | 0 | 0 | 0 | 0 | 0 | 0 | 0 | 0 |  | 0 | 0 | 0 | 0 | 0 | 0 | 0 | 0 | 0 | 0 | 0 | 0 | 0 | 0 | 0 | 0 | 0 | 0 | 0 |  | 1 | 1 | 1 | 1 | 1 | 1 | 1 | 1 | 1 | 1 | 1 | 0
PG&E FRESNO | Westley | 230 | 0 | 0 | 0 | 0 | 0 | 0 | 0 | 0 | 0 | 0 | 0 | 0 | 0 | 0 | 0 | 0 | 900 | 900 | 0 | 1 |  | 0 | 0 | 0 | 0 | 0 | 0 | 0 | 0 | 0 | 0 | 0 | 0 | 0 | 0 | 0 | 0 | 0 | 0 | 0 | 0 | 0 |  | 0 | 0 | 0 | 0 | 0 | 0 | 0 | 0 | 0 | 0 | 0 | 0 | 0 | 0 | 0 | 0 | 0 | 0 | 0 |  | 1 | 1 | 1 | 1 | 1 | 1 | 1 | 1 | 1 | 1 | 1 | 0
PG&E KERN | Westpark | 115 | 0 | 0 | 0 | 0 | 0 | 0 | 0 | 0 | 0 | 0 | 0 | 0 | 0 | 0 | 0 | 0 | 0 | 0 | 0 | 0 |  | 0 | 0 | 0 | 0 | 0 | 0 | 0 | 0 | 0 | 0 | 0 | 0 | 0 | 0 | 0 | 0 | 0 | 0 | 0 | 0 | 0 |  | 0 | 0 | 0 | 0 | 0 | 0 | 0 | 0 | 0 | 0 | 0 | 0 | 0 | 0 | 0 | 0 | 0 | 0 | 0 |  | 1 | 1 | 1 | 1 | 1 | 1 | 1 | 1 | 1 | 1 | 1 | 0
PG&E KERN | Wheeler Ridge | 230 | 0 | 0 | 0 | 0 | 0 | 0 | 0 | 0 | 0 | 0 | 0 | 0 | 500 | 0 | 500 | 0 | 0 | 0 | 0 | 1 |  | 0 | 0 | 0 | 0 | 0 | 0 | 0 | 0 | 0 | 0 | 0 | 0 | 300 | 200 | 500 | 0 | 50 | 50 | 0 | 1 | 0 |  | 0 | 0 | 0 | 0 | 0 | 0 | 0 | 0 | 0 | 0 | 0 | 0 | 0 | 2 | 0 | 0 | 2 | 2 | 0 |  | 1 | 1 | 1 | 1 | 1 | 1 | 1 | 1 | 4 | 4 | 1 | 1
PG&E KERN | Wheeler Ridge | 115 | 0 | 0 | 0 | 0 | 0 | 0 | 0 | 0 | 0 | 0 | 0 | 0 | 0 | 0 | 0 | 0 | 0 | 0 | 0 | 0 |  | 0 | 0 | 0 | 0 | 0 | 0 | 0 | 0 | 0 | 0 | 0 | 0 | 0 | 0 | 0 | 0 | 0 | 0 | 0 | 0 | 0 |  | 0 | 0 | 0 | 0 | 0 | 0 | 0 | 0 | 0 | 0 | 0 | 0 | 0 | 0 | 0 | 0 | 0 | 0 | 0 |  | 1 | 1 | 1 | 1 | 1 | 1 | 1 | 1 | 1 | 1 | 1 | 0
PG&E KERN | Wheeler Ridge | 70 | 0 | 0 | 0 | 0 | 0 | 0 | 0 | 0 | 0 | 0 | 0 | 0 | 0 | 0 | 0 | 92 | 0 | 92 | 0 | 1 |  | 0 | 0 | 0 | 0 | 0 | 0 | 0 | 0 | 0 | 0 | 0 | 0 | 0 | 0 | 0 | 92 | 0 | 92 | 0 | 1 | 0 |  | 0 | 0 | 0 | 0 | 0 | 0 | 0 | 0 | 0 | 0 | 0 | 0 | 0 | 0 | 0 | 0 | 0 | 0 | 0 |  | 1 | 1 | 1 | 1 | 1 | 1 | 1 | 1 | 1 | 1 | 1 | 0
SCE Northern | Whirlwind | 230 | 0 | 0 | 0 | 0 | 0 | 0 | 0 | 0 | 0 | 0 | 0 | 0 | 1400 | 188 | 1588 | 550 | 523 | 1073 | 300 | 1 |  | 0 | 0 | 300 | 0 | 300 | 0 | 0 | 0 | 0 | 0 | 0 | 0 | 218 | 188 | 406 | 837 | 454 | 1291 | 400 | 1 | 0 |  | 0 | 0 | 2 | 0 | 2 | 0 | 0 | 0 | 0 | 0 | 0 | 0 | 0 | 0 | 0 | 2 | 0 | 1 | 1 |  | 1 | 1 | 4 | 1 | 1 | 1 | 1 | 4 | 1 | 3 | 3 | 1
SCE Northern | Whirlwind | 500 | 0 | 0 | 0 | 0 | 0 | 0 | 0 | 0 | 0 | 0 | 0 | 0 | 1247 | 0 | 1247 | 0 | 0 | 0 | 0 | 1 |  | 0 | 0 | 0 | 0 | 0 | 0 | 0 | 0 | 0 | 0 | 0 | 0 | 0 | 0 | 0 | 0 | 0 | 0 | 0 | 0 | 0 |  | 0 | 0 | 0 | 0 | 0 | 0 | 0 | 0 | 0 | 0 | 0 | 0 | 0 | 0 | 0 | 0 | 0 | 0 | 0 |  | 1 | 1 | 1 | 1 | 1 | 1 | 1 | 1 | 1 | 1 | 1 | 0
PG&E GBA | Whisman | 115 | 0 | 0 | 0 | 0 | 0 | 0 | 0 | 0 | 0 | 0 | 0 | 0 | 0 | 0 | 0 | 0 | 0 | 0 | 0 | 0 |  | 0 | 0 | 0 | 0 | 0 | 0 | 0 | 0 | 0 | 0 | 0 | 0 | 0 | 0 | 0 | 0 | 0 | 0 | 0 | 0 | 0 |  | 0 | 0 | 0 | 0 | 0 | 0 | 0 | 0 | 0 | 0 | 0 | 0 | 0 | 0 | 0 | 0 | 0 | 0 | 0 |  | 1 | 1 | 1 | 1 | 1 | 1 | 1 | 1 | 1 | 1 | 1 | 0
SCE Eastern | Wildlife | 230 | 0 | 0 | 0 | 0 | 0 | 0 | 0 | 0 | 0 | 0 | 0 | 0 | 0 | 0 | 0 | 0 | 0 | 0 | 0 | 0 |  | 0 | 0 | 0 | 0 | 0 | 0 | 0 | 0 | 0 | 0 | 0 | 0 | 0 | 0 | 0 | 0 | 0 | 0 | 0 | 0 | 0 |  | 0 | 0 | 0 | 0 | 0 | 0 | 0 | 0 | 0 | 0 | 0 | 0 | 0 | 0 | 0 | 0 | 0 | 0 | 0 |  | 1 | 1 | 1 | 1 | 1 | 1 | 1 | 1 | 1 | 1 | 1 | 0
PG&E FRESNO | Wilson | 115 | 0 | 0 | 0 | 0 | 0 | 0 | 0 | 0 | 0 | 0 | 0 | 0 | 0 | 0 | 0 | 0 | 0 | 0 | 0 | 0 |  | 0 | 0 | 0 | 0 | 0 | 0 | 0 | 0 | 0 | 0 | 0 | 0 | 0 | 0 | 0 | 0 | 0 | 0 | 0 | 0 | 0 |  | 0 | 0 | 0 | 0 | 0 | 0 | 0 | 0 | 0 | 0 | 0 | 0 | 0 | 0 | 0 | 0 | 0 | 0 | 0 |  | 1 | 1 | 1 | 1 | 1 | 1 | 1 | 1 | 1 | 1 | 1 | 0
PG&E FRESNO | Wilson | 230 | 0 | 0 | 0 | 0 | 0 | 0 | 0 | 0 | 0 | 0 | 0 | 0 | 0 | 0 | 0 | 0 | 0 | 0 | 0 | 0 |  | 0 | 0 | 150 | 50 | 200 | 0 | 0 | 0 | 0 | 0 | 0 | 0 | 0 | 0 | 0 | 0 | 0 | 0 | 0 | 1 | 0 |  | 0 | 0 | 2 | 2 | 2 | 0 | 0 | 0 | 0 | 0 | 0 | 0 | 0 | 0 | 0 | 0 | 0 | 0 | 0 |  | 1 | 1 | 4 | 1 | 1 | 1 | 1 | 1 | 1 | 1 | 1 | 1
SCE Northern | Windhub | 230 | 0 | 0 | 0 | 0 | 0 | 0 | 0 | 0 | 0 | 0 | 0 | 0 | 0 | 1020 | 1020 | 500 | 0 | 500 | 0 | 1 |  | 0 | 0 | 174 | 0 | 174 | 0 | 0 | 0 | 0 | 0 | 0 | 0 | 0 | 1020 | 1020 | 1000 | 0 | 1000 | 0 | 1 | 0 |  | 0 | 0 | 2 | 0 | 2 | 0 | 0 | 0 | 0 | 0 | 0 | 0 | 0 | 0 | 0 | 2 | 0 | 2 | 0 |  | 1 | 1 | 4 | 1 | 1 | 1 | 1 | 4 | 1 | 4 | 1 | 1
SCE Northern | Windhub | 500 | 0 | 0 | 0 | 0 | 0 | 0 | 0 | 0 | 0 | 0 | 0 | 0 | 153 | 0 | 153 | 15 | 0 | 15 | 480 | 1 |  | 0 | 0 | 0 | 0 | 0 | 0 | 0 | 0 | 0 | 0 | 0 | 0 | 778.5 | 0 | 778.5 | 15 | 0 | 15 | 0 | 1 | 0 |  | 0 | 0 | 0 | 0 | 0 | 0 | 0 | 0 | 0 | 0 | 0 | 0 | 2 | 0 | 2 | 0 | 0 | 0 | 0 |  | 1 | 1 | 1 | 1 | 1 | 1 | 4 | 1 | 1 | 1 | 1 | 1
PG&E GBA | Windmaster | 230 | 0 | 0 | 0 | 0 | 0 | 0 | 0 | 0 | 0 | 0 | 0 | 0 | 0 | 0 | 0 | 0 | 0 | 0 | 0 | 0 |  | 0 | 0 | 0 | 0 | 0 | 0 | 0 | 0 | 0 | 0 | 0 | 0 | 0 | 0 | 0 | 0 | 0 | 0 | 0 | 0 | 0 |  | 0 | 0 | 0 | 0 | 0 | 0 | 0 | 0 | 0 | 0 | 0 | 0 | 0 | 0 | 0 | 0 | 0 | 0 | 0 |  | 1 | 1 | 1 | 1 | 1 | 1 | 1 | 1 | 1 | 1 | 1 | 0
PG&E NGBA | Windsor | 60 | 0 | 0 | 0 | 0 | 0 | 0 | 0 | 0 | 0 | 0 | 0 | 0 | 0 | 0 | 0 | 0 | 0 | 0 | 0 | 0 |  | 0 | 0 | 0 | 0 | 0 | 0 | 0 | 0 | 0 | 0 | 0 | 0 | 0 | 0 | 0 | 0 | 0 | 0 | 0 | 0 | 0 |  | 0 | 0 | 0 | 0 | 0 | 0 | 0 | 0 | 0 | 0 | 0 | 0 | 0 | 0 | 0 | 0 | 0 | 0 | 0 |  | 1 | 1 | 1 | 1 | 1 | 1 | 1 | 1 | 1 | 1 | 1 | 0
PG&E NGBA | Woodland | 115 | 0 | 0 | 0 | 0 | 0 | 0 | 0 | 0 | 0 | 0 | 0 | 0 | 0 | 12 | 12 | 0 | 0 | 0 | 0 | 1 |  | 0 | 0 | 0 | 0 | 0 | 0 | 0 | 0 | 0 | 0 | 0 | 0 | 0 | 12 | 12 | 0 | 0 | 0 | 0 | 1 | 0 |  | 0 | 0 | 0 | 0 | 0 | 0 | 0 | 0 | 0 | 0 | 0 | 0 | 0 | 0 | 0 | 0 | 0 | 0 | 0 |  | 1 | 1 | 1 | 1 | 1 | 1 | 1 | 1 | 1 | 1 | 1 | 0
PG&E FRESNO | Woodward | 115 | 0 | 0 | 0 | 0 | 0 | 0 | 0 | 0 | 0 | 0 | 0 | 0 | 0 | 0 | 0 | 0 | 0 | 0 | 0 | 0 |  | 0 | 0 | 0 | 0 | 0 | 0 | 0 | 0 | 0 | 0 | 0 | 0 | 0 | 0 | 0 | 0 | 0 | 0 | 0 | 0 | 0 |  | 0 | 0 | 0 | 0 | 0 | 0 | 0 | 0 | 0 | 0 | 0 | 0 | 0 | 0 | 0 | 0 | 0 | 0 | 0 |  | 1 | 1 | 1 | 1 | 1 | 1 | 1 | 1 | 1 | 1 | 1 | 0
PG&E NGBA | Wyandotte | 115 | 0 | 0 | 0 | 0 | 0 | 0 | 0 | 0 | 0 | 0 | 0 | 0 | 0 | 0 | 0 | 0 | 0 | 0 | 0 | 0 |  | 0 | 10 | 0 | 0 | 0 | 0 | 0 | 0 | 0 | 0 | 0 | 3.6 | 0 | 0 | 0 | 0 | 0 | 0 | 0 | 1 | 0 |  | 0 | 2 | 0 | 0 | 0 | 0 | 0 | 0 | 0 | 0 | 0 | 2 | 0 | 0 | 0 | 0 | 0 | 0 | 0 |  | 1 | 4 | 1 | 1 | 1 | 4 | 1 | 1 | 1 | 1 | 1 | 1

## PreviousTPP_Analysis_2041
Consistency with previous the 25-26 TPP base case for the mapped 2041 portfolio. Criteria alignment flags are shown by resources and substation in columns BO through BY. | [49 empty] | MW | Percentage | Flag
[48 empty] | Slightly Less |  | -100 | 10% | 1
|  |  | Sum of In-Development and Generic Portfollio Resources in 2041 mapping | [19 empty] | Amount Mapped in 25-26 TPP Base Case (2040) | [21 empty] | Difference Flag Calculator |  |  | Signifcantly Less |  | -500 | 33% | 2 | [12 empty] | Criteria Alignment Level by Resource
|  |  | Geothermal | Biomass | Wind | Wind | Wind | OOS Wind | OOS Wind | OOS Wind | Offshore Wind | Offshore Wind | Offshore Wind | Distributed Solar | Solar | Solar | Solar | Battery_4hr | Battery_8hr | Battery | LDES | Has |  | Geothermal | Biomass | Wind | Wind | Wind | OOS Wind | OOS Wind | OOS Wind | Offshore Wind | Offshore Wind | Offshore Wind | Distributed Solar | Solar | Solar | Solar | Battery_4hr | Battery_8hr | Battery | LDES | Has | Has Approved |  | Geothermal | Biomass | Wind | Wind | Wind | OOS Wind | OOS Wind | OOS Wind | Offshore Wind | Offshore Wind | Offshore Wind | Distributed Solar | Solar | Solar | Solar | Battery_4hr | Battery_8hr | Battery | LDES |  | Geothermal | Biomass | Wind | OOS Wind | Offshore Wind | Distributed Solar | Solar | Battery_4hr | Battery_8hr | Battery | LDES | Has Non-
CAISO Study Area | Substation | Voltage | FCDS | FCDS | FCDS | EODS | Total | FCDS | EODS | Total | FCDS | EODS | Total | EODS | FCDS | EODS | Total | FCDS | FCDS | Total | FCDS | Res |  | FCDS | FCDS | FCDS | EODS | Total | FCDS | EODS | Total | FCDS | EODS | Total | FCDS | FCDS | EODS | Total | FCDS | FCDS | Total | FCDS | Res | TPP Upgrade |  | FCDS | FCDS | FCDS | EODS | Total | FCDS | EODS | Total | FCDS | EODS | Total | FCDS | FCDS | EODS | Total | FCDS | FCDS | Total | FCDS |  | Alignment Level | Alignment Level | Alignment Level | Alignment Level | Alignment Level | Alignment Level | Alignment Level | Alignment Level | Alignment Level | Alignment Level | Alignment Level | Alignment
PG&E KERN | 7th Standard | 115 | 0 | 0 | 0 | 0 | 0 | 0 | 0 | 0 | 0 | 0 | 0 | 0 | 0 | 90 | 90 | 0 | 0 | 0 | 0 | 1 |  | 0 | 0 | 0 | 0 | 0 | 0 | 0 | 0 | 0 | 0 | 0 | 0 | 0 | 0 | 0 | 0 | 0 | 0 | 0 | 0 | 0 |  | 0 | 0 | 0 | 0 | 0 | 0 | 0 | 0 | 0 | 0 | 0 | 0 | 0 | 0 | 0 | 0 | 0 | 0 | 0 |  | 1 | 1 | 1 | 1 | 1 | 1 | 1 | 1 | 1 | 1 | 1 | 0
SCE Metro | Alamitos | 230 | 0 | 0 | 0 | 0 | 0 | 0 | 0 | 0 | 0 | 0 | 0 | 0 | 382 | 0 | 382 | 82 | 188 | 270 | 0 | 1 |  | 0 | 0 | 0 | 0 | 0 | 0 | 0 | 0 | 0 | 0 | 0 | 0 | 0 | 0 | 0 | 82 | 0 | 82 | 0 | 1 | 0 |  | 0 | 0 | 0 | 0 | 0 | 0 | 0 | 0 | 0 | 0 | 0 | 0 | 0 | 0 | 0 | 0 | 0 | 0 | 0 |  | 1 | 1 | 1 | 1 | 1 | 1 | 1 | 1 | 1 | 1 | 1 | 0
SCE Eastern | Alberhill | 115 | 0 | 0 | 0 | 0 | 0 | 0 | 0 | 0 | 0 | 0 | 0 | 0 | 2984 | 1000 | 3984 | 0 | 0 | 0 | 0 | 1 |  | 0 | 0 | 0 | 0 | 0 | 0 | 0 | 0 | 0 | 0 | 0 | 0 | 0 | 0 | 0 | 0 | 0 | 0 | 0 | 0 | 1 |  | 0 | 0 | 0 | 0 | 0 | 0 | 0 | 0 | 0 | 0 | 0 | 0 | 0 | 0 | 0 | 0 | 0 | 0 | 0 |  | 1 | 1 | 1 | 1 | 1 | 1 | 1 | 1 | 1 | 1 | 1 | 0
SCE Eastern | Alberhill | 500 | 0 | 0 | 0 | 0 | 0 | 0 | 0 | 0 | 0 | 0 | 0 | 0 | 435 | 0 | 435 | 0 | 0 | 0 | 500 | 1 |  | 0 | 0 | 0 | 0 | 0 | 0 | 0 | 0 | 0 | 0 | 0 | 0 | 0 | 0 | 0 | 0 | 0 | 0 | 0 | 0 | 1 |  | 0 | 0 | 0 | 0 | 0 | 0 | 0 | 0 | 0 | 0 | 0 | 0 | 0 | 0 | 0 | 0 | 0 | 0 | 0 |  | 1 | 1 | 1 | 1 | 1 | 1 | 1 | 1 | 1 | 1 | 1 | 0
PG&E GBA | Alhambra | 115 | 0 | 0 | 0 | 0 | 0 | 0 | 0 | 0 | 0 | 0 | 0 | 0 | 0 | 0 | 0 | 0 | 0 | 0 | 0 | 0 |  | 0 | 0 | 0 | 0 | 0 | 0 | 0 | 0 | 0 | 0 | 0 | 0 | 0 | 0 | 0 | 0 | 0 | 0 | 0 | 0 | 1 |  | 0 | 0 | 0 | 0 | 0 | 0 | 0 | 0 | 0 | 0 | 0 | 0 | 0 | 0 | 0 | 0 | 0 | 0 | 0 |  | 1 | 1 | 1 | 1 | 1 | 1 | 1 | 1 | 1 | 1 | 1 | 0
PG&E FRESNO | Alpaugh | 115 | 0 | 0 | 0 | 0 | 0 | 0 | 0 | 0 | 0 | 0 | 0 | 0 | 0 | 0 | 0 | 0 | 0 | 0 | 0 | 0 |  | 0 | 0 | 0 | 0 | 0 | 0 | 0 | 0 | 0 | 0 | 0 | 3 | 0 | 0 | 0 | 10 | 0 | 10 | 0 | 1 | 0 |  | 0 | 0 | 0 | 0 | 0 | 0 | 0 | 0 | 0 | 0 | 0 | 2 | 0 | 0 | 0 | 2 | 0 | 2 | 0 |  | 1 | 1 | 1 | 1 | 1 | 4 | 1 | 4 | 1 | 4 | 1 | 1
SDGE | Alpine | 69 | 0 | 0 | 0 | 0 | 0 | 0 | 0 | 0 | 0 | 0 | 0 | 0 | 0 | 0 | 0 | 6 | 0 | 6 | 0 | 1 |  | 0 | 0 | 0 | 0 | 0 | 0 | 0 | 0 | 0 | 0 | 0 | 0 | 0 | 0 | 0 | 6 | 0 | 6 | 0 | 1 | 3 |  | 0 | 0 | 0 | 0 | 0 | 0 | 0 | 0 | 0 | 0 | 0 | 0 | 0 | 0 | 0 | 0 | 0 | 0 | 0 |  | 1 | 1 | 1 | 1 | 1 | 1 | 1 | 1 | 1 | 1 | 1 | 0
PG&E GBA | Altamont Midway (Sandhill) | 230 | 0 | 0 | 0 | 0 | 0 | 0 | 0 | 0 | 0 | 0 | 0 | 0 | 0 | 0 | 0 | 0 | 0 | 0 | 0 | 0 |  | 0 | 0 | 5 | 0 | 5 | 0 | 0 | 0 | 0 | 0 | 0 | 0 | 0 | 0 | 0 | 0 | 0 | 0 | 0 | 1 | 0 |  | 0 | 0 | 2 | 0 | 2 | 0 | 0 | 0 | 0 | 0 | 0 | 0 | 0 | 0 | 0 | 0 | 0 | 0 | 0 |  | 1 | 1 | 4 | 1 | 1 | 1 | 1 | 1 | 1 | 1 | 1 | 1
SCE Northern | Antelope | 66 | 0 | 0 | 0 | 0 | 0 | 0 | 0 | 0 | 0 | 0 | 0 | 6 | 0 | 0 | 0 | 0 | 0 | 0 | 0 | 1 |  | 0 | 0 | 0 | 0 | 0 | 0 | 0 | 0 | 0 | 0 | 0 | 0 | 0 | 20 | 20 | 0 | 0 | 0 | 0 | 1 | 0 |  | 0 | 0 | 0 | 0 | 0 | 0 | 0 | 0 | 0 | 0 | 0 | 0 | 0 | 2 | 2 | 0 | 0 | 0 | 0 |  | 1 | 1 | 1 | 1 | 1 | 1 | 4 | 1 | 1 | 1 | 1 | 1
SCE Northern | Antelope | 230 | 0 | 0 | 0 | 0 | 0 | 0 | 0 | 0 | 0 | 0 | 0 | 0 | 933 | 450 | 1383 | 0 | 150 | 150 | 900 | 1 |  | 0 | 0 | 200 | 0 | 200 | 0 | 0 | 0 | 0 | 0 | 0 | 6 | 56 | 150 | 206 | 28 | 100 | 128 | 0 | 1 | 0 |  | 0 | 0 | 2 | 0 | 2 | 0 | 0 | 0 | 0 | 0 | 0 | 2 | 0 | 0 | 0 | 2 | 0 | 0 | 0 |  | 1 | 1 | 4 | 1 | 1 | 4 | 1 | 4 | 1 | 1 | 1 | 1
SCE Northern | Antelope | 500 | 0 | 0 | 0 | 0 | 0 | 0 | 0 | 0 | 0 | 0 | 0 | 0 | 0 | 1000 | 1000 | 0 | 160 | 160 | 0 | 1 |  | 0 | 0 | 0 | 0 | 0 | 0 | 0 | 0 | 0 | 0 | 0 | 0 | 0 | 0 | 0 | 0 | 0 | 0 | 0 | 0 | 0 |  | 0 | 0 | 0 | 0 | 0 | 0 | 0 | 0 | 0 | 0 | 0 | 0 | 0 | 0 | 0 | 0 | 0 | 0 | 0 |  | 1 | 1 | 1 | 1 | 1 | 1 | 1 | 1 | 1 | 1 | 1 | 0
PG&E NGBA | Arcata | 60 | 0 | 0 | 0 | 0 | 0 | 0 | 0 | 0 | 0 | 0 | 0 | 4 | 0 | 0 | 0 | 2.5 | 0 | 2.5 | 0 | 1 |  | 0 | 0 | 0 | 0 | 0 | 0 | 0 | 0 | 0 | 0 | 0 | 7 | 0 | 0 | 0 | 2.5 | 0 | 2.5 | 0 | 1 | 0 |  | 0 | 0 | 0 | 0 | 0 | 0 | 0 | 0 | 0 | 0 | 0 | 2 | 0 | 0 | 0 | 0 | 0 | 0 | 0 |  | 1 | 1 | 1 | 1 | 1 | 4 | 1 | 1 | 1 | 1 | 1 | 1
PG&E KERN | Arco | 230 | 0 | 0 | 0 | 0 | 0 | 0 | 0 | 0 | 0 | 0 | 0 | 4.79 | 1524 | 0 | 1524 | 0 | 0 | 0 | 10 | 1 |  | 0 | 0 | 0 | 0 | 0 | 0 | 0 | 0 | 0 | 0 | 0 | 4.79 | 325 | 674 | 999 | 0 | 265 | 265 | 0 | 1 | 0 |  | 0 | 0 | 0 | 0 | 0 | 0 | 0 | 0 | 0 | 0 | 0 | 0 | 0 | 2 | 0 | 0 | 2 | 2 | 0 |  | 1 | 1 | 1 | 1 | 1 | 1 | 1 | 1 | 4 | 4 | 1 | 1
PG&E KERN | Arco | 70 | 0 | 0 | 0 | 0 | 0 | 0 | 0 | 0 | 0 | 0 | 0 | 0 | 60 | 0 | 60 | 2 | 0 | 2 | 0 | 1 |  | 0 | 0 | 0 | 0 | 0 | 0 | 0 | 0 | 0 | 0 | 0 | 0 | 0 | 0 | 0 | 2 | 0 | 2 | 0 | 1 | 0 |  | 0 | 0 | 0 | 0 | 0 | 0 | 0 | 0 | 0 | 0 | 0 | 0 | 0 | 0 | 0 | 0 | 0 | 0 | 0 |  | 1 | 1 | 1 | 1 | 1 | 1 | 1 | 1 | 1 | 1 | 1 | 0
SCE Metro | ArcoGen | 230 | 0 | 0 | 0 | 0 | 0 | 0 | 0 | 0 | 0 | 0 | 0 | 0 | 0 | 0 | 0 | 0 | 674 | 674 | 0 | 1 |  | 0 | 0 | 0 | 0 | 0 | 0 | 0 | 0 | 0 | 0 | 0 | 0 | 0 | 0 | 0 | 0 | 0 | 0 | 0 | 0 | 0 |  | 0 | 0 | 0 | 0 | 0 | 0 | 0 | 0 | 0 | 0 | 0 | 0 | 0 | 0 | 0 | 0 | 0 | 0 | 0 |  | 1 | 1 | 1 | 1 | 1 | 1 | 1 | 1 | 1 | 1 | 1 | 0
SDGE | Artesian | 230 | 0 | 0 | 0 | 0 | 0 | 0 | 0 | 0 | 0 | 0 | 0 | 0 | 0 | 0 | 0 | 0 | 0 | 0 | 0 | 0 |  | 0 | 0 | 0 | 0 | 0 | 0 | 0 | 0 | 0 | 0 | 0 | 0 | 0 | 0 | 0 | 0 | 0 | 0 | 0 | 0 | 3 |  | 0 | 0 | 0 | 0 | 0 | 0 | 0 | 0 | 0 | 0 | 0 | 0 | 0 | 0 | 0 | 0 | 0 | 0 | 0 |  | 1 | 1 | 1 | 1 | 1 | 1 | 1 | 1 | 1 | 1 | 1 | 0
SDGE | Artesian | 69 | 0 | 0 | 0 | 0 | 0 | 0 | 0 | 0 | 0 | 0 | 0 | 0 | 0 | 0 | 0 | 0 | 0 | 0 | 0 | 0 |  | 0 | 0 | 0 | 0 | 0 | 0 | 0 | 0 | 0 | 0 | 0 | 0 | 0 | 0 | 0 | 0 | 0 | 0 | 0 | 0 | 2 |  | 0 | 0 | 0 | 0 | 0 | 0 | 0 | 0 | 0 | 0 | 0 | 0 | 0 | 0 | 0 | 0 | 0 | 0 | 0 |  | 1 | 1 | 1 | 1 | 1 | 1 | 1 | 1 | 1 | 1 | 1 | 0
PG&E FRESNO | Ashlan | 230 | 0 | 0 | 0 | 0 | 0 | 0 | 0 | 0 | 0 | 0 | 0 | 0 | 0 | 0 | 0 | 0 | 0 | 0 | 0 | 0 |  | 0 | 0 | 0 | 0 | 0 | 0 | 0 | 0 | 0 | 0 | 0 | 0 | 0 | 0 | 0 | 0 | 0 | 0 | 0 | 0 | 1 |  | 0 | 0 | 0 | 0 | 0 | 0 | 0 | 0 | 0 | 0 | 0 | 0 | 0 | 0 | 0 | 0 | 0 | 0 | 0 |  | 1 | 1 | 1 | 1 | 1 | 1 | 1 | 1 | 1 | 1 | 1 | 0
PG&E NGBA | Atlantic | 115 | 0 | 0 | 0 | 0 | 0 | 0 | 0 | 0 | 0 | 0 | 0 | 0 | 0 | 0 | 0 | 0 | 0 | 0 | 0 | 0 |  | 0 | 0 | 0 | 0 | 0 | 0 | 0 | 0 | 0 | 0 | 0 | 0 | 0 | 0 | 0 | 0 | 0 | 0 | 0 | 0 | 0 |  | 0 | 0 | 0 | 0 | 0 | 0 | 0 | 0 | 0 | 0 | 0 | 0 | 0 | 0 | 0 | 0 | 0 | 0 | 0 |  | 1 | 1 | 1 | 1 | 1 | 1 | 1 | 1 | 1 | 1 | 1 | 0
PG&E NGBA | Atlantic | 230 | 0 | 0 | 0 | 0 | 0 | 0 | 0 | 0 | 0 | 0 | 0 | 0 | 0 | 0 | 0 | 0 | 0 | 0 | 0 | 0 |  | 0 | 0 | 0 | 0 | 0 | 0 | 0 | 0 | 0 | 0 | 0 | 0 | 0 | 0 | 0 | 0 | 0 | 0 | 0 | 0 | 0 |  | 0 | 0 | 0 | 0 | 0 | 0 | 0 | 0 | 0 | 0 | 0 | 0 | 0 | 0 | 0 | 0 | 0 | 0 | 0 |  | 1 | 1 | 1 | 1 | 1 | 1 | 1 | 1 | 1 | 1 | 1 | 0
PG&E NGBA | Atlantic | 60 | 0 | 0 | 0 | 0 | 0 | 0 | 0 | 0 | 0 | 0 | 0 | 0 | 0 | 0 | 0 | 0 | 0 | 0 | 0 | 0 |  | 0 | 0 | 0 | 0 | 0 | 0 | 0 | 0 | 0 | 0 | 0 | 0 | 0 | 0 | 0 | 0 | 0 | 0 | 0 | 0 | 0 |  | 0 | 0 | 0 | 0 | 0 | 0 | 0 | 0 | 0 | 0 | 0 | 0 | 0 | 0 | 0 | 0 | 0 | 0 | 0 |  | 1 | 1 | 1 | 1 | 1 | 1 | 1 | 1 | 1 | 1 | 1 | 0
PG&E FRESNO | Atwater | 115 | 0 | 0 | 0 | 0 | 0 | 0 | 0 | 0 | 0 | 0 | 0 | 2 | 0 | 0 | 0 | 0 | 0 | 0 | 0 | 1 |  | 0 | 0 | 0 | 0 | 0 | 0 | 0 | 0 | 0 | 0 | 0 | 2 | 0 | 0 | 0 | 0 | 0 | 0 | 0 | 1 | 1 |  | 0 | 0 | 0 | 0 | 0 | 0 | 0 | 0 | 0 | 0 | 0 | 0 | 0 | 0 | 0 | 0 | 0 | 0 | 0 |  | 1 | 1 | 1 | 1 | 1 | 1 | 1 | 1 | 1 | 1 | 1 | 0
PG&E GBA | Avena | 115 | 0 | 0 | 0 | 0 | 0 | 0 | 0 | 0 | 0 | 0 | 0 | 0 | 100 | 0 | 100 | 0 | 0 | 0 | 0 | 1 |  | 0 | 0 | 0 | 0 | 0 | 0 | 0 | 0 | 0 | 0 | 0 | 0 | 0 | 0 | 0 | 0 | 0 | 0 | 0 | 0 | 0 |  | 0 | 0 | 0 | 0 | 0 | 0 | 0 | 0 | 0 | 0 | 0 | 0 | 0 | 0 | 0 | 0 | 0 | 0 | 0 |  | 1 | 1 | 1 | 1 | 1 | 1 | 1 | 1 | 1 | 1 | 1 | 0
SDGE | Avocado | 69 | 0 | 0 | 0 | 0 | 0 | 0 | 0 | 0 | 0 | 0 | 0 | 0 | 0 | 0 | 0 | 0 | 0 | 0 | 0 | 0 |  | 0 | 0 | 0 | 0 | 0 | 0 | 0 | 0 | 0 | 0 | 0 | 0 | 0 | 0 | 0 | 29.6 | 0 | 29.6 | 0 | 1 | 2 |  | 0 | 0 | 0 | 0 | 0 | 0 | 0 | 0 | 0 | 0 | 0 | 0 | 0 | 0 | 0 | 2 | 0 | 2 | 0 |  | 1 | 1 | 1 | 1 | 1 | 1 | 1 | 5 | 1 | 5 | 1 | 1
PG&E NGBA | Bahia | 230 | 0 | 0 | 0 | 0 | 0 | 0 | 0 | 0 | 0 | 0 | 0 | 0 | 0 | 200 | 200 | 0 | 0 | 0 | 0 | 1 |  | 0 | 0 | 0 | 0 | 0 | 0 | 0 | 0 | 0 | 0 | 0 | 0 | 0 | 0 | 0 | 0 | 0 | 0 | 0 | 0 | 1 |  | 0 | 0 | 0 | 0 | 0 | 0 | 0 | 0 | 0 | 0 | 0 | 0 | 0 | 0 | 0 | 0 | 0 | 0 | 0 |  | 1 | 1 | 1 | 1 | 1 | 1 | 1 | 1 | 1 | 1 | 1 | 0
SCE Northern | Bailey | 230 | 0 | 0 | 0 | 0 | 0 | 0 | 0 | 0 | 0 | 0 | 0 | 0 | 0 | 0 | 0 | 0 | 0 | 0 | 0 | 0 |  | 0 | 0 | 0 | 0 | 0 | 0 | 0 | 0 | 0 | 0 | 0 | 0 | 0 | 0 | 0 | 0 | 0 | 0 | 0 | 0 | 0 |  | 0 | 0 | 0 | 0 | 0 | 0 | 0 | 0 | 0 | 0 | 0 | 0 | 0 | 0 | 0 | 0 | 0 | 0 | 0 |  | 1 | 1 | 1 | 1 | 1 | 1 | 1 | 1 | 1 | 1 | 1 | 0
SCE NOL | Baker | 115 | 0 | 0 | 0 | 0 | 0 | 0 | 0 | 0 | 0 | 0 | 0 | 0 | 0 | 0 | 0 | 0 | 0 | 0 | 0 | 0 |  | 0 | 0 | 0 | 0 | 0 | 0 | 0 | 0 | 0 | 0 | 0 | 0 | 0 | 0 | 0 | 0 | 0 | 0 | 0 | 0 | 3 |  | 0 | 0 | 0 | 0 | 0 | 0 | 0 | 0 | 0 | 0 | 0 | 0 | 0 | 0 | 0 | 0 | 0 | 0 | 0 |  | 1 | 1 | 1 | 1 | 1 | 1 | 1 | 1 | 1 | 1 | 1 | 0
PG&E KERN | Bakersfield | 230 | 0 | 0 | 0 | 0 | 0 | 0 | 0 | 0 | 0 | 0 | 0 | 0 | 0 | 0 | 0 | 0 | 0 | 0 | 0 | 0 |  | 0 | 0 | 0 | 0 | 0 | 0 | 0 | 0 | 0 | 0 | 0 | 0 | 0 | 0 | 0 | 0 | 0 | 0 | 0 | 0 | 0 |  | 0 | 0 | 0 | 0 | 0 | 0 | 0 | 0 | 0 | 0 | 0 | 0 | 0 | 0 | 0 | 0 | 0 | 0 | 0 |  | 1 | 1 | 1 | 1 | 1 | 1 | 1 | 1 | 1 | 1 | 1 | 0
PG&E FRESNO | Balch | 230 | 0 | 0 | 0 | 0 | 0 | 0 | 0 | 0 | 0 | 0 | 0 | 0 | 0 | 0 | 0 | 0 | 0 | 0 | 0 | 0 |  | 0 | 0 | 0 | 0 | 0 | 0 | 0 | 0 | 0 | 0 | 0 | 0 | 0 | 0 | 0 | 0 | 0 | 0 | 0 | 0 | 1 |  | 0 | 0 | 0 | 0 | 0 | 0 | 0 | 0 | 0 | 0 | 0 | 0 | 0 | 0 | 0 | 0 | 0 | 0 | 0 |  | 1 | 1 | 1 | 1 | 1 | 1 | 1 | 1 | 1 | 1 | 1 | 0
SCE Eastern | Bannister | 230 | 0 | 0 | 0 | 0 | 0 | 0 | 0 | 0 | 0 | 0 | 0 | 0 | 0 | 0 | 0 | 0 | 0 | 0 | 0 | 0 |  | 0 | 0 | 0 | 0 | 0 | 0 | 0 | 0 | 0 | 0 | 0 | 0 | 0 | 0 | 0 | 0 | 0 | 0 | 0 | 0 | 1 |  | 0 | 0 | 0 | 0 | 0 | 0 | 0 | 0 | 0 | 0 | 0 | 0 | 0 | 0 | 0 | 0 | 0 | 0 | 0 |  | 1 | 1 | 1 | 1 | 1 | 1 | 1 | 1 | 1 | 1 | 1 | 0
SCE Metro | Barre | 230 | 0 | 0 | 0 | 0 | 0 | 0 | 0 | 0 | 0 | 0 | 0 | 0 | 0 | 0 | 0 | 0 | 935 | 935 | 0 | 1 |  | 0 | 0 | 0 | 0 | 0 | 0 | 0 | 0 | 0 | 0 | 0 | 0 | 10 | 10 | 20 | 10 | 0 | 10 | 0 | 1 | 0 |  | 0 | 0 | 0 | 0 | 0 | 0 | 0 | 0 | 0 | 0 | 0 | 0 | 2 | 2 | 2 | 2 | 0 | 0 | 0 |  | 1 | 1 | 1 | 1 | 1 | 1 | 4 | 4 | 1 | 1 | 1 | 1
SDGE | Bay Boulevard | 69 | 0 | 0 | 0 | 0 | 0 | 0 | 0 | 0 | 0 | 0 | 0 | 0 | 0 | 0 | 0 | 0 | 0 | 0 | 0 | 0 |  | 0 | 0 | 0 | 0 | 0 | 0 | 0 | 0 | 0 | 0 | 0 | 0 | 0 | 0 | 0 | 0 | 0 | 0 | 0 | 0 | 4 |  | 0 | 0 | 0 | 0 | 0 | 0 | 0 | 0 | 0 | 0 | 0 | 0 | 0 | 0 | 0 | 0 | 0 | 0 | 0 |  | 1 | 1 | 1 | 1 | 1 | 1 | 1 | 1 | 1 | 1 | 1 | 0
SDGE | Bay Boulevard | 230 | 0 | 0 | 0 | 0 | 0 | 0 | 0 | 0 | 0 | 0 | 0 | 0 | 0 | 0 | 0 | 0 | 0 | 0 | 0 | 0 |  | 0 | 0 | 0 | 0 | 0 | 0 | 0 | 0 | 0 | 0 | 0 | 0 | 0 | 0 | 0 | 0 | 0 | 0 | 0 | 0 | 5 |  | 0 | 0 | 0 | 0 | 0 | 0 | 0 | 0 | 0 | 0 | 0 | 0 | 0 | 0 | 0 | 0 | 0 | 0 | 0 |  | 1 | 1 | 1 | 1 | 1 | 1 | 1 | 1 | 1 | 1 | 1 | 0
EOP | Beatty | 138 | 0 | 0 | 0 | 0 | 0 | 0 | 0 | 0 | 0 | 0 | 0 | 0 | 0 | 0 | 0 | 0 | 0 | 0 | 0 | 0 |  | 0 | 0 | 0 | 0 | 0 | 0 | 0 | 0 | 0 | 0 | 0 | 0 | 0 | 0 | 0 | 0 | 0 | 0 | 0 | 0 | 2 |  | 0 | 0 | 0 | 0 | 0 | 0 | 0 | 0 | 0 | 0 | 0 | 0 | 0 | 0 | 0 | 0 | 0 | 0 | 0 |  | 1 | 1 | 1 | 1 | 1 | 1 | 1 | 1 | 1 | 1 | 1 | 0
EOP | Beatty | 230 | 436 | 0 | 0 | 0 | 0 | 0 | 0 | 0 | 0 | 0 | 0 | 0 | 0 | 0 | 0 | 0 | 170 | 170 | 500 | 1 |  | 400 | 0 | 0 | 0 | 0 | 0 | 0 | 0 | 0 | 0 | 0 | 0 | 100 | 500 | 600 | 0 | 170 | 170 | 0 | 1 | 2 |  | 0 | 0 | 0 | 0 | 0 | 0 | 0 | 0 | 0 | 0 | 0 | 0 | 2 | 2 | 2 | 0 | 0 | 0 | 0 |  | 1 | 1 | 1 | 1 | 1 | 1 | 5 | 1 | 1 | 1 | 1 | 1
PG&E NGBA | Belden | 230 | 0 | 0 | 0 | 0 | 0 | 0 | 0 | 0 | 0 | 0 | 0 | 0 | 0 | 0 | 0 | 0 | 0 | 0 | 0 | 0 |  | 0 | 0 | 0 | 0 | 0 | 0 | 0 | 0 | 0 | 0 | 0 | 0 | 0 | 0 | 0 | 0 | 0 | 0 | 0 | 0 | 0 |  | 0 | 0 | 0 | 0 | 0 | 0 | 0 | 0 | 0 | 0 | 0 | 0 | 0 | 0 | 0 | 0 | 0 | 0 | 0 |  | 1 | 1 | 1 | 1 | 1 | 1 | 1 | 1 | 1 | 1 | 1 | 0
PG&E NGBA | Bell | 115 | 0 | 0 | 0 | 0 | 0 | 0 | 0 | 0 | 0 | 0 | 0 | 0 | 0 | 0 | 0 | 0 | 0 | 0 | 0 | 0 |  | 0 | 0 | 0 | 0 | 0 | 0 | 0 | 0 | 0 | 0 | 0 | 0 | 0 | 0 | 0 | 0 | 0 | 0 | 0 | 0 | 0 |  | 0 | 0 | 0 | 0 | 0 | 0 | 0 | 0 | 0 | 0 | 0 | 0 | 0 | 0 | 0 | 0 | 0 | 0 | 0 |  | 1 | 1 | 1 | 1 | 1 | 1 | 1 | 1 | 1 | 1 | 1 | 0
PG&E NGBA | Bellevue | 115 | 0 | 0 | 0 | 0 | 0 | 0 | 0 | 0 | 0 | 0 | 0 | 0 | 0 | 0 | 0 | 0 | 0 | 0 | 0 | 0 |  | 0 | 0 | 0 | 0 | 0 | 0 | 0 | 0 | 0 | 0 | 0 | 0 | 0 | 0 | 0 | 0 | 0 | 0 | 0 | 0 | 1 |  | 0 | 0 | 0 | 0 | 0 | 0 | 0 | 0 | 0 | 0 | 0 | 0 | 0 | 0 | 0 | 0 | 0 | 0 | 0 |  | 1 | 1 | 1 | 1 | 1 | 1 | 1 | 1 | 1 | 1 | 1 | 0
PG&E GBA | Bellota | 115 | 0 | 0 | 0 | 0 | 0 | 0 | 0 | 0 | 0 | 0 | 0 | 0 | 0 | 0 | 0 | 0 | 0 | 0 | 0 | 0 |  | 0 | 0 | 0 | 0 | 0 | 0 | 0 | 0 | 0 | 0 | 0 | 0 | 0 | 0 | 0 | 0 | 0 | 0 | 0 | 0 | 0 |  | 0 | 0 | 0 | 0 | 0 | 0 | 0 | 0 | 0 | 0 | 0 | 0 | 0 | 0 | 0 | 0 | 0 | 0 | 0 |  | 1 | 1 | 1 | 1 | 1 | 1 | 1 | 1 | 1 | 1 | 1 | 0
PG&E GBA | Bellota | 230 | 0 | 0 | 0 | 0 | 0 | 0 | 0 | 0 | 0 | 0 | 0 | 0 | 10 | 0 | 10 | 0 | 0 | 0 | 400 | 1 |  | 0 | 0 | 0 | 0 | 0 | 0 | 0 | 0 | 0 | 0 | 0 | 0 | 200 | 200 | 400 | 0 | 0 | 0 | 310 | 1 | 0 |  | 0 | 0 | 0 | 0 | 0 | 0 | 0 | 0 | 0 | 0 | 0 | 0 | 2 | 2 | 2 | 0 | 0 | 0 | 0 |  | 1 | 1 | 1 | 1 | 1 | 1 | 4 | 1 | 1 | 1 | 1 | 1
SCE Northern | Big Creek | 230 | 0 | 0 | 0 | 0 | 0 | 0 | 0 | 0 | 0 | 0 | 0 | 0 | 200 | 0 | 200 | 0 | 0 | 0 | 0 | 1 |  | 0 | 0 | 0 | 0 | 0 | 0 | 0 | 0 | 0 | 0 | 0 | 0 | 0 | 0 | 0 | 0 | 0 | 0 | 0 | 0 | 0 |  | 0 | 0 | 0 | 0 | 0 | 0 | 0 | 0 | 0 | 0 | 0 | 0 | 0 | 0 | 0 | 0 | 0 | 0 | 0 |  | 1 | 1 | 1 | 1 | 1 | 1 | 1 | 1 | 1 | 1 | 1 | 0
PG&E FRESNO | Biola | 70 | 0 | 0 | 0 | 0 | 0 | 0 | 0 | 0 | 0 | 0 | 0 | 0 | 0 | 0 | 0 | 0 | 0 | 0 | 0 | 0 |  | 0 | 0 | 0 | 0 | 0 | 0 | 0 | 0 | 0 | 0 | 0 | 0 | 0 | 0 | 0 | 0 | 0 | 0 | 0 | 0 | 1 |  | 0 | 0 | 0 | 0 | 0 | 0 | 0 | 0 | 0 | 0 | 0 | 0 | 0 | 0 | 0 | 0 | 0 | 0 | 0 |  | 1 | 1 | 1 | 1 | 1 | 1 | 1 | 1 | 1 | 1 | 1 | 0
PG&E GBA | Birds Landing | 230 | 0 | 0 | 0 | 0 | 0 | 0 | 0 | 0 | 0 | 0 | 0 | 0 | 0 | 100 | 100 | 0 | 0 | 0 | 0 | 1 |  | 0 | 0 | 234.8 | 107 | 341.8 | 0 | 0 | 0 | 0 | 0 | 0 | 0 | 0 | 200 | 200 | 0 | 65 | 65 | 0 | 1 | 0 |  | 0 | 0 | 2 | 2 | 2 | 0 | 0 | 0 | 0 | 0 | 0 | 0 | 0 | 2 | 2 | 0 | 2 | 2 | 0 |  | 1 | 1 | 4 | 1 | 1 | 1 | 4 | 1 | 4 | 4 | 1 | 1
SCE Northern | Bliss | 66 | 0 | 0 | 0 | 0 | 0 | 0 | 0 | 0 | 0 | 0 | 0 | 0 | 0 | 0 | 0 | 0 | 0 | 0 | 0 | 0 |  | 0 | 0 | 0 | 0 | 0 | 0 | 0 | 0 | 0 | 0 | 0 | 0 | 0 | 0 | 0 | 0 | 0 | 0 | 0 | 0 | 0 |  | 0 | 0 | 0 | 0 | 0 | 0 | 0 | 0 | 0 | 0 | 0 | 0 | 0 | 0 | 0 | 0 | 0 | 0 | 0 |  | 1 | 1 | 1 | 1 | 1 | 1 | 1 | 1 | 1 | 1 | 1 | 0
SCE Eastern | Blythe | 161 | 0 | 0 | 0 | 0 | 0 | 0 | 0 | 0 | 0 | 0 | 0 | 0 | 0 | 160 | 160 | 160 | 0 | 160 | 0 | 1 |  | 0 | 0 | 0 | 0 | 0 | 0 | 0 | 0 | 0 | 0 | 0 | 0 | 0 | 160 | 160 | 160 | 0 | 160 | 0 | 1 | 2 |  | 0 | 0 | 0 | 0 | 0 | 0 | 0 | 0 | 0 | 0 | 0 | 0 | 0 | 0 | 0 | 0 | 0 | 0 | 0 |  | 1 | 1 | 1 | 1 | 1 | 1 | 1 | 1 | 1 | 1 | 1 | 0
PG&E NGBA | Bogue | 115 | 0 | 0 | 0 | 0 | 0 | 0 | 0 | 0 | 0 | 0 | 0 | 0 | 0 | 0 | 0 | 0 | 0 | 0 | 0 | 0 |  | 0 | 0 | 0 | 0 | 0 | 0 | 0 | 0 | 0 | 0 | 0 | 0 | 0 | 0 | 0 | 0 | 0 | 0 | 0 | 0 | 0 |  | 0 | 0 | 0 | 0 | 0 | 0 | 0 | 0 | 0 | 0 | 0 | 0 | 0 | 0 | 0 | 0 | 0 | 0 | 0 |  | 1 | 1 | 1 | 1 | 1 | 1 | 1 | 1 | 1 | 1 | 1 | 0
PG&E FRESNO | Borden | 230 | 0 | 0 | 0 | 0 | 0 | 0 | 0 | 0 | 0 | 0 | 0 | 0 | 0 | 0 | 0 | 0 | 0 | 0 | 0 | 0 |  | 0 | 0 | 0 | 0 | 0 | 0 | 0 | 0 | 0 | 0 | 0 | 0 | 195 | 400 | 595 | 0 | 155 | 155 | 0 | 1 | 2 |  | 0 | 0 | 0 | 0 | 0 | 0 | 0 | 0 | 0 | 0 | 0 | 0 | 2 | 2 | 2 | 0 | 2 | 2 | 0 |  | 1 | 1 | 1 | 1 | 1 | 1 | 5 | 1 | 5 | 5 | 1 | 1
PG&E FRESNO | Borden | 70 | 0 | 0 | 0 | 0 | 0 | 0 | 0 | 0 | 0 | 0 | 0 | 0 | 0 | 0 | 0 | 0 | 0 | 0 | 0 | 0 |  | 0 | 0 | 0 | 0 | 0 | 0 | 0 | 0 | 0 | 0 | 0 | 4.5 | 0 | 0 | 0 | 0 | 0 | 0 | 0 | 1 | 2 |  | 0 | 0 | 0 | 0 | 0 | 0 | 0 | 0 | 0 | 0 | 0 | 2 | 0 | 0 | 0 | 0 | 0 | 0 | 0 |  | 1 | 1 | 1 | 1 | 1 | 5 | 1 | 1 | 1 | 1 | 1 | 1
SDGE | Boulevard East | 138 | 0 | 0 | 180 | 0 | 180 | 0 | 0 | 0 | 0 | 0 | 0 | 0 | 0 | 82.6 | 82.6 | 0 | 0 | 0 | 0 | 1 |  | 0 | 0 | 60 | 3.3 | 63.3 | 0 | 0 | 0 | 0 | 0 | 0 | 0 | 0 | 0 | 0 | 0 | 0 | 0 | 0 | 1 | 4 |  | 0 | 0 | 0 | 2 | 0 | 0 | 0 | 0 | 0 | 0 | 0 | 0 | 0 | 0 | 0 | 0 | 0 | 0 | 0 |  | 1 | 1 | 1 | 1 | 1 | 1 | 1 | 1 | 1 | 1 | 1 | 0
SDGE | Boulevard East | 69 | 0 | 0 | 0 | 0 | 0 | 0 | 0 | 0 | 0 | 0 | 0 | 0 | 0 | 17.4 | 17.4 | 17.4 | 0 | 17.4 | 0 | 1 |  | 0 | 0 | 0 | 0 | 0 | 0 | 0 | 0 | 0 | 0 | 0 | 0 | 0 | 40 | 40 | 27.15 | 0 | 27.15 | 0 | 1 | 4 |  | 0 | 0 | 0 | 0 | 0 | 0 | 0 | 0 | 0 | 0 | 0 | 0 | 0 | 2 | 2 | 2 | 0 | 2 | 0 |  | 1 | 1 | 1 | 1 | 1 | 1 | 4 | 5 | 1 | 5 | 1 | 1
PG&E GBA | Brentwood | 230 | 0 | 0 | 0 | 0 | 0 | 0 | 0 | 0 | 0 | 0 | 0 | 2 | 0 | 89.5 | 89.5 | 0 | 0 | 0 | 0 | 1 |  | 0 | 0 | 0 | 0 | 0 | 0 | 0 | 0 | 0 | 0 | 0 | 2 | 0 | 0 | 0 | 0.8 | 0 | 0.8 | 0 | 1 | 0 |  | 0 | 0 | 0 | 0 | 0 | 0 | 0 | 0 | 0 | 0 | 0 | 0 | 0 | 0 | 0 | 2 | 0 | 2 | 0 |  | 1 | 1 | 1 | 1 | 1 | 1 | 1 | 4 | 1 | 4 | 1 | 1
PG&E NGBA | Bridgeville | 115 | 185.7 | 0 | 212 | 0 | 212 | 0 | 0 | 0 | 0 | 0 | 0 | 0 | 0 | 0 | 0 | 0 | 0 | 0 | 0 | 1 |  | 0 | 8 | 0 | 0 | 0 | 0 | 0 | 0 | 0 | 0 | 0 | 0 | 0 | 0 | 0 | 0 | 0 | 0 | 0 | 1 | 0 |  | 0 | 2 | 0 | 0 | 0 | 0 | 0 | 0 | 0 | 0 | 0 | 0 | 0 | 0 | 0 | 0 | 0 | 0 | 0 |  | 1 | 4 | 1 | 1 | 1 | 1 | 1 | 1 | 1 | 1 | 1 | 1
PG&E NGBA | Brighton | 115 | 0 | 0 | 0 | 0 | 0 | 0 | 0 | 0 | 0 | 0 | 0 | 0 | 0 | 0 | 0 | 0 | 0 | 0 | 0 | 0 |  | 0 | 0 | 0 | 0 | 0 | 0 | 0 | 0 | 0 | 0 | 0 | 0 | 0 | 0 | 0 | 0 | 0 | 0 | 0 | 0 | 1 |  | 0 | 0 | 0 | 0 | 0 | 0 | 0 | 0 | 0 | 0 | 0 | 0 | 0 | 0 | 0 | 0 | 0 | 0 | 0 |  | 1 | 1 | 1 | 1 | 1 | 1 | 1 | 1 | 1 | 1 | 1 | 0
PG&E NGBA | Brighton | 230 | 0 | 0 | 0 | 0 | 0 | 0 | 0 | 0 | 0 | 0 | 0 | 0 | 0 | 0 | 0 | 0 | 0 | 0 | 0 | 0 |  | 0 | 0 | 0 | 0 | 0 | 0 | 0 | 0 | 0 | 0 | 0 | 0 | 0 | 0 | 0 | 0 | 0 | 0 | 0 | 0 | 1 |  | 0 | 0 | 0 | 0 | 0 | 0 | 0 | 0 | 0 | 0 | 0 | 0 | 0 | 0 | 0 | 0 | 0 | 0 | 0 |  | 1 | 1 | 1 | 1 | 1 | 1 | 1 | 1 | 1 | 1 | 1 | 0
PG&E NGBA | Brunswick | 115 | 0 | 0 | 0 | 0 | 0 | 0 | 0 | 0 | 0 | 0 | 0 | 0 | 0 | 0 | 0 | 0 | 0 | 0 | 0 | 0 |  | 0 | 0 | 0 | 0 | 0 | 0 | 0 | 0 | 0 | 0 | 0 | 1.9 | 0 | 0 | 0 | 0 | 0 | 0 | 0 | 1 | 0 |  | 0 | 0 | 0 | 0 | 0 | 0 | 0 | 0 | 0 | 0 | 0 | 2 | 0 | 0 | 0 | 0 | 0 | 0 | 0 |  | 1 | 1 | 1 | 1 | 1 | 4 | 1 | 1 | 1 | 1 | 1 | 1
PG&E NGBA | Bucks Creek | 230 | 0 | 0 | 0 | 0 | 0 | 0 | 0 | 0 | 0 | 0 | 0 | 0 | 0 | 0 | 0 | 0 | 0 | 0 | 0 | 0 |  | 0 | 0 | 0 | 0 | 0 | 0 | 0 | 0 | 0 | 0 | 0 | 0 | 0 | 0 | 0 | 0 | 0 | 0 | 0 | 0 | 0 |  | 0 | 0 | 0 | 0 | 0 | 0 | 0 | 0 | 0 | 0 | 0 | 0 | 0 | 0 | 0 | 0 | 0 | 0 | 0 |  | 1 | 1 | 1 | 1 | 1 | 1 | 1 | 1 | 1 | 1 | 1 | 0
PG&E KERN | Buena Vista | 230 | 0 | 0 | 0 | 0 | 0 | 0 | 0 | 0 | 0 | 0 | 0 | 0 | 0 | 0 | 0 | 0 | 0 | 0 | 0 | 0 |  | 0 | 0 | 0 | 0 | 0 | 0 | 0 | 0 | 0 | 0 | 0 | 0 | 0 | 0 | 0 | 0 | 0 | 0 | 0 | 0 | 0 |  | 0 | 0 | 0 | 0 | 0 | 0 | 0 | 0 | 0 | 0 | 0 | 0 | 0 | 0 | 0 | 0 | 0 | 0 | 0 |  | 1 | 1 | 1 | 1 | 1 | 1 | 1 | 1 | 1 | 1 | 1 | 0
PG&E FRESNO | Bullard | 115 | 0 | 0 | 0 | 0 | 0 | 0 | 0 | 0 | 0 | 0 | 0 | 0 | 0 | 0 | 0 | 0 | 0 | 0 | 0 | 0 |  | 0 | 0 | 0 | 0 | 0 | 0 | 0 | 0 | 0 | 0 | 0 | 0 | 0 | 0 | 0 | 0 | 0 | 0 | 0 | 0 | 2 |  | 0 | 0 | 0 | 0 | 0 | 0 | 0 | 0 | 0 | 0 | 0 | 0 | 0 | 0 | 0 | 0 | 0 | 0 | 0 |  | 1 | 1 | 1 | 1 | 1 | 1 | 1 | 1 | 1 | 1 | 1 | 0
PG&E GBA | Burlingame | 115 | 0 | 0 | 0 | 0 | 0 | 0 | 0 | 0 | 0 | 0 | 0 | 0 | 88 | 0 | 88 | 0 | 0 | 0 | 0 | 1 |  | 0 | 0 | 0 | 0 | 0 | 0 | 0 | 0 | 0 | 0 | 0 | 0 | 0 | 0 | 0 | 0 | 0 | 0 | 0 | 0 | 1 |  | 0 | 0 | 0 | 0 | 0 | 0 | 0 | 0 | 0 | 0 | 0 | 0 | 0 | 0 | 0 | 0 | 0 | 0 | 0 |  | 1 | 1 | 1 | 1 | 1 | 1 | 1 | 1 | 1 | 1 | 1 | 0
PG&E NGBA | Burney Forest | 230 | 0 | 0 | 0 | 0 | 0 | 0 | 0 | 0 | 0 | 0 | 0 | 0 | 0 | 0 | 0 | 0 | 0 | 0 | 0 | 0 |  | 0 | 11 | 0 | 0 | 0 | 0 | 0 | 0 | 0 | 0 | 0 | 0 | 0 | 0 | 0 | 0 | 0 | 0 | 0 | 1 | 0 |  | 0 | 2 | 0 | 0 | 0 | 0 | 0 | 0 | 0 | 0 | 0 | 0 | 0 | 0 | 0 | 0 | 0 | 0 | 0 |  | 1 | 4 | 1 | 1 | 1 | 1 | 1 | 1 | 1 | 1 | 1 | 1
PG&E NGBA | Butte | 115 | 0 | 0 | 0 | 0 | 0 | 0 | 0 | 0 | 0 | 0 | 0 | 0 | 0 | 0 | 0 | 0 | 0 | 0 | 0 | 0 |  | 0 | 0 | 0 | 0 | 0 | 0 | 0 | 0 | 0 | 0 | 0 | 0 | 0 | 0 | 0 | 0 | 0 | 0 | 0 | 0 | 0 |  | 0 | 0 | 0 | 0 | 0 | 0 | 0 | 0 | 0 | 0 | 0 | 0 | 0 | 0 | 0 | 0 | 0 | 0 | 0 |  | 1 | 1 | 1 | 1 | 1 | 1 | 1 | 1 | 1 | 1 | 1 | 0
PG&E KERN | Cabrillo | 115 | 0 | 0 | 0 | 0 | 0 | 0 | 0 | 0 | 0 | 0 | 0 | 0 | 0 | 0 | 0 | 0 | 0 | 0 | 0 | 0 |  | 0 | 0 | 0 | 0 | 0 | 0 | 0 | 0 | 0 | 0 | 0 | 0 | 0 | 0 | 0 | 0 | 0 | 0 | 0 | 0 | 1 |  | 0 | 0 | 0 | 0 | 0 | 0 | 0 | 0 | 0 | 0 | 0 | 0 | 0 | 0 | 0 | 0 | 0 | 0 | 0 |  | 1 | 1 | 1 | 1 | 1 | 1 | 1 | 1 | 1 | 1 | 1 | 0
PG&E FRESNO | Cal Flats | 230 | 0 | 0 | 0 | 0 | 0 | 0 | 0 | 0 | 0 | 0 | 0 | 0 | 0 | 0 | 0 | 0 | 0 | 0 | 0 | 0 |  | 0 | 0 | 0 | 0 | 0 | 0 | 0 | 0 | 0 | 0 | 0 | 0 | 0 | 0 | 0 | 0 | 0 | 0 | 0 | 0 | 0 |  | 0 | 0 | 0 | 0 | 0 | 0 | 0 | 0 | 0 | 0 | 0 | 0 | 0 | 0 | 0 | 0 | 0 | 0 | 0 |  | 1 | 1 | 1 | 1 | 1 | 1 | 1 | 1 | 1 | 1 | 1 | 0
SCE NOL | Calcite | 230 | 0 | 0 | 0 | 0 | 0 | 0 | 0 | 0 | 0 | 0 | 0 | 0 | 165 | 300 | 465 | 0 | 0 | 0 | 0 | 1 |  | 0 | 0 | 0 | 0 | 0 | 0 | 0 | 0 | 0 | 0 | 0 | 0 | 200 | 404 | 604 | 0 | 217 | 217 | 0 | 1 | 1 |  | 0 | 0 | 0 | 0 | 0 | 0 | 0 | 0 | 0 | 0 | 0 | 0 | 1 | 1 | 1 | 0 | 2 | 2 | 0 |  | 1 | 1 | 1 | 1 | 1 | 1 | 3 | 1 | 5 | 5 | 1 | 1
PG&E KERN | Caliente | 230 | 0 | 0 | 0 | 0 | 0 | 0 | 0 | 0 | 0 | 0 | 0 | 0 | 0 | 0 | 0 | 0 | 0 | 0 | 0 | 0 |  | 0 | 0 | 0 | 0 | 0 | 0 | 0 | 0 | 0 | 0 | 0 | 0 | 0 | 0 | 0 | 0 | 0 | 0 | 0 | 0 | 0 |  | 0 | 0 | 0 | 0 | 0 | 0 | 0 | 0 | 0 | 0 | 0 | 0 | 0 | 0 | 0 | 0 | 0 | 0 | 0 |  | 1 | 1 | 1 | 1 | 1 | 1 | 1 | 1 | 1 | 1 | 1 | 0
PG&E FRESNO | California Ave | 115 | 0 | 0 | 0 | 0 | 0 | 0 | 0 | 0 | 0 | 0 | 0 | 0 | 0 | 0 | 0 | 0 | 0 | 0 | 0 | 0 |  | 0 | 0 | 0 | 0 | 0 | 0 | 0 | 0 | 0 | 0 | 0 | 0 | 0 | 0 | 0 | 0 | 0 | 0 | 0 | 0 | 1 |  | 0 | 0 | 0 | 0 | 0 | 0 | 0 | 0 | 0 | 0 | 0 | 0 | 0 | 0 | 0 | 0 | 0 | 0 | 0 |  | 1 | 1 | 1 | 1 | 1 | 1 | 1 | 1 | 1 | 1 | 1 | 0
PG&E KERN | Callender | 115 | 0 | 0 | 0 | 0 | 0 | 0 | 0 | 0 | 0 | 0 | 0 | 0 | 0 | 0 | 0 | 0 | 0 | 0 | 0 | 0 |  | 0 | 0 | 0 | 0 | 0 | 0 | 0 | 0 | 0 | 0 | 0 | 0 | 0 | 0 | 0 | 0 | 0 | 0 | 0 | 0 | 0 |  | 0 | 0 | 0 | 0 | 0 | 0 | 0 | 0 | 0 | 0 | 0 | 0 | 0 | 0 | 0 | 0 | 0 | 0 | 0 |  | 1 | 1 | 1 | 1 | 1 | 1 | 1 | 1 | 1 | 1 | 1 | 0
PG&E NGBA | Calpella | 115 | 0 | 0 | 0 | 0 | 0 | 0 | 0 | 0 | 0 | 0 | 0 | 4 | 0 | 0 | 0 | 0 | 0 | 0 | 0 | 1 |  | 0 | 10 | 0 | 0 | 0 | 0 | 0 | 0 | 0 | 0 | 0 | 4 | 0 | 0 | 0 | 4 | 0 | 4 | 0 | 1 | 1 |  | 0 | 2 | 0 | 0 | 0 | 0 | 0 | 0 | 0 | 0 | 0 | 0 | 0 | 0 | 0 | 2 | 0 | 2 | 0 |  | 1 | 5 | 1 | 1 | 1 | 1 | 1 | 5 | 1 | 5 | 1 | 1
PG&E GBA | Camanche | 230 | 0 | 0 | 0 | 0 | 0 | 0 | 0 | 0 | 0 | 0 | 0 | 0 | 0 | 0 | 0 | 0 | 0 | 0 | 0 | 0 |  | 0 | 0 | 0 | 0 | 0 | 0 | 0 | 0 | 0 | 0 | 0 | 0 | 0 | 0 | 0 | 0 | 0 | 0 | 0 | 0 | 0 |  | 0 | 0 | 0 | 0 | 0 | 0 | 0 | 0 | 0 | 0 | 0 | 0 | 0 | 0 | 0 | 0 | 0 | 0 | 0 |  | 1 | 1 | 1 | 1 | 1 | 1 | 1 | 1 | 1 | 1 | 1 | 0
SDGE | Cameron | 69 | 0 | 0 | 0 | 0 | 0 | 0 | 0 | 0 | 0 | 0 | 0 | 0 | 0 | 0 | 0 | 0 | 0 | 0 | 0 | 0 |  | 0 | 0 | 0 | 0 | 0 | 0 | 0 | 0 | 0 | 0 | 0 | 0.84 | 0 | 0 | 0 | 0.46 | 0 | 0.46 | 0 | 1 | 3 |  | 0 | 0 | 0 | 0 | 0 | 0 | 0 | 0 | 0 | 0 | 0 | 2 | 0 | 0 | 0 | 2 | 0 | 2 | 0 |  | 1 | 1 | 1 | 1 | 1 | 5 | 1 | 5 | 1 | 5 | 1 | 1
SDGE | Cannon | 69 | 0 | 0 | 0 | 0 | 0 | 0 | 0 | 0 | 0 | 0 | 0 | 0 | 0 | 0 | 0 | 0 | 0 | 0 | 0 | 0 |  | 0 | 0 | 0 | 0 | 0 | 0 | 0 | 0 | 0 | 0 | 0 | 0 | 0 | 0 | 0 | 0 | 0 | 0 | 0 | 0 | 2 |  | 0 | 0 | 0 | 0 | 0 | 0 | 0 | 0 | 0 | 0 | 0 | 0 | 0 | 0 | 0 | 0 | 0 | 0 | 0 |  | 1 | 1 | 1 | 1 | 1 | 1 | 1 | 1 | 1 | 1 | 1 | 0
PG&E FRESNO | Cantua | 115 | 0 | 0 | 0 | 0 | 0 | 0 | 0 | 0 | 0 | 0 | 0 | 0 | 100 | 0 | 100 | 0 | 0 | 0 | 0 | 1 |  | 0 | 0 | 0 | 0 | 0 | 0 | 0 | 0 | 0 | 0 | 0 | 0 | 0 | 0 | 0 | 0 | 0 | 0 | 0 | 0 | 1 |  | 0 | 0 | 0 | 0 | 0 | 0 | 0 | 0 | 0 | 0 | 0 | 0 | 0 | 0 | 0 | 0 | 0 | 0 | 0 |  | 1 | 1 | 1 | 1 | 1 | 1 | 1 | 1 | 1 | 1 | 1 | 0
SDGE | Capistrano | 138 | 0 | 0 | 0 | 0 | 0 | 0 | 0 | 0 | 0 | 0 | 0 | 0 | 0 | 0 | 0 | 0 | 25 | 25 | 0 | 1 |  | 0 | 0 | 0 | 0 | 0 | 0 | 0 | 0 | 0 | 0 | 0 | 0 | 0 | 0 | 0 | 0 | 125 | 125 | 0 | 1 | 0 |  | 0 | 0 | 0 | 0 | 0 | 0 | 0 | 0 | 0 | 0 | 0 | 0 | 0 | 0 | 0 | 0 | 2 | 2 | 0 |  | 1 | 1 | 1 | 1 | 1 | 1 | 1 | 1 | 4 | 4 | 1 | 1
SDGE | Capistrano | 230 | 0 | 0 | 0 | 0 | 0 | 0 | 0 | 0 | 0 | 0 | 0 | 0 | 0 | 0 | 0 | 0 | 25 | 25 | 0 | 1 |  | 0 | 0 | 0 | 0 | 0 | 0 | 0 | 0 | 0 | 0 | 0 | 0 | 0 | 0 | 0 | 0 | 0 | 0 | 0 | 0 | 0 |  | 0 | 0 | 0 | 0 | 0 | 0 | 0 | 0 | 0 | 0 | 0 | 0 | 0 | 0 | 0 | 0 | 0 | 0 | 0 |  | 1 | 1 | 1 | 1 | 1 | 1 | 1 | 1 | 1 | 1 | 1 | 0
PG&E NGBA | Carberry | 230 | 0 | 0 | 0 | 0 | 0 | 0 | 0 | 0 | 0 | 0 | 0 | 0 | 0 | 0 | 0 | 0 | 0 | 0 | 0 | 0 |  | 0 | 3.6 | 0 | 0 | 0 | 0 | 0 | 0 | 0 | 0 | 0 | 0 | 0 | 0 | 0 | 0 | 0 | 0 | 0 | 1 | 0 |  | 0 | 2 | 0 | 0 | 0 | 0 | 0 | 0 | 0 | 0 | 0 | 0 | 0 | 0 | 0 | 0 | 0 | 0 | 0 |  | 1 | 4 | 1 | 1 | 1 | 1 | 1 | 1 | 1 | 1 | 1 | 1
SCE Eastern | Cardiff | 66 | 0 | 0 | 0 | 0 | 0 | 0 | 0 | 0 | 0 | 0 | 0 | 0 | 0 | 0 | 0 | 0 | 0 | 0 | 0 | 0 |  | 0 | 0 | 0 | 0 | 0 | 0 | 0 | 0 | 0 | 0 | 0 | 0 | 0 | 0 | 0 | 0 | 0 | 0 | 0 | 0 | 1 |  | 0 | 0 | 0 | 0 | 0 | 0 | 0 | 0 | 0 | 0 | 0 | 0 | 0 | 0 | 0 | 0 | 0 | 0 | 0 |  | 1 | 1 | 1 | 1 | 1 | 1 | 1 | 1 | 1 | 1 | 1 | 0
PG&E NGBA | Caribou | 60 | 0 | 0 | 0 | 0 | 0 | 0 | 0 | 0 | 0 | 0 | 0 | 0 | 0 | 0 | 0 | 0 | 0 | 0 | 0 | 0 |  | 0 | 10 | 0 | 0 | 0 | 0 | 0 | 0 | 0 | 0 | 0 | 0 | 0 | 0 | 0 | 0 | 0 | 0 | 0 | 1 | 0 |  | 0 | 2 | 0 | 0 | 0 | 0 | 0 | 0 | 0 | 0 | 0 | 0 | 0 | 0 | 0 | 0 | 0 | 0 | 0 |  | 1 | 4 | 1 | 1 | 1 | 1 | 1 | 1 | 1 | 1 | 1 | 1
PG&E NGBA | Caribou | 115 | 0 | 0 | 0 | 0 | 0 | 0 | 0 | 0 | 0 | 0 | 0 | 0 | 0 | 0 | 0 | 0 | 0 | 0 | 0 | 0 |  | 0 | 10 | 0 | 0 | 0 | 0 | 0 | 0 | 0 | 0 | 0 | 0 | 0 | 0 | 0 | 0 | 0 | 0 | 0 | 1 | 0 |  | 0 | 2 | 0 | 0 | 0 | 0 | 0 | 0 | 0 | 0 | 0 | 0 | 0 | 0 | 0 | 0 | 0 | 0 | 0 |  | 1 | 4 | 1 | 1 | 1 | 1 | 1 | 1 | 1 | 1 | 1 | 1
PG&E NGBA | Caribou | 230 | 0 | 0 | 0 | 0 | 0 | 0 | 0 | 0 | 0 | 0 | 0 | 0 | 0 | 0 | 0 | 0 | 0 | 0 | 0 | 0 |  | 0 | 0 | 0 | 0 | 0 | 0 | 0 | 0 | 0 | 0 | 0 | 0 | 0 | 0 | 0 | 0 | 0 | 0 | 0 | 0 | 0 |  | 0 | 0 | 0 | 0 | 0 | 0 | 0 | 0 | 0 | 0 | 0 | 0 | 0 | 0 | 0 | 0 | 0 | 0 | 0 |  | 1 | 1 | 1 | 1 | 1 | 1 | 1 | 1 | 1 | 1 | 1 | 0
EOP | Carpenter Canyon (fka Gamebird) | 138 | 0 | 0 | 0 | 0 | 0 | 0 | 0 | 0 | 0 | 0 | 0 | 0 | 0 | 0 | 0 | 0 | 0 | 0 | 0 | 0 |  | 0 | 0 | 0 | 0 | 0 | 0 | 0 | 0 | 0 | 0 | 0 | 0 | 0 | 0 | 0 | 0 | 0 | 0 | 0 | 0 | 2 |  | 0 | 0 | 0 | 0 | 0 | 0 | 0 | 0 | 0 | 0 | 0 | 0 | 0 | 0 | 0 | 0 | 0 | 0 | 0 |  | 1 | 1 | 1 | 1 | 1 | 1 | 1 | 1 | 1 | 1 | 1 | 0
EOP | Carpenter Canyon (fka Gamebird) | 230 | 0 | 0 | 0 | 0 | 0 | 0 | 0 | 0 | 0 | 0 | 0 | 0 | 0 | 0 | 0 | 0 | 36.5 | 36.5 | 0 | 1 |  | 0 | 0 | 0 | 0 | 0 | 0 | 0 | 0 | 0 | 0 | 0 | 0 | 150 | 550 | 700 | 0 | 200 | 200 | 0 | 1 | 2 |  | 0 | 0 | 0 | 0 | 0 | 0 | 0 | 0 | 0 | 0 | 0 | 0 | 2 | 2 | 2 | 0 | 2 | 2 | 0 |  | 1 | 1 | 1 | 1 | 1 | 1 | 5 | 1 | 5 | 5 | 1 | 1
PG&E NGBA | Carquinez | 115 | 0 | 0 | 0 | 0 | 0 | 0 | 0 | 0 | 0 | 0 | 0 | 0 | 0 | 0 | 0 | 0 | 0 | 0 | 0 | 0 |  | 0 | 0 | 0 | 0 | 0 | 0 | 0 | 0 | 0 | 0 | 0 | 0 | 0 | 0 | 0 | 0 | 0 | 0 | 0 | 0 | 1 |  | 0 | 0 | 0 | 0 | 0 | 0 | 0 | 0 | 0 | 0 | 0 | 0 | 0 | 0 | 0 | 0 | 0 | 0 | 0 |  | 1 | 1 | 1 | 1 | 1 | 1 | 1 | 1 | 1 | 1 | 1 | 0
SDGE | Carrizo Gorge | 138 | 0 | 0 | 0 | 0 | 0 | 0 | 0 | 0 | 0 | 0 | 0 | 0 | 0 | 0 | 0 | 70 | 0 | 70 | 0 | 1 |  | 0 | 0 | 0 | 0 | 0 | 0 | 0 | 0 | 0 | 0 | 0 | 0 | 0 | 90 | 90 | 70 | 0 | 70 | 0 | 1 | 4 |  | 0 | 0 | 0 | 0 | 0 | 0 | 0 | 0 | 0 | 0 | 0 | 0 | 0 | 2 | 2 | 0 | 0 | 0 | 0 |  | 1 | 1 | 1 | 1 | 1 | 1 | 4 | 1 | 1 | 1 | 1 | 1
PG&E KERN | Carrizo Plains | 115 | 0 | 0 | 0 | 0 | 0 | 0 | 0 | 0 | 0 | 0 | 0 | 0 | 0 | 0 | 0 | 0 | 0 | 0 | 0 | 0 |  | 0 | 0 | 0 | 0 | 0 | 0 | 0 | 0 | 0 | 0 | 0 | 0 | 0 | 0 | 0 | 0 | 0 | 0 | 0 | 0 | 0 |  | 0 | 0 | 0 | 0 | 0 | 0 | 0 | 0 | 0 | 0 | 0 | 0 | 0 | 0 | 0 | 0 | 0 | 0 | 0 |  | 1 | 1 | 1 | 1 | 1 | 1 | 1 | 1 | 1 | 1 | 1 | 0
PG&E KERN | Casaloma | 230 | 0 | 0 | 0 | 0 | 0 | 0 | 0 | 0 | 0 | 0 | 0 | 0 | 0 | 0 | 0 | 0 | 0 | 0 | 0 | 0 |  | 0 | 0 | 0 | 0 | 0 | 0 | 0 | 0 | 0 | 0 | 0 | 0 | 0 | 0 | 0 | 0 | 0 | 0 | 0 | 0 | 0 |  | 0 | 0 | 0 | 0 | 0 | 0 | 0 | 0 | 0 | 0 | 0 | 0 | 0 | 0 | 0 | 0 | 0 | 0 | 0 |  | 1 | 1 | 1 | 1 | 1 | 1 | 1 | 1 | 1 | 1 | 1 | 0
PG&E GBA | Castro Valley | 230 | 0 | 0 | 0 | 0 | 0 | 0 | 0 | 0 | 0 | 0 | 0 | 0 | 0 | 0 | 0 | 0 | 0 | 0 | 0 | 0 |  | 0 | 0 | 0 | 0 | 0 | 0 | 0 | 0 | 0 | 0 | 0 | 0 | 0 | 0 | 0 | 0 | 0 | 0 | 0 | 0 | 0 |  | 0 | 0 | 0 | 0 | 0 | 0 | 0 | 0 | 0 | 0 | 0 | 0 | 0 | 0 | 0 | 0 | 0 | 0 | 0 |  | 1 | 1 | 1 | 1 | 1 | 1 | 1 | 1 | 1 | 1 | 1 | 0
PG&E GBA | Cayetano | 230 | 0 | 0 | 0 | 0 | 0 | 0 | 0 | 0 | 0 | 0 | 0 | 0 | 0 | 0 | 0 | 0 | 0 | 0 | 0 | 0 |  | 0 | 0 | 0 | 0 | 0 | 0 | 0 | 0 | 0 | 0 | 0 | 0 | 0 | 100 | 100 | 100 | 0 | 100 | 0 | 1 | 0 |  | 0 | 0 | 0 | 0 | 0 | 0 | 0 | 0 | 0 | 0 | 0 | 0 | 0 | 2 | 2 | 2 | 0 | 2 | 0 |  | 1 | 1 | 1 | 1 | 1 | 1 | 4 | 4 | 1 | 4 | 1 | 1
SCE Metro | Center | 230 | 0 | 0 | 0 | 0 | 0 | 0 | 0 | 0 | 0 | 0 | 0 | 0 | 0 | 0 | 0 | 0 | 1000 | 1000 | 0 | 1 |  | 0 | 0 | 0 | 0 | 0 | 0 | 0 | 0 | 0 | 0 | 0 | 0 | 0 | 0 | 0 | 90 | 0 | 90 | 0 | 1 | 0 |  | 0 | 0 | 0 | 0 | 0 | 0 | 0 | 0 | 0 | 0 | 0 | 0 | 0 | 0 | 0 | 2 | 0 | 0 | 0 |  | 1 | 1 | 1 | 1 | 1 | 1 | 1 | 4 | 1 | 1 | 1 | 1
PG&E KERN | Charca | 115 | 0 | 0 | 0 | 0 | 0 | 0 | 0 | 0 | 0 | 0 | 0 | 4.62 | 0 | 0 | 0 | 0 | 0 | 0 | 0 | 1 |  | 0 | 0 | 0 | 0 | 0 | 0 | 0 | 0 | 0 | 0 | 0 | 4.62 | 0 | 0 | 0 | 0 | 0 | 0 | 0 | 1 | 0 |  | 0 | 0 | 0 | 0 | 0 | 0 | 0 | 0 | 0 | 0 | 0 | 0 | 0 | 0 | 0 | 0 | 0 | 0 | 0 |  | 1 | 1 | 1 | 1 | 1 | 1 | 1 | 1 | 1 | 1 | 1 | 0
EOP | Charleston | 138 | 0 | 0 | 0 | 0 | 0 | 0 | 0 | 0 | 0 | 0 | 0 | 0 | 0 | 0 | 0 | 0 | 0 | 0 | 0 | 0 |  | 0 | 0 | 0 | 0 | 0 | 0 | 0 | 0 | 0 | 0 | 0 | 0 | 0 | 0 | 0 | 0 | 0 | 0 | 0 | 0 | 2 |  | 0 | 0 | 0 | 0 | 0 | 0 | 0 | 0 | 0 | 0 | 0 | 0 | 0 | 0 | 0 | 0 | 0 | 0 | 0 |  | 1 | 1 | 1 | 1 | 1 | 1 | 1 | 1 | 1 | 1 | 1 | 0
SCE Metro | Chevmain | 230 | 0 | 0 | 0 | 0 | 0 | 0 | 0 | 0 | 0 | 0 | 0 | 0 | 0 | 0 | 0 | 0 | 1000 | 1000 | 0 | 1 |  | 0 | 0 | 0 | 0 | 0 | 0 | 0 | 0 | 0 | 0 | 0 | 0 | 0 | 0 | 0 | 0 | 0 | 0 | 0 | 0 | 0 |  | 0 | 0 | 0 | 0 | 0 | 0 | 0 | 0 | 0 | 0 | 0 | 0 | 0 | 0 | 0 | 0 | 0 | 0 | 0 |  | 1 | 1 | 1 | 1 | 1 | 1 | 1 | 1 | 1 | 1 | 1 | 0
SDGE | Chicarita | 138 | 0 | 0 | 0 | 0 | 0 | 0 | 0 | 0 | 0 | 0 | 0 | 0 | 0 | 0 | 0 | 0 | 0 | 0 | 0 | 0 |  | 0 | 0 | 0 | 0 | 0 | 0 | 0 | 0 | 0 | 0 | 0 | 0 | 0 | 0 | 0 | 0 | 0 | 0 | 0 | 0 | 3 |  | 0 | 0 | 0 | 0 | 0 | 0 | 0 | 0 | 0 | 0 | 0 | 0 | 0 | 0 | 0 | 0 | 0 | 0 | 0 |  | 1 | 1 | 1 | 1 | 1 | 1 | 1 | 1 | 1 | 1 | 1 | 0
SCE Metro | Chino | 230 | 0 | 0 | 0 | 0 | 0 | 0 | 0 | 0 | 0 | 0 | 0 | 0 | 0 | 0 | 0 | 225 | 800 | 1025 | 0 | 1 |  | 0 | 0 | 0 | 0 | 0 | 0 | 0 | 0 | 0 | 0 | 0 | 0 | 0 | 0 | 0 | 0 | 0 | 0 | 0 | 0 | 0 |  | 0 | 0 | 0 | 0 | 0 | 0 | 0 | 0 | 0 | 0 | 0 | 0 | 0 | 0 | 0 | 0 | 0 | 0 | 0 |  | 1 | 1 | 1 | 1 | 1 | 1 | 1 | 1 | 1 | 1 | 1 | 0
PG&E FRESNO | Chowchilla | 115 | 0 | 0 | 0 | 0 | 0 | 0 | 0 | 0 | 0 | 0 | 0 | 7.56 | 0 | 0 | 0 | 0 | 0 | 0 | 0 | 1 |  | 0 | 0 | 0 | 0 | 0 | 0 | 0 | 0 | 0 | 0 | 0 | 7.56 | 0 | 0 | 0 | 0 | 50 | 50 | 0 | 1 | 2 |  | 0 | 0 | 0 | 0 | 0 | 0 | 0 | 0 | 0 | 0 | 0 | 0 | 0 | 0 | 0 | 0 | 2 | 2 | 0 |  | 1 | 1 | 1 | 1 | 1 | 1 | 1 | 1 | 5 | 5 | 1 | 1
PG&E GBA | Christie | 60 | 0 | 0 | 0 | 0 | 0 | 0 | 0 | 0 | 0 | 0 | 0 | 0 | 0 | 0 | 0 | 0 | 0 | 0 | 0 | 0 |  | 0 | 0 | 0 | 0 | 0 | 0 | 0 | 0 | 0 | 0 | 0 | 0 | 0 | 0 | 0 | 0 | 0 | 0 | 0 | 0 | 2 |  | 0 | 0 | 0 | 0 | 0 | 0 | 0 | 0 | 0 | 0 | 0 | 0 | 0 | 0 | 0 | 0 | 0 | 0 | 0 |  | 1 | 1 | 1 | 1 | 1 | 1 | 1 | 1 | 1 | 1 | 1 | 0
PG&E GBA | Christie | 115 | 0 | 0 | 0 | 0 | 0 | 0 | 0 | 0 | 0 | 0 | 0 | 0 | 0 | 0 | 0 | 0 | 0 | 0 | 0 | 0 |  | 0 | 0 | 0 | 0 | 0 | 0 | 0 | 0 | 0 | 0 | 0 | 0 | 0 | 0 | 0 | 0 | 0 | 0 | 0 | 0 | 1 |  | 0 | 0 | 0 | 0 | 0 | 0 | 0 | 0 | 0 | 0 | 0 | 0 | 0 | 0 | 0 | 0 | 0 | 0 | 0 |  | 1 | 1 | 1 | 1 | 1 | 1 | 1 | 1 | 1 | 1 | 1 | 0
SCE Eastern | Cielo Azul | 500 | 0 | 0 | 0 | 0 | 0 | 0 | 0 | 0 | 0 | 0 | 0 | 0 | 0 | 2520 | 2520 | 471.516 | 562 | 1033.516 | 0 | 1 |  | 0 | 0 | 0 | 0 | 0 | 0 | 0 | 0 | 0 | 0 | 0 | 0 | 500 | 2625 | 3125 | 1549.4 | 250 | 1799.4 | 0 | 1 | 2 |  | 0 | 0 | 0 | 0 | 0 | 0 | 0 | 0 | 0 | 0 | 0 | 0 | 2 | 1 | 2 | 2 | 0 | 2 | 0 |  | 1 | 1 | 1 | 1 | 1 | 1 | 5 | 5 | 1 | 5 | 1 | 1
PG&E GBA | Clay | 60 | 0 | 0 | 0 | 0 | 0 | 0 | 0 | 0 | 0 | 0 | 0 | 0 | 0 | 0 | 0 | 0 | 0 | 0 | 0 | 0 |  | 0 | 0 | 0 | 0 | 0 | 0 | 0 | 0 | 0 | 0 | 0 | 0 | 0 | 0 | 0 | 0 | 0 | 0 | 0 | 0 | 0 |  | 0 | 0 | 0 | 0 | 0 | 0 | 0 | 0 | 0 | 0 | 0 | 0 | 0 | 0 | 0 | 0 | 0 | 0 | 0 |  | 1 | 1 | 1 | 1 | 1 | 1 | 1 | 1 | 1 | 1 | 1 | 0
PG&E GBA | Clayton | 115 | 0 | 0 | 0 | 0 | 0 | 0 | 0 | 0 | 0 | 0 | 0 | 0 | 0 | 0 | 0 | 0 | 0 | 0 | 0 | 0 |  | 0 | 0 | 0 | 0 | 0 | 0 | 0 | 0 | 0 | 0 | 0 | 0 | 0 | 0 | 0 | 0 | 0 | 0 | 0 | 0 | 0 |  | 0 | 0 | 0 | 0 | 0 | 0 | 0 | 0 | 0 | 0 | 0 | 0 | 0 | 0 | 0 | 0 | 0 | 0 | 0 |  | 1 | 1 | 1 | 1 | 1 | 1 | 1 | 1 | 1 | 1 | 1 | 0
PG&E NGBA | Cloverdale | 115 | 112.2 | 0 | 0 | 0 | 0 | 0 | 0 | 0 | 0 | 0 | 0 | 0 | 0 | 0 | 0 | 0 | 0 | 0 | 0 | 1 |  | 28 | 5.5 | 0 | 0 | 0 | 0 | 0 | 0 | 0 | 0 | 0 | 0 | 0 | 0 | 0 | 0 | 0 | 0 | 0 | 1 | 1 |  | 0 | 2 | 0 | 0 | 0 | 0 | 0 | 0 | 0 | 0 | 0 | 0 | 0 | 0 | 0 | 0 | 0 | 0 | 0 |  | 1 | 5 | 1 | 1 | 1 | 1 | 1 | 1 | 1 | 1 | 1 | 1
PG&E FRESNO | Clovis | 115 | 0 | 0 | 0 | 0 | 0 | 0 | 0 | 0 | 0 | 0 | 0 | 0 | 0 | 0 | 0 | 0 | 0 | 0 | 0 | 0 |  | 0 | 0 | 0 | 0 | 0 | 0 | 0 | 0 | 0 | 0 | 0 | 0 | 0 | 0 | 0 | 0 | 0 | 0 | 0 | 0 | 1 |  | 0 | 0 | 0 | 0 | 0 | 0 | 0 | 0 | 0 | 0 | 0 | 0 | 0 | 0 | 0 | 0 | 0 | 0 | 0 |  | 1 | 1 | 1 | 1 | 1 | 1 | 1 | 1 | 1 | 1 | 1 | 0
PG&E GBA | Coburn | 230 | 0 | 0 | 100 | 0 | 100 | 0 | 0 | 0 | 0 | 0 | 0 | 0 | 1244 | 0 | 1244 | 0 | 0 | 0 | 0 | 1 |  | 0 | 0 | 100 | 0 | 100 | 0 | 0 | 0 | 0 | 0 | 0 | 0 | 0 | 0 | 0 | 0 | 0 | 0 | 0 | 1 | 1 |  | 0 | 0 | 0 | 0 | 0 | 0 | 0 | 0 | 0 | 0 | 0 | 0 | 0 | 0 | 0 | 0 | 0 | 0 | 0 |  | 1 | 1 | 1 | 1 | 1 | 1 | 1 | 1 | 1 | 1 | 1 | 0
PG&E GBA | Coburn | 60 | 0 | 0 | 0 | 0 | 0 | 0 | 0 | 0 | 0 | 0 | 0 | 0 | 0 | 0 | 0 | 0 | 0 | 0 | 0 | 0 |  | 0 | 0 | 0 | 0 | 0 | 0 | 0 | 0 | 0 | 0 | 0 | 0 | 0 | 0 | 0 | 0 | 0 | 0 | 0 | 0 | 1 |  | 0 | 0 | 0 | 0 | 0 | 0 | 0 | 0 | 0 | 0 | 0 | 0 | 0 | 0 | 0 | 0 | 0 | 0 | 0 |  | 1 | 1 | 1 | 1 | 1 | 1 | 1 | 1 | 1 | 1 | 1 | 0
PG&E NGBA | Colgate | 230 | 0 | 0 | 0 | 0 | 0 | 0 | 0 | 0 | 0 | 0 | 0 | 0 | 0 | 0 | 0 | 0 | 0 | 0 | 0 | 0 |  | 0 | 8.5 | 0 | 0 | 0 | 0 | 0 | 0 | 0 | 0 | 0 | 0 | 0 | 0 | 0 | 0 | 0 | 0 | 0 | 1 | 0 |  | 0 | 2 | 0 | 0 | 0 | 0 | 0 | 0 | 0 | 0 | 0 | 0 | 0 | 0 | 0 | 0 | 0 | 0 | 0 |  | 1 | 4 | 1 | 1 | 1 | 1 | 1 | 1 | 1 | 1 | 1 | 1
PG&E GBA | Collierville | 230 | 0 | 0 | 0 | 0 | 0 | 0 | 0 | 0 | 0 | 0 | 0 | 0 | 0 | 0 | 0 | 0 | 0 | 0 | 0 | 0 |  | 0 | 0 | 0 | 0 | 0 | 0 | 0 | 0 | 0 | 0 | 0 | 0 | 0 | 0 | 0 | 0 | 0 | 0 | 0 | 0 | 0 |  | 0 | 0 | 0 | 0 | 0 | 0 | 0 | 0 | 0 | 0 | 0 | 0 | 0 | 0 | 0 | 0 | 0 | 0 | 0 |  | 1 | 1 | 1 | 1 | 1 | 1 | 1 | 1 | 1 | 1 | 1 | 0
PG&E GBA | Collinsville | 230 | 0 | 0 | 0 | 0 | 0 | 0 | 0 | 0 | 0 | 0 | 0 | 0 | 601 | 0 | 601 | 0 | 0 | 0 | 0 | 1 |  | 0 | 0 | 0 | 0 | 0 | 0 | 0 | 0 | 0 | 0 | 0 | 0 | 0 | 0 | 0 | 0 | 0 | 0 | 0 | 0 | 0 |  | 0 | 0 | 0 | 0 | 0 | 0 | 0 | 0 | 0 | 0 | 0 | 0 | 0 | 0 | 0 | 0 | 0 | 0 | 0 |  | 1 | 1 | 1 | 1 | 1 | 1 | 1 | 1 | 1 | 1 | 1 | 0
PG&E GBA | Collinsville | 500 | 0 | 0 | 0 | 0 | 0 | 0 | 0 | 0 | 0 | 0 | 0 | 0 | 0 | 0 | 0 | 0 | 0 | 0 | 0 | 0 |  | 0 | 0 | 0 | 0 | 0 | 0 | 0 | 0 | 0 | 0 | 0 | 0 | 0 | 0 | 0 | 0 | 0 | 0 | 0 | 0 | 0 |  | 0 | 0 | 0 | 0 | 0 | 0 | 0 | 0 | 0 | 0 | 0 | 0 | 0 | 0 | 0 | 0 | 0 | 0 | 0 |  | 1 | 1 | 1 | 1 | 1 | 1 | 1 | 1 | 1 | 1 | 1 | 0
SCE Eastern | Colorado River | 230 | 0 | 0 | 0 | 0 | 0 | 0 | 0 | 0 | 0 | 0 | 0 | 0 | 400 | 500 | 900 | 30 | 0 | 30 | 0 | 1 |  | 0 | 0 | 0 | 0 | 0 | 0 | 0 | 0 | 0 | 0 | 0 | 0 | 500 | 950 | 1450 | 180 | 150 | 330 | 0 | 1 | 2 |  | 0 | 0 | 0 | 0 | 0 | 0 | 0 | 0 | 0 | 0 | 0 | 0 | 1 | 2 | 2 | 2 | 2 | 2 | 0 |  | 1 | 1 | 1 | 1 | 1 | 1 | 4 | 5 | 5 | 5 | 1 | 1
SCE Eastern | Colorado River | 500 | 0 | 0 | 0 | 0 | 0 | 0 | 0 | 0 | 0 | 0 | 0 | 0 | 0 | 0 | 0 | 0 | 0 | 0 | 0 | 0 |  | 0 | 0 | 0 | 0 | 0 | 0 | 0 | 0 | 0 | 0 | 0 | 0 | 0 | 0 | 0 | 0 | 0 | 0 | 0 | 0 | 2 |  | 0 | 0 | 0 | 0 | 0 | 0 | 0 | 0 | 0 | 0 | 0 | 0 | 0 | 0 | 0 | 0 | 0 | 0 | 0 |  | 1 | 1 | 1 | 1 | 1 | 1 | 1 | 1 | 1 | 1 | 1 | 0
PG&E KERN | Columbus | 115 | 0 | 0 | 0 | 0 | 0 | 0 | 0 | 0 | 0 | 0 | 0 | 0 | 100 | 0 | 100 | 0 | 0 | 0 | 0 | 1 |  | 0 | 0 | 0 | 0 | 0 | 0 | 0 | 0 | 0 | 0 | 0 | 0 | 0 | 0 | 0 | 0 | 0 | 0 | 0 | 0 | 0 |  | 0 | 0 | 0 | 0 | 0 | 0 | 0 | 0 | 0 | 0 | 0 | 0 | 0 | 0 | 0 | 0 | 0 | 0 | 0 |  | 1 | 1 | 1 | 1 | 1 | 1 | 1 | 1 | 1 | 1 | 1 | 0
PG&E GBA | Contra Costa | 115 | 0 | 0 | 0 | 0 | 0 | 0 | 0 | 0 | 0 | 0 | 0 | 0 | 0 | 0 | 0 | 0 | 0 | 0 | 0 | 0 |  | 0 | 0 | 0 | 0 | 0 | 0 | 0 | 0 | 0 | 0 | 0 | 0 | 0 | 0 | 0 | 0 | 0 | 0 | 0 | 0 | 0 |  | 0 | 0 | 0 | 0 | 0 | 0 | 0 | 0 | 0 | 0 | 0 | 0 | 0 | 0 | 0 | 0 | 0 | 0 | 0 |  | 1 | 1 | 1 | 1 | 1 | 1 | 1 | 1 | 1 | 1 | 1 | 0
PG&E GBA | Contra Costa | 230 | 0 | 0 | 0 | 0 | 0 | 0 | 0 | 0 | 0 | 0 | 0 | 0 | 0 | 0 | 0 | 0 | 0 | 0 | 0 | 0 |  | 0 | 0 | 0 | 0 | 0 | 0 | 0 | 0 | 0 | 0 | 0 | 0 | 0 | 0 | 0 | 0 | 0 | 0 | 0 | 0 | 0 |  | 0 | 0 | 0 | 0 | 0 | 0 | 0 | 0 | 0 | 0 | 0 | 0 | 0 | 0 | 0 | 0 | 0 | 0 | 0 |  | 1 | 1 | 1 | 1 | 1 | 1 | 1 | 1 | 1 | 1 | 1 | 0
PG&E GBA | Contra Costa PP | 230 | 0 | 0 | 0 | 0 | 0 | 0 | 0 | 0 | 0 | 0 | 0 | 0 | 0 | 0 | 0 | 0 | 0 | 0 | 0 | 0 |  | 0 | 0 | 0 | 0 | 0 | 0 | 0 | 0 | 0 | 0 | 0 | 0 | 0 | 0 | 0 | 0 | 0 | 0 | 0 | 0 | 0 |  | 0 | 0 | 0 | 0 | 0 | 0 | 0 | 0 | 0 | 0 | 0 | 0 | 0 | 0 | 0 | 0 | 0 | 0 | 0 |  | 1 | 1 | 1 | 1 | 1 | 1 | 1 | 1 | 1 | 1 | 1 | 0
SCE NOL | Control | 115 | 177 | 0 | 0 | 0 | 0 | 0 | 0 | 0 | 0 | 0 | 0 | 0 | 0 | 0 | 0 | 0 | 0 | 0 | 0 | 1 |  | 9.7 | 0 | 0 | 0 | 0 | 0 | 0 | 0 | 0 | 0 | 0 | 0 | 0 | 0 | 0 | 0 | 0 | 0 | 0 | 1 | 3 |  | 0 | 0 | 0 | 0 | 0 | 0 | 0 | 0 | 0 | 0 | 0 | 0 | 0 | 0 | 0 | 0 | 0 | 0 | 0 |  | 1 | 1 | 1 | 1 | 1 | 1 | 1 | 1 | 1 | 1 | 1 | 0
SCE NOL | Control | 55 | 0 | 0 | 0 | 0 | 0 | 0 | 0 | 0 | 0 | 0 | 0 | 0 | 0 | 0 | 0 | 0 | 0 | 0 | 0 | 0 |  | 0 | 0 | 0 | 0 | 0 | 0 | 0 | 0 | 0 | 0 | 0 | 0 | 0 | 0 | 0 | 0 | 0 | 0 | 0 | 0 | 3 |  | 0 | 0 | 0 | 0 | 0 | 0 | 0 | 0 | 0 | 0 | 0 | 0 | 0 | 0 | 0 | 0 | 0 | 0 | 0 |  | 1 | 1 | 1 | 1 | 1 | 1 | 1 | 1 | 1 | 1 | 1 | 0
PG&E GBA | Cooley Landing | 115 | 0 | 0 | 0 | 0 | 0 | 0 | 0 | 0 | 0 | 0 | 0 | 0 | 0 | 100 | 100 | 0 | 0 | 0 | 0 | 1 |  | 0 | 0 | 0 | 0 | 0 | 0 | 0 | 0 | 0 | 0 | 0 | 0 | 0 | 0 | 0 | 0 | 0 | 0 | 0 | 0 | 1 |  | 0 | 0 | 0 | 0 | 0 | 0 | 0 | 0 | 0 | 0 | 0 | 0 | 0 | 0 | 0 | 0 | 0 | 0 | 0 |  | 1 | 1 | 1 | 1 | 1 | 1 | 1 | 1 | 1 | 1 | 1 | 0
PG&E GBA | Cooley Landing | 60 | 0 | 0 | 0 | 0 | 0 | 0 | 0 | 0 | 0 | 0 | 0 | 0 | 0 | 0 | 0 | 0 | 0 | 0 | 0 | 0 |  | 0 | 0 | 0 | 0 | 0 | 0 | 0 | 0 | 0 | 0 | 0 | 0 | 0 | 0 | 0 | 0 | 15 | 15 | 0 | 1 | 0 |  | 0 | 0 | 0 | 0 | 0 | 0 | 0 | 0 | 0 | 0 | 0 | 0 | 0 | 0 | 0 | 0 | 2 | 2 | 0 |  | 1 | 1 | 1 | 1 | 1 | 1 | 1 | 1 | 4 | 4 | 1 | 1
SCE NOL | Coolwater | 230 | 0 | 0 | 0 | 0 | 0 | 0 | 0 | 0 | 0 | 0 | 0 | 0 | 0 | 0 | 0 | 0 | 0 | 0 | 0 | 0 |  | 0 | 0 | 0 | 0 | 0 | 0 | 0 | 0 | 0 | 0 | 0 | 0 | 0 | 0 | 0 | 0 | 0 | 0 | 0 | 0 | 3 |  | 0 | 0 | 0 | 0 | 0 | 0 | 0 | 0 | 0 | 0 | 0 | 0 | 0 | 0 | 0 | 0 | 0 | 0 | 0 |  | 1 | 1 | 1 | 1 | 1 | 1 | 1 | 1 | 1 | 1 | 1 | 0
SCE NOL | Coolwater | 115 | 0 | 0 | 0 | 0 | 0 | 0 | 0 | 0 | 0 | 0 | 0 | 0 | 0 | 0 | 0 | 113.5 | 0 | 113.5 | 0 | 1 |  | 0 | 0 | 180 | 32.18 | 212.18 | 0 | 0 | 0 | 0 | 0 | 0 | 0 | 150 | 50 | 200 | 113.5 | 5 | 118.5 | 0 | 1 | 3 |  | 0 | 0 | 2 | 2 | 2 | 0 | 0 | 0 | 0 | 0 | 0 | 0 | 2 | 2 | 2 | 0 | 2 | 0 | 0 |  | 1 | 1 | 5 | 1 | 1 | 1 | 5 | 1 | 5 | 1 | 1 | 1
PG&E KERN | Copus | 70 | 0 | 0 | 0 | 0 | 0 | 0 | 0 | 0 | 0 | 0 | 0 | 0 | 0 | 0 | 0 | 0 | 0 | 0 | 0 | 0 |  | 0 | 0 | 0 | 0 | 0 | 0 | 0 | 0 | 0 | 0 | 0 | 0 | 0 | 0 | 0 | 0 | 0 | 0 | 0 | 0 | 0 |  | 0 | 0 | 0 | 0 | 0 | 0 | 0 | 0 | 0 | 0 | 0 | 0 | 0 | 0 | 0 | 0 | 0 | 0 | 0 |  | 1 | 1 | 1 | 1 | 1 | 1 | 1 | 1 | 1 | 1 | 1 | 0
PG&E FRESNO | Corcoran | 70 | 0 | 0 | 0 | 0 | 0 | 0 | 0 | 0 | 0 | 0 | 0 | 0 | 0 | 0 | 0 | 0 | 0 | 0 | 0 | 0 |  | 0 | 0 | 0 | 0 | 0 | 0 | 0 | 0 | 0 | 0 | 0 | 4.5 | 0 | 0 | 0 | 0 | 0 | 0 | 0 | 1 | 2 |  | 0 | 0 | 0 | 0 | 0 | 0 | 0 | 0 | 0 | 0 | 0 | 2 | 0 | 0 | 0 | 0 | 0 | 0 | 0 |  | 1 | 1 | 1 | 1 | 1 | 5 | 1 | 1 | 1 | 1 | 1 | 1
PG&E FRESNO | Corcoran | 115 | 0 | 0 | 0 | 0 | 0 | 0 | 0 | 0 | 0 | 0 | 0 | 0 | 0 | 0 | 0 | 0 | 0 | 0 | 0 | 0 |  | 0 | 0 | 0 | 0 | 0 | 0 | 0 | 0 | 0 | 0 | 0 | 0 | 0 | 0 | 0 | 0 | 0 | 0 | 0 | 0 | 2 |  | 0 | 0 | 0 | 0 | 0 | 0 | 0 | 0 | 0 | 0 | 0 | 0 | 0 | 0 | 0 | 0 | 0 | 0 | 0 |  | 1 | 1 | 1 | 1 | 1 | 1 | 1 | 1 | 1 | 1 | 1 | 0
PG&E NGBA | Corona | 115 | 0 | 0 | 0 | 0 | 0 | 0 | 0 | 0 | 0 | 0 | 0 | 0 | 0 | 0 | 0 | 0 | 0 | 0 | 0 | 0 |  | 0 | 0 | 0 | 0 | 0 | 0 | 0 | 0 | 0 | 0 | 0 | 0 | 0 | 0 | 0 | 0 | 0 | 0 | 0 | 0 | 1 |  | 0 | 0 | 0 | 0 | 0 | 0 | 0 | 0 | 0 | 0 | 0 | 0 | 0 | 0 | 0 | 0 | 0 | 0 | 0 |  | 1 | 1 | 1 | 1 | 1 | 1 | 1 | 1 | 1 | 1 | 1 | 0
PG&E NGBA | Cortina | 230 | 0 | 0 | 0 | 0 | 0 | 0 | 0 | 0 | 0 | 0 | 0 | 0 | 0 | 0 | 0 | 0 | 0 | 0 | 0 | 0 |  | 0 | 0 | 0 | 0 | 0 | 0 | 0 | 0 | 0 | 0 | 0 | 0 | 0 | 0 | 0 | 0 | 0 | 0 | 0 | 0 | 1 |  | 0 | 0 | 0 | 0 | 0 | 0 | 0 | 0 | 0 | 0 | 0 | 0 | 0 | 0 | 0 | 0 | 0 | 0 | 0 |  | 1 | 1 | 1 | 1 | 1 | 1 | 1 | 1 | 1 | 1 | 1 | 0
PG&E NGBA | Cortina | 115 | 0 | 0 | 0 | 0 | 0 | 0 | 0 | 0 | 0 | 0 | 0 | 0 | 0 | 0 | 0 | 0 | 0 | 0 | 0 | 0 |  | 0 | 5 | 0 | 0 | 0 | 0 | 0 | 0 | 0 | 0 | 0 | 0 | 50 | 80 | 130 | 0 | 85 | 85 | 0 | 1 | 0 |  | 0 | 2 | 0 | 0 | 0 | 0 | 0 | 0 | 0 | 0 | 0 | 0 | 2 | 2 | 2 | 0 | 2 | 2 | 0 |  | 1 | 4 | 1 | 1 | 1 | 1 | 4 | 1 | 4 | 4 | 1 | 1
PG&E GBA | Cottle | 230 | 0 | 0 | 0 | 0 | 0 | 0 | 0 | 0 | 0 | 0 | 0 | 0 | 0 | 0 | 0 | 0 | 0 | 0 | 0 | 0 |  | 0 | 0 | 0 | 0 | 0 | 0 | 0 | 0 | 0 | 0 | 0 | 0 | 0 | 0 | 0 | 0 | 0 | 0 | 0 | 0 | 1 |  | 0 | 0 | 0 | 0 | 0 | 0 | 0 | 0 | 0 | 0 | 0 | 0 | 0 | 0 | 0 | 0 | 0 | 0 | 0 |  | 1 | 1 | 1 | 1 | 1 | 1 | 1 | 1 | 1 | 1 | 1 | 0
PG&E NGBA | Cottonwood | 115 | 0 | 0 | 0 | 0 | 0 | 0 | 0 | 0 | 0 | 0 | 0 | 0 | 0 | 0 | 0 | 0 | 0 | 0 | 0 | 0 |  | 0 | 0 | 0 | 0 | 0 | 0 | 0 | 0 | 0 | 0 | 0 | 0 | 0 | 0 | 0 | 0 | 0 | 0 | 0 | 0 | 0 |  | 0 | 0 | 0 | 0 | 0 | 0 | 0 | 0 | 0 | 0 | 0 | 0 | 0 | 0 | 0 | 0 | 0 | 0 | 0 |  | 1 | 1 | 1 | 1 | 1 | 1 | 1 | 1 | 1 | 1 | 1 | 0
PG&E NGBA | Cottonwood | 230 | 0 | 0 | 0 | 0 | 0 | 0 | 0 | 0 | 0 | 0 | 0 | 0 | 0 | 0 | 0 | 0 | 0 | 0 | 0 | 0 |  | 0 | 0 | 0 | 0 | 0 | 0 | 0 | 0 | 0 | 0 | 0 | 0 | 0 | 0 | 0 | 0 | 0 | 0 | 0 | 0 | 0 |  | 0 | 0 | 0 | 0 | 0 | 0 | 0 | 0 | 0 | 0 | 0 | 0 | 0 | 0 | 0 | 0 | 0 | 0 | 0 |  | 1 | 1 | 1 | 1 | 1 | 1 | 1 | 1 | 1 | 1 | 1 | 0
PG&E NGBA | Cottonwood | 60 | 0 | 0 | 0 | 0 | 0 | 0 | 0 | 0 | 0 | 0 | 0 | 0 | 0 | 0 | 0 | 0 | 0 | 0 | 0 | 0 |  | 0 | 0 | 0 | 0 | 0 | 0 | 0 | 0 | 0 | 0 | 0 | 0 | 0 | 0 | 0 | 0 | 0 | 0 | 0 | 0 | 0 |  | 0 | 0 | 0 | 0 | 0 | 0 | 0 | 0 | 0 | 0 | 0 | 0 | 0 | 0 | 0 | 0 | 0 | 0 | 0 |  | 1 | 1 | 1 | 1 | 1 | 1 | 1 | 1 | 1 | 1 | 1 | 0
PG&E NGBA | Cove Road | 230 | 0 | 0 | 0 | 0 | 0 | 0 | 0 | 0 | 0 | 0 | 0 | 0 | 0 | 0 | 0 | 0 | 0 | 0 | 0 | 0 |  | 0 | 0 | 0 | 0 | 0 | 0 | 0 | 0 | 0 | 0 | 0 | 0 | 0 | 0 | 0 | 0 | 0 | 0 | 0 | 0 | 0 |  | 0 | 0 | 0 | 0 | 0 | 0 | 0 | 0 | 0 | 0 | 0 | 0 | 0 | 0 | 0 | 0 | 0 | 0 | 0 |  | 1 | 1 | 1 | 1 | 1 | 1 | 1 | 1 | 1 | 1 | 1 | 0
PG&E GBA | Coyote | 230 | 37 | 0 | 0 | 0 | 0 | 0 | 0 | 0 | 0 | 0 | 0 | 0 | 100 | 0 | 100 | 0 | 0 | 0 | 0 | 1 |  | 0 | 0 | 0 | 0 | 0 | 0 | 0 | 0 | 0 | 0 | 0 | 0 | 0 | 0 | 0 | 0 | 0 | 0 | 0 | 0 | 0 |  | 0 | 0 | 0 | 0 | 0 | 0 | 0 | 0 | 0 | 0 | 0 | 0 | 0 | 0 | 0 | 0 | 0 | 0 | 0 |  | 1 | 1 | 1 | 1 | 1 | 1 | 1 | 1 | 1 | 1 | 1 | 0
PG&E GBA | Crazy Horse Canyon | 115 | 0 | 0 | 0 | 0 | 0 | 0 | 0 | 0 | 0 | 0 | 0 | 0 | 0 | 0 | 0 | 0 | 0 | 0 | 0 | 0 |  | 0 | 0 | 0 | 0 | 0 | 0 | 0 | 0 | 0 | 0 | 0 | 0 | 0 | 0 | 0 | 0 | 0 | 0 | 0 | 0 | 0 |  | 0 | 0 | 0 | 0 | 0 | 0 | 0 | 0 | 0 | 0 | 0 | 0 | 0 | 0 | 0 | 0 | 0 | 0 | 0 |  | 1 | 1 | 1 | 1 | 1 | 1 | 1 | 1 | 1 | 1 | 1 | 0
SDGE | Creelman | 69 | 0 | 0 | 0 | 0 | 0 | 0 | 0 | 0 | 0 | 0 | 0 | 0 | 0 | 0 | 0 | 7.36 | 0 | 7.36 | 0 | 1 |  | 0 | 0 | 0 | 0 | 0 | 0 | 0 | 0 | 0 | 0 | 0 | 0 | 0 | 0 | 0 | 7.8 | 0 | 7.8 | 0 | 1 | 2 |  | 0 | 0 | 0 | 0 | 0 | 0 | 0 | 0 | 0 | 0 | 0 | 0 | 0 | 0 | 0 | 0 | 0 | 0 | 0 |  | 1 | 1 | 1 | 1 | 1 | 1 | 1 | 1 | 1 | 1 | 1 | 0
PG&E FRESNO | Crescent | 70 | 0 | 0 | 0 | 0 | 0 | 0 | 0 | 0 | 0 | 0 | 0 | 0 | 0 | 35 | 35 | 35 | 0 | 35 | 0 | 1 |  | 0 | 0 | 0 | 0 | 0 | 0 | 0 | 0 | 0 | 0 | 0 | 0 | 5 | 65 | 70 | 35 | 0 | 35 | 0 | 1 | 1 |  | 0 | 0 | 0 | 0 | 0 | 0 | 0 | 0 | 0 | 0 | 0 | 0 | 2 | 2 | 2 | 0 | 0 | 0 | 0 |  | 1 | 1 | 1 | 1 | 1 | 1 | 5 | 1 | 1 | 1 | 1 | 1
PG&E FRESNO | Cressey | 115 | 0 | 0 | 0 | 0 | 0 | 0 | 0 | 0 | 0 | 0 | 0 | 0 | 0 | 0 | 0 | 0 | 0 | 0 | 0 | 0 |  | 0 | 0 | 0 | 0 | 0 | 0 | 0 | 0 | 0 | 0 | 0 | 0 | 0 | 0 | 0 | 0 | 0 | 0 | 0 | 0 | 1 |  | 0 | 0 | 0 | 0 | 0 | 0 | 0 | 0 | 0 | 0 | 0 | 0 | 0 | 0 | 0 | 0 | 0 | 0 | 0 |  | 1 | 1 | 1 | 1 | 1 | 1 | 1 | 1 | 1 | 1 | 1 | 0
PG&E NGBA | Cresta | 230 | 0 | 0 | 0 | 0 | 0 | 0 | 0 | 0 | 0 | 0 | 0 | 0 | 0 | 0 | 0 | 0 | 0 | 0 | 0 | 0 |  | 0 | 0 | 0 | 0 | 0 | 0 | 0 | 0 | 0 | 0 | 0 | 0 | 0 | 0 | 0 | 0 | 0 | 0 | 0 | 0 | 0 |  | 0 | 0 | 0 | 0 | 0 | 0 | 0 | 0 | 0 | 0 | 0 | 0 | 0 | 0 | 0 | 0 | 0 | 0 | 0 |  | 1 | 1 | 1 | 1 | 1 | 1 | 1 | 1 | 1 | 1 | 1 | 0
SDGE | Crestwood | 69 | 0 | 0 | 0 | 0 | 0 | 0 | 0 | 0 | 0 | 0 | 0 | 0 | 0 | 0 | 0 | 0 | 0 | 0 | 0 | 0 |  | 0 | 0 | 0 | 0 | 0 | 0 | 0 | 0 | 0 | 0 | 0 | 0 | 0 | 0 | 0 | 0 | 0 | 0 | 0 | 0 | 3 |  | 0 | 0 | 0 | 0 | 0 | 0 | 0 | 0 | 0 | 0 | 0 | 0 | 0 | 0 | 0 | 0 | 0 | 0 | 0 |  | 1 | 1 | 1 | 1 | 1 | 1 | 1 | 1 | 1 | 1 | 1 | 0
PG&E GBA | Crow Creek | 60 | 0 | 0 | 0 | 0 | 0 | 0 | 0 | 0 | 0 | 0 | 0 | 0 | 0 | 0 | 0 | 0 | 0 | 0 | 0 | 0 |  | 0 | 0 | 0 | 0 | 0 | 0 | 0 | 0 | 0 | 0 | 0 | 0 | 0 | 0 | 0 | 0 | 0 | 0 | 0 | 0 | 0 |  | 0 | 0 | 0 | 0 | 0 | 0 | 0 | 0 | 0 | 0 | 0 | 0 | 0 | 0 | 0 | 0 | 0 | 0 | 0 |  | 1 | 1 | 1 | 1 | 1 | 1 | 1 | 1 | 1 | 1 | 1 | 0
PG&E GBA | Crows Landing | 60 | 0 | 0 | 0 | 0 | 0 | 0 | 0 | 0 | 0 | 0 | 0 | 0 | 0 | 0 | 0 | 0 | 0 | 0 | 0 | 0 |  | 0 | 0 | 0 | 0 | 0 | 0 | 0 | 0 | 0 | 0 | 0 | 0 | 0 | 0 | 0 | 0 | 0 | 0 | 0 | 0 | 0 |  | 0 | 0 | 0 | 0 | 0 | 0 | 0 | 0 | 0 | 0 | 0 | 0 | 0 | 0 | 0 | 0 | 0 | 0 | 0 |  | 1 | 1 | 1 | 1 | 1 | 1 | 1 | 1 | 1 | 1 | 1 | 0
PG&E GBA | Curtis | 115 | 0 | 0 | 0 | 0 | 0 | 0 | 0 | 0 | 0 | 0 | 0 | 0 | 0 | 0 | 0 | 0 | 0 | 0 | 0 | 0 |  | 0 | 0 | 0 | 0 | 0 | 0 | 0 | 0 | 0 | 0 | 0 | 0 | 0 | 0 | 0 | 0 | 0 | 0 | 0 | 0 | 0 |  | 0 | 0 | 0 | 0 | 0 | 0 | 0 | 0 | 0 | 0 | 0 | 0 | 0 | 0 | 0 | 0 | 0 | 0 | 0 |  | 1 | 1 | 1 | 1 | 1 | 1 | 1 | 1 | 1 | 1 | 1 | 0
PG&E FRESNO | Dairyland | 115 | 0 | 0 | 0 | 0 | 0 | 0 | 0 | 0 | 0 | 0 | 0 | 0 | 0 | 0 | 0 | 0 | 0 | 0 | 0 | 0 |  | 0 | 0 | 0 | 0 | 0 | 0 | 0 | 0 | 0 | 0 | 0 | 5 | 0 | 0 | 0 | 0 | 0 | 0 | 0 | 1 | 1 |  | 0 | 0 | 0 | 0 | 0 | 0 | 0 | 0 | 0 | 0 | 0 | 2 | 0 | 0 | 0 | 0 | 0 | 0 | 0 |  | 1 | 1 | 1 | 1 | 1 | 5 | 1 | 1 | 1 | 1 | 1 | 1
PG&E NGBA | Davis | 115 | 0 | 0 | 0 | 0 | 0 | 0 | 0 | 0 | 0 | 0 | 0 | 0 | 0 | 100 | 100 | 0 | 0 | 0 | 0 | 1 |  | 0 | 0 | 0 | 0 | 0 | 0 | 0 | 0 | 0 | 0 | 0 | 0 | 20 | 80 | 100 | 0 | 35 | 35 | 0 | 1 | 0 |  | 0 | 0 | 0 | 0 | 0 | 0 | 0 | 0 | 0 | 0 | 0 | 0 | 2 | 0 | 0 | 0 | 2 | 2 | 0 |  | 1 | 1 | 1 | 1 | 1 | 1 | 4 | 1 | 4 | 4 | 1 | 1
SCE Metro | Del Amo | 500 | 0 | 0 | 0 | 0 | 0 | 0 | 0 | 0 | 0 | 0 | 0 | 0 | 0 | 0 | 0 | 0 | 912 | 912 | 0 | 1 |  | 0 | 0 | 0 | 0 | 0 | 0 | 0 | 0 | 0 | 0 | 0 | 0 | 0 | 0 | 0 | 0 | 0 | 0 | 0 | 0 | 0 |  | 0 | 0 | 0 | 0 | 0 | 0 | 0 | 0 | 0 | 0 | 0 | 0 | 0 | 0 | 0 | 0 | 0 | 0 | 0 |  | 1 | 1 | 1 | 1 | 1 | 1 | 1 | 1 | 1 | 1 | 1 | 0
SCE Metro | Del Amo | 230 | 0 | 0 | 0 | 0 | 0 | 0 | 0 | 0 | 0 | 0 | 0 | 0 | 0 | 0 | 0 | 0 | 800 | 800 | 0 | 1 |  | 0 | 0 | 0 | 0 | 0 | 0 | 0 | 0 | 0 | 0 | 0 | 0 | 0 | 0 | 0 | 0 | 0 | 0 | 0 | 0 | 0 |  | 0 | 0 | 0 | 0 | 0 | 0 | 0 | 0 | 0 | 0 | 0 | 0 | 0 | 0 | 0 | 0 | 0 | 0 | 0 |  | 1 | 1 | 1 | 1 | 1 | 1 | 1 | 1 | 1 | 1 | 1 | 0
SCE Eastern | Delaney | 500 | 0 | 0 | 0 | 0 | 0 | 0 | 0 | 0 | 0 | 0 | 0 | 0 | 0 | 1860 | 1860 | 0 | 340 | 340 | 0 | 1 |  | 0 | 0 | 0 | 0 | 0 | 0 | 0 | 0 | 0 | 0 | 0 | 0 | 150 | 250 | 400 | 0 | 100 | 100 | 0 | 1 | 2 |  | 0 | 0 | 0 | 0 | 0 | 0 | 0 | 0 | 0 | 0 | 0 | 0 | 2 | 0 | 0 | 0 | 0 | 0 | 0 |  | 1 | 1 | 1 | 1 | 1 | 1 | 5 | 1 | 1 | 1 | 1 | 1
PG&E NGBA | Delevan | 230 | 0 | 0 | 0 | 0 | 0 | 0 | 0 | 0 | 0 | 0 | 0 | 0 | 0 | 0 | 0 | 0 | 0 | 0 | 0 | 0 |  | 0 | 0 | 0 | 0 | 0 | 0 | 0 | 0 | 0 | 0 | 0 | 0 | 235 | 500 | 735 | 0 | 125 | 125 | 0 | 1 | 0 |  | 0 | 0 | 0 | 0 | 0 | 0 | 0 | 0 | 0 | 0 | 0 | 0 | 2 | 2 | 2 | 0 | 2 | 2 | 0 |  | 1 | 1 | 1 | 1 | 1 | 1 | 4 | 1 | 4 | 4 | 1 | 1
PG&E GBA | Delta PP | 230 | 0 | 0 | 0 | 0 | 0 | 0 | 0 | 0 | 0 | 0 | 0 | 0 | 0 | 0 | 0 | 0 | 0 | 0 | 0 | 0 |  | 0 | 0 | 0 | 0 | 0 | 0 | 0 | 0 | 0 | 0 | 0 | 0 | 0 | 0 | 0 | 0 | 0 | 0 | 0 | 0 | 0 |  | 0 | 0 | 0 | 0 | 0 | 0 | 0 | 0 | 0 | 0 | 0 | 0 | 0 | 0 | 0 | 0 | 0 | 0 | 0 |  | 1 | 1 | 1 | 1 | 1 | 1 | 1 | 1 | 1 | 1 | 1 | 0
EOP | Desert View | 230 | 0 | 0 | 0 | 0 | 0 | 0 | 0 | 0 | 0 | 0 | 0 | 0 | 0 | 0 | 0 | 0 | 0 | 0 | 0 | 0 |  | 0 | 0 | 0 | 0 | 0 | 0 | 0 | 0 | 0 | 0 | 0 | 0 | 50 | 450 | 500 | 0 | 150 | 150 | 0 | 1 | 2 |  | 0 | 0 | 0 | 0 | 0 | 0 | 0 | 0 | 0 | 0 | 0 | 0 | 2 | 2 | 2 | 0 | 2 | 2 | 0 |  | 1 | 1 | 1 | 1 | 1 | 1 | 5 | 1 | 5 | 5 | 1 | 1
SCE Eastern | Devers | 230 | 0 | 0 | 0 | 0 | 0 | 0 | 0 | 0 | 0 | 0 | 0 | 0 | 300 | 0 | 300 | 200 | 100 | 300 | 0 | 1 |  | 0 | 0 | 287.5 | 37 | 324.5 | 0 | 0 | 0 | 0 | 0 | 0 | 0 | 50 | 180 | 230 | 220 | 180 | 400 | 0 | 1 | 1 |  | 0 | 0 | 2 | 2 | 2 | 0 | 0 | 0 | 0 | 0 | 0 | 0 | 0 | 2 | 0 | 0 | 2 | 1 | 0 |  | 1 | 1 | 5 | 1 | 1 | 1 | 1 | 1 | 5 | 3 | 1 | 1
SCE Eastern | Devers | 500 | 0 | 0 | 0 | 0 | 0 | 0 | 0 | 0 | 0 | 0 | 0 | 0 | 0 | 0 | 0 | 0 | 0 | 0 | 0 | 0 |  | 0 | 0 | 0 | 0 | 0 | 0 | 0 | 0 | 0 | 0 | 0 | 0 | 0 | 0 | 0 | 0 | 0 | 0 | 0 | 0 | 1 |  | 0 | 0 | 0 | 0 | 0 | 0 | 0 | 0 | 0 | 0 | 0 | 0 | 0 | 0 | 0 | 0 | 0 | 0 | 0 |  | 1 | 1 | 1 | 1 | 1 | 1 | 1 | 1 | 1 | 1 | 1 | 0
PG&E KERN | Diablo Canyon | 230 | 0 | 0 | 0 | 0 | 0 | 0 | 0 | 0 | 0 | 0 | 0 | 0 | 0 | 0 | 0 | 0 | 0 | 0 | 0 | 0 |  | 0 | 0 | 0 | 0 | 0 | 0 | 0 | 0 | 0 | 0 | 0 | 0 | 0 | 0 | 0 | 0 | 0 | 0 | 0 | 0 | 1 |  | 0 | 0 | 0 | 0 | 0 | 0 | 0 | 0 | 0 | 0 | 0 | 0 | 0 | 0 | 0 | 0 | 0 | 0 | 0 |  | 1 | 1 | 1 | 1 | 1 | 1 | 1 | 1 | 1 | 1 | 1 | 0
PG&E KERN | Diablo Canyon | 500 | 0 | 0 | 0 | 0 | 0 | 0 | 0 | 0 | 0 | 0 | 0 | 0 | 0 | 0 | 0 | 0 | 0 | 0 | 0 | 0 |  | 0 | 0 | 0 | 0 | 0 | 0 | 0 | 0 | 2924 | 0 | 2924 | 0 | 0 | 0 | 0 | 0 | 0 | 0 | 0 | 1 | 0 |  | 0 | 0 | 0 | 0 | 0 | 0 | 0 | 0 | 2 | 0 | 2 | 0 | 0 | 0 | 0 | 0 | 0 | 0 | 0 |  | 1 | 1 | 1 | 1 | 4 | 1 | 1 | 1 | 1 | 1 | 1 | 1
PG&E KERN | Divide | 115 | 0 | 0 | 0 | 0 | 0 | 0 | 0 | 0 | 0 | 0 | 0 | 0 | 0 | 0 | 0 | 0 | 0 | 0 | 0 | 0 |  | 0 | 0 | 0 | 0 | 0 | 0 | 0 | 0 | 0 | 0 | 0 | 0 | 0 | 0 | 0 | 0 | 0 | 0 | 0 | 0 | 1 |  | 0 | 0 | 0 | 0 | 0 | 0 | 0 | 0 | 0 | 0 | 0 | 0 | 0 | 0 | 0 | 0 | 0 | 0 | 0 |  | 1 | 1 | 1 | 1 | 1 | 1 | 1 | 1 | 1 | 1 | 1 | 0
PG&E GBA | Dixon Landing | 115 | 23 | 0 | 0 | 0 | 0 | 0 | 0 | 0 | 0 | 0 | 0 | 0 | 0 | 0 | 0 | 0 | 0 | 0 | 0 | 1 |  | 0 | 0 | 0 | 0 | 0 | 0 | 0 | 0 | 0 | 0 | 0 | 2.3 | 0 | 0 | 0 | 0 | 0 | 0 | 0 | 1 | 0 |  | 0 | 0 | 0 | 0 | 0 | 0 | 0 | 0 | 0 | 0 | 0 | 2 | 0 | 0 | 0 | 0 | 0 | 0 | 0 |  | 1 | 1 | 1 | 1 | 1 | 4 | 1 | 1 | 1 | 1 | 1 | 1
PG&E FRESNO | Dos Amigos | 230 | 10 | 0 | 0 | 0 | 0 | 0 | 0 | 0 | 0 | 0 | 0 | 3 | 632 | 0 | 632 | 0 | 758 | 758 | 0 | 1 |  | 0 | 0 | 0 | 0 | 0 | 0 | 0 | 0 | 0 | 0 | 0 | 3 | 0 | 0 | 0 | 0 | 0 | 0 | 0 | 1 | 1 |  | 0 | 0 | 0 | 0 | 0 | 0 | 0 | 0 | 0 | 0 | 0 | 0 | 0 | 0 | 0 | 0 | 0 | 0 | 0 |  | 1 | 1 | 1 | 1 | 1 | 1 | 1 | 1 | 1 | 1 | 1 | 0
PG&E NGBA | Drum | 115 | 0 | 0 | 0 | 0 | 0 | 0 | 0 | 0 | 0 | 0 | 0 | 0 | 0 | 0 | 0 | 0 | 0 | 0 | 0 | 0 |  | 0 | 0 | 0 | 0 | 0 | 0 | 0 | 0 | 0 | 0 | 0 | 0 | 0 | 0 | 0 | 0 | 0 | 0 | 0 | 0 | 0 |  | 0 | 0 | 0 | 0 | 0 | 0 | 0 | 0 | 0 | 0 | 0 | 0 | 0 | 0 | 0 | 0 | 0 | 0 | 0 |  | 1 | 1 | 1 | 1 | 1 | 1 | 1 | 1 | 1 | 1 | 1 | 0
PG&E GBA | Dumbarton | 115 | 0 | 0 | 0 | 0 | 0 | 0 | 0 | 0 | 0 | 0 | 0 | 0 | 0 | 0 | 0 | 0 | 0 | 0 | 0 | 0 |  | 0 | 0 | 0 | 0 | 0 | 0 | 0 | 0 | 0 | 0 | 0 | 5 | 0 | 0 | 0 | 0 | 0 | 0 | 0 | 1 | 1 |  | 0 | 0 | 0 | 0 | 0 | 0 | 0 | 0 | 0 | 0 | 0 | 2 | 0 | 0 | 0 | 0 | 0 | 0 | 0 |  | 1 | 1 | 1 | 1 | 1 | 5 | 1 | 1 | 1 | 1 | 1 | 1
SCE NOL | Dunn Siding | 115 | 0 | 0 | 0 | 0 | 0 | 0 | 0 | 0 | 0 | 0 | 0 | 0 | 0 | 0 | 0 | 0 | 0 | 0 | 0 | 0 |  | 0 | 0 | 0 | 0 | 0 | 0 | 0 | 0 | 0 | 0 | 0 | 0 | 0 | 0 | 0 | 0 | 0 | 0 | 0 | 0 | 3 |  | 0 | 0 | 0 | 0 | 0 | 0 | 0 | 0 | 0 | 0 | 0 | 0 | 0 | 0 | 0 | 0 | 0 | 0 | 0 |  | 1 | 1 | 1 | 1 | 1 | 1 | 1 | 1 | 1 | 1 | 1 | 0
SCE Eastern | Eagle Mountain | 230 | 0 | 0 | 0 | 0 | 0 | 0 | 0 | 0 | 0 | 0 | 0 | 0 | 0 | 0 | 0 | 0 | 0 | 0 | 0 | 0 |  | 0 | 0 | 0 | 0 | 0 | 0 | 0 | 0 | 0 | 0 | 0 | 0 | 0 | 0 | 0 | 0 | 0 | 0 | 0 | 0 | 1 |  | 0 | 0 | 0 | 0 | 0 | 0 | 0 | 0 | 0 | 0 | 0 | 0 | 0 | 0 | 0 | 0 | 0 | 0 | 0 |  | 1 | 1 | 1 | 1 | 1 | 1 | 1 | 1 | 1 | 1 | 1 | 0
PG&E NGBA | Eagle Rock (PGE) | 60 | 0 | 0 | 0 | 0 | 0 | 0 | 0 | 0 | 0 | 0 | 0 | 0 | 0 | 0 | 0 | 0 | 0 | 0 | 0 | 0 |  | 0 | 0 | 0 | 0 | 0 | 0 | 0 | 0 | 0 | 0 | 0 | 0 | 0 | 0 | 0 | 0 | 0 | 0 | 0 | 0 | 1 |  | 0 | 0 | 0 | 0 | 0 | 0 | 0 | 0 | 0 | 0 | 0 | 0 | 0 | 0 | 0 | 0 | 0 | 0 | 0 |  | 1 | 1 | 1 | 1 | 1 | 1 | 1 | 1 | 1 | 1 | 1 | 0
PG&E NGBA | Eagle Rock (PGE) | 115 | 7 | 0 | 0 | 0 | 0 | 0 | 0 | 0 | 0 | 0 | 0 | 0 | 0 | 0 | 0 | 0 | 0 | 0 | 0 | 1 |  | 21.5 | 0 | 98 | 33.2 | 131.2 | 0 | 0 | 0 | 0 | 0 | 0 | 0 | 0 | 0 | 0 | 0 | 0 | 0 | 0 | 1 | 1 |  | 2 | 0 | 2 | 2 | 2 | 0 | 0 | 0 | 0 | 0 | 0 | 0 | 0 | 0 | 0 | 0 | 0 | 0 | 0 |  | 5 | 1 | 5 | 1 | 1 | 1 | 1 | 1 | 1 | 1 | 1 | 1
SCE Metro | Eagle Rock (SCE) | 230 | 0 | 0 | 0 | 0 | 0 | 0 | 0 | 0 | 0 | 0 | 0 | 0 | 0 | 0 | 0 | 0 | 590 | 590 | 0 | 1 |  | 0 | 0 | 0 | 0 | 0 | 0 | 0 | 0 | 0 | 0 | 0 | 0 | 0 | 0 | 0 | 0 | 0 | 0 | 0 | 0 | 0 |  | 0 | 0 | 0 | 0 | 0 | 0 | 0 | 0 | 0 | 0 | 0 | 0 | 0 | 0 | 0 | 0 | 0 | 0 | 0 |  | 1 | 1 | 1 | 1 | 1 | 1 | 1 | 1 | 1 | 1 | 1 | 0
PG&E NGBA | East Marysville | 115 | 0 | 0 | 0 | 0 | 0 | 0 | 0 | 0 | 0 | 0 | 0 | 0 | 0 | 0 | 0 | 0 | 0 | 0 | 0 | 0 |  | 0 | 0 | 0 | 0 | 0 | 0 | 0 | 0 | 0 | 0 | 0 | 0 | 0 | 0 | 0 | 0 | 0 | 0 | 0 | 0 | 0 |  | 0 | 0 | 0 | 0 | 0 | 0 | 0 | 0 | 0 | 0 | 0 | 0 | 0 | 0 | 0 | 0 | 0 | 0 | 0 |  | 1 | 1 | 1 | 1 | 1 | 1 | 1 | 1 | 1 | 1 | 1 | 0
PG&E NGBA | East Nicolaus | 115 | 0 | 0 | 0 | 0 | 0 | 0 | 0 | 0 | 0 | 0 | 0 | 0 | 0 | 0 | 0 | 0 | 0 | 0 | 0 | 0 |  | 0 | 0 | 0 | 0 | 0 | 0 | 0 | 0 | 0 | 0 | 0 | 0 | 0 | 0 | 0 | 0 | 0 | 0 | 0 | 0 | 0 |  | 0 | 0 | 0 | 0 | 0 | 0 | 0 | 0 | 0 | 0 | 0 | 0 | 0 | 0 | 0 | 0 | 0 | 0 | 0 |  | 1 | 1 | 1 | 1 | 1 | 1 | 1 | 1 | 1 | 1 | 1 | 0
PG&E NGBA | East Nicolaus | 60 | 0 | 0 | 0 | 0 | 0 | 0 | 0 | 0 | 0 | 0 | 0 | 0 | 0 | 0 | 0 | 0 | 0 | 0 | 0 | 0 |  | 0 | 0 | 0 | 0 | 0 | 0 | 0 | 0 | 0 | 0 | 0 | 0 | 0 | 0 | 0 | 0 | 0 | 0 | 0 | 0 | 0 |  | 0 | 0 | 0 | 0 | 0 | 0 | 0 | 0 | 0 | 0 | 0 | 0 | 0 | 0 | 0 | 0 | 0 | 0 | 0 |  | 1 | 1 | 1 | 1 | 1 | 1 | 1 | 1 | 1 | 1 | 1 | 0
PG&E GBA | Eastshore | 115 | 0 | 0 | 0 | 0 | 0 | 0 | 0 | 0 | 0 | 0 | 0 | 0 | 0 | 0 | 0 | 0 | 0 | 0 | 0 | 0 |  | 0 | 0 | 0 | 0 | 0 | 0 | 0 | 0 | 0 | 0 | 0 | 0 | 0 | 0 | 0 | 0 | 0 | 0 | 0 | 0 | 1 |  | 0 | 0 | 0 | 0 | 0 | 0 | 0 | 0 | 0 | 0 | 0 | 0 | 0 | 0 | 0 | 0 | 0 | 0 | 0 |  | 1 | 1 | 1 | 1 | 1 | 1 | 1 | 1 | 1 | 1 | 1 | 0
PG&E GBA | Eastshore | 230 | 0 | 0 | 0 | 0 | 0 | 0 | 0 | 0 | 0 | 0 | 0 | 0 | 0 | 0 | 0 | 0 | 0 | 0 | 0 | 0 |  | 0 | 0 | 0 | 0 | 0 | 0 | 0 | 0 | 0 | 0 | 0 | 0 | 0 | 0 | 0 | 0 | 0 | 0 | 0 | 0 | 3 |  | 0 | 0 | 0 | 0 | 0 | 0 | 0 | 0 | 0 | 0 | 0 | 0 | 0 | 0 | 0 | 0 | 0 | 0 | 0 |  | 1 | 1 | 1 | 1 | 1 | 1 | 1 | 1 | 1 | 1 | 1 | 0
SDGE | ECO | 138 | 0 | 0 | 0 | 0 | 0 | 0 | 0 | 0 | 0 | 0 | 0 | 0 | 0 | 100 | 100 | 0 | 0 | 0 | 0 | 1 |  | 0 | 0 | 0 | 0 | 0 | 0 | 0 | 0 | 0 | 0 | 0 | 0 | 0 | 0 | 0 | 0 | 0 | 0 | 0 | 0 | 6 |  | 0 | 0 | 0 | 0 | 0 | 0 | 0 | 0 | 0 | 0 | 0 | 0 | 0 | 0 | 0 | 0 | 0 | 0 | 0 |  | 1 | 1 | 1 | 1 | 1 | 1 | 1 | 1 | 1 | 1 | 1 | 0
SDGE | ECO | 230 | 0 | 0 | 0 | 0 | 0 | 0 | 0 | 0 | 0 | 0 | 0 | 0 | 0 | 0 | 0 | 0 | 0 | 0 | 0 | 0 |  | 0 | 0 | 300 | 52.5 | 352.5 | 0 | 0 | 0 | 0 | 0 | 0 | 0 | 0 | 0 | 0 | 0 | 0 | 0 | 0 | 1 | 6 |  | 0 | 0 | 2 | 2 | 2 | 0 | 0 | 0 | 0 | 0 | 0 | 0 | 0 | 0 | 0 | 0 | 0 | 0 | 0 |  | 1 | 1 | 5 | 1 | 1 | 1 | 1 | 1 | 1 | 1 | 1 | 1
SDGE | ECO | 500 | 0 | 0 | 0 | 0 | 0 | 0 | 0 | 0 | 0 | 0 | 0 | 0 | 0 | 0 | 0 | 0 | 0 | 0 | 0 | 0 |  | 0 | 0 | 600 | 400 | 1000 | 0 | 0 | 0 | 0 | 0 | 0 | 0 | 0 | 0 | 0 | 0 | 0 | 0 | 0 | 1 | 6 |  | 0 | 0 | 2 | 2 | 2 | 0 | 0 | 0 | 0 | 0 | 0 | 0 | 0 | 0 | 0 | 0 | 0 | 0 | 0 |  | 1 | 1 | 5 | 1 | 1 | 1 | 1 | 1 | 1 | 1 | 1 | 1
PG&E GBA | Edenvale | 115 | 0 | 0 | 0 | 0 | 0 | 0 | 0 | 0 | 0 | 0 | 0 | 0 | 0 | 0 | 0 | 0 | 0 | 0 | 0 | 0 |  | 0 | 0 | 0 | 0 | 0 | 0 | 0 | 0 | 0 | 0 | 0 | 0 | 0 | 0 | 0 | 0 | 0 | 0 | 0 | 0 | 0 |  | 0 | 0 | 0 | 0 | 0 | 0 | 0 | 0 | 0 | 0 | 0 | 0 | 0 | 0 | 0 | 0 | 0 | 0 | 0 |  | 1 | 1 | 1 | 1 | 1 | 1 | 1 | 1 | 1 | 1 | 1 | 0
PG&E GBA | Edes | 115 | 0 | 0 | 0 | 0 | 0 | 0 | 0 | 0 | 0 | 0 | 0 | 0 | 0 | 0 | 0 | 0 | 0 | 0 | 0 | 0 |  | 0 | 0 | 0 | 0 | 0 | 0 | 0 | 0 | 0 | 0 | 0 | 1.7 | 0 | 0 | 0 | 0 | 0 | 0 | 0 | 1 | 1 |  | 0 | 0 | 0 | 0 | 0 | 0 | 0 | 0 | 0 | 0 | 0 | 2 | 0 | 0 | 0 | 0 | 0 | 0 | 0 |  | 1 | 1 | 1 | 1 | 1 | 5 | 1 | 1 | 1 | 1 | 1 | 1
PG&E GBA | Eight Mile | 230 | 0 | 0 | 0 | 0 | 0 | 0 | 0 | 0 | 0 | 0 | 0 | 0 | 0 | 1100 | 1100 | 0 | 0 | 0 | 0 | 1 |  | 0 | 0 | 0 | 0 | 0 | 0 | 0 | 0 | 0 | 0 | 0 | 0 | 0 | 0 | 0 | 0 | 0 | 0 | 0 | 0 | 0 |  | 0 | 0 | 0 | 0 | 0 | 0 | 0 | 0 | 0 | 0 | 0 | 0 | 0 | 0 | 0 | 0 | 0 | 0 | 0 |  | 1 | 1 | 1 | 1 | 1 | 1 | 1 | 1 | 1 | 1 | 1 | 0
SDGE | El Cajon | 69 | 0 | 0 | 0 | 0 | 0 | 0 | 0 | 0 | 0 | 0 | 0 | 0 | 0 | 0 | 0 | 0 | 0 | 0 | 0 | 0 |  | 0 | 0 | 0 | 0 | 0 | 0 | 0 | 0 | 0 | 0 | 0 | 0 | 0 | 0 | 0 | 50 | 0 | 50 | 0 | 1 | 3 |  | 0 | 0 | 0 | 0 | 0 | 0 | 0 | 0 | 0 | 0 | 0 | 0 | 0 | 0 | 0 | 2 | 0 | 2 | 0 |  | 1 | 1 | 1 | 1 | 1 | 1 | 1 | 5 | 1 | 5 | 1 | 1
SCE Eastern | El Casco | 230 | 0 | 0 | 0 | 0 | 0 | 0 | 0 | 0 | 0 | 0 | 0 | 0 | 0 | 0 | 0 | 0 | 0 | 0 | 0 | 0 |  | 0 | 0 | 0 | 0 | 0 | 0 | 0 | 0 | 0 | 0 | 0 | 0 | 0 | 0 | 0 | 65 | 0 | 65 | 0 | 1 | 1 |  | 0 | 0 | 0 | 0 | 0 | 0 | 0 | 0 | 0 | 0 | 0 | 0 | 0 | 0 | 0 | 2 | 0 | 2 | 0 |  | 1 | 1 | 1 | 1 | 1 | 1 | 1 | 5 | 1 | 5 | 1 | 1
PG&E GBA | El Cerrito G | 115 | 0 | 0 | 0 | 0 | 0 | 0 | 0 | 0 | 0 | 0 | 0 | 0 | 0 | 0 | 0 | 0 | 0 | 0 | 0 | 0 |  | 0 | 0 | 0 | 0 | 0 | 0 | 0 | 0 | 0 | 0 | 0 | 0 | 0 | 0 | 0 | 0 | 0 | 0 | 0 | 0 | 1 |  | 0 | 0 | 0 | 0 | 0 | 0 | 0 | 0 | 0 | 0 | 0 | 0 | 0 | 0 | 0 | 0 | 0 | 0 | 0 |  | 1 | 1 | 1 | 1 | 1 | 1 | 1 | 1 | 1 | 1 | 1 | 0
PG&E NGBA | El Dorado PH | 115 | 0 | 0 | 0 | 0 | 0 | 0 | 0 | 0 | 0 | 0 | 0 | 0 | 0 | 0 | 0 | 0 | 0 | 0 | 0 | 0 |  | 0 | 0 | 0 | 0 | 0 | 0 | 0 | 0 | 0 | 0 | 0 | 0 | 0 | 0 | 0 | 0 | 0 | 0 | 0 | 0 | 0 |  | 0 | 0 | 0 | 0 | 0 | 0 | 0 | 0 | 0 | 0 | 0 | 0 | 0 | 0 | 0 | 0 | 0 | 0 | 0 |  | 1 | 1 | 1 | 1 | 1 | 1 | 1 | 1 | 1 | 1 | 1 | 0
PG&E FRESNO | El Nido (PGE) | 115 | 10 | 0 | 0 | 0 | 0 | 0 | 0 | 0 | 0 | 0 | 0 | 3 | 0 | 0 | 0 | 0 | 0 | 0 | 0 | 1 |  | 0 | 0 | 0 | 0 | 0 | 0 | 0 | 0 | 0 | 0 | 0 | 3 | 0 | 0 | 0 | 0 | 0 | 0 | 0 | 1 | 2 |  | 0 | 0 | 0 | 0 | 0 | 0 | 0 | 0 | 0 | 0 | 0 | 0 | 0 | 0 | 0 | 0 | 0 | 0 | 0 |  | 1 | 1 | 1 | 1 | 1 | 1 | 1 | 1 | 1 | 1 | 1 | 0
SCE Metro | El Nido (SCE) | 230 | 0 | 0 | 0 | 0 | 0 | 0 | 0 | 0 | 0 | 0 | 0 | 0 | 0 | 0 | 0 | 0 | 90 | 90 | 0 | 1 |  | 0 | 0 | 0 | 0 | 0 | 0 | 0 | 0 | 0 | 0 | 0 | 0 | 0 | 0 | 0 | 0 | 100 | 100 | 0 | 1 | 0 |  | 0 | 0 | 0 | 0 | 0 | 0 | 0 | 0 | 0 | 0 | 0 | 0 | 0 | 0 | 0 | 0 | 0 | 0 | 0 |  | 1 | 1 | 1 | 1 | 1 | 1 | 1 | 1 | 1 | 1 | 1 | 0
PG&E GBA | El Patio | 115 | 0 | 0 | 0 | 0 | 0 | 0 | 0 | 0 | 0 | 0 | 0 | 0 | 0 | 0 | 0 | 0 | 0 | 0 | 0 | 0 |  | 0 | 0 | 0 | 0 | 0 | 0 | 0 | 0 | 0 | 0 | 0 | 0 | 0 | 0 | 0 | 0 | 0 | 0 | 0 | 0 | 0 |  | 0 | 0 | 0 | 0 | 0 | 0 | 0 | 0 | 0 | 0 | 0 | 0 | 0 | 0 | 0 | 0 | 0 | 0 | 0 |  | 1 | 1 | 1 | 1 | 1 | 1 | 1 | 1 | 1 | 1 | 1 | 0
SCE Metro | El Segundo | 230 | 0 | 0 | 0 | 0 | 0 | 0 | 0 | 0 | 0 | 0 | 0 | 0 | 0 | 0 | 0 | 0 | 0 | 0 | 0 | 0 |  | 0 | 0 | 0 | 0 | 0 | 0 | 0 | 0 | 0 | 0 | 0 | 0 | 0 | 0 | 0 | 0 | 0 | 0 | 0 | 0 | 0 |  | 0 | 0 | 0 | 0 | 0 | 0 | 0 | 0 | 0 | 0 | 0 | 0 | 0 | 0 | 0 | 0 | 0 | 0 | 0 |  | 1 | 1 | 1 | 1 | 1 | 1 | 1 | 1 | 1 | 1 | 1 | 0
EOP | Eldorado | 230 | 472 | 0 | 0 | 0 | 0 | 0 | 0 | 0 | 0 | 0 | 0 | 0 | 0 | 0 | 0 | 0 | 0 | 0 | 500 | 1 |  | 117.3 | 0 | 0 | 0 | 0 | 51 | 0 | 51 | 0 | 0 | 0 | 0 | 0 | 0 | 0 | 279 | 250 | 529 | 0 | 1 | 1 |  | 0 | 0 | 0 | 0 | 0 | 2 | 0 | 2 | 0 | 0 | 0 | 0 | 0 | 0 | 0 | 2 | 2 | 2 | 0 |  | 1 | 1 | 1 | 5 | 1 | 1 | 1 | 5 | 5 | 5 | 1 | 1
EOP | Eldorado | 500 | 741 | 0 | 0 | 0 | 0 | 1500 | 0 | 1500 | 0 | 0 | 0 | 0 | 0 | 0 | 0 | 0 | 0 | 0 | 0 | 1 |  | 0 | 0 | 0 | 0 | 0 | 3000 | 0 | 3000 | 0 | 0 | 0 | 0 | 0 | 0 | 0 | 0 | 0 | 0 | 0 | 1 | 0 |  | 0 | 0 | 0 | 0 | 0 | 2 | 0 | 2 | 0 | 0 | 0 | 0 | 0 | 0 | 0 | 0 | 0 | 0 | 0 |  | 1 | 1 | 1 | 4 | 1 | 1 | 1 | 1 | 1 | 1 | 1 | 1
SCE Northern | Elizabeth Lake | 66 | 0 | 0 | 0 | 0 | 0 | 0 | 0 | 0 | 0 | 0 | 0 | 0 | 0 | 0 | 0 | 0 | 0 | 0 | 0 | 0 |  | 0 | 0 | 0 | 0 | 0 | 0 | 0 | 0 | 0 | 0 | 0 | 0 | 0 | 0 | 0 | 0 | 0 | 0 | 0 | 0 | 0 |  | 0 | 0 | 0 | 0 | 0 | 0 | 0 | 0 | 0 | 0 | 0 | 0 | 0 | 0 | 0 | 0 | 0 | 0 | 0 |  | 1 | 1 | 1 | 1 | 1 | 1 | 1 | 1 | 1 | 1 | 1 | 0
PG&E KERN | Elk Hills | 230 | 0 | 0 | 0 | 0 | 0 | 0 | 0 | 0 | 0 | 0 | 0 | 0 | 0 | 0 | 0 | 0 | 0 | 0 | 0 | 0 |  | 0 | 0 | 0 | 0 | 0 | 0 | 0 | 0 | 0 | 0 | 0 | 5.25 | 0 | 0 | 0 | 0 | 0 | 0 | 0 | 1 | 0 |  | 0 | 0 | 0 | 0 | 0 | 0 | 0 | 0 | 0 | 0 | 0 | 2 | 0 | 0 | 0 | 0 | 0 | 0 | 0 |  | 1 | 1 | 1 | 1 | 1 | 4 | 1 | 1 | 1 | 1 | 1 | 1
SDGE | Elliot | 69 | 0 | 0 | 0 | 0 | 0 | 0 | 0 | 0 | 0 | 0 | 0 | 0 | 0 | 0 | 0 | 0 | 0 | 0 | 0 | 0 |  | 0 | 0 | 0 | 0 | 0 | 0 | 0 | 0 | 0 | 0 | 0 | 0 | 0 | 0 | 0 | 9.75 | 0 | 9.75 | 0 | 1 | 3 |  | 0 | 0 | 0 | 0 | 0 | 0 | 0 | 0 | 0 | 0 | 0 | 0 | 0 | 0 | 0 | 2 | 0 | 2 | 0 |  | 1 | 1 | 1 | 1 | 1 | 1 | 1 | 5 | 1 | 5 | 1 | 1
SCE Metro | Ellis | 230 | 0 | 0 | 0 | 0 | 0 | 0 | 0 | 0 | 0 | 0 | 0 | 0 | 0 | 0 | 0 | 0 | 0 | 0 | 0 | 0 |  | 0 | 0 | 0 | 0 | 0 | 0 | 0 | 0 | 0 | 0 | 0 | 0 | 0 | 0 | 0 | 0 | 0 | 0 | 0 | 0 | 0 |  | 0 | 0 | 0 | 0 | 0 | 0 | 0 | 0 | 0 | 0 | 0 | 0 | 0 | 0 | 0 | 0 | 0 | 0 | 0 |  | 1 | 1 | 1 | 1 | 1 | 1 | 1 | 1 | 1 | 1 | 1 | 0
SDGE | Encina | 138 | 0 | 0 | 0 | 0 | 0 | 0 | 0 | 0 | 0 | 0 | 0 | 0 | 0 | 0 | 0 | 0 | 0 | 0 | 0 | 0 |  | 0 | 0 | 0 | 0 | 0 | 0 | 0 | 0 | 0 | 0 | 0 | 0 | 0 | 0 | 0 | 0 | 0 | 0 | 0 | 0 | 2 |  | 0 | 0 | 0 | 0 | 0 | 0 | 0 | 0 | 0 | 0 | 0 | 0 | 0 | 0 | 0 | 0 | 0 | 0 | 0 |  | 1 | 1 | 1 | 1 | 1 | 1 | 1 | 1 | 1 | 1 | 1 | 0
SDGE | Encina | 230 | 0 | 0 | 0 | 0 | 0 | 0 | 0 | 0 | 0 | 0 | 0 | 0 | 0 | 0 | 0 | 0 | 0 | 0 | 0 | 0 |  | 0 | 0 | 0 | 0 | 0 | 0 | 0 | 0 | 0 | 0 | 0 | 0 | 0 | 0 | 0 | 0 | 0 | 0 | 0 | 0 | 2 |  | 0 | 0 | 0 | 0 | 0 | 0 | 0 | 0 | 0 | 0 | 0 | 0 | 0 | 0 | 0 | 0 | 0 | 0 | 0 |  | 1 | 1 | 1 | 1 | 1 | 1 | 1 | 1 | 1 | 1 | 1 | 0
SDGE | Escondido | 230 | 0 | 0 | 0 | 0 | 0 | 0 | 0 | 0 | 0 | 0 | 0 | 0 | 0 | 0 | 0 | 0 | 0 | 0 | 0 | 0 |  | 0 | 0 | 0 | 0 | 0 | 0 | 0 | 0 | 0 | 0 | 0 | 0 | 0 | 0 | 0 | 0 | 200 | 200 | 0 | 1 | 3 |  | 0 | 0 | 0 | 0 | 0 | 0 | 0 | 0 | 0 | 0 | 0 | 0 | 0 | 0 | 0 | 0 | 2 | 2 | 0 |  | 1 | 1 | 1 | 1 | 1 | 1 | 1 | 1 | 5 | 5 | 1 | 1
SDGE | Escondido | 69 | 0 | 0 | 0 | 0 | 0 | 0 | 0 | 0 | 0 | 0 | 0 | 0 | 0 | 0 | 0 | 13 | 0 | 13 | 0 | 1 |  | 0 | 0 | 0 | 0 | 0 | 0 | 0 | 0 | 0 | 0 | 0 | 0 | 0 | 0 | 0 | 13 | 0 | 13 | 0 | 1 | 2 |  | 0 | 0 | 0 | 0 | 0 | 0 | 0 | 0 | 0 | 0 | 0 | 0 | 0 | 0 | 0 | 0 | 0 | 0 | 0 |  | 1 | 1 | 1 | 1 | 1 | 1 | 1 | 1 | 1 | 1 | 1 | 0
PG&E KERN | Estrella | 230 | 0 | 0 | 0 | 0 | 0 | 0 | 0 | 0 | 0 | 0 | 0 | 0 | 0 | 0 | 0 | 0 | 0 | 0 | 0 | 0 |  | 0 | 0 | 0 | 0 | 0 | 0 | 0 | 0 | 0 | 0 | 0 | 0 | 0 | 0 | 0 | 0 | 0 | 0 | 0 | 0 | 1 |  | 0 | 0 | 0 | 0 | 0 | 0 | 0 | 0 | 0 | 0 | 0 | 0 | 0 | 0 | 0 | 0 | 0 | 0 | 0 |  | 1 | 1 | 1 | 1 | 1 | 1 | 1 | 1 | 1 | 1 | 1 | 0
SCE Eastern | Etiwanda | 230 | 0 | 0 | 0 | 0 | 0 | 0 | 0 | 0 | 0 | 0 | 0 | 0 | 0 | 0 | 0 | 70 | 0 | 70 | 0 | 1 |  | 0 | 0 | 0 | 0 | 0 | 0 | 0 | 0 | 0 | 0 | 0 | 0 | 0 | 0 | 0 | 170 | 0 | 170 | 0 | 1 | 0 |  | 0 | 0 | 0 | 0 | 0 | 0 | 0 | 0 | 0 | 0 | 0 | 0 | 0 | 0 | 0 | 2 | 0 | 2 | 0 |  | 1 | 1 | 1 | 1 | 1 | 1 | 1 | 4 | 1 | 4 | 1 | 1
PG&E GBA | Evergreen | 115 | 0 | 0 | 0 | 0 | 0 | 0 | 0 | 0 | 0 | 0 | 0 | 0 | 0 | 0 | 0 | 0 | 0 | 0 | 0 | 0 |  | 0 | 0 | 0 | 0 | 0 | 0 | 0 | 0 | 0 | 0 | 0 | 0 | 0 | 0 | 0 | 0 | 0 | 0 | 0 | 0 | 0 |  | 0 | 0 | 0 | 0 | 0 | 0 | 0 | 0 | 0 | 0 | 0 | 0 | 0 | 0 | 0 | 0 | 0 | 0 | 0 |  | 1 | 1 | 1 | 1 | 1 | 1 | 1 | 1 | 1 | 1 | 1 | 0
PG&E GBA | Evergreen | 60 | 0 | 0 | 0 | 0 | 0 | 0 | 0 | 0 | 0 | 0 | 0 | 0 | 0 | 0 | 0 | 0 | 0 | 0 | 0 | 0 |  | 0 | 0 | 0 | 0 | 0 | 0 | 0 | 0 | 0 | 0 | 0 | 0 | 0 | 0 | 0 | 0 | 0 | 0 | 0 | 0 | 0 |  | 0 | 0 | 0 | 0 | 0 | 0 | 0 | 0 | 0 | 0 | 0 | 0 | 0 | 0 | 0 | 0 | 0 | 0 | 0 |  | 1 | 1 | 1 | 1 | 1 | 1 | 1 | 1 | 1 | 1 | 1 | 0
PG&E FRESNO | Excelsior | 115 | 0 | 0 | 0 | 0 | 0 | 0 | 0 | 0 | 0 | 0 | 0 | 0 | 0 | 0 | 0 | 0 | 0 | 0 | 0 | 0 |  | 0 | 0 | 0 | 0 | 0 | 0 | 0 | 0 | 0 | 0 | 0 | 0 | 300 | 30 | 330 | 0 | 20 | 20 | 0 | 1 | 1 |  | 0 | 0 | 0 | 0 | 0 | 0 | 0 | 0 | 0 | 0 | 0 | 0 | 2 | 2 | 2 | 0 | 2 | 2 | 0 |  | 1 | 1 | 1 | 1 | 1 | 1 | 5 | 1 | 5 | 5 | 1 | 1
PG&E FRESNO | Exchequer | 115 | 0 | 0 | 0 | 0 | 0 | 0 | 0 | 0 | 0 | 0 | 0 | 0 | 0 | 0 | 0 | 0 | 0 | 0 | 0 | 0 |  | 0 | 2 | 0 | 0 | 0 | 0 | 0 | 0 | 0 | 0 | 0 | 0 | 0 | 0 | 0 | 0 | 0 | 0 | 0 | 1 | 2 |  | 0 | 2 | 0 | 0 | 0 | 0 | 0 | 0 | 0 | 0 | 0 | 0 | 0 | 0 | 0 | 0 | 0 | 0 | 0 |  | 1 | 5 | 1 | 1 | 1 | 1 | 1 | 1 | 1 | 1 | 1 | 1
PG&E KERN | Fairway | 115 | 0 | 0 | 0 | 0 | 0 | 0 | 0 | 0 | 0 | 0 | 0 | 0 | 0 | 0 | 0 | 0 | 0 | 0 | 0 | 0 |  | 0 | 0 | 0 | 0 | 0 | 0 | 0 | 0 | 0 | 0 | 0 | 0 | 0 | 0 | 0 | 0 | 0 | 0 | 0 | 0 | 1 |  | 0 | 0 | 0 | 0 | 0 | 0 | 0 | 0 | 0 | 0 | 0 | 0 | 0 | 0 | 0 | 0 | 0 | 0 | 0 |  | 1 | 1 | 1 | 1 | 1 | 1 | 1 | 1 | 1 | 1 | 1 | 0
PG&E KERN | Famoso | 115 | 0 | 0 | 0 | 0 | 0 | 0 | 0 | 0 | 0 | 0 | 0 | 0 | 0 | 0 | 0 | 0 | 0 | 0 | 0 | 0 |  | 0 | 0 | 0 | 0 | 0 | 0 | 0 | 0 | 0 | 0 | 0 | 4 | 0 | 0 | 0 | 0 | 0 | 0 | 0 | 1 | 0 |  | 0 | 0 | 0 | 0 | 0 | 0 | 0 | 0 | 0 | 0 | 0 | 2 | 0 | 0 | 0 | 0 | 0 | 0 | 0 |  | 1 | 1 | 1 | 1 | 1 | 4 | 1 | 1 | 1 | 1 | 1 | 1
PG&E NGBA | Fern Road | 500 | 0 | 0 | 0 | 0 | 0 | 0 | 0 | 0 | 0 | 0 | 0 | 0 | 0 | 0 | 0 | 0 | 0 | 0 | 0 | 0 |  | 0 | 0 | 0 | 0 | 0 | 0 | 0 | 0 | 0 | 0 | 0 | 0 | 0 | 0 | 0 | 0 | 0 | 0 | 0 | 0 | 0 |  | 0 | 0 | 0 | 0 | 0 | 0 | 0 | 0 | 0 | 0 | 0 | 0 | 0 | 0 | 0 | 0 | 0 | 0 | 0 |  | 1 | 1 | 1 | 1 | 1 | 1 | 1 | 1 | 1 | 1 | 1 | 0
PG&E GBA | Fibreboard (SPI Sonora) | 115 | 0 | 0 | 0 | 0 | 0 | 0 | 0 | 0 | 0 | 0 | 0 | 0 | 0 | 0 | 0 | 0 | 0 | 0 | 0 | 0 |  | 0 | 0 | 0 | 0 | 0 | 0 | 0 | 0 | 0 | 0 | 0 | 0 | 0 | 0 | 0 | 0 | 0 | 0 | 0 | 0 | 0 |  | 0 | 0 | 0 | 0 | 0 | 0 | 0 | 0 | 0 | 0 | 0 | 0 | 0 | 0 | 0 | 0 | 0 | 0 | 0 |  | 1 | 1 | 1 | 1 | 1 | 1 | 1 | 1 | 1 | 1 | 1 | 0
PG&E FRESNO | Figarden | 230 | 0 | 0 | 0 | 0 | 0 | 0 | 0 | 0 | 0 | 0 | 0 | 0 | 0 | 0 | 0 | 0 | 0 | 0 | 0 | 0 |  | 0 | 0 | 0 | 0 | 0 | 0 | 0 | 0 | 0 | 0 | 0 | 0 | 0 | 0 | 0 | 0 | 0 | 0 | 0 | 0 | 1 |  | 0 | 0 | 0 | 0 | 0 | 0 | 0 | 0 | 0 | 0 | 0 | 0 | 0 | 0 | 0 | 0 | 0 | 0 | 0 |  | 1 | 1 | 1 | 1 | 1 | 1 | 1 | 1 | 1 | 1 | 1 | 0
PG&E FRESNO | Fink | 230 | 70 | 0 | 0 | 0 | 0 | 0 | 0 | 0 | 0 | 0 | 0 | 0 | 534 | 0 | 534 | 0 | 900 | 900 | 0 | 1 |  | 0 | 0 | 0 | 0 | 0 | 0 | 0 | 0 | 0 | 0 | 0 | 0 | 30 | 110 | 140 | 157 | 0 | 157 | 0 | 1 | 1 |  | 0 | 0 | 0 | 0 | 0 | 0 | 0 | 0 | 0 | 0 | 0 | 0 | 0 | 2 | 0 | 2 | 0 | 0 | 0 |  | 1 | 1 | 1 | 1 | 1 | 1 | 1 | 5 | 1 | 1 | 1 | 1
PG&E NGBA | Fitch Mountain | 60 | 0 | 0 | 0 | 0 | 0 | 0 | 0 | 0 | 0 | 0 | 0 | 0 | 0 | 0 | 0 | 0 | 0 | 0 | 0 | 0 |  | 0 | 0 | 0 | 0 | 0 | 0 | 0 | 0 | 0 | 0 | 0 | 0 | 0 | 0 | 0 | 0 | 0 | 0 | 0 | 0 | 1 |  | 0 | 0 | 0 | 0 | 0 | 0 | 0 | 0 | 0 | 0 | 0 | 0 | 0 | 0 | 0 | 0 | 0 | 0 | 0 |  | 1 | 1 | 1 | 1 | 1 | 1 | 1 | 1 | 1 | 1 | 1 | 0
PG&E GBA | FMC | 115 | 0 | 0 | 0 | 0 | 0 | 0 | 0 | 0 | 0 | 0 | 0 | 0 | 0 | 0 | 0 | 0 | 0 | 0 | 0 | 0 |  | 0 | 0 | 0 | 0 | 0 | 0 | 0 | 0 | 0 | 0 | 0 | 0 | 0 | 0 | 0 | 0 | 0 | 0 | 0 | 0 | 0 |  | 0 | 0 | 0 | 0 | 0 | 0 | 0 | 0 | 0 | 0 | 0 | 0 | 0 | 0 | 0 | 0 | 0 | 0 | 0 |  | 1 | 1 | 1 | 1 | 1 | 1 | 1 | 1 | 1 | 1 | 1 | 0
PG&E GBA | Fremont | 115 | 0 | 0 | 0 | 0 | 0 | 0 | 0 | 0 | 0 | 0 | 0 | 0 | 0 | 0 | 0 | 0 | 0 | 0 | 0 | 0 |  | 0 | 0 | 0 | 0 | 0 | 0 | 0 | 0 | 0 | 0 | 0 | 0 | 0 | 0 | 0 | 0 | 0 | 0 | 0 | 0 | 1 |  | 0 | 0 | 0 | 0 | 0 | 0 | 0 | 0 | 0 | 0 | 0 | 0 | 0 | 0 | 0 | 0 | 0 | 0 | 0 |  | 1 | 1 | 1 | 1 | 1 | 1 | 1 | 1 | 1 | 1 | 1 | 0
PG&E GBA | French Camp | 60 | 0 | 0 | 0 | 0 | 0 | 0 | 0 | 0 | 0 | 0 | 0 | 0 | 0 | 0 | 0 | 0 | 0 | 0 | 0 | 0 |  | 0 | 0 | 0 | 0 | 0 | 0 | 0 | 0 | 0 | 0 | 0 | 0 | 0 | 0 | 0 | 0 | 0 | 0 | 0 | 0 | 1 |  | 0 | 0 | 0 | 0 | 0 | 0 | 0 | 0 | 0 | 0 | 0 | 0 | 0 | 0 | 0 | 0 | 0 | 0 | 0 |  | 1 | 1 | 1 | 1 | 1 | 1 | 1 | 1 | 1 | 1 | 1 | 0
PG&E GBA | Frogtown | 115 | 0 | 0 | 0 | 0 | 0 | 0 | 0 | 0 | 0 | 0 | 0 | 0 | 0 | 0 | 0 | 0 | 0 | 0 | 0 | 0 |  | 0 | 0 | 0 | 0 | 0 | 0 | 0 | 0 | 0 | 0 | 0 | 0 | 0 | 0 | 0 | 0 | 0 | 0 | 0 | 0 | 0 |  | 0 | 0 | 0 | 0 | 0 | 0 | 0 | 0 | 0 | 0 | 0 | 0 | 0 | 0 | 0 | 0 | 0 | 0 | 0 |  | 1 | 1 | 1 | 1 | 1 | 1 | 1 | 1 | 1 | 1 | 1 | 0
PG&E NGBA | Fulton | 115 | 0 | 0 | 0 | 0 | 0 | 0 | 0 | 0 | 0 | 0 | 0 | 0 | 0 | 0 | 0 | 0 | 0 | 0 | 0 | 0 |  | 0 | 0 | 0 | 0 | 0 | 0 | 0 | 0 | 0 | 0 | 0 | 0 | 0 | 0 | 0 | 0 | 0 | 0 | 0 | 0 | 2 |  | 0 | 0 | 0 | 0 | 0 | 0 | 0 | 0 | 0 | 0 | 0 | 0 | 0 | 0 | 0 | 0 | 0 | 0 | 0 |  | 1 | 1 | 1 | 1 | 1 | 1 | 1 | 1 | 1 | 1 | 1 | 0
PG&E NGBA | Fulton | 230 | 0 | 0 | 0 | 0 | 0 | 0 | 0 | 0 | 0 | 0 | 0 | 0 | 0 | 0 | 0 | 0 | 0 | 0 | 0 | 0 |  | 54 | 0 | 0 | 0 | 0 | 0 | 0 | 0 | 0 | 0 | 0 | 0 | 0 | 0 | 0 | 38 | 0 | 38 | 0 | 1 | 1 |  | 2 | 0 | 0 | 0 | 0 | 0 | 0 | 0 | 0 | 0 | 0 | 0 | 0 | 0 | 0 | 2 | 0 | 2 | 0 |  | 5 | 1 | 1 | 1 | 1 | 1 | 1 | 5 | 1 | 5 | 1 | 1
PG&E NGBA | Fulton | 60 | 0 | 0 | 0 | 0 | 0 | 0 | 0 | 0 | 0 | 0 | 0 | 0 | 0 | 0 | 0 | 0 | 0 | 0 | 0 | 0 |  | 0 | 0 | 0 | 0 | 0 | 0 | 0 | 0 | 0 | 0 | 0 | 0 | 0 | 0 | 0 | 0 | 0 | 0 | 0 | 0 | 1 |  | 0 | 0 | 0 | 0 | 0 | 0 | 0 | 0 | 0 | 0 | 0 | 0 | 0 | 0 | 0 | 0 | 0 | 0 | 0 |  | 1 | 1 | 1 | 1 | 1 | 1 | 1 | 1 | 1 | 1 | 1 | 0
PG&E KERN | Ganso | 115 | 0 | 0 | 0 | 0 | 0 | 0 | 0 | 0 | 0 | 0 | 0 | 0 | 0 | 0 | 0 | 0 | 0 | 0 | 0 | 0 |  | 0 | 0.5 | 0 | 0 | 0 | 0 | 0 | 0 | 0 | 0 | 0 | 1.5 | 0 | 0 | 0 | 0 | 0 | 0 | 0 | 1 | 0 |  | 0 | 2 | 0 | 0 | 0 | 0 | 0 | 0 | 0 | 0 | 0 | 2 | 0 | 0 | 0 | 0 | 0 | 0 | 0 |  | 1 | 4 | 1 | 1 | 1 | 4 | 1 | 1 | 1 | 1 | 1 | 1
PG&E FRESNO | Gates | 230 | 0 | 0 | 0 | 0 | 0 | 0 | 0 | 0 | 0 | 0 | 0 | 3 | 166 | 477.5 | 643.5 | 0 | 0 | 0 | 0 | 1 |  | 0 | 0 | 0 | 0 | 0 | 0 | 0 | 0 | 0 | 0 | 0 | 3 | 859.5 | 1010.5 | 1870 | 753.25 | 260 | 1013.25 | 0 | 1 | 1 |  | 0 | 0 | 0 | 0 | 0 | 0 | 0 | 0 | 0 | 0 | 0 | 0 | 2 | 2 | 2 | 2 | 2 | 2 | 0 |  | 1 | 1 | 1 | 1 | 1 | 1 | 5 | 5 | 5 | 5 | 1 | 1
PG&E FRESNO | Gates | 500 | 0 | 0 | 0 | 0 | 0 | 0 | 0 | 0 | 0 | 0 | 0 | 0 | 0 | 0 | 0 | 190 | 35 | 225 | 0 | 1 |  | 0 | 0 | 0 | 0 | 0 | 0 | 0 | 0 | 0 | 0 | 0 | 0 | 0 | 0 | 0 | 190 | 35 | 225 | 0 | 1 | 1 |  | 0 | 0 | 0 | 0 | 0 | 0 | 0 | 0 | 0 | 0 | 0 | 0 | 0 | 0 | 0 | 0 | 0 | 0 | 0 |  | 1 | 1 | 1 | 1 | 1 | 1 | 1 | 1 | 1 | 1 | 1 | 0
PG&E NGBA | Geysers 12 | 230 | 0 | 0 | 0 | 0 | 0 | 0 | 0 | 0 | 0 | 0 | 0 | 0 | 0 | 0 | 0 | 0 | 0 | 0 | 0 | 0 |  | 0 | 0 | 0 | 0 | 0 | 0 | 0 | 0 | 0 | 0 | 0 | 0 | 0 | 0 | 0 | 0 | 0 | 0 | 0 | 0 | 1 |  | 0 | 0 | 0 | 0 | 0 | 0 | 0 | 0 | 0 | 0 | 0 | 0 | 0 | 0 | 0 | 0 | 0 | 0 | 0 |  | 1 | 1 | 1 | 1 | 1 | 1 | 1 | 1 | 1 | 1 | 1 | 0
PG&E NGBA | Geysers 17 | 230 | 0 | 0 | 0 | 0 | 0 | 0 | 0 | 0 | 0 | 0 | 0 | 0 | 0 | 0 | 0 | 0 | 0 | 0 | 0 | 0 |  | 19.5 | 0 | 0 | 0 | 0 | 0 | 0 | 0 | 0 | 0 | 0 | 0 | 0 | 0 | 0 | 0 | 0 | 0 | 0 | 1 | 1 |  | 2 | 0 | 0 | 0 | 0 | 0 | 0 | 0 | 0 | 0 | 0 | 0 | 0 | 0 | 0 | 0 | 0 | 0 | 0 |  | 5 | 1 | 1 | 1 | 1 | 1 | 1 | 1 | 1 | 1 | 1 | 1
PG&E NGBA | Geysers 3 | 115 | 0 | 0 | 0 | 0 | 0 | 0 | 0 | 0 | 0 | 0 | 0 | 0 | 0 | 0 | 0 | 0 | 0 | 0 | 0 | 0 |  | 0 | 0 | 0 | 0 | 0 | 0 | 0 | 0 | 0 | 0 | 0 | 0 | 0 | 0 | 0 | 0 | 0 | 0 | 0 | 0 | 1 |  | 0 | 0 | 0 | 0 | 0 | 0 | 0 | 0 | 0 | 0 | 0 | 0 | 0 | 0 | 0 | 0 | 0 | 0 | 0 |  | 1 | 1 | 1 | 1 | 1 | 1 | 1 | 1 | 1 | 1 | 1 | 0
PG&E NGBA | Glenn | 230 | 0 | 0 | 0 | 0 | 0 | 0 | 0 | 0 | 0 | 0 | 0 | 0 | 0 | 0 | 0 | 0 | 0 | 0 | 0 | 0 |  | 0 | 0 | 166.5 | 36 | 202.5 | 0 | 0 | 0 | 0 | 0 | 0 | 0 | 100 | 170 | 270 | 0 | 60 | 60 | 0 | 1 | 0 |  | 0 | 0 | 2 | 2 | 2 | 0 | 0 | 0 | 0 | 0 | 0 | 0 | 2 | 2 | 2 | 0 | 2 | 2 | 0 |  | 1 | 1 | 4 | 1 | 1 | 1 | 4 | 1 | 4 | 4 | 1 | 1
PG&E NGBA | Glenn | 60 | 0 | 0 | 0 | 0 | 0 | 0 | 0 | 0 | 0 | 0 | 0 | 0 | 0 | 0 | 0 | 0 | 0 | 0 | 0 | 0 |  | 0 | 0 | 0 | 0 | 0 | 0 | 0 | 0 | 0 | 0 | 0 | 0 | 0 | 0 | 0 | 0 | 0 | 0 | 0 | 0 | 0 |  | 0 | 0 | 0 | 0 | 0 | 0 | 0 | 0 | 0 | 0 | 0 | 0 | 0 | 0 | 0 | 0 | 0 | 0 | 0 |  | 1 | 1 | 1 | 1 | 1 | 1 | 1 | 1 | 1 | 1 | 1 | 0
PG&E NGBA | Gold Hill | 115 | 0 | 0 | 0 | 0 | 0 | 0 | 0 | 0 | 0 | 0 | 0 | 0 | 0 | 0 | 0 | 0 | 0 | 0 | 0 | 0 |  | 0 | 0 | 0 | 0 | 0 | 0 | 0 | 0 | 0 | 0 | 0 | 0 | 0 | 0 | 0 | 0 | 0 | 0 | 0 | 0 | 0 |  | 0 | 0 | 0 | 0 | 0 | 0 | 0 | 0 | 0 | 0 | 0 | 0 | 0 | 0 | 0 | 0 | 0 | 0 | 0 |  | 1 | 1 | 1 | 1 | 1 | 1 | 1 | 1 | 1 | 1 | 1 | 0
PG&E NGBA | Gold Hill | 230 | 0 | 0 | 0 | 0 | 0 | 0 | 0 | 0 | 0 | 0 | 0 | 0 | 0 | 0 | 0 | 0 | 0 | 0 | 0 | 0 |  | 0 | 0 | 0 | 0 | 0 | 0 | 0 | 0 | 0 | 0 | 0 | 0 | 0 | 0 | 0 | 0 | 0 | 0 | 0 | 0 | 0 |  | 0 | 0 | 0 | 0 | 0 | 0 | 0 | 0 | 0 | 0 | 0 | 0 | 0 | 0 | 0 | 0 | 0 | 0 | 0 |  | 1 | 1 | 1 | 1 | 1 | 1 | 1 | 1 | 1 | 1 | 1 | 0
SCE Northern | Goleta | 230 | 0 | 0 | 0 | 0 | 0 | 0 | 0 | 0 | 0 | 0 | 0 | 0 | 0 | 0 | 0 | 10 | 0 | 10 | 0 | 1 |  | 0 | 0 | 0 | 0 | 0 | 0 | 0 | 0 | 0 | 0 | 0 | 0 | 0 | 0 | 0 | 70 | 0 | 70 | 0 | 1 | 0 |  | 0 | 0 | 0 | 0 | 0 | 0 | 0 | 0 | 0 | 0 | 0 | 0 | 0 | 0 | 0 | 2 | 0 | 2 | 0 |  | 1 | 1 | 1 | 1 | 1 | 1 | 1 | 4 | 1 | 4 | 1 | 1
SCE Metro | Goodrich | 230 | 0 | 0 | 0 | 0 | 0 | 0 | 0 | 0 | 0 | 0 | 0 | 0 | 0 | 0 | 0 | 0 | 0 | 0 | 0 | 0 |  | 0 | 0 | 0 | 0 | 0 | 0 | 0 | 0 | 0 | 0 | 0 | 0 | 0 | 0 | 0 | 0 | 0 | 0 | 0 | 0 | 0 |  | 0 | 0 | 0 | 0 | 0 | 0 | 0 | 0 | 0 | 0 | 0 | 0 | 0 | 0 | 0 | 0 | 0 | 0 | 0 |  | 1 | 1 | 1 | 1 | 1 | 1 | 1 | 1 | 1 | 1 | 1 | 0
PG&E KERN | Goose Lake | 115 | 0 | 0 | 0 | 0 | 0 | 0 | 0 | 0 | 0 | 0 | 0 | 0 | 0 | 0 | 0 | 0 | 0 | 0 | 0 | 0 |  | 0 | 3 | 0 | 0 | 0 | 0 | 0 | 0 | 0 | 0 | 0 | 0 | 0 | 0 | 0 | 0 | 0 | 0 | 0 | 1 | 0 |  | 0 | 2 | 0 | 0 | 0 | 0 | 0 | 0 | 0 | 0 | 0 | 0 | 0 | 0 | 0 | 0 | 0 | 0 | 0 |  | 1 | 4 | 1 | 1 | 1 | 1 | 1 | 1 | 1 | 1 | 1 | 1
SCE Metro | Gould | 230 | 0 | 0 | 0 | 0 | 0 | 0 | 0 | 0 | 0 | 0 | 0 | 0 | 0 | 0 | 0 | 0 | 0 | 0 | 0 | 0 |  | 0 | 0 | 0 | 0 | 0 | 0 | 0 | 0 | 0 | 0 | 0 | 0 | 0 | 0 | 0 | 0 | 0 | 0 | 0 | 0 | 0 |  | 0 | 0 | 0 | 0 | 0 | 0 | 0 | 0 | 0 | 0 | 0 | 0 | 0 | 0 | 0 | 0 | 0 | 0 | 0 |  | 1 | 1 | 1 | 1 | 1 | 1 | 1 | 1 | 1 | 1 | 1 | 0
PG&E NGBA | Grand Island | 115 | 0 | 0 | 0 | 0 | 0 | 0 | 0 | 0 | 0 | 0 | 0 | 2.73 | 0 | 0 | 0 | 0 | 0 | 0 | 0 | 1 |  | 0 | 0 | 0 | 0 | 0 | 0 | 0 | 0 | 0 | 0 | 0 | 2.73 | 0 | 0 | 0 | 0 | 0 | 0 | 0 | 1 | 0 |  | 0 | 0 | 0 | 0 | 0 | 0 | 0 | 0 | 0 | 0 | 0 | 0 | 0 | 0 | 0 | 0 | 0 | 0 | 0 |  | 1 | 1 | 1 | 1 | 1 | 1 | 1 | 1 | 1 | 1 | 1 | 0
SDGE | Granite | 69 | 0 | 0 | 0 | 0 | 0 | 0 | 0 | 0 | 0 | 0 | 0 | 0 | 0 | 0 | 0 | 2.25 | 0 | 2.25 | 0 | 1 |  | 0 | 0 | 0 | 0 | 0 | 0 | 0 | 0 | 0 | 0 | 0 | 0 | 0 | 0 | 0 | 4.5 | 0 | 4.5 | 0 | 1 | 2 |  | 0 | 0 | 0 | 0 | 0 | 0 | 0 | 0 | 0 | 0 | 0 | 0 | 0 | 0 | 0 | 2 | 0 | 2 | 0 |  | 1 | 1 | 1 | 1 | 1 | 1 | 1 | 5 | 1 | 5 | 1 | 1
PG&E GBA | Grant | 115 | 0 | 0 | 0 | 0 | 0 | 0 | 0 | 0 | 0 | 0 | 0 | 0 | 0 | 0 | 0 | 0 | 0 | 0 | 0 | 0 |  | 0 | 0 | 0 | 0 | 0 | 0 | 0 | 0 | 0 | 0 | 0 | 0 | 0 | 0 | 0 | 0 | 0 | 0 | 0 | 0 | 1 |  | 0 | 0 | 0 | 0 | 0 | 0 | 0 | 0 | 0 | 0 | 0 | 0 | 0 | 0 | 0 | 0 | 0 | 0 | 0 |  | 1 | 1 | 1 | 1 | 1 | 1 | 1 | 1 | 1 | 1 | 1 | 0
PG&E GBA | Green Valley | 115 | 0 | 0 | 0 | 0 | 0 | 0 | 0 | 0 | 0 | 0 | 0 | 0 | 0 | 0 | 0 | 0 | 0 | 0 | 0 | 0 |  | 0 | 1.1 | 0 | 0 | 0 | 0 | 0 | 0 | 0 | 0 | 0 | 0 | 0 | 0 | 0 | 0 | 0 | 0 | 0 | 1 | 1 |  | 0 | 2 | 0 | 0 | 0 | 0 | 0 | 0 | 0 | 0 | 0 | 0 | 0 | 0 | 0 | 0 | 0 | 0 | 0 |  | 1 | 5 | 1 | 1 | 1 | 1 | 1 | 1 | 1 | 1 | 1 | 1
PG&E NGBA | Greenleaf 1 | 115 | 0 | 0 | 0 | 0 | 0 | 0 | 0 | 0 | 0 | 0 | 0 | 0 | 0 | 0 | 0 | 0 | 0 | 0 | 0 | 0 |  | 0 | 0 | 0 | 0 | 0 | 0 | 0 | 0 | 0 | 0 | 0 | 0 | 0 | 0 | 0 | 0 | 0 | 0 | 0 | 0 | 0 |  | 0 | 0 | 0 | 0 | 0 | 0 | 0 | 0 | 0 | 0 | 0 | 0 | 0 | 0 | 0 | 0 | 0 | 0 | 0 |  | 1 | 1 | 1 | 1 | 1 | 1 | 1 | 1 | 1 | 1 | 1 | 0
PG&E FRESNO | Gregg | 230 | 0 | 0 | 0 | 0 | 0 | 0 | 0 | 0 | 0 | 0 | 0 | 0 | 0 | 0 | 0 | 0 | 0 | 0 | 140 | 1 |  | 0 | 0 | 170 | 20 | 190 | 0 | 0 | 0 | 0 | 0 | 0 | 0 | 0 | 0 | 0 | 0 | 0 | 0 | 140 | 1 | 1 |  | 0 | 0 | 2 | 2 | 2 | 0 | 0 | 0 | 0 | 0 | 0 | 0 | 0 | 0 | 0 | 0 | 0 | 0 | 0 |  | 1 | 1 | 5 | 1 | 1 | 1 | 1 | 1 | 1 | 1 | 1 | 1
PG&E FRESNO | Grimmway-Malaga | 115 | 0 | 0 | 0 | 0 | 0 | 0 | 0 | 0 | 0 | 0 | 0 | 0 | 0 | 0 | 0 | 0 | 0 | 0 | 0 | 0 |  | 0 | 0 | 0 | 0 | 0 | 0 | 0 | 0 | 0 | 0 | 0 | 0 | 0 | 0 | 0 | 0 | 0 | 0 | 0 | 0 | 1 |  | 0 | 0 | 0 | 0 | 0 | 0 | 0 | 0 | 0 | 0 | 0 | 0 | 0 | 0 | 0 | 0 | 0 | 0 | 0 |  | 1 | 1 | 1 | 1 | 1 | 1 | 1 | 1 | 1 | 1 | 1 | 0
PG&E NGBA | Grizzly | 230 | 0 | 0 | 0 | 0 | 0 | 0 | 0 | 0 | 0 | 0 | 0 | 0 | 0 | 0 | 0 | 0 | 0 | 0 | 0 | 0 |  | 0 | 0 | 0 | 0 | 0 | 0 | 0 | 0 | 0 | 0 | 0 | 0 | 0 | 0 | 0 | 0 | 0 | 0 | 0 | 0 | 0 |  | 0 | 0 | 0 | 0 | 0 | 0 | 0 | 0 | 0 | 0 | 0 | 0 | 0 | 0 | 0 | 0 | 0 | 0 | 0 |  | 1 | 1 | 1 | 1 | 1 | 1 | 1 | 1 | 1 | 1 | 1 | 0
PG&E FRESNO | Guernsey | 70 | 0 | 0 | 0 | 0 | 0 | 0 | 0 | 0 | 0 | 0 | 0 | 0 | 0 | 0 | 0 | 0 | 0 | 0 | 0 | 0 |  | 0 | 0 | 0 | 0 | 0 | 0 | 0 | 0 | 0 | 0 | 0 | 7.5 | 0 | 0 | 0 | 0 | 0 | 0 | 0 | 1 | 1 |  | 0 | 0 | 0 | 0 | 0 | 0 | 0 | 0 | 0 | 0 | 0 | 2 | 0 | 0 | 0 | 0 | 0 | 0 | 0 |  | 1 | 1 | 1 | 1 | 1 | 5 | 1 | 1 | 1 | 1 | 1 | 1
PG&E FRESNO | GWF Hanford | 115 | 0 | 0 | 0 | 0 | 0 | 0 | 0 | 0 | 0 | 0 | 0 | 0 | 0 | 0 | 0 | 131.4 | 0 | 131.4 | 0 | 1 |  | 0 | 0 | 0 | 0 | 0 | 0 | 0 | 0 | 0 | 0 | 0 | 0 | 0 | 0 | 0 | 131.4 | 0 | 131.4 | 0 | 1 | 1 |  | 0 | 0 | 0 | 0 | 0 | 0 | 0 | 0 | 0 | 0 | 0 | 0 | 0 | 0 | 0 | 0 | 0 | 0 | 0 |  | 1 | 1 | 1 | 1 | 1 | 1 | 1 | 1 | 1 | 1 | 1 | 0
PG&E FRESNO | Haas | 230 | 0 | 0 | 0 | 0 | 0 | 0 | 0 | 0 | 0 | 0 | 0 | 0 | 0 | 0 | 0 | 0 | 0 | 0 | 0 | 0 |  | 0 | 0 | 0 | 0 | 0 | 0 | 0 | 0 | 0 | 0 | 0 | 0 | 0 | 0 | 0 | 0 | 0 | 0 | 0 | 0 | 1 |  | 0 | 0 | 0 | 0 | 0 | 0 | 0 | 0 | 0 | 0 | 0 | 0 | 0 | 0 | 0 | 0 | 0 | 0 | 0 |  | 1 | 1 | 1 | 1 | 1 | 1 | 1 | 1 | 1 | 1 | 1 | 0
PG&E FRESNO | Hammonds | 115 | 0 | 0 | 0 | 0 | 0 | 0 | 0 | 0 | 0 | 0 | 0 | 0 | 100 | 0 | 100 | 0 | 0 | 0 | 0 | 1 |  | 0 | 0 | 0 | 0 | 0 | 0 | 0 | 0 | 0 | 0 | 0 | 0 | 0 | 0 | 0 | 0 | 0 | 0 | 0 | 0 | 1 |  | 0 | 0 | 0 | 0 | 0 | 0 | 0 | 0 | 0 | 0 | 0 | 0 | 0 | 0 | 0 | 0 | 0 | 0 | 0 |  | 1 | 1 | 1 | 1 | 1 | 1 | 1 | 1 | 1 | 1 | 1 | 0
SCE Metro | HarborGen | 230 | 0 | 0 | 0 | 0 | 0 | 0 | 0 | 0 | 0 | 0 | 0 | 0 | 0 | 0 | 0 | 0 | 0 | 0 | 0 | 0 |  | 0 | 0 | 0 | 0 | 0 | 0 | 0 | 0 | 0 | 0 | 0 | 0 | 0 | 0 | 0 | 0 | 0 | 0 | 0 | 0 | 0 |  | 0 | 0 | 0 | 0 | 0 | 0 | 0 | 0 | 0 | 0 | 0 | 0 | 0 | 0 | 0 | 0 | 0 | 0 | 0 |  | 1 | 1 | 1 | 1 | 1 | 1 | 1 | 1 | 1 | 1 | 1 | 0
PG&E NGBA | Harris | 60 | 0 | 0 | 0 | 0 | 0 | 0 | 0 | 0 | 0 | 0 | 0 | 0 | 0 | 0 | 0 | 0 | 0 | 0 | 0 | 0 |  | 0 | 0 | 0 | 0 | 0 | 0 | 0 | 0 | 0 | 0 | 0 | 0 | 0 | 0 | 0 | 0 | 0 | 0 | 0 | 0 | 0 |  | 0 | 0 | 0 | 0 | 0 | 0 | 0 | 0 | 0 | 0 | 0 | 0 | 0 | 0 | 0 | 0 | 0 | 0 | 0 |  | 1 | 1 | 1 | 1 | 1 | 1 | 1 | 1 | 1 | 1 | 1 | 0
EOP | Harry Allen | 500 | 0 | 0 | 0 | 0 | 0 | 1100 | 0 | 1100 | 0 | 0 | 0 | 0 | 0 | 301.2 | 301.2 | 0 | 0 | 0 | 0 | 1 |  | 0 | 0 | 0 | 0 | 0 | 1100 | 0 | 1100 | 0 | 0 | 0 | 0 | 0 | 0 | 0 | 0 | 0 | 0 | 0 | 1 | 1 |  | 0 | 0 | 0 | 0 | 0 | 0 | 0 | 0 | 0 | 0 | 0 | 0 | 0 | 0 | 0 | 0 | 0 | 0 | 0 |  | 1 | 1 | 1 | 1 | 1 | 1 | 1 | 1 | 1 | 1 | 1 | 0
PG&E NGBA | Hartley | 60 | 0 | 0 | 0 | 0 | 0 | 0 | 0 | 0 | 0 | 0 | 0 | 0 | 0 | 0 | 0 | 0 | 0 | 0 | 0 | 0 |  | 0 | 0 | 0 | 0 | 0 | 0 | 0 | 0 | 0 | 0 | 0 | 0 | 0 | 0 | 0 | 0 | 0 | 0 | 0 | 0 | 1 |  | 0 | 0 | 0 | 0 | 0 | 0 | 0 | 0 | 0 | 0 | 0 | 0 | 0 | 0 | 0 | 0 | 0 | 0 | 0 |  | 1 | 1 | 1 | 1 | 1 | 1 | 1 | 1 | 1 | 1 | 1 | 0
SCE NOL | Harvard | 115 | 0 | 0 | 0 | 0 | 0 | 0 | 0 | 0 | 0 | 0 | 0 | 0 | 0 | 0 | 0 | 0 | 0 | 0 | 0 | 0 |  | 0 | 0 | 0 | 0 | 0 | 0 | 0 | 0 | 0 | 0 | 0 | 0 | 0 | 0 | 0 | 0 | 0 | 0 | 0 | 0 | 3 |  | 0 | 0 | 0 | 0 | 0 | 0 | 0 | 0 | 0 | 0 | 0 | 0 | 0 | 0 | 0 | 0 | 0 | 0 | 0 |  | 1 | 1 | 1 | 1 | 1 | 1 | 1 | 1 | 1 | 1 | 1 | 0
SDGE | Hassayampa | 500 | 0 | 0 | 0 | 0 | 0 | 0 | 0 | 0 | 0 | 0 | 0 | 0 | 3634.5 | 2500 | 6134.5 | 85 | 815 | 900 | 0 | 1 |  | 0 | 0 | 0 | 0 | 0 | 0 | 0 | 0 | 0 | 0 | 0 | 0 | 300 | 380 | 680 | 95 | 90 | 185 | 0 | 1 | 2 |  | 0 | 0 | 0 | 0 | 0 | 0 | 0 | 0 | 0 | 0 | 0 | 0 | 0 | 0 | 0 | 1 | 0 | 0 | 0 |  | 1 | 1 | 1 | 1 | 1 | 1 | 1 | 3 | 1 | 1 | 1 | 1
PG&E FRESNO | Helm | 230 | 0 | 0 | 0 | 0 | 0 | 0 | 0 | 0 | 0 | 0 | 0 | 0 | 749 | 0 | 749 | 0 | 0 | 0 | 0 | 1 |  | 0 | 0 | 0 | 0 | 0 | 0 | 0 | 0 | 0 | 0 | 0 | 0 | 100 | 200 | 300 | 0 | 80 | 80 | 0 | 1 | 1 |  | 0 | 0 | 0 | 0 | 0 | 0 | 0 | 0 | 0 | 0 | 0 | 0 | 0 | 2 | 0 | 0 | 2 | 2 | 0 |  | 1 | 1 | 1 | 1 | 1 | 1 | 1 | 1 | 5 | 5 | 1 | 1
PG&E FRESNO | Helm | 70 | 0 | 0 | 0 | 0 | 0 | 0 | 0 | 0 | 0 | 0 | 0 | 0 | 0 | 0 | 0 | 0 | 0 | 0 | 0 | 0 |  | 0 | 0 | 0 | 0 | 0 | 0 | 0 | 0 | 0 | 0 | 0 | 0 | 0 | 0 | 0 | 0 | 0 | 0 | 0 | 0 | 1 |  | 0 | 0 | 0 | 0 | 0 | 0 | 0 | 0 | 0 | 0 | 0 | 0 | 0 | 0 | 0 | 0 | 0 | 0 | 0 |  | 1 | 1 | 1 | 1 | 1 | 1 | 1 | 1 | 1 | 1 | 1 | 0
PG&E FRESNO | Henrietta | 115 | 0 | 0 | 0 | 0 | 0 | 0 | 0 | 0 | 0 | 0 | 0 | 0 | 0 | 0 | 0 | 0 | 20 | 20 | 0 | 1 |  | 0 | 0 | 0 | 0 | 0 | 0 | 0 | 0 | 0 | 0 | 0 | 0 | 0 | 0 | 0 | 0 | 0 | 0 | 0 | 0 | 1 |  | 0 | 0 | 0 | 0 | 0 | 0 | 0 | 0 | 0 | 0 | 0 | 0 | 0 | 0 | 0 | 0 | 0 | 0 | 0 |  | 1 | 1 | 1 | 1 | 1 | 1 | 1 | 1 | 1 | 1 | 1 | 0
PG&E FRESNO | Henrietta | 230 | 0 | 0 | 0 | 0 | 0 | 0 | 0 | 0 | 0 | 0 | 0 | 0 | 1186 | 0 | 1186 | 0 | 314 | 314 | 0 | 1 |  | 0 | 0 | 0 | 0 | 0 | 0 | 0 | 0 | 0 | 0 | 0 | 0 | 100 | 200 | 300 | 0 | 80 | 80 | 0 | 1 | 0 |  | 0 | 0 | 0 | 0 | 0 | 0 | 0 | 0 | 0 | 0 | 0 | 0 | 0 | 2 | 0 | 0 | 0 | 0 | 0 |  | 1 | 1 | 1 | 1 | 1 | 1 | 1 | 1 | 1 | 1 | 1 | 0
PG&E FRESNO | Henrietta | 70 | 0 | 0 | 0 | 0 | 0 | 0 | 0 | 0 | 0 | 0 | 0 | 0 | 0 | 0 | 0 | 173.2 | 0 | 173.2 | 0 | 1 |  | 0 | 0 | 0 | 0 | 0 | 0 | 0 | 0 | 0 | 0 | 0 | 3 | 0 | 0 | 0 | 173.2 | 0 | 173.2 | 0 | 1 | 1 |  | 0 | 0 | 0 | 0 | 0 | 0 | 0 | 0 | 0 | 0 | 0 | 2 | 0 | 0 | 0 | 0 | 0 | 0 | 0 |  | 1 | 1 | 1 | 1 | 1 | 5 | 1 | 1 | 1 | 1 | 1 | 1
PG&E FRESNO | Herndon | 115 | 0 | 0 | 0 | 0 | 0 | 0 | 0 | 0 | 0 | 0 | 0 | 0 | 0 | 0 | 0 | 0 | 0 | 0 | 0 | 0 |  | 0 | 0 | 0 | 0 | 0 | 0 | 0 | 0 | 0 | 0 | 0 | 0 | 0 | 0 | 0 | 0 | 0 | 0 | 0 | 0 | 1 |  | 0 | 0 | 0 | 0 | 0 | 0 | 0 | 0 | 0 | 0 | 0 | 0 | 0 | 0 | 0 | 0 | 0 | 0 | 0 |  | 1 | 1 | 1 | 1 | 1 | 1 | 1 | 1 | 1 | 1 | 1 | 0
PG&E FRESNO | Herndon | 230 | 0 | 0 | 0 | 0 | 0 | 0 | 0 | 0 | 0 | 0 | 0 | 0 | 0 | 0 | 0 | 0 | 0 | 0 | 0 | 0 |  | 0 | 0 | 0 | 0 | 0 | 0 | 0 | 0 | 0 | 0 | 0 | 0 | 0 | 0 | 0 | 0 | 0 | 0 | 0 | 0 | 1 |  | 0 | 0 | 0 | 0 | 0 | 0 | 0 | 0 | 0 | 0 | 0 | 0 | 0 | 0 | 0 | 0 | 0 | 0 | 0 |  | 1 | 1 | 1 | 1 | 1 | 1 | 1 | 1 | 1 | 1 | 1 | 0
PG&E GBA | Hicks | 230 | 0 | 0 | 0 | 0 | 0 | 0 | 0 | 0 | 0 | 0 | 0 | 0 | 106 | 0 | 106 | 0 | 0 | 0 | 0 | 1 |  | 0 | 0 | 0 | 0 | 0 | 0 | 0 | 0 | 0 | 0 | 0 | 0 | 0 | 0 | 0 | 0 | 0 | 0 | 0 | 0 | 1 |  | 0 | 0 | 0 | 0 | 0 | 0 | 0 | 0 | 0 | 0 | 0 | 0 | 0 | 0 | 0 | 0 | 0 | 0 | 0 |  | 1 | 1 | 1 | 1 | 1 | 1 | 1 | 1 | 1 | 1 | 1 | 0
PG&E NGBA | Higgins | 115 | 0 | 0 | 0 | 0 | 0 | 0 | 0 | 0 | 0 | 0 | 0 | 0 | 0 | 0 | 0 | 0 | 0 | 0 | 0 | 0 |  | 0 | 0 | 0 | 0 | 0 | 0 | 0 | 0 | 0 | 0 | 0 | 0 | 0 | 0 | 0 | 0 | 0 | 0 | 0 | 0 | 0 |  | 0 | 0 | 0 | 0 | 0 | 0 | 0 | 0 | 0 | 0 | 0 | 0 | 0 | 0 | 0 | 0 | 0 | 0 | 0 |  | 1 | 1 | 1 | 1 | 1 | 1 | 1 | 1 | 1 | 1 | 1 | 0
PG&E NGBA | Hilltop | 345 | 909 | 0 | 0 | 0 | 0 | 0 | 0 | 0 | 0 | 0 | 0 | 0 | 0 | 0 | 0 | 0 | 0 | 0 | 0 | 1 |  | 0 | 0 | 150 | 0 | 150 | 0 | 0 | 0 | 0 | 0 | 0 | 0 | 0 | 0 | 0 | 0 | 0 | 0 | 0 | 1 | 0 |  | 0 | 0 | 2 | 0 | 2 | 0 | 0 | 0 | 0 | 0 | 0 | 0 | 0 | 0 | 0 | 0 | 0 | 0 | 0 |  | 1 | 1 | 4 | 1 | 1 | 1 | 1 | 1 | 1 | 1 | 1 | 1
SCE Metro | Hinson | 230 | 0 | 0 | 0 | 0 | 0 | 0 | 0 | 0 | 0 | 0 | 0 | 0.68 | 0 | 0 | 0 | 325 | 0 | 325 | 0 | 1 |  | 0 | 5.6 | 0 | 0 | 0 | 0 | 0 | 0 | 0 | 0 | 0 | 3.08 | 0 | 0 | 0 | 525 | 0 | 525 | 0 | 1 | 0 |  | 0 | 2 | 0 | 0 | 0 | 0 | 0 | 0 | 0 | 0 | 0 | 2 | 0 | 0 | 0 | 2 | 0 | 2 | 0 |  | 1 | 4 | 1 | 1 | 1 | 4 | 1 | 4 | 1 | 4 | 1 | 1
PG&E GBA | Hollister | 115 | 164 | 0 | 0 | 0 | 0 | 0 | 0 | 0 | 0 | 0 | 0 | 0 | 0 | 0 | 0 | 0 | 0 | 0 | 0 | 1 |  | 0 | 0 | 0 | 0 | 0 | 0 | 0 | 0 | 0 | 0 | 0 | 0 | 0 | 0 | 0 | 0 | 10 | 10 | 0 | 1 | 0 |  | 0 | 0 | 0 | 0 | 0 | 0 | 0 | 0 | 0 | 0 | 0 | 0 | 0 | 0 | 0 | 0 | 2 | 2 | 0 |  | 1 | 1 | 1 | 1 | 1 | 1 | 1 | 1 | 4 | 4 | 1 | 1
PG&E NGBA | Homestake | 115 | 0 | 0 | 0 | 0 | 0 | 0 | 0 | 0 | 0 | 0 | 0 | 0 | 0 | 0 | 0 | 0 | 0 | 0 | 0 | 0 |  | 0 | 0 | 0 | 0 | 0 | 0 | 0 | 0 | 0 | 0 | 0 | 0 | 0 | 0 | 0 | 0 | 0 | 0 | 0 | 0 | 1 |  | 0 | 0 | 0 | 0 | 0 | 0 | 0 | 0 | 0 | 0 | 0 | 0 | 0 | 0 | 0 | 0 | 0 | 0 | 0 |  | 1 | 1 | 1 | 1 | 1 | 1 | 1 | 1 | 1 | 1 | 1 | 0
PG&E NGBA | Honcut | 115 | 0 | 0 | 0 | 0 | 0 | 0 | 0 | 0 | 0 | 0 | 0 | 0 | 0 | 0 | 0 | 0 | 0 | 0 | 0 | 0 |  | 0 | 0 | 0 | 0 | 0 | 0 | 0 | 0 | 0 | 0 | 0 | 0 | 0 | 0 | 0 | 0 | 0 | 0 | 0 | 0 | 0 |  | 0 | 0 | 0 | 0 | 0 | 0 | 0 | 0 | 0 | 0 | 0 | 0 | 0 | 0 | 0 | 0 | 0 | 0 | 0 |  | 1 | 1 | 1 | 1 | 1 | 1 | 1 | 1 | 1 | 1 | 1 | 0
SDGE | Hoodoo Wash | 500 | 0 | 0 | 0 | 0 | 0 | 0 | 0 | 0 | 0 | 0 | 0 | 0 | 540.5 | 5493 | 6033.5 | 297.5 | 365 | 662.5 | 0 | 1 |  | 0 | 0 | 0 | 0 | 0 | 0 | 0 | 0 | 0 | 0 | 0 | 0 | 237.5 | 929 | 1166.5 | 547.5 | 50 | 597.5 | 0 | 1 | 2 |  | 0 | 0 | 0 | 0 | 0 | 0 | 0 | 0 | 0 | 0 | 0 | 0 | 0 | 0 | 0 | 2 | 0 | 0 | 0 |  | 1 | 1 | 1 | 1 | 1 | 1 | 1 | 5 | 1 | 1 | 1 | 1
PG&E NGBA | Hopland | 115 | 0 | 0 | 0 | 0 | 0 | 0 | 0 | 0 | 0 | 0 | 0 | 0 | 0 | 0 | 0 | 0 | 0 | 0 | 0 | 0 |  | 0 | 0 | 0 | 0 | 0 | 0 | 0 | 0 | 0 | 0 | 0 | 0 | 0 | 0 | 0 | 0 | 0 | 0 | 0 | 0 | 1 |  | 0 | 0 | 0 | 0 | 0 | 0 | 0 | 0 | 0 | 0 | 0 | 0 | 0 | 0 | 0 | 0 | 0 | 0 | 0 |  | 1 | 1 | 1 | 1 | 1 | 1 | 1 | 1 | 1 | 1 | 1 | 0
PG&E NGBA | Hopland | 60 | 0 | 0 | 0 | 0 | 0 | 0 | 0 | 0 | 0 | 0 | 0 | 0 | 0 | 0 | 0 | 0 | 0 | 0 | 0 | 0 |  | 0 | 0 | 0 | 0 | 0 | 0 | 0 | 0 | 0 | 0 | 0 | 0 | 0 | 0 | 0 | 0 | 0 | 0 | 0 | 0 | 1 |  | 0 | 0 | 0 | 0 | 0 | 0 | 0 | 0 | 0 | 0 | 0 | 0 | 0 | 0 | 0 | 0 | 0 | 0 | 0 |  | 1 | 1 | 1 | 1 | 1 | 1 | 1 | 1 | 1 | 1 | 1 | 0
PG&E NGBA | Humboldt | 115 | 0 | 0 | 0 | 0 | 0 | 0 | 0 | 0 | 0 | 0 | 0 | 0 | 0 | 0 | 0 | 0 | 0 | 0 | 0 | 0 |  | 0 | 2.5 | 0 | 0 | 0 | 0 | 0 | 0 | 0 | 0 | 0 | 0 | 0 | 0 | 0 | 0 | 0 | 0 | 0 | 1 | 0 |  | 0 | 2 | 0 | 0 | 0 | 0 | 0 | 0 | 0 | 0 | 0 | 0 | 0 | 0 | 0 | 0 | 0 | 0 | 0 |  | 1 | 4 | 1 | 1 | 1 | 1 | 1 | 1 | 1 | 1 | 1 | 1
PG&E NGBA | Humboldt | 60 | 0 | 0 | 0 | 0 | 0 | 0 | 0 | 0 | 0 | 0 | 0 | 1.999 | 0 | 0 | 0 | 0 | 0 | 0 | 0 | 1 |  | 0 | 0 | 0 | 0 | 0 | 0 | 0 | 0 | 0 | 0 | 0 | 1.999 | 0 | 0 | 0 | 17.25 | 0 | 17.25 | 0 | 1 | 0 |  | 0 | 0 | 0 | 0 | 0 | 0 | 0 | 0 | 0 | 0 | 0 | 0 | 0 | 0 | 0 | 2 | 0 | 2 | 0 |  | 1 | 1 | 1 | 1 | 1 | 1 | 1 | 4 | 1 | 4 | 1 | 1
PG&E NGBA | Humboldt | 500 | 0 | 0 | 100 | 0 | 100 | 0 | 0 | 0 | 0 | 0 | 0 | 0 | 0 | 457.3 | 457.3 | 0 | 0 | 0 | 0 | 1 |  | 0 | 0 | 0 | 0 | 0 | 0 | 0 | 0 | 1607 | 0 | 1607 | 0 | 0 | 0 | 0 | 0 | 0 | 0 | 0 | 1 | 1 |  | 0 | 0 | 0 | 0 | 0 | 0 | 0 | 0 | 2 | 0 | 2 | 0 | 0 | 0 | 0 | 0 | 0 | 0 | 0 |  | 1 | 1 | 1 | 1 | 5 | 1 | 1 | 1 | 1 | 1 | 1 | 1
SCE Metro | Huntington Beach | 230 | 0 | 0 | 0 | 0 | 0 | 0 | 0 | 0 | 0 | 0 | 0 | 0 | 0 | 0 | 0 | 0 | 0 | 0 | 0 | 0 |  | 0 | 0 | 0 | 0 | 0 | 0 | 0 | 0 | 0 | 0 | 0 | 0 | 0 | 0 | 0 | 0 | 0 | 0 | 0 | 0 | 0 |  | 0 | 0 | 0 | 0 | 0 | 0 | 0 | 0 | 0 | 0 | 0 | 0 | 0 | 0 | 0 | 0 | 0 | 0 | 0 |  | 1 | 1 | 1 | 1 | 1 | 1 | 1 | 1 | 1 | 1 | 1 | 0
PG&E NGBA | Ignacio | 115 | 0 | 0 | 0 | 0 | 0 | 0 | 0 | 0 | 0 | 0 | 0 | 0 | 0 | 0 | 0 | 0 | 0 | 0 | 0 | 0 |  | 0 | 0.65 | 0 | 0 | 0 | 0 | 0 | 0 | 0 | 0 | 0 | 0 | 0 | 0 | 0 | 0 | 0 | 0 | 0 | 1 | 1 |  | 0 | 2 | 0 | 0 | 0 | 0 | 0 | 0 | 0 | 0 | 0 | 0 | 0 | 0 | 0 | 0 | 0 | 0 | 0 |  | 1 | 5 | 1 | 1 | 1 | 1 | 1 | 1 | 1 | 1 | 1 | 1
PG&E NGBA | Ignacio | 230 | 0 | 0 | 0 | 0 | 0 | 0 | 0 | 0 | 0 | 0 | 0 | 0 | 0 | 0 | 0 | 0 | 0 | 0 | 0 | 0 |  | 0 | 0 | 0 | 0 | 0 | 0 | 0 | 0 | 0 | 0 | 0 | 0 | 0 | 0 | 0 | 0 | 0 | 0 | 0 | 0 | 1 |  | 0 | 0 | 0 | 0 | 0 | 0 | 0 | 0 | 0 | 0 | 0 | 0 | 0 | 0 | 0 | 0 | 0 | 0 | 0 |  | 1 | 1 | 1 | 1 | 1 | 1 | 1 | 1 | 1 | 1 | 1 | 0
PG&E NGBA | Ignacio | 60 | 0 | 0 | 0 | 0 | 0 | 0 | 0 | 0 | 0 | 0 | 0 | 0 | 0 | 0 | 0 | 0 | 0 | 0 | 0 | 0 |  | 0 | 0 | 0 | 0 | 0 | 0 | 0 | 0 | 0 | 0 | 0 | 0 | 0 | 0 | 0 | 0 | 0 | 0 | 0 | 0 | 1 |  | 0 | 0 | 0 | 0 | 0 | 0 | 0 | 0 | 0 | 0 | 0 | 0 | 0 | 0 | 0 | 0 | 0 | 0 | 0 |  | 1 | 1 | 1 | 1 | 1 | 1 | 1 | 1 | 1 | 1 | 1 | 0
SDGE | Imperial Beach | 69 | 0 | 0 | 0 | 0 | 0 | 0 | 0 | 0 | 0 | 0 | 0 | 0 | 0 | 0 | 0 | 0 | 0 | 0 | 0 | 0 |  | 0 | 0 | 0 | 0 | 0 | 0 | 0 | 0 | 0 | 0 | 0 | 0 | 0 | 0 | 0 | 3 | 0 | 3 | 0 | 1 | 4 |  | 0 | 0 | 0 | 0 | 0 | 0 | 0 | 0 | 0 | 0 | 0 | 0 | 0 | 0 | 0 | 2 | 0 | 2 | 0 |  | 1 | 1 | 1 | 1 | 1 | 1 | 1 | 5 | 1 | 5 | 1 | 1
SDGE | Imperial Valley | 230 | 1000 | 0 | 0 | 0 | 0 | 0 | 0 | 0 | 0 | 0 | 0 | 0 | 500 | 107 | 607 | 528 | 0 | 528 | 0 | 1 |  | 100 | 0 | 0 | 0 | 0 | 0 | 0 | 0 | 0 | 0 | 0 | 0 | 100 | 492 | 592 | 578 | 150 | 728 | 0 | 1 | 6 |  | 0 | 0 | 0 | 0 | 0 | 0 | 0 | 0 | 0 | 0 | 0 | 0 | 0 | 2 | 0 | 0 | 2 | 1 | 0 |  | 1 | 1 | 1 | 1 | 1 | 1 | 1 | 1 | 5 | 3 | 1 | 1
SDGE | Imperial Valley | 500 | 0 | 0 | 0 | 0 | 0 | 0 | 0 | 0 | 0 | 0 | 0 | 0 | 250 | 250 | 500 | 0 | 0 | 0 | 0 | 1 |  | 0 | 0 | 0 | 0 | 0 | 0 | 0 | 0 | 0 | 0 | 0 | 0 | 0 | 0 | 0 | 0 | 0 | 0 | 0 | 0 | 6 |  | 0 | 0 | 0 | 0 | 0 | 0 | 0 | 0 | 0 | 0 | 0 | 0 | 0 | 0 | 0 | 0 | 0 | 0 | 0 |  | 1 | 1 | 1 | 1 | 1 | 1 | 1 | 1 | 1 | 1 | 1 | 0
EOP | Innovation | 138 | 0 | 0 | 0 | 0 | 0 | 0 | 0 | 0 | 0 | 0 | 0 | 0 | 0 | 0 | 0 | 0 | 0 | 0 | 0 | 0 |  | 0 | 0 | 0 | 0 | 0 | 0 | 0 | 0 | 0 | 0 | 0 | 0 | 0 | 0 | 0 | 0 | 0 | 0 | 0 | 0 | 2 |  | 0 | 0 | 0 | 0 | 0 | 0 | 0 | 0 | 0 | 0 | 0 | 0 | 0 | 0 | 0 | 0 | 0 | 0 | 0 |  | 1 | 1 | 1 | 1 | 1 | 1 | 1 | 1 | 1 | 1 | 1 | 0
EOP | Innovation | 230 | 0 | 0 | 0 | 0 | 0 | 0 | 0 | 0 | 0 | 0 | 0 | 0 | 0 | 0 | 0 | 0 | 0 | 0 | 0 | 0 |  | 0 | 0 | 0 | 0 | 0 | 0 | 0 | 0 | 0 | 0 | 0 | 0 | 300 | 300 | 600 | 0 | 150 | 150 | 0 | 1 | 2 |  | 0 | 0 | 0 | 0 | 0 | 0 | 0 | 0 | 0 | 0 | 0 | 0 | 2 | 2 | 2 | 0 | 2 | 2 | 0 |  | 1 | 1 | 1 | 1 | 1 | 1 | 5 | 1 | 5 | 5 | 1 | 1
SCE NOL | Inyokern | 115 | 116 | 0 | 0 | 0 | 0 | 0 | 0 | 0 | 0 | 0 | 0 | 0 | 0 | 31.8 | 31.8 | 0 | 0 | 0 | 0 | 1 |  | 0 | 1.5 | 0 | 0 | 0 | 0 | 0 | 0 | 0 | 0 | 0 | 0 | 0 | 31.8 | 31.8 | 25 | 0 | 25 | 0 | 1 | 3 |  | 0 | 2 | 0 | 0 | 0 | 0 | 0 | 0 | 0 | 0 | 0 | 0 | 0 | 0 | 0 | 2 | 0 | 2 | 0 |  | 1 | 5 | 1 | 1 | 1 | 1 | 1 | 5 | 1 | 5 | 1 | 1
EOP | IS Tap | 138 | 0 | 0 | 0 | 0 | 0 | 0 | 0 | 0 | 0 | 0 | 0 | 0 | 0 | 0 | 0 | 0 | 0 | 0 | 0 | 0 |  | 0 | 0 | 0 | 0 | 0 | 0 | 0 | 0 | 0 | 0 | 0 | 0 | 0 | 0 | 0 | 0 | 0 | 0 | 0 | 0 | 2 |  | 0 | 0 | 0 | 0 | 0 | 0 | 0 | 0 | 0 | 0 | 0 | 0 | 0 | 0 | 0 | 0 | 0 | 0 | 0 |  | 1 | 1 | 1 | 1 | 1 | 1 | 1 | 1 | 1 | 1 | 1 | 0
EOP | Ivanpah | 115 | 0 | 0 | 0 | 0 | 0 | 0 | 0 | 0 | 0 | 0 | 0 | 0 | 0 | 0 | 0 | 0 | 0 | 0 | 0 | 0 |  | 0 | 0 | 0 | 0 | 0 | 0 | 0 | 0 | 0 | 0 | 0 | 0 | 0 | 0 | 0 | 0 | 0 | 0 | 0 | 0 | 1 |  | 0 | 0 | 0 | 0 | 0 | 0 | 0 | 0 | 0 | 0 | 0 | 0 | 0 | 0 | 0 | 0 | 0 | 0 | 0 |  | 1 | 1 | 1 | 1 | 1 | 1 | 1 | 1 | 1 | 1 | 1 | 0
EOP | Ivanpah | 230 | 0 | 0 | 0 | 0 | 0 | 0 | 0 | 0 | 0 | 0 | 0 | 0 | 0 | 0 | 0 | 0 | 0 | 0 | 0 | 0 |  | 0 | 0 | 0 | 0 | 0 | 0 | 0 | 0 | 0 | 0 | 0 | 0 | 0 | 0 | 0 | 0 | 0 | 0 | 0 | 0 | 1 |  | 0 | 0 | 0 | 0 | 0 | 0 | 0 | 0 | 0 | 0 | 0 | 0 | 0 | 0 | 0 | 0 | 0 | 0 | 0 |  | 1 | 1 | 1 | 1 | 1 | 1 | 1 | 1 | 1 | 1 | 1 | 0
EOP | Jackass (DOE) | 138 | 0 | 0 | 0 | 0 | 0 | 0 | 0 | 0 | 0 | 0 | 0 | 0 | 0 | 0 | 0 | 0 | 0 | 0 | 0 | 0 |  | 0 | 0 | 0 | 0 | 0 | 0 | 0 | 0 | 0 | 0 | 0 | 0 | 0 | 0 | 0 | 0 | 0 | 0 | 0 | 0 | 2 |  | 0 | 0 | 0 | 0 | 0 | 0 | 0 | 0 | 0 | 0 | 0 | 0 | 0 | 0 | 0 | 0 | 0 | 0 | 0 |  | 1 | 1 | 1 | 1 | 1 | 1 | 1 | 1 | 1 | 1 | 1 | 0
PG&E NGBA | James B Black | 230 | 131 | 0 | 0 | 0 | 0 | 0 | 0 | 0 | 0 | 0 | 0 | 0 | 0 | 0 | 0 | 0 | 0 | 0 | 0 | 1 |  | 0 | 0 | 0 | 0 | 0 | 0 | 0 | 0 | 0 | 0 | 0 | 0 | 0 | 0 | 0 | 0 | 0 | 0 | 0 | 0 | 0 |  | 0 | 0 | 0 | 0 | 0 | 0 | 0 | 0 | 0 | 0 | 0 | 0 | 0 | 0 | 0 | 0 | 0 | 0 | 0 |  | 1 | 1 | 1 | 1 | 1 | 1 | 1 | 1 | 1 | 1 | 1 | 0
PG&E GBA | Jefferson | 230 | 0 | 0 | 0 | 0 | 0 | 0 | 0 | 0 | 0 | 0 | 0 | 0 | 0 | 0 | 0 | 0 | 0 | 0 | 0 | 0 |  | 0 | 0 | 0 | 0 | 0 | 0 | 0 | 0 | 0 | 0 | 0 | 0 | 0 | 0 | 0 | 0 | 0 | 0 | 0 | 0 | 1 |  | 0 | 0 | 0 | 0 | 0 | 0 | 0 | 0 | 0 | 0 | 0 | 0 | 0 | 0 | 0 | 0 | 0 | 0 | 0 |  | 1 | 1 | 1 | 1 | 1 | 1 | 1 | 1 | 1 | 1 | 1 | 0
PG&E NGBA | Jessup | 115 | 100 | 0 | 0 | 0 | 0 | 0 | 0 | 0 | 0 | 0 | 0 | 0 | 0 | 0 | 0 | 0 | 0 | 0 | 0 | 1 |  | 0 | 17 | 0 | 0 | 0 | 0 | 0 | 0 | 0 | 0 | 0 | 0 | 0 | 0 | 0 | 0 | 0 | 0 | 0 | 1 | 0 |  | 0 | 2 | 0 | 0 | 0 | 0 | 0 | 0 | 0 | 0 | 0 | 0 | 0 | 0 | 0 | 0 | 0 | 0 | 0 |  | 1 | 4 | 1 | 1 | 1 | 1 | 1 | 1 | 1 | 1 | 1 | 1
SCE Metro | Johanna | 230 | 0 | 0 | 0 | 0 | 0 | 0 | 0 | 0 | 0 | 0 | 0 | 0 | 0 | 0 | 0 | 0 | 0 | 0 | 0 | 0 |  | 0 | 0 | 0 | 0 | 0 | 0 | 0 | 0 | 0 | 0 | 0 | 0 | 0 | 0 | 0 | 0 | 0 | 0 | 0 | 0 | 0 |  | 0 | 0 | 0 | 0 | 0 | 0 | 0 | 0 | 0 | 0 | 0 | 0 | 0 | 0 | 0 | 0 | 0 | 0 | 0 |  | 1 | 1 | 1 | 1 | 1 | 1 | 1 | 1 | 1 | 1 | 1 | 0
SCE Eastern | Julian Hinds | 230 | 0 | 0 | 0 | 0 | 0 | 0 | 0 | 0 | 0 | 0 | 0 | 0 | 0 | 0 | 0 | 0 | 0 | 0 | 0 | 0 |  | 0 | 0 | 0 | 0 | 0 | 0 | 0 | 0 | 0 | 0 | 0 | 0 | 0 | 0 | 0 | 0 | 0 | 0 | 0 | 0 | 1 |  | 0 | 0 | 0 | 0 | 0 | 0 | 0 | 0 | 0 | 0 | 0 | 0 | 0 | 0 | 0 | 0 | 0 | 0 | 0 |  | 1 | 1 | 1 | 1 | 1 | 1 | 1 | 1 | 1 | 1 | 1 | 0
PG&E GBA | Kasson | 115 | 0 | 0 | 0 | 0 | 0 | 0 | 0 | 0 | 0 | 0 | 0 | 0 | 0 | 0 | 0 | 0 | 0 | 0 | 0 | 0 |  | 0 | 0 | 0 | 0 | 0 | 0 | 0 | 0 | 0 | 0 | 0 | 0 | 0 | 0 | 0 | 0 | 0 | 0 | 0 | 0 | 0 |  | 0 | 0 | 0 | 0 | 0 | 0 | 0 | 0 | 0 | 0 | 0 | 0 | 0 | 0 | 0 | 0 | 0 | 0 | 0 |  | 1 | 1 | 1 | 1 | 1 | 1 | 1 | 1 | 1 | 1 | 1 | 0
PG&E GBA | Kasson | 60 | 0 | 0 | 0 | 0 | 0 | 0 | 0 | 0 | 0 | 0 | 0 | 0 | 0 | 0 | 0 | 0 | 0 | 0 | 0 | 0 |  | 0 | 0 | 0 | 0 | 0 | 0 | 0 | 0 | 0 | 0 | 0 | 0 | 0 | 0 | 0 | 0 | 0 | 0 | 0 | 0 | 0 |  | 0 | 0 | 0 | 0 | 0 | 0 | 0 | 0 | 0 | 0 | 0 | 0 | 0 | 0 | 0 | 0 | 0 | 0 | 0 |  | 1 | 1 | 1 | 1 | 1 | 1 | 1 | 1 | 1 | 1 | 1 | 0
PG&E FRESNO | Kearney | 230 | 0 | 0 | 0 | 0 | 0 | 0 | 0 | 0 | 0 | 0 | 0 | 0 | 0 | 0 | 0 | 0 | 0 | 0 | 0 | 0 |  | 0 | 0 | 0 | 0 | 0 | 0 | 0 | 0 | 0 | 0 | 0 | 10 | 300 | 100 | 400 | 0 | 20 | 20 | 0 | 1 | 1 |  | 0 | 0 | 0 | 0 | 0 | 0 | 0 | 0 | 0 | 0 | 0 | 2 | 2 | 2 | 2 | 0 | 2 | 2 | 0 |  | 1 | 1 | 1 | 1 | 1 | 5 | 5 | 1 | 5 | 5 | 1 | 1
PG&E FRESNO | Kearney | 70 | 0 | 0 | 0 | 0 | 0 | 0 | 0 | 0 | 0 | 0 | 0 | 0 | 0 | 0 | 0 | 0 | 0 | 0 | 0 | 0 |  | 0 | 0 | 0 | 0 | 0 | 0 | 0 | 0 | 0 | 0 | 0 | 0 | 0 | 0 | 0 | 0 | 0 | 0 | 0 | 0 | 2 |  | 0 | 0 | 0 | 0 | 0 | 0 | 0 | 0 | 0 | 0 | 0 | 0 | 0 | 0 | 0 | 0 | 0 | 0 | 0 |  | 1 | 1 | 1 | 1 | 1 | 1 | 1 | 1 | 1 | 1 | 1 | 0
PG&E GBA | Kelso | 230 | 0 | 0 | 0 | 0 | 0 | 0 | 0 | 0 | 0 | 0 | 0 | 0 | 0 | 0 | 0 | 90.7 | 0 | 90.7 | 0 | 1 |  | 0 | 0 | 80.8 | 3.45 | 84.25 | 0 | 0 | 0 | 0 | 0 | 0 | 0 | 0 | 0 | 0 | 90.7 | 0 | 90.7 | 0 | 1 | 0 |  | 0 | 0 | 2 | 2 | 2 | 0 | 0 | 0 | 0 | 0 | 0 | 0 | 0 | 0 | 0 | 0 | 0 | 0 | 0 |  | 1 | 1 | 4 | 1 | 1 | 1 | 1 | 1 | 1 | 1 | 1 | 1
PG&E FRESNO | Kerchoff 1 | 115 | 0 | 0 | 0 | 0 | 0 | 0 | 0 | 0 | 0 | 0 | 0 | 0 | 0 | 0 | 0 | 0 | 0 | 0 | 0 | 0 |  | 0 | 2 | 0 | 0 | 0 | 0 | 0 | 0 | 0 | 0 | 0 | 0 | 0 | 0 | 0 | 0 | 0 | 0 | 0 | 1 | 1 |  | 0 | 2 | 0 | 0 | 0 | 0 | 0 | 0 | 0 | 0 | 0 | 0 | 0 | 0 | 0 | 0 | 0 | 0 | 0 |  | 1 | 5 | 1 | 1 | 1 | 1 | 1 | 1 | 1 | 1 | 1 | 1
PG&E KERN | Kern Oil | 115 | 0 | 0 | 0 | 0 | 0 | 0 | 0 | 0 | 0 | 0 | 0 | 0 | 0 | 100 | 100 | 0 | 0 | 0 | 0 | 1 |  | 0 | 0 | 0 | 0 | 0 | 0 | 0 | 0 | 0 | 0 | 0 | 1 | 0 | 0 | 0 | 0 | 0 | 0 | 0 | 1 | 0 |  | 0 | 0 | 0 | 0 | 0 | 0 | 0 | 0 | 0 | 0 | 0 | 2 | 0 | 0 | 0 | 0 | 0 | 0 | 0 |  | 1 | 1 | 1 | 1 | 1 | 4 | 1 | 1 | 1 | 1 | 1 | 1
PG&E KERN | Kern PP | 115 | 0 | 0 | 0 | 0 | 0 | 0 | 0 | 0 | 0 | 0 | 0 | 0 | 0 | 50 | 50 | 0 | 0 | 0 | 0 | 1 |  | 0 | 0 | 0 | 0 | 0 | 0 | 0 | 0 | 0 | 0 | 0 | 0 | 0 | 0 | 0 | 0 | 0 | 0 | 0 | 0 | 0 |  | 0 | 0 | 0 | 0 | 0 | 0 | 0 | 0 | 0 | 0 | 0 | 0 | 0 | 0 | 0 | 0 | 0 | 0 | 0 |  | 1 | 1 | 1 | 1 | 1 | 1 | 1 | 1 | 1 | 1 | 1 | 0
PG&E KERN | Kern PP | 230 | 0 | 0 | 0 | 0 | 0 | 0 | 0 | 0 | 0 | 0 | 0 | 0 | 0 | 0 | 0 | 0 | 0 | 0 | 0 | 0 |  | 0 | 0 | 0 | 0 | 0 | 0 | 0 | 0 | 0 | 0 | 0 | 0 | 0 | 0 | 0 | 0 | 0 | 0 | 0 | 0 | 0 |  | 0 | 0 | 0 | 0 | 0 | 0 | 0 | 0 | 0 | 0 | 0 | 0 | 0 | 0 | 0 | 0 | 0 | 0 | 0 |  | 1 | 1 | 1 | 1 | 1 | 1 | 1 | 1 | 1 | 1 | 1 | 0
PG&E KERN | Kern PP | 70 | 0 | 0 | 0 | 0 | 0 | 0 | 0 | 0 | 0 | 0 | 0 | 0 | 0 | 0 | 0 | 0 | 0 | 0 | 0 | 0 |  | 0 | 0 | 0 | 0 | 0 | 0 | 0 | 0 | 0 | 0 | 0 | 0 | 0 | 0 | 0 | 0 | 0 | 0 | 0 | 0 | 0 |  | 0 | 0 | 0 | 0 | 0 | 0 | 0 | 0 | 0 | 0 | 0 | 0 | 0 | 0 | 0 | 0 | 0 | 0 | 0 |  | 1 | 1 | 1 | 1 | 1 | 1 | 1 | 1 | 1 | 1 | 1 | 0
PG&E KERN | Kernridge | 115 | 0 | 0 | 0 | 0 | 0 | 0 | 0 | 0 | 0 | 0 | 0 | 0 | 0 | 0 | 0 | 0 | 0 | 0 | 0 | 0 |  | 0 | 0 | 0 | 0 | 0 | 0 | 0 | 0 | 0 | 0 | 0 | 0 | 0 | 0 | 0 | 0 | 0 | 0 | 0 | 0 | 0 |  | 0 | 0 | 0 | 0 | 0 | 0 | 0 | 0 | 0 | 0 | 0 | 0 | 0 | 0 | 0 | 0 | 0 | 0 | 0 |  | 1 | 1 | 1 | 1 | 1 | 1 | 1 | 1 | 1 | 1 | 1 | 0
PG&E FRESNO | Kingsburg | 115 | 0 | 0 | 0 | 0 | 0 | 0 | 0 | 0 | 0 | 0 | 0 | 0 | 0 | 0 | 0 | 0 | 0 | 0 | 0 | 0 |  | 0 | 0 | 0 | 0 | 0 | 0 | 0 | 0 | 0 | 0 | 0 | 0 | 0 | 0 | 0 | 0 | 0 | 0 | 0 | 0 | 2 |  | 0 | 0 | 0 | 0 | 0 | 0 | 0 | 0 | 0 | 0 | 0 | 0 | 0 | 0 | 0 | 0 | 0 | 0 | 0 |  | 1 | 1 | 1 | 1 | 1 | 1 | 1 | 1 | 1 | 1 | 1 | 0
PG&E GBA | Kirker | 115 | 0 | 0 | 0 | 0 | 0 | 0 | 0 | 0 | 0 | 0 | 0 | 2.9 | 0 | 0 | 0 | 0 | 0 | 0 | 0 | 1 |  | 0 | 0 | 0 | 0 | 0 | 0 | 0 | 0 | 0 | 0 | 0 | 2.9 | 0 | 0 | 0 | 0 | 0 | 0 | 0 | 1 | 0 |  | 0 | 0 | 0 | 0 | 0 | 0 | 0 | 0 | 0 | 0 | 0 | 0 | 0 | 0 | 0 | 0 | 0 | 0 | 0 |  | 1 | 1 | 1 | 1 | 1 | 1 | 1 | 1 | 1 | 1 | 1 | 0
PG&E NGBA | Knights Landing | 115 | 0 | 0 | 0 | 0 | 0 | 0 | 0 | 0 | 0 | 0 | 0 | 0 | 0 | 0 | 0 | 0 | 0 | 0 | 0 | 0 |  | 0 | 0 | 0 | 0 | 0 | 0 | 0 | 0 | 0 | 0 | 0 | 0 | 0 | 0 | 0 | 0 | 0 | 0 | 0 | 0 | 0 |  | 0 | 0 | 0 | 0 | 0 | 0 | 0 | 0 | 0 | 0 | 0 | 0 | 0 | 0 | 0 | 0 | 0 | 0 | 0 |  | 1 | 1 | 1 | 1 | 1 | 1 | 1 | 1 | 1 | 1 | 1 | 0
PG&E NGBA | Konocti | 60 | 0 | 0 | 0 | 0 | 0 | 0 | 0 | 0 | 0 | 0 | 0 | 0 | 0 | 0 | 0 | 0 | 0 | 0 | 0 | 0 |  | 0 | 0.2 | 0 | 0 | 0 | 0 | 0 | 0 | 0 | 0 | 0 | 0 | 0 | 0 | 0 | 0 | 0 | 0 | 0 | 1 | 1 |  | 0 | 2 | 0 | 0 | 0 | 0 | 0 | 0 | 0 | 0 | 0 | 0 | 0 | 0 | 0 | 0 | 0 | 0 | 0 |  | 1 | 5 | 1 | 1 | 1 | 1 | 1 | 1 | 1 | 1 | 1 | 1
SCE NOL | Kramer | 115 | 0 | 0 | 0 | 0 | 0 | 0 | 0 | 0 | 0 | 0 | 0 | 0 | 0 | 4 | 4 | 0 | 6 | 6 | 0 | 1 |  | 0 | 0 | 0 | 0 | 0 | 0 | 0 | 0 | 0 | 0 | 0 | 4 | 0 | 8 | 8 | 0 | 6 | 6 | 0 | 1 | 3 |  | 0 | 0 | 0 | 0 | 0 | 0 | 0 | 0 | 0 | 0 | 0 | 2 | 0 | 2 | 2 | 0 | 0 | 0 | 0 |  | 1 | 1 | 1 | 1 | 1 | 5 | 4 | 1 | 1 | 1 | 1 | 1
SCE NOL | Kramer | 230 | 0 | 0 | 0 | 0 | 0 | 0 | 0 | 0 | 0 | 0 | 0 | 0 | 70 | 200 | 270 | 225 | 0 | 225 | 0 | 1 |  | 0 | 0 | 0 | 0 | 0 | 0 | 0 | 0 | 0 | 0 | 0 | 0 | 89 | 200 | 289 | 268.7 | 0 | 268.7 | 0 | 1 | 3 |  | 0 | 0 | 0 | 0 | 0 | 0 | 0 | 0 | 0 | 0 | 0 | 0 | 1 | 0 | 0 | 1 | 0 | 1 | 0 |  | 1 | 1 | 1 | 1 | 1 | 1 | 3 | 3 | 1 | 3 | 1 | 1
SCE Metro | La Cienega | 230 | 0 | 0 | 0 | 0 | 0 | 0 | 0 | 0 | 0 | 0 | 0 | 0 | 0 | 0 | 0 | 0 | 0 | 0 | 0 | 0 |  | 0 | 0 | 0 | 0 | 0 | 0 | 0 | 0 | 0 | 0 | 0 | 0 | 0 | 0 | 0 | 0 | 0 | 0 | 0 | 0 | 0 |  | 0 | 0 | 0 | 0 | 0 | 0 | 0 | 0 | 0 | 0 | 0 | 0 | 0 | 0 | 0 | 0 | 0 | 0 | 0 |  | 1 | 1 | 1 | 1 | 1 | 1 | 1 | 1 | 1 | 1 | 1 | 0
SCE Metro | La Fresa | 230 | 0 | 0 | 0 | 0 | 0 | 0 | 0 | 0 | 0 | 0 | 0 | 0 | 0 | 0 | 0 | 0 | 0 | 0 | 0 | 0 |  | 0 | 0 | 0 | 0 | 0 | 0 | 0 | 0 | 0 | 0 | 0 | 0.64 | 0 | 0 | 0 | 0 | 0 | 0 | 0 | 1 | 0 |  | 0 | 0 | 0 | 0 | 0 | 0 | 0 | 0 | 0 | 0 | 0 | 2 | 0 | 0 | 0 | 0 | 0 | 0 | 0 |  | 1 | 1 | 1 | 1 | 1 | 4 | 1 | 1 | 1 | 1 | 1 | 1
SCE Metro | Laguna Bell | 230 | 0 | 0 | 0 | 0 | 0 | 0 | 0 | 0 | 0 | 0 | 0 | 0.68 | 0 | 0 | 0 | 250 | 0 | 250 | 0 | 1 |  | 0 | 0 | 0 | 0 | 0 | 0 | 0 | 0 | 0 | 0 | 0 | 3.27 | 0 | 0 | 0 | 350 | 150 | 500 | 0 | 1 | 0 |  | 0 | 0 | 0 | 0 | 0 | 0 | 0 | 0 | 0 | 0 | 0 | 2 | 0 | 0 | 0 | 1 | 2 | 2 | 0 |  | 1 | 1 | 1 | 1 | 1 | 4 | 1 | 3 | 4 | 4 | 1 | 1
PG&E KERN | Lakeview | 70 | 0 | 0 | 0 | 0 | 0 | 0 | 0 | 0 | 0 | 0 | 0 | 0 | 0 | 0 | 0 | 65.6 | 0 | 65.6 | 0 | 1 |  | 0 | 0 | 0 | 0 | 0 | 0 | 0 | 0 | 0 | 0 | 0 | 0 | 0 | 70 | 70 | 65.5 | 0 | 65.5 | 0 | 1 | 0 |  | 0 | 0 | 0 | 0 | 0 | 0 | 0 | 0 | 0 | 0 | 0 | 0 | 0 | 2 | 2 | 0 | 0 | 0 | 0 |  | 1 | 1 | 1 | 1 | 1 | 1 | 4 | 1 | 1 | 1 | 1 | 1
PG&E NGBA | Lakeville | 230 | 0 | 0 | 0 | 0 | 0 | 0 | 0 | 0 | 0 | 0 | 0 | 0 | 0 | 0 | 0 | 0 | 0 | 0 | 0 | 0 |  | 0 | 0 | 0 | 0 | 0 | 0 | 0 | 0 | 0 | 0 | 0 | 0 | 0 | 0 | 0 | 0 | 0 | 0 | 0 | 0 | 2 |  | 0 | 0 | 0 | 0 | 0 | 0 | 0 | 0 | 0 | 0 | 0 | 0 | 0 | 0 | 0 | 0 | 0 | 0 | 0 |  | 1 | 1 | 1 | 1 | 1 | 1 | 1 | 1 | 1 | 1 | 1 | 0
PG&E NGBA | Lakeville | 60 | 0 | 0 | 0 | 0 | 0 | 0 | 0 | 0 | 0 | 0 | 0 | 0 | 0 | 0 | 0 | 0 | 0 | 0 | 0 | 0 |  | 0 | 0 | 0 | 0 | 0 | 0 | 0 | 0 | 0 | 0 | 0 | 4 | 0 | 0 | 0 | 0 | 0 | 0 | 0 | 1 | 2 |  | 0 | 0 | 0 | 0 | 0 | 0 | 0 | 0 | 0 | 0 | 0 | 2 | 0 | 0 | 0 | 0 | 0 | 0 | 0 |  | 1 | 1 | 1 | 1 | 1 | 5 | 1 | 1 | 1 | 1 | 1 | 1
PG&E NGBA | Lakeville | 115 | 0 | 0 | 0 | 0 | 0 | 0 | 0 | 0 | 0 | 0 | 0 | 0 | 0 | 0 | 0 | 50 | 0 | 50 | 0 | 1 |  | 0 | 0 | 0 | 0 | 0 | 0 | 0 | 0 | 0 | 0 | 0 | 0 | 0 | 0 | 0 | 50 | 0 | 50 | 0 | 1 | 2 |  | 0 | 0 | 0 | 0 | 0 | 0 | 0 | 0 | 0 | 0 | 0 | 0 | 0 | 0 | 0 | 0 | 0 | 0 | 0 |  | 1 | 1 | 1 | 1 | 1 | 1 | 1 | 1 | 1 | 1 | 1 | 0
PG&E GBA | Lakewood | 115 | 0 | 0 | 0 | 0 | 0 | 0 | 0 | 0 | 0 | 0 | 0 | 0 | 0 | 0 | 0 | 0 | 0 | 0 | 0 | 0 |  | 0 | 0 | 0 | 0 | 0 | 0 | 0 | 0 | 0 | 0 | 0 | 0 | 0 | 0 | 0 | 0 | 0 | 0 | 0 | 0 | 0 |  | 0 | 0 | 0 | 0 | 0 | 0 | 0 | 0 | 0 | 0 | 0 | 0 | 0 | 0 | 0 | 0 | 0 | 0 | 0 |  | 1 | 1 | 1 | 1 | 1 | 1 | 1 | 1 | 1 | 1 | 1 | 0
PG&E NGBA | Lambie | 230 | 0 | 0 | 0 | 0 | 0 | 0 | 0 | 0 | 0 | 0 | 0 | 0 | 0 | 0 | 0 | 0 | 0 | 0 | 0 | 0 |  | 0 | 0 | 0 | 0 | 0 | 0 | 0 | 0 | 0 | 0 | 0 | 0 | 0 | 0 | 0 | 0 | 0 | 0 | 0 | 0 | 0 |  | 0 | 0 | 0 | 0 | 0 | 0 | 0 | 0 | 0 | 0 | 0 | 0 | 0 | 0 | 0 | 0 | 0 | 0 | 0 |  | 1 | 1 | 1 | 1 | 1 | 1 | 1 | 1 | 1 | 1 | 1 | 0
PG&E GBA | Lammers | 115 | 0 | 0 | 0 | 0 | 0 | 0 | 0 | 0 | 0 | 0 | 0 | 0 | 0 | 0 | 0 | 0 | 0 | 0 | 0 | 0 |  | 0 | 0 | 0 | 0 | 0 | 0 | 0 | 0 | 0 | 0 | 0 | 0 | 0 | 0 | 0 | 0 | 0 | 0 | 0 | 0 | 0 |  | 0 | 0 | 0 | 0 | 0 | 0 | 0 | 0 | 0 | 0 | 0 | 0 | 0 | 0 | 0 | 0 | 0 | 0 | 0 |  | 1 | 1 | 1 | 1 | 1 | 1 | 1 | 1 | 1 | 1 | 1 | 0
PG&E KERN | Lamont | 115 | 0 | 0 | 0 | 0 | 0 | 0 | 0 | 0 | 0 | 0 | 0 | 0 | 100 | 31.2 | 131.2 | 0 | 0 | 0 | 0 | 1 |  | 0 | 5 | 0 | 0 | 0 | 0 | 0 | 0 | 0 | 0 | 0 | 4 | 30 | 170 | 200 | 0 | 55 | 55 | 0 | 1 | 0 |  | 0 | 2 | 0 | 0 | 0 | 0 | 0 | 0 | 0 | 0 | 0 | 2 | 0 | 2 | 2 | 0 | 2 | 2 | 0 |  | 1 | 4 | 1 | 1 | 1 | 4 | 4 | 1 | 4 | 4 | 1 | 1
PG&E FRESNO | Las Aguilas | 230 | 0 | 0 | 0 | 0 | 0 | 0 | 0 | 0 | 0 | 0 | 0 | 0 | 0 | 0 | 0 | 0 | 0 | 0 | 0 | 0 |  | 0 | 0 | 0 | 0 | 0 | 0 | 0 | 0 | 0 | 0 | 0 | 0 | 0 | 0 | 0 | 0 | 0 | 0 | 0 | 0 | 1 |  | 0 | 0 | 0 | 0 | 0 | 0 | 0 | 0 | 0 | 0 | 0 | 0 | 0 | 0 | 0 | 0 | 0 | 0 | 0 |  | 1 | 1 | 1 | 1 | 1 | 1 | 1 | 1 | 1 | 1 | 1 | 0
EOP | Lathrop | 138 | 0 | 0 | 0 | 0 | 0 | 0 | 0 | 0 | 0 | 0 | 0 | 0 | 0 | 0 | 0 | 0 | 0 | 0 | 0 | 0 |  | 0 | 0 | 0 | 0 | 0 | 0 | 0 | 0 | 0 | 0 | 0 | 0 | 0 | 0 | 0 | 0 | 0 | 0 | 0 | 0 | 2 |  | 0 | 0 | 0 | 0 | 0 | 0 | 0 | 0 | 0 | 0 | 0 | 0 | 0 | 0 | 0 | 0 | 0 | 0 | 0 |  | 1 | 1 | 1 | 1 | 1 | 1 | 1 | 1 | 1 | 1 | 1 | 0
EOP | Lathrop | 230 | 0 | 0 | 150 | 0 | 150 | 0 | 0 | 0 | 0 | 0 | 0 | 0 | 0 | 560 | 560 | 0 | 190 | 190 | 0 | 1 |  | 0 | 0 | 300 | 0 | 300 | 0 | 0 | 0 | 0 | 0 | 0 | 0 | 250 | 250 | 500 | 0 | 100 | 100 | 0 | 1 | 2 |  | 0 | 0 | 2 | 0 | 2 | 0 | 0 | 0 | 0 | 0 | 0 | 0 | 2 | 0 | 0 | 0 | 0 | 0 | 0 |  | 1 | 1 | 5 | 1 | 1 | 1 | 5 | 1 | 1 | 1 | 1 | 1
PG&E FRESNO | Le Grand | 115 | 0 | 0 | 0 | 0 | 0 | 0 | 0 | 0 | 0 | 0 | 0 | 0 | 0 | 0 | 0 | 0 | 0 | 0 | 0 | 0 |  | 0 | 0 | 0 | 0 | 0 | 0 | 0 | 0 | 0 | 0 | 0 | 0 | 80 | 205 | 285 | 0 | 30 | 30 | 0 | 1 | 2 |  | 0 | 0 | 0 | 0 | 0 | 0 | 0 | 0 | 0 | 0 | 0 | 0 | 2 | 2 | 2 | 0 | 2 | 2 | 0 |  | 1 | 1 | 1 | 1 | 1 | 1 | 5 | 1 | 5 | 5 | 1 | 1
PG&E FRESNO | Lemoore | 70 | 0 | 0 | 0 | 0 | 0 | 0 | 0 | 0 | 0 | 0 | 0 | 0 | 0 | 0 | 0 | 0 | 0 | 0 | 0 | 0 |  | 0 | 0 | 0 | 0 | 0 | 0 | 0 | 0 | 0 | 0 | 0 | 0 | 0 | 22 | 22 | 0 | 5 | 5 | 0 | 1 | 0 |  | 0 | 0 | 0 | 0 | 0 | 0 | 0 | 0 | 0 | 0 | 0 | 0 | 0 | 2 | 2 | 0 | 2 | 2 | 0 |  | 1 | 1 | 1 | 1 | 1 | 1 | 4 | 1 | 4 | 4 | 1 | 1
PG&E KERN | Lerdo | 115 | 0 | 0 | 0 | 0 | 0 | 0 | 0 | 0 | 0 | 0 | 0 | 0 | 0 | 0 | 0 | 0 | 0 | 0 | 0 | 0 |  | 0 | 0 | 0 | 0 | 0 | 0 | 0 | 0 | 0 | 0 | 0 | 0 | 0 | 0 | 0 | 0 | 0 | 0 | 0 | 0 | 0 |  | 0 | 0 | 0 | 0 | 0 | 0 | 0 | 0 | 0 | 0 | 0 | 0 | 0 | 0 | 0 | 0 | 0 | 0 | 0 |  | 1 | 1 | 1 | 1 | 1 | 1 | 1 | 1 | 1 | 1 | 1 | 0
SCE Metro | Lewis | 230 | 0 | 0 | 0 | 0 | 0 | 0 | 0 | 0 | 0 | 0 | 0 | 0 | 0 | 0 | 0 | 0 | 0 | 0 | 0 | 0 |  | 0 | 0 | 0 | 0 | 0 | 0 | 0 | 0 | 0 | 0 | 0 | 0 | 0 | 0 | 0 | 0 | 0 | 0 | 0 | 0 | 0 |  | 0 | 0 | 0 | 0 | 0 | 0 | 0 | 0 | 0 | 0 | 0 | 0 | 0 | 0 | 0 | 0 | 0 | 0 | 0 |  | 1 | 1 | 1 | 1 | 1 | 1 | 1 | 1 | 1 | 1 | 1 | 0
SCE Metro | Lighthipe | 230 | 0 | 0 | 0 | 0 | 0 | 0 | 0 | 0 | 0 | 0 | 0 | 1.32 | 0 | 0 | 0 | 0 | 0 | 0 | 0 | 1 |  | 0 | 0 | 0 | 0 | 0 | 0 | 0 | 0 | 0 | 0 | 0 | 3.24 | 0 | 0 | 0 | 0 | 250 | 250 | 0 | 1 | 0 |  | 0 | 0 | 0 | 0 | 0 | 0 | 0 | 0 | 0 | 0 | 0 | 2 | 0 | 0 | 0 | 0 | 2 | 2 | 0 |  | 1 | 1 | 1 | 1 | 1 | 4 | 1 | 1 | 4 | 4 | 1 | 1
SDGE | Lilac | 69 | 0 | 0 | 0 | 0 | 0 | 0 | 0 | 0 | 0 | 0 | 0 | 0 | 0 | 0 | 0 | 0 | 0 | 0 | 0 | 0 |  | 0 | 0 | 0 | 0 | 0 | 0 | 0 | 0 | 0 | 0 | 0 | 0 | 0 | 0 | 0 | 0 | 0 | 0 | 0 | 0 | 2 |  | 0 | 0 | 0 | 0 | 0 | 0 | 0 | 0 | 0 | 0 | 0 | 0 | 0 | 0 | 0 | 0 | 0 | 0 | 0 |  | 1 | 1 | 1 | 1 | 1 | 1 | 1 | 1 | 1 | 1 | 1 | 0
PG&E NGBA | Lincoln | 115 | 0 | 0 | 0 | 0 | 0 | 0 | 0 | 0 | 0 | 0 | 0 | 0 | 0 | 0 | 0 | 0 | 0 | 0 | 0 | 0 |  | 0 | 0 | 0 | 0 | 0 | 0 | 0 | 0 | 0 | 0 | 0 | 0 | 0 | 0 | 0 | 0 | 0 | 0 | 0 | 0 | 0 |  | 0 | 0 | 0 | 0 | 0 | 0 | 0 | 0 | 0 | 0 | 0 | 0 | 0 | 0 | 0 | 0 | 0 | 0 | 0 |  | 1 | 1 | 1 | 1 | 1 | 1 | 1 | 1 | 1 | 1 | 1 | 0
PG&E KERN | Live Oak | 115 | 0 | 0 | 0 | 0 | 0 | 0 | 0 | 0 | 0 | 0 | 0 | 0 | 100 | 0 | 100 | 0 | 0 | 0 | 0 | 1 |  | 0 | 0 | 0 | 0 | 0 | 0 | 0 | 0 | 0 | 0 | 0 | 0 | 0 | 0 | 0 | 0 | 0 | 0 | 0 | 0 | 0 |  | 0 | 0 | 0 | 0 | 0 | 0 | 0 | 0 | 0 | 0 | 0 | 0 | 0 | 0 | 0 | 0 | 0 | 0 | 0 |  | 1 | 1 | 1 | 1 | 1 | 1 | 1 | 1 | 1 | 1 | 1 | 0
PG&E GBA | Llagas | 115 | 0 | 0 | 0 | 0 | 0 | 0 | 0 | 0 | 0 | 0 | 0 | 0 | 0 | 0 | 0 | 0 | 0 | 0 | 0 | 0 |  | 0 | 0 | 0 | 0 | 0 | 0 | 0 | 0 | 0 | 0 | 0 | 0 | 0 | 50 | 50 | 0 | 27.2 | 27.2 | 0 | 1 | 1 |  | 0 | 0 | 0 | 0 | 0 | 0 | 0 | 0 | 0 | 0 | 0 | 0 | 0 | 2 | 2 | 0 | 2 | 2 | 0 |  | 1 | 1 | 1 | 1 | 1 | 1 | 4 | 1 | 5 | 5 | 1 | 1
PG&E GBA | Lockeford | 115 | 0 | 0 | 0 | 0 | 0 | 0 | 0 | 0 | 0 | 0 | 0 | 0 | 0 | 0 | 0 | 0 | 0 | 0 | 0 | 0 |  | 0 | 0 | 0 | 0 | 0 | 0 | 0 | 0 | 0 | 0 | 0 | 0 | 0 | 0 | 0 | 0 | 0 | 0 | 0 | 0 | 0 |  | 0 | 0 | 0 | 0 | 0 | 0 | 0 | 0 | 0 | 0 | 0 | 0 | 0 | 0 | 0 | 0 | 0 | 0 | 0 |  | 1 | 1 | 1 | 1 | 1 | 1 | 1 | 1 | 1 | 1 | 1 | 0
PG&E GBA | Lockeford | 230 | 0 | 0 | 0 | 0 | 0 | 0 | 0 | 0 | 0 | 0 | 0 | 0 | 0 | 200 | 200 | 0 | 0 | 0 | 0 | 1 |  | 0 | 0 | 0 | 0 | 0 | 0 | 0 | 0 | 0 | 0 | 0 | 0 | 0 | 0 | 0 | 0 | 0 | 0 | 0 | 0 | 1 |  | 0 | 0 | 0 | 0 | 0 | 0 | 0 | 0 | 0 | 0 | 0 | 0 | 0 | 0 | 0 | 0 | 0 | 0 | 0 |  | 1 | 1 | 1 | 1 | 1 | 1 | 1 | 1 | 1 | 1 | 1 | 0
PG&E GBA | Lockeford | 60 | 0 | 0 | 0 | 0 | 0 | 0 | 0 | 0 | 0 | 0 | 0 | 0 | 0 | 0 | 0 | 0 | 0 | 0 | 0 | 0 |  | 0 | 0 | 0 | 0 | 0 | 0 | 0 | 0 | 0 | 0 | 0 | 0 | 0 | 0 | 0 | 0 | 0 | 0 | 0 | 0 | 1 |  | 0 | 0 | 0 | 0 | 0 | 0 | 0 | 0 | 0 | 0 | 0 | 0 | 0 | 0 | 0 | 0 | 0 | 0 | 0 |  | 1 | 1 | 1 | 1 | 1 | 1 | 1 | 1 | 1 | 1 | 1 | 0
PG&E GBA | Lodi | 230 | 0 | 0 | 0 | 0 | 0 | 0 | 0 | 0 | 0 | 0 | 0 | 0 | 0 | 0 | 0 | 0 | 0 | 0 | 0 | 0 |  | 0 | 0 | 0 | 0 | 0 | 0 | 0 | 0 | 0 | 0 | 0 | 0 | 0 | 0 | 0 | 0 | 0 | 0 | 0 | 0 | 0 |  | 0 | 0 | 0 | 0 | 0 | 0 | 0 | 0 | 0 | 0 | 0 | 0 | 0 | 0 | 0 | 0 | 0 | 0 | 0 |  | 1 | 1 | 1 | 1 | 1 | 1 | 1 | 1 | 1 | 1 | 1 | 0
PG&E NGBA | Logan Creek | 230 | 0 | 0 | 0 | 0 | 0 | 0 | 0 | 0 | 0 | 0 | 0 | 0 | 0 | 0 | 0 | 0 | 0 | 0 | 0 | 0 |  | 0 | 0 | 0 | 0 | 0 | 0 | 0 | 0 | 0 | 0 | 0 | 0 | 0 | 0 | 0 | 0 | 0 | 0 | 0 | 0 | 0 |  | 0 | 0 | 0 | 0 | 0 | 0 | 0 | 0 | 0 | 0 | 0 | 0 | 0 | 0 | 0 | 0 | 0 | 0 | 0 |  | 1 | 1 | 1 | 1 | 1 | 1 | 1 | 1 | 1 | 1 | 1 | 0
PG&E GBA | Lone Tree | 230 | 0 | 0 | 0 | 0 | 0 | 0 | 0 | 0 | 0 | 0 | 0 | 0 | 0 | 0 | 0 | 0 | 0 | 0 | 0 | 0 |  | 0 | 0 | 0 | 0 | 0 | 0 | 0 | 0 | 0 | 0 | 0 | 1.8 | 0 | 0 | 0 | 0 | 0 | 0 | 0 | 1 | 0 |  | 0 | 0 | 0 | 0 | 0 | 0 | 0 | 0 | 0 | 0 | 0 | 2 | 0 | 0 | 0 | 0 | 0 | 0 | 0 |  | 1 | 1 | 1 | 1 | 1 | 4 | 1 | 1 | 1 | 1 | 1 | 1
PG&E FRESNO | Los Banos | 230 | 10 | 0 | 0 | 69.3 | 69.3 | 0 | 0 | 0 | 0 | 0 | 0 | 5.9 | 100 | 0 | 100 | 0 | 300 | 300 | 0 | 1 |  | 0 | 1.988 | 170.5 | 0 | 170.5 | 0 | 0 | 0 | 0 | 0 | 0 | 5.9 | 70 | 430 | 500 | 0.9 | 160 | 160.9 | 0 | 1 | 1 |  | 0 | 2 | 2 | 0 | 2 | 0 | 0 | 0 | 0 | 0 | 0 | 0 | 0 | 2 | 2 | 2 | 0 | 0 | 0 |  | 1 | 5 | 5 | 1 | 1 | 1 | 4 | 5 | 1 | 1 | 1 | 1
PG&E FRESNO | Los Banos | 500 | 0 | 0 | 0 | 0 | 0 | 0 | 0 | 0 | 0 | 0 | 0 | 0 | 100 | 0 | 100 | 0 | 477 | 477 | 0 | 1 |  | 0 | 0 | 0 | 0 | 0 | 0 | 0 | 0 | 0 | 0 | 0 | 0 | 400 | 500 | 900 | 0 | 200 | 200 | 0 | 1 | 0 |  | 0 | 0 | 0 | 0 | 0 | 0 | 0 | 0 | 0 | 0 | 0 | 0 | 2 | 2 | 2 | 0 | 0 | 0 | 0 |  | 1 | 1 | 1 | 1 | 1 | 1 | 4 | 1 | 1 | 1 | 1 | 1
SDGE | Los Coches | 138 | 0 | 0 | 0 | 0 | 0 | 0 | 0 | 0 | 0 | 0 | 0 | 0 | 0 | 0 | 0 | 0 | 0 | 0 | 0 | 0 |  | 0 | 0 | 0 | 0 | 0 | 0 | 0 | 0 | 0 | 0 | 0 | 0 | 0 | 0 | 0 | 0 | 0 | 0 | 0 | 0 | 2 |  | 0 | 0 | 0 | 0 | 0 | 0 | 0 | 0 | 0 | 0 | 0 | 0 | 0 | 0 | 0 | 0 | 0 | 0 | 0 |  | 1 | 1 | 1 | 1 | 1 | 1 | 1 | 1 | 1 | 1 | 1 | 0
SDGE | Los Coches | 69 | 0 | 0 | 0 | 0 | 0 | 0 | 0 | 0 | 0 | 0 | 0 | 0 | 0 | 0 | 0 | 0 | 0 | 0 | 0 | 0 |  | 0 | 0 | 0 | 0 | 0 | 0 | 0 | 0 | 0 | 0 | 0 | 0 | 0 | 0 | 0 | 1.5 | 0 | 1.5 | 0 | 1 | 2 |  | 0 | 0 | 0 | 0 | 0 | 0 | 0 | 0 | 0 | 0 | 0 | 0 | 0 | 0 | 0 | 2 | 0 | 2 | 0 |  | 1 | 1 | 1 | 1 | 1 | 1 | 1 | 5 | 1 | 5 | 1 | 1
PG&E GBA | Los Esteros | 115 | 0 | 0 | 0 | 0 | 0 | 0 | 0 | 0 | 0 | 0 | 0 | 0 | 0 | 0 | 0 | 0 | 0 | 0 | 0 | 0 |  | 0 | 0 | 0 | 0 | 0 | 0 | 0 | 0 | 0 | 0 | 0 | 0 | 0 | 0 | 0 | 3.3 | 0 | 3.3 | 0 | 1 | 0 |  | 0 | 0 | 0 | 0 | 0 | 0 | 0 | 0 | 0 | 0 | 0 | 0 | 0 | 0 | 0 | 2 | 0 | 2 | 0 |  | 1 | 1 | 1 | 1 | 1 | 1 | 1 | 4 | 1 | 4 | 1 | 1
PG&E GBA | Los Esteros | 230 | 0 | 0 | 0 | 0 | 0 | 0 | 0 | 0 | 0 | 0 | 0 | 0 | 0 | 0 | 0 | 0 | 0 | 0 | 0 | 0 |  | 0 | 0 | 0 | 0 | 0 | 0 | 0 | 0 | 0 | 0 | 0 | 0 | 0 | 0 | 0 | 0 | 100 | 100 | 0 | 1 | 0 |  | 0 | 0 | 0 | 0 | 0 | 0 | 0 | 0 | 0 | 0 | 0 | 0 | 0 | 0 | 0 | 0 | 2 | 2 | 0 |  | 1 | 1 | 1 | 1 | 1 | 1 | 1 | 1 | 4 | 4 | 1 | 1
PG&E GBA | Los Positas | 230 | 0 | 0 | 0 | 0 | 0 | 0 | 0 | 0 | 0 | 0 | 0 | 0 | 0 | 0 | 0 | 0 | 0 | 0 | 0 | 0 |  | 0 | 0 | 0 | 0 | 0 | 0 | 0 | 0 | 0 | 0 | 0 | 0 | 0 | 0 | 0 | 0 | 0 | 0 | 0 | 0 | 0 |  | 0 | 0 | 0 | 0 | 0 | 0 | 0 | 0 | 0 | 0 | 0 | 0 | 0 | 0 | 0 | 0 | 0 | 0 | 0 |  | 1 | 1 | 1 | 1 | 1 | 1 | 1 | 1 | 1 | 1 | 1 | 0
PG&E GBA | Los Positas | 60 | 0 | 0 | 0 | 0 | 0 | 0 | 0 | 0 | 0 | 0 | 0 | 0 | 0 | 0 | 0 | 0 | 0 | 0 | 0 | 0 |  | 0 | 0 | 0 | 0 | 0 | 0 | 0 | 0 | 0 | 0 | 0 | 0 | 0 | 0 | 0 | 0 | 0 | 0 | 0 | 0 | 0 |  | 0 | 0 | 0 | 0 | 0 | 0 | 0 | 0 | 0 | 0 | 0 | 0 | 0 | 0 | 0 | 0 | 0 | 0 | 0 |  | 1 | 1 | 1 | 1 | 1 | 1 | 1 | 1 | 1 | 1 | 1 | 0
SDGE | Loveland | 69 | 0 | 0 | 0 | 0 | 0 | 0 | 0 | 0 | 0 | 0 | 0 | 0 | 0 | 0 | 0 | 0 | 0 | 0 | 0 | 0 |  | 0 | 0 | 0 | 0 | 0 | 0 | 0 | 0 | 0 | 0 | 0 | 4 | 0 | 0 | 0 | 0 | 0 | 0 | 0 | 1 | 3 |  | 0 | 0 | 0 | 0 | 0 | 0 | 0 | 0 | 0 | 0 | 0 | 2 | 0 | 0 | 0 | 0 | 0 | 0 | 0 |  | 1 | 1 | 1 | 1 | 1 | 5 | 1 | 1 | 1 | 1 | 1 | 1
SCE NOL | Lugo | 230 | 0 | 0 | 0 | 0 | 0 | 0 | 0 | 0 | 0 | 0 | 0 | 0 | 165 | 0 | 165 | 0 | 0 | 0 | 362 | 1 |  | 0 | 0 | 0 | 0 | 0 | 0 | 0 | 0 | 0 | 0 | 0 | 0 | 0 | 0 | 0 | 0 | 0 | 0 | 0 | 0 | 1 |  | 0 | 0 | 0 | 0 | 0 | 0 | 0 | 0 | 0 | 0 | 0 | 0 | 0 | 0 | 0 | 0 | 0 | 0 | 0 |  | 1 | 1 | 1 | 1 | 1 | 1 | 1 | 1 | 1 | 1 | 1 | 0
SCE Metro | Lugo | 500 | 203 | 0 | 0 | 0 | 0 | 0 | 0 | 0 | 0 | 0 | 0 | 0 | 0 | 0 | 0 | 0 | 0 | 0 | 0 | 1 |  | 389 | 0 | 0 | 0 | 0 | 1750 | 0 | 1750 | 0 | 0 | 0 | 0 | 0 | 0 | 0 | 0 | 0 | 0 | 0 | 1 | 0 |  | 2 | 0 | 0 | 0 | 0 | 2 | 0 | 2 | 0 | 0 | 0 | 0 | 0 | 0 | 0 | 0 | 0 | 0 | 0 |  | 4 | 1 | 1 | 4 | 1 | 1 | 1 | 1 | 1 | 1 | 1 | 1
PG&E FRESNO | Madera | 70 | 0 | 0 | 0 | 0 | 0 | 0 | 0 | 0 | 0 | 0 | 0 | 0 | 0 | 0 | 0 | 0 | 0 | 0 | 0 | 0 |  | 0 | 0 | 0 | 0 | 0 | 0 | 0 | 0 | 0 | 0 | 0 | 0 | 0 | 0 | 0 | 0 | 0 | 0 | 0 | 0 | 1 |  | 0 | 0 | 0 | 0 | 0 | 0 | 0 | 0 | 0 | 0 | 0 | 0 | 0 | 0 | 0 | 0 | 0 | 0 | 0 |  | 1 | 1 | 1 | 1 | 1 | 1 | 1 | 1 | 1 | 1 | 1 | 0
PG&E NGBA | Madison | 115 | 0 | 0 | 0 | 0 | 0 | 0 | 0 | 0 | 0 | 0 | 0 | 0 | 0 | 13 | 13 | 10.2 | 0 | 10.2 | 0 | 1 |  | 0 | 0 | 0 | 0 | 0 | 0 | 0 | 0 | 0 | 0 | 0 | 0 | 0 | 13 | 13 | 10.2 | 0 | 10.2 | 0 | 1 | 0 |  | 0 | 0 | 0 | 0 | 0 | 0 | 0 | 0 | 0 | 0 | 0 | 0 | 0 | 0 | 0 | 0 | 0 | 0 | 0 |  | 1 | 1 | 1 | 1 | 1 | 1 | 1 | 1 | 1 | 1 | 1 | 0
PG&E KERN | Magunden | 115 | 0 | 0 | 0 | 0 | 0 | 0 | 0 | 0 | 0 | 0 | 0 | 0 | 100 | 0 | 100 | 0 | 0 | 0 | 0 | 1 |  | 0 | 0 | 0 | 0 | 0 | 0 | 0 | 0 | 0 | 0 | 0 | 0 | 0 | 0 | 0 | 0 | 0 | 0 | 0 | 0 | 0 |  | 0 | 0 | 0 | 0 | 0 | 0 | 0 | 0 | 0 | 0 | 0 | 0 | 0 | 0 | 0 | 0 | 0 | 0 | 0 |  | 1 | 1 | 1 | 1 | 1 | 1 | 1 | 1 | 1 | 1 | 1 | 0
SCE Northern | Magunden | 230 | 0 | 0 | 0 | 0 | 0 | 0 | 0 | 0 | 0 | 0 | 0 | 0 | 100 | 0 | 100 | 0 | 0 | 0 | 0 | 1 |  | 0 | 0 | 0 | 0 | 0 | 0 | 0 | 0 | 0 | 0 | 0 | 0 | 0 | 0 | 0 | 0 | 0 | 0 | 0 | 0 | 0 |  | 0 | 0 | 0 | 0 | 0 | 0 | 0 | 0 | 0 | 0 | 0 | 0 | 0 | 0 | 0 | 0 | 0 | 0 | 0 |  | 1 | 1 | 1 | 1 | 1 | 1 | 1 | 1 | 1 | 1 | 1 | 0
PG&E FRESNO | Malaga | 115 | 0 | 0 | 0 | 0 | 0 | 0 | 0 | 0 | 0 | 0 | 0 | 0 | 0 | 0 | 0 | 0 | 0 | 0 | 0 | 0 |  | 0 | 0 | 0 | 0 | 0 | 0 | 0 | 0 | 0 | 0 | 0 | 0 | 0 | 0 | 0 | 97 | 0 | 97 | 0 | 1 | 2 |  | 0 | 0 | 0 | 0 | 0 | 0 | 0 | 0 | 0 | 0 | 0 | 0 | 0 | 0 | 0 | 2 | 0 | 2 | 0 |  | 1 | 1 | 1 | 1 | 1 | 1 | 1 | 5 | 1 | 5 | 1 | 1
PG&E NGBA | Malin | 500 | 1383.8 | 0 | 0 | 0 | 0 | 0 | 0 | 0 | 0 | 0 | 0 | 0 | 0 | 0 | 0 | 0 | 0 | 0 | 0 | 1 |  | 0 | 0 | 0 | 0 | 0 | 0 | 0 | 0 | 0 | 0 | 0 | 0 | 0 | 0 | 0 | 0 | 0 | 0 | 0 | 0 | 0 |  | 0 | 0 | 0 | 0 | 0 | 0 | 0 | 0 | 0 | 0 | 0 | 0 | 0 | 0 | 0 | 0 | 0 | 0 | 0 |  | 1 | 1 | 1 | 1 | 1 | 1 | 1 | 1 | 1 | 1 | 1 | 0
SCE Northern | Mandalay | 230 | 0 | 0 | 0 | 0 | 0 | 0 | 0 | 0 | 0 | 0 | 0 | 0 | 0 | 0 | 0 | 0 | 0 | 0 | 0 | 0 |  | 0 | 0 | 0 | 0 | 0 | 0 | 0 | 0 | 0 | 0 | 0 | 0 | 0 | 0 | 0 | 0 | 0 | 0 | 0 | 0 | 0 |  | 0 | 0 | 0 | 0 | 0 | 0 | 0 | 0 | 0 | 0 | 0 | 0 | 0 | 0 | 0 | 0 | 0 | 0 | 0 |  | 1 | 1 | 1 | 1 | 1 | 1 | 1 | 1 | 1 | 1 | 1 | 0
PG&E FRESNO | Manning | 230 | 0 | 0 | 0 | 0 | 0 | 0 | 0 | 0 | 0 | 0 | 0 | 0 | 100 | 0 | 100 | 0 | 0 | 0 | 0 | 1 |  | 0 | 0 | 0 | 0 | 0 | 0 | 0 | 0 | 0 | 0 | 0 | 0 | 100 | 400 | 500 | 0 | 100 | 100 | 0 | 1 | 0 |  | 0 | 0 | 0 | 0 | 0 | 0 | 0 | 0 | 0 | 0 | 0 | 0 | 0 | 2 | 2 | 0 | 2 | 2 | 0 |  | 1 | 1 | 1 | 1 | 1 | 1 | 4 | 1 | 4 | 4 | 1 | 1
PG&E FRESNO | Manning | 500 | 0 | 0 | 0 | 0 | 0 | 0 | 0 | 0 | 0 | 0 | 0 | 0 | 1591 | 278.6 | 1869.6 | 0 | 800 | 800 | 0 | 1 |  | 0 | 0 | 0 | 0 | 0 | 0 | 0 | 0 | 0 | 0 | 0 | 0 | 900 | 1100 | 2000 | 0 | 545 | 545 | 0 | 1 | 0 |  | 0 | 0 | 0 | 0 | 0 | 0 | 0 | 0 | 0 | 0 | 0 | 0 | 0 | 2 | 1 | 0 | 0 | 0 | 0 |  | 1 | 1 | 1 | 1 | 1 | 1 | 3 | 1 | 1 | 1 | 1 | 1
PG&E GBA | Manteca | 115 | 0 | 0 | 0 | 0 | 0 | 0 | 0 | 0 | 0 | 0 | 0 | 0 | 0 | 0 | 0 | 0 | 0 | 0 | 0 | 0 |  | 0 | 0 | 0 | 0 | 0 | 0 | 0 | 0 | 0 | 0 | 0 | 1.5 | 0 | 0 | 0 | 0 | 0 | 0 | 0 | 1 | 0 |  | 0 | 0 | 0 | 0 | 0 | 0 | 0 | 0 | 0 | 0 | 0 | 2 | 0 | 0 | 0 | 0 | 0 | 0 | 0 |  | 1 | 1 | 1 | 1 | 1 | 4 | 1 | 1 | 1 | 1 | 1 | 1
SDGE | Margarita | 138 | 0 | 0 | 0 | 0 | 0 | 0 | 0 | 0 | 0 | 0 | 0 | 0 | 94 | 0 | 94 | 0 | 0 | 0 | 0 | 1 |  | 0 | 0 | 0 | 0 | 0 | 0 | 0 | 0 | 0 | 0 | 0 | 0 | 0 | 0 | 0 | 0 | 0 | 0 | 0 | 0 | 0 |  | 0 | 0 | 0 | 0 | 0 | 0 | 0 | 0 | 0 | 0 | 0 | 0 | 0 | 0 | 0 | 0 | 0 | 0 | 0 |  | 1 | 1 | 1 | 1 | 1 | 1 | 1 | 1 | 1 | 1 | 1 | 0
PG&E GBA | Martin | 230 | 0 | 0 | 0 | 0 | 0 | 0 | 0 | 0 | 0 | 0 | 0 | 0 | 0 | 0 | 0 | 0 | 0 | 0 | 0 | 0 |  | 0 | 0 | 0 | 0 | 0 | 0 | 0 | 0 | 0 | 0 | 0 | 0 | 0 | 0 | 0 | 0 | 0 | 0 | 0 | 0 | 1 |  | 0 | 0 | 0 | 0 | 0 | 0 | 0 | 0 | 0 | 0 | 0 | 0 | 0 | 0 | 0 | 0 | 0 | 0 | 0 |  | 1 | 1 | 1 | 1 | 1 | 1 | 1 | 1 | 1 | 1 | 1 | 0
PG&E GBA | Martin | 115 | 0 | 0 | 0 | 0 | 0 | 0 | 0 | 0 | 0 | 0 | 0 | 0 | 0 | 0 | 0 | 188 | 0 | 188 | 0 | 1 |  | 0 | 0 | 0 | 0 | 0 | 0 | 0 | 0 | 0 | 0 | 0 | 0 | 0 | 0 | 0 | 188 | 150 | 338 | 0 | 1 | 1 |  | 0 | 0 | 0 | 0 | 0 | 0 | 0 | 0 | 0 | 0 | 0 | 0 | 0 | 0 | 0 | 0 | 2 | 2 | 0 |  | 1 | 1 | 1 | 1 | 1 | 1 | 1 | 1 | 5 | 5 | 1 | 1
PG&E GBA | Martinez | 115 | 0 | 0 | 0 | 0 | 0 | 0 | 0 | 0 | 0 | 0 | 0 | 0 | 0 | 0 | 0 | 0 | 0 | 0 | 0 | 0 |  | 0 | 0 | 0 | 0 | 0 | 0 | 0 | 0 | 0 | 0 | 0 | 0 | 0 | 0 | 0 | 0 | 0 | 0 | 0 | 0 | 2 |  | 0 | 0 | 0 | 0 | 0 | 0 | 0 | 0 | 0 | 0 | 0 | 0 | 0 | 0 | 0 | 0 | 0 | 0 | 0 |  | 1 | 1 | 1 | 1 | 1 | 1 | 1 | 1 | 1 | 1 | 1 | 0
PG&E FRESNO | Mc Mullin | 230 | 0 | 0 | 0 | 0 | 0 | 0 | 0 | 0 | 0 | 0 | 0 | 0 | 0 | 0 | 0 | 0 | 0 | 0 | 0 | 0 |  | 0 | 0 | 0 | 0 | 0 | 0 | 0 | 0 | 0 | 0 | 0 | 0 | 250 | 250 | 500 | 0 | 60 | 60 | 0 | 1 | 1 |  | 0 | 0 | 0 | 0 | 0 | 0 | 0 | 0 | 0 | 0 | 0 | 0 | 2 | 2 | 2 | 0 | 2 | 2 | 0 |  | 1 | 1 | 1 | 1 | 1 | 1 | 5 | 1 | 5 | 5 | 1 | 1
PG&E FRESNO | McCall | 115 | 0 | 0 | 0 | 0 | 0 | 0 | 0 | 0 | 0 | 0 | 0 | 0 | 0 | 0 | 0 | 0 | 0 | 0 | 0 | 0 |  | 0 | 0 | 0 | 0 | 0 | 0 | 0 | 0 | 0 | 0 | 0 | 1.5 | 0 | 0 | 0 | 0 | 0 | 0 | 0 | 1 | 1 |  | 0 | 0 | 0 | 0 | 0 | 0 | 0 | 0 | 0 | 0 | 0 | 2 | 0 | 0 | 0 | 0 | 0 | 0 | 0 |  | 1 | 1 | 1 | 1 | 1 | 5 | 1 | 1 | 1 | 1 | 1 | 1
PG&E FRESNO | McCall | 230 | 0 | 0 | 0 | 0 | 0 | 0 | 0 | 0 | 0 | 0 | 0 | 0 | 0 | 0 | 0 | 0 | 0 | 0 | 0 | 0 |  | 0 | 0 | 0 | 0 | 0 | 0 | 0 | 0 | 0 | 0 | 0 | 0 | 0 | 0 | 0 | 0 | 0 | 0 | 0 | 0 | 1 |  | 0 | 0 | 0 | 0 | 0 | 0 | 0 | 0 | 0 | 0 | 0 | 0 | 0 | 0 | 0 | 0 | 0 | 0 | 0 |  | 1 | 1 | 1 | 1 | 1 | 1 | 1 | 1 | 1 | 1 | 1 | 0
PG&E GBA | Meadow Lane | 115 | 0 | 0 | 0 | 0 | 0 | 0 | 0 | 0 | 0 | 0 | 0 | 0 | 0 | 0 | 0 | 0 | 0 | 0 | 0 | 0 |  | 0 | 0 | 0 | 0 | 0 | 0 | 0 | 0 | 0 | 0 | 0 | 0 | 0 | 0 | 0 | 0 | 0 | 0 | 0 | 0 | 0 |  | 0 | 0 | 0 | 0 | 0 | 0 | 0 | 0 | 0 | 0 | 0 | 0 | 0 | 0 | 0 | 0 | 0 | 0 | 0 |  | 1 | 1 | 1 | 1 | 1 | 1 | 1 | 1 | 1 | 1 | 1 | 0
PG&E GBA | Melones | 115 | 0 | 0 | 0 | 0 | 0 | 0 | 0 | 0 | 0 | 0 | 0 | 0 | 0 | 0 | 0 | 0 | 0 | 0 | 0 | 0 |  | 0 | 0 | 0 | 0 | 0 | 0 | 0 | 0 | 0 | 0 | 0 | 0 | 0 | 0 | 0 | 0 | 0 | 0 | 0 | 0 | 0 |  | 0 | 0 | 0 | 0 | 0 | 0 | 0 | 0 | 0 | 0 | 0 | 0 | 0 | 0 | 0 | 0 | 0 | 0 | 0 |  | 1 | 1 | 1 | 1 | 1 | 1 | 1 | 1 | 1 | 1 | 1 | 0
PG&E GBA | Melones | 230 | 0 | 0 | 0 | 0 | 0 | 0 | 0 | 0 | 0 | 0 | 0 | 0 | 0 | 0 | 0 | 0 | 0 | 0 | 0 | 0 |  | 0 | 0 | 0 | 0 | 0 | 0 | 0 | 0 | 0 | 0 | 0 | 0 | 0 | 0 | 0 | 0 | 0 | 0 | 0 | 0 | 0 |  | 0 | 0 | 0 | 0 | 0 | 0 | 0 | 0 | 0 | 0 | 0 | 0 | 0 | 0 | 0 | 0 | 0 | 0 | 0 |  | 1 | 1 | 1 | 1 | 1 | 1 | 1 | 1 | 1 | 1 | 1 | 0
SDGE | Melrose | 69 | 0 | 0 | 0 | 0 | 0 | 0 | 0 | 0 | 0 | 0 | 0 | 0 | 0 | 0 | 0 | 0 | 0 | 0 | 0 | 0 |  | 0 | 0 | 0 | 0 | 0 | 0 | 0 | 0 | 0 | 0 | 0 | 0 | 0 | 0 | 0 | 20 | 0 | 20 | 0 | 1 | 1 |  | 0 | 0 | 0 | 0 | 0 | 0 | 0 | 0 | 0 | 0 | 0 | 0 | 0 | 0 | 0 | 2 | 0 | 2 | 0 |  | 1 | 1 | 1 | 1 | 1 | 1 | 1 | 5 | 1 | 5 | 1 | 1
PG&E NGBA | Mendocino | 115 | 0 | 0 | 0 | 0 | 0 | 0 | 0 | 0 | 0 | 0 | 0 | 5 | 0 | 0 | 0 | 0 | 0 | 0 | 0 | 1 |  | 0 | 0 | 0 | 0 | 0 | 0 | 0 | 0 | 0 | 0 | 0 | 5 | 0 | 0 | 0 | 0 | 0 | 0 | 0 | 1 | 1 |  | 0 | 0 | 0 | 0 | 0 | 0 | 0 | 0 | 0 | 0 | 0 | 0 | 0 | 0 | 0 | 0 | 0 | 0 | 0 |  | 1 | 1 | 1 | 1 | 1 | 1 | 1 | 1 | 1 | 1 | 1 | 0
PG&E NGBA | Mendocino | 60 | 0 | 0 | 0 | 0 | 0 | 0 | 0 | 0 | 0 | 0 | 0 | 0 | 0 | 0 | 0 | 0 | 0 | 0 | 0 | 0 |  | 0 | 3 | 0 | 0 | 0 | 0 | 0 | 0 | 0 | 0 | 0 | 0 | 0 | 0 | 0 | 0 | 0 | 0 | 5 | 1 | 1 |  | 0 | 2 | 0 | 0 | 0 | 0 | 0 | 0 | 0 | 0 | 0 | 0 | 0 | 0 | 0 | 0 | 0 | 0 | 2 |  | 1 | 5 | 1 | 1 | 1 | 1 | 1 | 1 | 1 | 1 | 5 | 1
PG&E FRESNO | Mendota | 115 | 0 | 0 | 0 | 0 | 0 | 0 | 0 | 0 | 0 | 0 | 0 | 0 | 0 | 0 | 0 | 0 | 0 | 0 | 0 | 0 |  | 0 | 0 | 0 | 0 | 0 | 0 | 0 | 0 | 0 | 0 | 0 | 0 | 0 | 0 | 0 | 0 | 0 | 0 | 0 | 0 | 2 |  | 0 | 0 | 0 | 0 | 0 | 0 | 0 | 0 | 0 | 0 | 0 | 0 | 0 | 0 | 0 | 0 | 0 | 0 | 0 |  | 1 | 1 | 1 | 1 | 1 | 1 | 1 | 1 | 1 | 1 | 1 | 0
PG&E GBA | Menlo | 60 | 0 | 0 | 0 | 0 | 0 | 0 | 0 | 0 | 0 | 0 | 0 | 0 | 0 | 0 | 0 | 0 | 0 | 0 | 0 | 0 |  | 0 | 0 | 0 | 0 | 0 | 0 | 0 | 0 | 0 | 0 | 0 | 0 | 0 | 0 | 0 | 0 | 0 | 0 | 0 | 0 | 1 |  | 0 | 0 | 0 | 0 | 0 | 0 | 0 | 0 | 0 | 0 | 0 | 0 | 0 | 0 | 0 | 0 | 0 | 0 | 0 |  | 1 | 1 | 1 | 1 | 1 | 1 | 1 | 1 | 1 | 1 | 1 | 0
PG&E FRESNO | Merced | 115 | 0 | 0 | 0 | 0 | 0 | 0 | 0 | 0 | 0 | 0 | 0 | 0 | 0 | 0 | 0 | 0 | 0 | 0 | 0 | 0 |  | 0 | 0 | 0 | 0 | 0 | 0 | 0 | 0 | 0 | 0 | 0 | 4 | 0 | 0 | 0 | 0 | 0 | 0 | 0 | 1 | 2 |  | 0 | 0 | 0 | 0 | 0 | 0 | 0 | 0 | 0 | 0 | 0 | 2 | 0 | 0 | 0 | 0 | 0 | 0 | 0 |  | 1 | 1 | 1 | 1 | 1 | 5 | 1 | 1 | 1 | 1 | 1 | 1
EOP | Mercury | 138 | 0 | 0 | 0 | 0 | 0 | 0 | 0 | 0 | 0 | 0 | 0 | 0 | 0 | 0 | 0 | 0 | 0 | 0 | 0 | 0 |  | 0 | 0 | 0 | 0 | 0 | 0 | 0 | 0 | 0 | 0 | 0 | 0 | 0 | 0 | 0 | 0 | 0 | 0 | 0 | 0 | 2 |  | 0 | 0 | 0 | 0 | 0 | 0 | 0 | 0 | 0 | 0 | 0 | 0 | 0 | 0 | 0 | 0 | 0 | 0 | 0 |  | 1 | 1 | 1 | 1 | 1 | 1 | 1 | 1 | 1 | 1 | 1 | 0
PG&E FRESNO | Mercy Springs | 70 | 0 | 0 | 0 | 0 | 0 | 0 | 0 | 0 | 0 | 0 | 0 | 0 | 0 | 75 | 75 | 78 | 0 | 78 | 0 | 1 |  | 0 | 2 | 0 | 0 | 0 | 0 | 0 | 0 | 0 | 0 | 0 | 0 | 0 | 75 | 75 | 78 | 0 | 78 | 0 | 1 | 1 |  | 0 | 2 | 0 | 0 | 0 | 0 | 0 | 0 | 0 | 0 | 0 | 0 | 0 | 0 | 0 | 0 | 0 | 0 | 0 |  | 1 | 5 | 1 | 1 | 1 | 1 | 1 | 1 | 1 | 1 | 1 | 1
PG&E NGBA | Meridian | 60 | 0 | 0 | 0 | 0 | 0 | 0 | 0 | 0 | 0 | 0 | 0 | 0 | 0 | 0 | 0 | 0 | 0 | 0 | 0 | 0 |  | 0 | 0 | 0 | 0 | 0 | 0 | 0 | 0 | 0 | 0 | 0 | 0 | 0 | 0 | 0 | 0 | 0 | 0 | 0 | 0 | 1 |  | 0 | 0 | 0 | 0 | 0 | 0 | 0 | 0 | 0 | 0 | 0 | 0 | 0 | 0 | 0 | 0 | 0 | 0 | 0 |  | 1 | 1 | 1 | 1 | 1 | 1 | 1 | 1 | 1 | 1 | 1 | 0
PG&E KERN | Mesa (PGE) | 115 | 0 | 0 | 0 | 0 | 0 | 0 | 0 | 0 | 0 | 0 | 0 | 0 | 0 | 0 | 0 | 0 | 0 | 0 | 0 | 0 |  | 0 | 0 | 0 | 0 | 0 | 0 | 0 | 0 | 0 | 0 | 0 | 0 | 0 | 0 | 0 | 0 | 0 | 0 | 0 | 0 | 1 |  | 0 | 0 | 0 | 0 | 0 | 0 | 0 | 0 | 0 | 0 | 0 | 0 | 0 | 0 | 0 | 0 | 0 | 0 | 0 |  | 1 | 1 | 1 | 1 | 1 | 1 | 1 | 1 | 1 | 1 | 1 | 0
PG&E KERN | Mesa (PGE) | 230 | 0 | 0 | 0 | 0 | 0 | 0 | 0 | 0 | 0 | 0 | 0 | 0 | 0 | 0 | 0 | 0 | 0 | 0 | 250 | 1 |  | 0 | 0 | 0 | 0 | 0 | 0 | 0 | 0 | 0 | 0 | 0 | 0 | 0 | 0 | 0 | 0 | 0 | 0 | 0 | 0 | 0 |  | 0 | 0 | 0 | 0 | 0 | 0 | 0 | 0 | 0 | 0 | 0 | 0 | 0 | 0 | 0 | 0 | 0 | 0 | 0 |  | 1 | 1 | 1 | 1 | 1 | 1 | 1 | 1 | 1 | 1 | 1 | 0
SCE Metro | Mesa (SCE) | 230 | 0 | 0 | 0 | 0 | 0 | 0 | 0 | 0 | 0 | 0 | 0 | 1.92 | 0 | 0 | 0 | 0 | 0 | 0 | 0 | 1 |  | 0 | 0 | 0 | 0 | 0 | 0 | 0 | 0 | 0 | 0 | 0 | 2.62 | 0 | 0 | 0 | 6.5 | 0 | 6.5 | 0 | 1 | 0 |  | 0 | 0 | 0 | 0 | 0 | 0 | 0 | 0 | 0 | 0 | 0 | 1 | 0 | 0 | 0 | 2 | 0 | 2 | 0 |  | 1 | 1 | 1 | 1 | 1 | 3 | 1 | 4 | 1 | 4 | 1 | 1
SCE Metro | Mesa (SCE) | 500 | 0 | 0 | 0 | 0 | 0 | 0 | 0 | 0 | 0 | 0 | 0 | 0 | 0 | 0 | 0 | 0 | 0 | 0 | 0 | 0 |  | 0 | 0 | 0 | 0 | 0 | 0 | 0 | 0 | 0 | 0 | 0 | 0 | 0 | 0 | 0 | 0 | 0 | 0 | 0 | 0 | 0 |  | 0 | 0 | 0 | 0 | 0 | 0 | 0 | 0 | 0 | 0 | 0 | 0 | 0 | 0 | 0 | 0 | 0 | 0 | 0 |  | 1 | 1 | 1 | 1 | 1 | 1 | 1 | 1 | 1 | 1 | 1 | 0
SDGE | Mesa Heights | 69 | 0 | 0 | 0 | 0 | 0 | 0 | 0 | 0 | 0 | 0 | 0 | 0 | 0 | 0 | 0 | 0 | 0 | 0 | 0 | 0 |  | 0 | 0 | 0 | 0 | 0 | 0 | 0 | 0 | 0 | 0 | 0 | 0 | 0 | 0 | 0 | 10.5 | 0 | 10.5 | 0 | 1 | 1 |  | 0 | 0 | 0 | 0 | 0 | 0 | 0 | 0 | 0 | 0 | 0 | 0 | 0 | 0 | 0 | 2 | 0 | 2 | 0 |  | 1 | 1 | 1 | 1 | 1 | 1 | 1 | 5 | 1 | 5 | 1 | 1
PG&E GBA | Metcalf | 115 | 0 | 0 | 0 | 0 | 0 | 0 | 0 | 0 | 0 | 0 | 0 | 0 | 0 | 0 | 0 | 0 | 0 | 0 | 0 | 0 |  | 0 | 0 | 0 | 0 | 0 | 0 | 0 | 0 | 0 | 0 | 0 | 0 | 0 | 0 | 0 | 0 | 0 | 0 | 0 | 0 | 0 |  | 0 | 0 | 0 | 0 | 0 | 0 | 0 | 0 | 0 | 0 | 0 | 0 | 0 | 0 | 0 | 0 | 0 | 0 | 0 |  | 1 | 1 | 1 | 1 | 1 | 1 | 1 | 1 | 1 | 1 | 1 | 0
PG&E GBA | Metcalf | 230 | 0 | 0 | 0 | 0 | 0 | 0 | 0 | 0 | 0 | 0 | 0 | 0 | 0 | 0 | 0 | 0 | 0 | 0 | 0 | 0 |  | 0 | 0 | 0 | 0 | 0 | 0 | 0 | 0 | 0 | 0 | 0 | 0 | 0 | 0 | 0 | 0 | 251.075 | 251.075 | 0 | 1 | 0 |  | 0 | 0 | 0 | 0 | 0 | 0 | 0 | 0 | 0 | 0 | 0 | 0 | 0 | 0 | 0 | 0 | 2 | 2 | 0 |  | 1 | 1 | 1 | 1 | 1 | 1 | 1 | 1 | 4 | 4 | 1 | 1
PG&E GBA | Metcalf | 500 | 0 | 0 | 0 | 0 | 0 | 0 | 0 | 0 | 0 | 0 | 0 | 0 | 0 | 0 | 0 | 0 | 0 | 0 | 0 | 0 |  | 0 | 0 | 0 | 0 | 0 | 0 | 0 | 0 | 0 | 0 | 0 | 0 | 0 | 0 | 0 | 0 | 0 | 0 | 0 | 0 | 0 |  | 0 | 0 | 0 | 0 | 0 | 0 | 0 | 0 | 0 | 0 | 0 | 0 | 0 | 0 | 0 | 0 | 0 | 0 | 0 |  | 1 | 1 | 1 | 1 | 1 | 1 | 1 | 1 | 1 | 1 | 1 | 0
PG&E KERN | Midway | 115 | 0 | 0 | 0 | 0 | 0 | 0 | 0 | 0 | 0 | 0 | 0 | 0 | 0 | 0 | 0 | 0 | 0 | 0 | 0 | 0 |  | 0 | 0 | 0 | 0 | 0 | 0 | 0 | 0 | 0 | 0 | 0 | 0 | 205 | 180 | 385 | 0 | 60 | 60 | 0 | 1 | 0 |  | 0 | 0 | 0 | 0 | 0 | 0 | 0 | 0 | 0 | 0 | 0 | 0 | 2 | 2 | 2 | 0 | 2 | 2 | 0 |  | 1 | 1 | 1 | 1 | 1 | 1 | 4 | 1 | 4 | 4 | 1 | 1
PG&E KERN | Midway | 230 | 0 | 0 | 0 | 0 | 0 | 0 | 0 | 0 | 0 | 0 | 0 | 0 | 0 | 0 | 0 | 0 | 0 | 0 | 0 | 0 |  | 0 | 0 | 0 | 0 | 0 | 0 | 0 | 0 | 0 | 0 | 0 | 0 | 0 | 0 | 0 | 0 | 0 | 0 | 0 | 0 | 0 |  | 0 | 0 | 0 | 0 | 0 | 0 | 0 | 0 | 0 | 0 | 0 | 0 | 0 | 0 | 0 | 0 | 0 | 0 | 0 |  | 1 | 1 | 1 | 1 | 1 | 1 | 1 | 1 | 1 | 1 | 1 | 0
PG&E KERN | Midway | 500 | 0 | 0 | 0 | 0 | 0 | 0 | 0 | 0 | 0 | 0 | 0 | 0 | 400 | 160 | 560 | 0 | 0 | 0 | 0 | 1 |  | 0 | 0 | 0 | 0 | 0 | 0 | 0 | 0 | 0 | 0 | 0 | 0 | 450 | 1000 | 1450 | 0 | 425 | 425 | 0 | 1 | 0 |  | 0 | 0 | 0 | 0 | 0 | 0 | 0 | 0 | 0 | 0 | 0 | 0 | 1 | 2 | 2 | 0 | 2 | 2 | 0 |  | 1 | 1 | 1 | 1 | 1 | 1 | 4 | 1 | 4 | 4 | 1 | 1
SDGE | Miguel | 230 | 0 | 0 | 0 | 0 | 0 | 0 | 0 | 0 | 0 | 0 | 0 | 0 | 0 | 0 | 0 | 0 | 0 | 0 | 0 | 0 |  | 0 | 0 | 0 | 0 | 0 | 0 | 0 | 0 | 0 | 0 | 0 | 0 | 0 | 0 | 0 | 0 | 0 | 0 | 0 | 0 | 5 |  | 0 | 0 | 0 | 0 | 0 | 0 | 0 | 0 | 0 | 0 | 0 | 0 | 0 | 0 | 0 | 0 | 0 | 0 | 0 |  | 1 | 1 | 1 | 1 | 1 | 1 | 1 | 1 | 1 | 1 | 1 | 0
SDGE | Miguel | 500 | 0 | 0 | 0 | 0 | 0 | 0 | 0 | 0 | 0 | 0 | 0 | 0 | 0 | 0 | 0 | 0 | 0 | 0 | 0 | 0 |  | 0 | 0 | 0 | 0 | 0 | 0 | 0 | 0 | 0 | 0 | 0 | 0 | 0 | 0 | 0 | 0 | 0 | 0 | 0 | 0 | 5 |  | 0 | 0 | 0 | 0 | 0 | 0 | 0 | 0 | 0 | 0 | 0 | 0 | 0 | 0 | 0 | 0 | 0 | 0 | 0 |  | 1 | 1 | 1 | 1 | 1 | 1 | 1 | 1 | 1 | 1 | 1 | 0
SDGE | Miguel | 69 | 0 | 0 | 0 | 0 | 0 | 0 | 0 | 0 | 0 | 0 | 0 | 0 | 0 | 0 | 0 | 0 | 0 | 0 | 0 | 0 |  | 0 | 0 | 0 | 0 | 0 | 0 | 0 | 0 | 0 | 0 | 0 | 0 | 0 | 0 | 0 | 9.75 | 0 | 9.75 | 0 | 1 | 4 |  | 0 | 0 | 0 | 0 | 0 | 0 | 0 | 0 | 0 | 0 | 0 | 0 | 0 | 0 | 0 | 2 | 0 | 2 | 0 |  | 1 | 1 | 1 | 1 | 1 | 1 | 1 | 5 | 1 | 5 | 1 | 1
PG&E GBA | Millbrae | 115 | 0 | 0 | 0 | 0 | 0 | 0 | 0 | 0 | 0 | 0 | 0 | 0 | 0 | 0 | 0 | 0 | 0 | 0 | 0 | 0 |  | 0 | 0 | 0 | 0 | 0 | 0 | 0 | 0 | 0 | 0 | 0 | 3.5 | 0 | 0 | 0 | 0 | 0 | 0 | 0 | 1 | 1 |  | 0 | 0 | 0 | 0 | 0 | 0 | 0 | 0 | 0 | 0 | 0 | 2 | 0 | 0 | 0 | 0 | 0 | 0 | 0 |  | 1 | 1 | 1 | 1 | 1 | 5 | 1 | 1 | 1 | 1 | 1 | 1
PG&E GBA | Miller | 115 | 100 | 0 | 0 | 0 | 0 | 0 | 0 | 0 | 0 | 0 | 0 | 0 | 0 | 0 | 0 | 0 | 0 | 0 | 0 | 1 |  | 0 | 0 | 0 | 0 | 0 | 0 | 0 | 0 | 0 | 0 | 0 | 0 | 0 | 0 | 0 | 0 | 0 | 0 | 0 | 0 | 0 |  | 0 | 0 | 0 | 0 | 0 | 0 | 0 | 0 | 0 | 0 | 0 | 0 | 0 | 0 | 0 | 0 | 0 | 0 | 0 |  | 1 | 1 | 1 | 1 | 1 | 1 | 1 | 1 | 1 | 1 | 1 | 0
SCE Metro | Mira Loma | 230 | 0 | 0 | 0 | 0 | 0 | 0 | 0 | 0 | 0 | 0 | 0 | 0 | 0 | 0 | 0 | 42 | 0 | 42 | 0 | 1 |  | 0 | 0 | 0 | 0 | 0 | 0 | 0 | 0 | 0 | 0 | 0 | 0 | 0 | 0 | 0 | 42 | 100 | 142 | 0 | 1 | 0 |  | 0 | 0 | 0 | 0 | 0 | 0 | 0 | 0 | 0 | 0 | 0 | 0 | 0 | 0 | 0 | 0 | 2 | 2 | 0 |  | 1 | 1 | 1 | 1 | 1 | 1 | 1 | 1 | 4 | 4 | 1 | 1
SCE Metro | Mira Loma | 500 | 0 | 0 | 0 | 0 | 0 | 0 | 0 | 0 | 0 | 0 | 0 | 0 | 0 | 0 | 0 | 0 | 0 | 0 | 0 | 0 |  | 0 | 0 | 0 | 0 | 0 | 0 | 0 | 0 | 0 | 0 | 0 | 0 | 0 | 0 | 0 | 0 | 0 | 0 | 0 | 0 | 0 |  | 0 | 0 | 0 | 0 | 0 | 0 | 0 | 0 | 0 | 0 | 0 | 0 | 0 | 0 | 0 | 0 | 0 | 0 | 0 |  | 1 | 1 | 1 | 1 | 1 | 1 | 1 | 1 | 1 | 1 | 1 | 0
SCE Eastern | Mirage | 115 | 0 | 0 | 0 | 0 | 0 | 0 | 0 | 0 | 0 | 0 | 0 | 0 | 0 | 0 | 0 | 0 | 0 | 0 | 0 | 0 |  | 0 | 0 | 0 | 0 | 0 | 0 | 0 | 0 | 0 | 0 | 0 | 0 | 0 | 0 | 0 | 0 | 0 | 0 | 0 | 0 | 1 |  | 0 | 0 | 0 | 0 | 0 | 0 | 0 | 0 | 0 | 0 | 0 | 0 | 0 | 0 | 0 | 0 | 0 | 0 | 0 |  | 1 | 1 | 1 | 1 | 1 | 1 | 1 | 1 | 1 | 1 | 1 | 0
SCE Eastern | Mirage | 230 | 1347 | 0 | 0 | 0 | 0 | 0 | 0 | 0 | 0 | 0 | 0 | 0 | 0 | 0 | 0 | 0 | 0 | 0 | 0 | 1 |  | 500 | 0 | 0 | 0 | 0 | 0 | 0 | 0 | 0 | 0 | 0 | 0 | 0 | 0 | 0 | 50 | 0 | 50 | 0 | 1 | 1 |  | 0 | 0 | 0 | 0 | 0 | 0 | 0 | 0 | 0 | 0 | 0 | 0 | 0 | 0 | 0 | 2 | 0 | 2 | 0 |  | 1 | 1 | 1 | 1 | 1 | 1 | 1 | 5 | 1 | 5 | 1 | 1
SDGE | Mission | 138 | 0 | 0 | 0 | 0 | 0 | 0 | 0 | 0 | 0 | 0 | 0 | 0 | 0 | 0 | 0 | 0 | 0 | 0 | 0 | 0 |  | 0 | 0 | 0 | 0 | 0 | 0 | 0 | 0 | 0 | 0 | 0 | 0 | 0 | 0 | 0 | 0 | 0 | 0 | 0 | 0 | 2 |  | 0 | 0 | 0 | 0 | 0 | 0 | 0 | 0 | 0 | 0 | 0 | 0 | 0 | 0 | 0 | 0 | 0 | 0 | 0 |  | 1 | 1 | 1 | 1 | 1 | 1 | 1 | 1 | 1 | 1 | 1 | 0
SDGE | Mission | 230 | 0 | 0 | 0 | 0 | 0 | 0 | 0 | 0 | 0 | 0 | 0 | 0 | 0 | 0 | 0 | 0 | 0 | 0 | 0 | 0 |  | 0 | 0 | 0 | 0 | 0 | 0 | 0 | 0 | 0 | 0 | 0 | 0 | 0 | 0 | 0 | 0 | 0 | 0 | 0 | 0 | 3 |  | 0 | 0 | 0 | 0 | 0 | 0 | 0 | 0 | 0 | 0 | 0 | 0 | 0 | 0 | 0 | 0 | 0 | 0 | 0 |  | 1 | 1 | 1 | 1 | 1 | 1 | 1 | 1 | 1 | 1 | 1 | 0
SDGE | Mission | 69 | 0 | 0 | 0 | 0 | 0 | 0 | 0 | 0 | 0 | 0 | 0 | 0 | 0 | 0 | 0 | 0 | 0 | 0 | 0 | 0 |  | 0 | 0 | 0 | 0 | 0 | 0 | 0 | 0 | 0 | 0 | 0 | 0 | 0 | 0 | 0 | 0 | 0 | 0 | 0 | 0 | 2 |  | 0 | 0 | 0 | 0 | 0 | 0 | 0 | 0 | 0 | 0 | 0 | 0 | 0 | 0 | 0 | 0 | 0 | 0 | 0 |  | 1 | 1 | 1 | 1 | 1 | 1 | 1 | 1 | 1 | 1 | 1 | 0
PG&E GBA | Mi-Wuk | 115 | 0 | 0 | 0 | 0 | 0 | 0 | 0 | 0 | 0 | 0 | 0 | 0 | 0 | 0 | 0 | 0 | 0 | 0 | 0 | 0 |  | 0 | 0 | 0 | 0 | 0 | 0 | 0 | 0 | 0 | 0 | 0 | 0 | 0 | 0 | 0 | 0 | 0 | 0 | 0 | 0 | 0 |  | 0 | 0 | 0 | 0 | 0 | 0 | 0 | 0 | 0 | 0 | 0 | 0 | 0 | 0 | 0 | 0 | 0 | 0 | 0 |  | 1 | 1 | 1 | 1 | 1 | 1 | 1 | 1 | 1 | 1 | 1 | 0
EOP | Mohave | 500 | 0 | 0 | 100 | 0 | 100 | 0 | 0 | 0 | 0 | 0 | 0 | 0 | 0 | 0 | 0 | 0 | 0 | 0 | 0 | 1 |  | 0 | 0 | 492 | 126.5 | 618.5 | 0 | 0 | 0 | 0 | 0 | 0 | 0 | 100 | 887 | 987 | 0 | 275 | 275 | 0 | 1 | 0 |  | 0 | 0 | 2 | 2 | 2 | 0 | 0 | 0 | 0 | 0 | 0 | 0 | 2 | 2 | 2 | 0 | 2 | 2 | 0 |  | 1 | 1 | 4 | 1 | 1 | 1 | 4 | 1 | 4 | 4 | 1 | 1
PG&E NGBA | Monroe | 115 | 0 | 0 | 0 | 0 | 0 | 0 | 0 | 0 | 0 | 0 | 0 | 0 | 0 | 0 | 0 | 0 | 0 | 0 | 0 | 0 |  | 0 | 0 | 0 | 0 | 0 | 0 | 0 | 0 | 0 | 0 | 0 | 0 | 0 | 0 | 0 | 0 | 0 | 0 | 0 | 0 | 1 |  | 0 | 0 | 0 | 0 | 0 | 0 | 0 | 0 | 0 | 0 | 0 | 0 | 0 | 0 | 0 | 0 | 0 | 0 | 0 |  | 1 | 1 | 1 | 1 | 1 | 1 | 1 | 1 | 1 | 1 | 1 | 0
SDGE | Monserate | 69 | 0 | 0 | 0 | 0 | 0 | 0 | 0 | 0 | 0 | 0 | 0 | 0 | 0 | 0 | 0 | 0 | 0 | 0 | 0 | 0 |  | 0 | 0 | 0 | 0 | 0 | 0 | 0 | 0 | 0 | 0 | 0 | 0 | 0 | 0 | 0 | 0 | 0 | 0 | 0 | 0 | 1 |  | 0 | 0 | 0 | 0 | 0 | 0 | 0 | 0 | 0 | 0 | 0 | 0 | 0 | 0 | 0 | 0 | 0 | 0 | 0 |  | 1 | 1 | 1 | 1 | 1 | 1 | 1 | 1 | 1 | 1 | 1 | 0
PG&E GBA | Monta Vista | 115 | 0 | 0 | 0 | 0 | 0 | 0 | 0 | 0 | 0 | 0 | 0 | 0 | 0 | 0 | 0 | 0 | 0 | 0 | 0 | 0 |  | 0 | 0 | 0 | 0 | 0 | 0 | 0 | 0 | 0 | 0 | 0 | 0 | 0 | 0 | 0 | 0 | 0 | 0 | 0 | 0 | 1 |  | 0 | 0 | 0 | 0 | 0 | 0 | 0 | 0 | 0 | 0 | 0 | 0 | 0 | 0 | 0 | 0 | 0 | 0 | 0 |  | 1 | 1 | 1 | 1 | 1 | 1 | 1 | 1 | 1 | 1 | 1 | 0
PG&E GBA | Monta Vista | 230 | 0 | 0 | 0 | 0 | 0 | 0 | 0 | 0 | 0 | 0 | 0 | 0 | 0 | 0 | 0 | 0 | 0 | 0 | 0 | 0 |  | 0 | 0 | 0 | 0 | 0 | 0 | 0 | 0 | 0 | 0 | 0 | 0 | 0 | 0 | 0 | 0 | 0 | 0 | 0 | 0 | 1 |  | 0 | 0 | 0 | 0 | 0 | 0 | 0 | 0 | 0 | 0 | 0 | 0 | 0 | 0 | 0 | 0 | 0 | 0 | 0 |  | 1 | 1 | 1 | 1 | 1 | 1 | 1 | 1 | 1 | 1 | 1 | 0
PG&E GBA | Monta Vista | 60 | 0 | 0 | 0 | 0 | 0 | 0 | 0 | 0 | 0 | 0 | 0 | 0 | 0 | 0 | 0 | 0 | 0 | 0 | 0 | 0 |  | 0 | 0 | 0 | 0 | 0 | 0 | 0 | 0 | 0 | 0 | 0 | 0 | 0 | 0 | 0 | 0 | 0 | 0 | 0 | 0 | 1 |  | 0 | 0 | 0 | 0 | 0 | 0 | 0 | 0 | 0 | 0 | 0 | 0 | 0 | 0 | 0 | 0 | 0 | 0 | 0 |  | 1 | 1 | 1 | 1 | 1 | 1 | 1 | 1 | 1 | 1 | 1 | 0
PG&E NGBA | Monticello | 115 | 0 | 0 | 0 | 0 | 0 | 0 | 0 | 0 | 0 | 0 | 0 | 0 | 0 | 0 | 0 | 0 | 0 | 0 | 0 | 0 |  | 0 | 0 | 0 | 0 | 0 | 0 | 0 | 0 | 0 | 0 | 0 | 0 | 0 | 0 | 0 | 0 | 0 | 0 | 0 | 0 | 2 |  | 0 | 0 | 0 | 0 | 0 | 0 | 0 | 0 | 0 | 0 | 0 | 0 | 0 | 0 | 0 | 0 | 0 | 0 | 0 |  | 1 | 1 | 1 | 1 | 1 | 1 | 1 | 1 | 1 | 1 | 1 | 0
SCE Northern | Moorpark | 230 | 0 | 0 | 0 | 0 | 0 | 0 | 0 | 0 | 0 | 0 | 0 | 0 | 0 | 0 | 0 | 350 | 0 | 350 | 0 | 1 |  | 0 | 0 | 0 | 0 | 0 | 0 | 0 | 0 | 0 | 0 | 0 | 0 | 0 | 0 | 0 | 350 | 150 | 500 | 0 | 1 | 0 |  | 0 | 0 | 0 | 0 | 0 | 0 | 0 | 0 | 0 | 0 | 0 | 0 | 0 | 0 | 0 | 0 | 2 | 1 | 0 |  | 1 | 1 | 1 | 1 | 1 | 1 | 1 | 1 | 4 | 3 | 1 | 1
SCE Northern | Moorpark | 66 | 0 | 0 | 0 | 0 | 0 | 0 | 0 | 0 | 0 | 0 | 0 | 0 | 0 | 0 | 0 | 0 | 0 | 0 | 0 | 0 |  | 0 | 0 | 0 | 0 | 0 | 0 | 0 | 0 | 0 | 0 | 0 | 0 | 0 | 0 | 0 | 0 | 0 | 0 | 0 | 0 | 0 |  | 0 | 0 | 0 | 0 | 0 | 0 | 0 | 0 | 0 | 0 | 0 | 0 | 0 | 0 | 0 | 0 | 0 | 0 | 0 |  | 1 | 1 | 1 | 1 | 1 | 1 | 1 | 1 | 1 | 1 | 1 | 0
PG&E GBA | Moraga | 115 | 0 | 0 | 0 | 0 | 0 | 0 | 0 | 0 | 0 | 0 | 0 | 0 | 0 | 0 | 0 | 0 | 0 | 0 | 0 | 0 |  | 0 | 0 | 0 | 0 | 0 | 0 | 0 | 0 | 0 | 0 | 0 | 0 | 0 | 0 | 0 | 0 | 0 | 0 | 0 | 0 | 1 |  | 0 | 0 | 0 | 0 | 0 | 0 | 0 | 0 | 0 | 0 | 0 | 0 | 0 | 0 | 0 | 0 | 0 | 0 | 0 |  | 1 | 1 | 1 | 1 | 1 | 1 | 1 | 1 | 1 | 1 | 1 | 0
PG&E GBA | Moraga | 230 | 0 | 0 | 0 | 0 | 0 | 0 | 0 | 0 | 0 | 0 | 0 | 0 | 0 | 0 | 0 | 0 | 0 | 0 | 0 | 0 |  | 0 | 0 | 0 | 0 | 0 | 0 | 0 | 0 | 0 | 0 | 0 | 0 | 0 | 0 | 0 | 0 | 0 | 0 | 0 | 0 | 1 |  | 0 | 0 | 0 | 0 | 0 | 0 | 0 | 0 | 0 | 0 | 0 | 0 | 0 | 0 | 0 | 0 | 0 | 0 | 0 |  | 1 | 1 | 1 | 1 | 1 | 1 | 1 | 1 | 1 | 1 | 1 | 0
PG&E GBA | Morgan Hill | 115 | 0 | 0 | 0 | 0 | 0 | 0 | 0 | 0 | 0 | 0 | 0 | 0 | 0 | 0 | 0 | 0 | 0 | 0 | 0 | 0 |  | 0 | 0 | 0 | 0 | 0 | 0 | 0 | 0 | 0 | 0 | 0 | 0 | 0 | 0 | 0 | 0 | 0 | 0 | 0 | 0 | 1 |  | 0 | 0 | 0 | 0 | 0 | 0 | 0 | 0 | 0 | 0 | 0 | 0 | 0 | 0 | 0 | 0 | 0 | 0 | 0 |  | 1 | 1 | 1 | 1 | 1 | 1 | 1 | 1 | 1 | 1 | 1 | 0
PG&E KERN | Morro Bay | 115 | 0 | 0 | 0 | 0 | 0 | 0 | 0 | 0 | 0 | 0 | 0 | 0 | 0 | 0 | 0 | 0 | 0 | 0 | 0 | 0 |  | 0 | 0 | 0 | 0 | 0 | 0 | 0 | 0 | 0 | 0 | 0 | 0 | 0 | 0 | 0 | 0 | 0 | 0 | 0 | 0 | 1 |  | 0 | 0 | 0 | 0 | 0 | 0 | 0 | 0 | 0 | 0 | 0 | 0 | 0 | 0 | 0 | 0 | 0 | 0 | 0 |  | 1 | 1 | 1 | 1 | 1 | 1 | 1 | 1 | 1 | 1 | 1 | 0
PG&E KERN | Morro Bay | 230 | 0 | 0 | 0 | 0 | 0 | 0 | 0 | 0 | 0 | 0 | 0 | 0 | 0 | 0 | 0 | 0 | 0 | 0 | 500 | 1 |  | 0 | 0 | 0 | 0 | 0 | 0 | 0 | 0 | 0 | 0 | 0 | 0 | 0 | 0 | 0 | 0 | 0 | 0 | 0 | 0 | 0 |  | 0 | 0 | 0 | 0 | 0 | 0 | 0 | 0 | 0 | 0 | 0 | 0 | 0 | 0 | 0 | 0 | 0 | 0 | 0 |  | 1 | 1 | 1 | 1 | 1 | 1 | 1 | 1 | 1 | 1 | 1 | 0
PG&E KERN | Morro Bay | 500 | 0 | 0 | 0 | 0 | 0 | 0 | 0 | 0 | 0 | 0 | 0 | 0 | 600 | 1110 | 1710 | 0 | 0 | 0 | 0 | 1 |  | 0 | 0 | 0 | 0 | 0 | 0 | 0 | 0 | 0 | 0 | 0 | 0 | 0 | 0 | 0 | 0 | 0 | 0 | 0 | 0 | 0 |  | 0 | 0 | 0 | 0 | 0 | 0 | 0 | 0 | 0 | 0 | 0 | 0 | 0 | 0 | 0 | 0 | 0 | 0 | 0 |  | 1 | 1 | 1 | 1 | 1 | 1 | 1 | 1 | 1 | 1 | 1 | 0
PG&E GBA | Moss Landing | 115 | 50 | 0 | 0 | 0 | 0 | 0 | 0 | 0 | 0 | 0 | 0 | 0 | 0 | 0 | 0 | 0 | 0 | 0 | 0 | 1 |  | 0 | 0 | 0 | 0 | 0 | 0 | 0 | 0 | 0 | 0 | 0 | 0 | 0 | 0 | 0 | 0 | 0 | 0 | 0 | 0 | 0 |  | 0 | 0 | 0 | 0 | 0 | 0 | 0 | 0 | 0 | 0 | 0 | 0 | 0 | 0 | 0 | 0 | 0 | 0 | 0 |  | 1 | 1 | 1 | 1 | 1 | 1 | 1 | 1 | 1 | 1 | 1 | 0
PG&E GBA | Moss Landing | 230 | 0 | 0 | 0 | 0 | 0 | 0 | 0 | 0 | 0 | 0 | 0 | 0 | 0 | 0 | 0 | 0 | 0 | 0 | 0 | 0 |  | 0 | 0 | 0 | 0 | 0 | 0 | 0 | 0 | 0 | 0 | 0 | 0 | 0 | 0 | 0 | 0 | 0 | 0 | 0 | 0 | 0 |  | 0 | 0 | 0 | 0 | 0 | 0 | 0 | 0 | 0 | 0 | 0 | 0 | 0 | 0 | 0 | 0 | 0 | 0 | 0 |  | 1 | 1 | 1 | 1 | 1 | 1 | 1 | 1 | 1 | 1 | 1 | 0
PG&E GBA | Moss Landing | 500 | 0 | 0 | 0 | 0 | 0 | 0 | 0 | 0 | 0 | 0 | 0 | 0 | 0 | 0 | 0 | 0 | 0 | 0 | 0 | 0 |  | 0 | 0 | 0 | 0 | 0 | 0 | 0 | 0 | 0 | 0 | 0 | 0 | 0 | 0 | 0 | 0 | 400 | 400 | 0 | 1 | 0 |  | 0 | 0 | 0 | 0 | 0 | 0 | 0 | 0 | 0 | 0 | 0 | 0 | 0 | 0 | 0 | 0 | 2 | 2 | 0 |  | 1 | 1 | 1 | 1 | 1 | 1 | 1 | 1 | 4 | 4 | 1 | 1
EOP | Mountain Pass | 115 | 0 | 0 | 0 | 0 | 0 | 0 | 0 | 0 | 0 | 0 | 0 | 0 | 0 | 0 | 0 | 0 | 0 | 0 | 0 | 0 |  | 0 | 0 | 0 | 0 | 0 | 0 | 0 | 0 | 0 | 0 | 0 | 0 | 0 | 0 | 0 | 0 | 0 | 0 | 0 | 0 | 1 |  | 0 | 0 | 0 | 0 | 0 | 0 | 0 | 0 | 0 | 0 | 0 | 0 | 0 | 0 | 0 | 0 | 0 | 0 | 0 |  | 1 | 1 | 1 | 1 | 1 | 1 | 1 | 1 | 1 | 1 | 1 | 0
PG&E GBA | Mountain View | 115 | 0 | 0 | 0 | 0 | 0 | 0 | 0 | 0 | 0 | 0 | 0 | 0 | 0 | 0 | 0 | 0 | 0 | 0 | 0 | 0 |  | 0 | 0 | 0 | 0 | 0 | 0 | 0 | 0 | 0 | 0 | 0 | 0 | 0 | 0 | 0 | 0 | 0 | 0 | 0 | 0 | 1 |  | 0 | 0 | 0 | 0 | 0 | 0 | 0 | 0 | 0 | 0 | 0 | 0 | 0 | 0 | 0 | 0 | 0 | 0 | 0 |  | 1 | 1 | 1 | 1 | 1 | 1 | 1 | 1 | 1 | 1 | 1 | 0
PG&E GBA | Mt Eden | 115 | 0 | 0 | 0 | 0 | 0 | 0 | 0 | 0 | 0 | 0 | 0 | 0 | 0 | 0 | 0 | 0 | 0 | 0 | 0 | 0 |  | 0 | 0 | 0 | 0 | 0 | 0 | 0 | 0 | 0 | 0 | 0 | 0 | 0 | 0 | 0 | 0 | 0 | 0 | 0 | 0 | 1 |  | 0 | 0 | 0 | 0 | 0 | 0 | 0 | 0 | 0 | 0 | 0 | 0 | 0 | 0 | 0 | 0 | 0 | 0 | 0 |  | 1 | 1 | 1 | 1 | 1 | 1 | 1 | 1 | 1 | 1 | 1 | 0
PG&E KERN | Mt Poso | 115 | 0 | 0 | 0 | 0 | 0 | 0 | 0 | 0 | 0 | 0 | 0 | 0 | 0 | 0 | 0 | 0 | 0 | 0 | 0 | 0 |  | 0 | 0 | 0 | 0 | 0 | 0 | 0 | 0 | 0 | 0 | 0 | 0 | 0 | 0 | 0 | 0 | 0 | 0 | 0 | 0 | 0 |  | 0 | 0 | 0 | 0 | 0 | 0 | 0 | 0 | 0 | 0 | 0 | 0 | 0 | 0 | 0 | 0 | 0 | 0 | 0 |  | 1 | 1 | 1 | 1 | 1 | 1 | 1 | 1 | 1 | 1 | 1 | 0
SDGE | Murray | 69 | 0 | 0 | 0 | 0 | 0 | 0 | 0 | 0 | 0 | 0 | 0 | 0 | 0 | 0 | 0 | 0 | 0 | 0 | 0 | 0 |  | 0 | 0 | 0 | 0 | 0 | 0 | 0 | 0 | 0 | 0 | 0 | 0 | 0 | 0 | 0 | 9 | 0 | 9 | 0 | 1 | 2 |  | 0 | 0 | 0 | 0 | 0 | 0 | 0 | 0 | 0 | 0 | 0 | 0 | 0 | 0 | 0 | 2 | 0 | 2 | 0 |  | 1 | 1 | 1 | 1 | 1 | 1 | 1 | 5 | 1 | 5 | 1 | 1
PG&E FRESNO | Mustang | 230 | 0 | 0 | 0 | 0 | 0 | 0 | 0 | 0 | 0 | 0 | 0 | 0 | 0 | 0 | 0 | 0 | 0 | 0 | 0 | 0 |  | 0 | 0 | 0 | 0 | 0 | 0 | 0 | 0 | 0 | 0 | 0 | 0 | 231.5 | 425 | 656.5 | 0 | 150 | 150 | 0 | 1 | 1 |  | 0 | 0 | 0 | 0 | 0 | 0 | 0 | 0 | 0 | 0 | 0 | 0 | 2 | 2 | 2 | 0 | 2 | 2 | 0 |  | 1 | 1 | 1 | 1 | 1 | 1 | 5 | 1 | 5 | 5 | 1 | 1
SCE Northern | Neenach | 66 | 0 | 0 | 0 | 0 | 0 | 0 | 0 | 0 | 0 | 0 | 0 | 0 | 0 | 0 | 0 | 0 | 0 | 0 | 0 | 0 |  | 0 | 0 | 0 | 0 | 0 | 0 | 0 | 0 | 0 | 0 | 0 | 0 | 0 | 0 | 0 | 0 | 0 | 0 | 0 | 0 | 0 |  | 0 | 0 | 0 | 0 | 0 | 0 | 0 | 0 | 0 | 0 | 0 | 0 | 0 | 0 | 0 | 0 | 0 | 0 | 0 |  | 1 | 1 | 1 | 1 | 1 | 1 | 1 | 1 | 1 | 1 | 1 | 0
PG&E KERN | New Sub - Gates - Midway (Proposed) | 230 | 0 | 0 | 0 | 0 | 0 | 0 | 0 | 0 | 0 | 0 | 0 | 0 | 1900 | 440 | 2340 | 238.5 | 0 | 238.5 | 0 | 1 |  | 0 | 0 | 0 | 0 | 0 | 0 | 0 | 0 | 0 | 0 | 0 | 0 | 300 | 840 | 1140 | 238.5 | 200 | 438.5 | 0 | 1 | 0 |  | 0 | 0 | 0 | 0 | 0 | 0 | 0 | 0 | 0 | 0 | 0 | 0 | 0 | 2 | 0 | 0 | 2 | 2 | 0 |  | 1 | 1 | 1 | 1 | 1 | 1 | 1 | 1 | 4 | 4 | 1 | 1
PG&E KERN | New Sub - Gates - Templeton (Proposed) | 230 | 0 | 0 | 0 | 0 | 0 | 0 | 0 | 0 | 0 | 0 | 0 | 0 | 0 | 600 | 600 | 0 | 0 | 0 | 0 | 1 |  | 0 | 0 | 0 | 0 | 0 | 0 | 0 | 0 | 0 | 0 | 0 | 0 | 50 | 250 | 300 | 0 | 85 | 85 | 0 | 1 | 1 |  | 0 | 0 | 0 | 0 | 0 | 0 | 0 | 0 | 0 | 0 | 0 | 0 | 2 | 0 | 0 | 0 | 2 | 2 | 0 |  | 1 | 1 | 1 | 1 | 1 | 1 | 5 | 1 | 5 | 5 | 1 | 1
SCE NOL | New Sub - Kramer - Lugo (Proposed) | 230 | 0 | 0 | 0 | 0 | 0 | 0 | 0 | 0 | 0 | 0 | 0 | 0 | 0 | 0 | 0 | 0 | 0 | 0 | 0 | 0 |  | 0 | 0 | 0 | 0 | 0 | 0 | 0 | 0 | 0 | 0 | 0 | 0 | 0 | 0 | 0 | 0 | 0 | 0 | 0 | 0 | 3 |  | 0 | 0 | 0 | 0 | 0 | 0 | 0 | 0 | 0 | 0 | 0 | 0 | 0 | 0 | 0 | 0 | 0 | 0 | 0 |  | 1 | 1 | 1 | 1 | 1 | 1 | 1 | 1 | 1 | 1 | 1 | 0
PG&E FRESNO | New Sub - Los Banos - Midway (Proposed) | 500 | 0 | 0 | 0 | 0 | 0 | 0 | 0 | 0 | 0 | 0 | 0 | 0 | 816 | 0 | 816 | 0 | 246 | 246 | 0 | 1 |  | 0 | 0 | 0 | 0 | 0 | 0 | 0 | 0 | 0 | 0 | 0 | 0 | 700 | 700 | 1400 | 0 | 300 | 300 | 0 | 1 | 0 |  | 0 | 0 | 0 | 0 | 0 | 0 | 0 | 0 | 0 | 0 | 0 | 0 | 0 | 2 | 2 | 0 | 1 | 1 | 0 |  | 1 | 1 | 1 | 1 | 1 | 1 | 4 | 1 | 3 | 3 | 1 | 1
SCE NOL | New Sub - Lugo - Pisgah (Proposed) | 230 | 0 | 0 | 0 | 0 | 0 | 0 | 0 | 0 | 0 | 0 | 0 | 0 | 0 | 0 | 0 | 0 | 0 | 0 | 0 | 0 |  | 0 | 0 | 150 | 0 | 150 | 0 | 0 | 0 | 0 | 0 | 0 | 0 | 0 | 0 | 0 | 0 | 0 | 0 | 0 | 1 | 1 |  | 0 | 0 | 2 | 0 | 2 | 0 | 0 | 0 | 0 | 0 | 0 | 0 | 0 | 0 | 0 | 0 | 0 | 0 | 0 |  | 1 | 1 | 5 | 1 | 1 | 1 | 1 | 1 | 1 | 1 | 1 | 1
PG&E KERN | New Sub - Midway - Wheeler Ridge (Proposed) | 230 | 0 | 0 | 0 | 0 | 0 | 0 | 0 | 0 | 0 | 0 | 0 | 0 | 1900 | 0 | 1900 | 0 | 0 | 0 | 0 | 1 |  | 0 | 0 | 0 | 0 | 0 | 0 | 0 | 0 | 0 | 0 | 0 | 0 | 150 | 300 | 450 | 92 | 0 | 92 | 0 | 1 | 0 |  | 0 | 0 | 0 | 0 | 0 | 0 | 0 | 0 | 0 | 0 | 0 | 0 | 0 | 2 | 0 | 2 | 0 | 2 | 0 |  | 1 | 1 | 1 | 1 | 1 | 1 | 1 | 4 | 1 | 4 | 1 | 1
PG&E NGBA | New Sub - Near existing Leavitt (PSREC) | 345 | 9 | 0 | 448 | 0 | 448 | 0 | 0 | 0 | 0 | 0 | 0 | 0 | 0 | 0 | 0 | 0 | 0 | 0 | 0 | 1 |  | 0 | 0 | 300 | 0 | 300 | 0 | 0 | 0 | 0 | 0 | 0 | 0 | 0 | 0 | 0 | 0 | 0 | 0 | 0 | 1 | 0 |  | 0 | 0 | 0 | 0 | 0 | 0 | 0 | 0 | 0 | 0 | 0 | 0 | 0 | 0 | 0 | 0 | 0 | 0 | 0 |  | 1 | 1 | 1 | 1 | 1 | 1 | 1 | 1 | 1 | 1 | 1 | 0
PG&E NGBA | New Sub - Near existing Madeline (NVE) | 345 | 0 | 0 | 700 | 0 | 700 | 0 | 0 | 0 | 0 | 0 | 0 | 0 | 0 | 0 | 0 | 0 | 0 | 0 | 0 | 1 |  | 0 | 0 | 700 | 0 | 700 | 0 | 0 | 0 | 0 | 0 | 0 | 0 | 0 | 0 | 0 | 0 | 0 | 0 | 0 | 1 | 0 |  | 0 | 0 | 0 | 0 | 0 | 0 | 0 | 0 | 0 | 0 | 0 | 0 | 0 | 0 | 0 | 0 | 0 | 0 | 0 |  | 1 | 1 | 1 | 1 | 1 | 1 | 1 | 1 | 1 | 1 | 1 | 0
SDGE | New Sub - North Gila - IV (Proposed) | 500 | 0 | 0 | 0 | 0 | 0 | 0 | 0 | 0 | 0 | 0 | 0 | 0 | 750 | 250 | 1000 | 0 | 0 | 0 | 0 | 1 |  | 0 | 0 | 0 | 0 | 0 | 0 | 0 | 0 | 0 | 0 | 0 | 0 | 150 | 400 | 550 | 0 | 165 | 165 | 0 | 1 | 4 |  | 0 | 0 | 0 | 0 | 0 | 0 | 0 | 0 | 0 | 0 | 0 | 0 | 0 | 2 | 0 | 0 | 2 | 2 | 0 |  | 1 | 1 | 1 | 1 | 1 | 1 | 1 | 1 | 5 | 5 | 1 | 1
PG&E NGBA | New Sub - Pit 1 - Cottonwood (Proposed) | 230 | 0 | 0 | 0 | 0 | 0 | 0 | 0 | 0 | 0 | 0 | 0 | 0 | 0 | 0 | 0 | 0 | 0 | 0 | 0 | 0 |  | 0 | 0 | 200 | 6 | 206 | 0 | 0 | 0 | 0 | 0 | 0 | 0 | 0 | 0 | 0 | 0 | 0 | 0 | 0 | 1 | 0 |  | 0 | 0 | 2 | 2 | 2 | 0 | 0 | 0 | 0 | 0 | 0 | 0 | 0 | 0 | 0 | 0 | 0 | 0 | 0 |  | 1 | 1 | 4 | 1 | 1 | 1 | 1 | 1 | 1 | 1 | 1 | 1
PG&E GBA | New Sub - Rancho Seco - Bellota (Proposed) | 230 | 0 | 0 | 0 | 0 | 0 | 0 | 0 | 0 | 0 | 0 | 0 | 0 | 0 | 0 | 0 | 0 | 0 | 0 | 0 | 0 |  | 0 | 0 | 0 | 0 | 0 | 0 | 0 | 0 | 0 | 0 | 0 | 0 | 52 | 200 | 252 | 0 | 40 | 40 | 0 | 1 | 0 |  | 0 | 0 | 0 | 0 | 0 | 0 | 0 | 0 | 0 | 0 | 0 | 0 | 2 | 2 | 2 | 0 | 2 | 2 | 0 |  | 1 | 1 | 1 | 1 | 1 | 1 | 4 | 1 | 4 | 4 | 1 | 1
SDGE | New Sub - Suncrest - Ocotillo (Proposed) | 500 | 0 | 0 | 0 | 0 | 0 | 0 | 0 | 0 | 0 | 0 | 0 | 0 | 0 | 0 | 0 | 0 | 0 | 0 | 0 | 0 |  | 0 | 0 | 300 | 100 | 400 | 0 | 0 | 0 | 0 | 0 | 0 | 0 | 0 | 0 | 0 | 0 | 0 | 0 | 0 | 1 | 4 |  | 0 | 0 | 2 | 2 | 2 | 0 | 0 | 0 | 0 | 0 | 0 | 0 | 0 | 0 | 0 | 0 | 0 | 0 | 0 |  | 1 | 1 | 5 | 1 | 1 | 1 | 1 | 1 | 1 | 1 | 1 | 1
PG&E FRESNO | New Sub - Westley - Quinto (Proposed) | 230 | 80 | 0 | 0 | 0 | 0 | 0 | 0 | 0 | 0 | 0 | 0 | 0 | 0 | 0 | 0 | 0 | 900 | 900 | 0 | 1 |  | 0 | 0 | 0 | 0 | 0 | 0 | 0 | 0 | 0 | 0 | 0 | 0 | 0 | 0 | 0 | 0 | 0 | 0 | 0 | 0 | 1 |  | 0 | 0 | 0 | 0 | 0 | 0 | 0 | 0 | 0 | 0 | 0 | 0 | 0 | 0 | 0 | 0 | 0 | 0 | 0 |  | 1 | 1 | 1 | 1 | 1 | 1 | 1 | 1 | 1 | 1 | 1 | 0
PG&E GBA | Newark | 115 | 0 | 0 | 0 | 0 | 0 | 0 | 0 | 0 | 0 | 0 | 0 | 0 | 0 | 0 | 0 | 0 | 0 | 0 | 0 | 0 |  | 0 | 0 | 0 | 0 | 0 | 0 | 0 | 0 | 0 | 0 | 0 | 0 | 0 | 0 | 0 | 0 | 0 | 0 | 0 | 0 | 0 |  | 0 | 0 | 0 | 0 | 0 | 0 | 0 | 0 | 0 | 0 | 0 | 0 | 0 | 0 | 0 | 0 | 0 | 0 | 0 |  | 1 | 1 | 1 | 1 | 1 | 1 | 1 | 1 | 1 | 1 | 1 | 0
PG&E GBA | Newark | 230 | 0 | 0 | 0 | 0 | 0 | 0 | 0 | 0 | 0 | 0 | 0 | 0 | 0 | 0 | 0 | 0 | 0 | 0 | 0 | 0 |  | 0 | 0 | 0 | 0 | 0 | 0 | 0 | 0 | 0 | 0 | 0 | 0 | 0 | 0 | 0 | 0 | 0 | 0 | 0 | 0 | 0 |  | 0 | 0 | 0 | 0 | 0 | 0 | 0 | 0 | 0 | 0 | 0 | 0 | 0 | 0 | 0 | 0 | 0 | 0 | 0 |  | 1 | 1 | 1 | 1 | 1 | 1 | 1 | 1 | 1 | 1 | 1 | 0
PG&E GBA | Newark | 60 | 0 | 0 | 0 | 0 | 0 | 0 | 0 | 0 | 0 | 0 | 0 | 0 | 0 | 0 | 0 | 0 | 0 | 0 | 0 | 0 |  | 0 | 0 | 0 | 0 | 0 | 0 | 0 | 0 | 0 | 0 | 0 | 2.5 | 0 | 0 | 0 | 0 | 0 | 0 | 0 | 1 | 0 |  | 0 | 0 | 0 | 0 | 0 | 0 | 0 | 0 | 0 | 0 | 0 | 2 | 0 | 0 | 0 | 0 | 0 | 0 | 0 |  | 1 | 1 | 1 | 1 | 1 | 4 | 1 | 1 | 1 | 1 | 1 | 1
PG&E FRESNO | Newhall | 115 | 0 | 0 | 0 | 0 | 0 | 0 | 0 | 0 | 0 | 0 | 0 | 0 | 0 | 0 | 0 | 0 | 0 | 0 | 0 | 0 |  | 0 | 0 | 0 | 0 | 0 | 0 | 0 | 0 | 0 | 0 | 0 | 0 | 0 | 0 | 0 | 0 | 0 | 0 | 0 | 0 | 1 |  | 0 | 0 | 0 | 0 | 0 | 0 | 0 | 0 | 0 | 0 | 0 | 0 | 0 | 0 | 0 | 0 | 0 | 0 | 0 |  | 1 | 1 | 1 | 1 | 1 | 1 | 1 | 1 | 1 | 1 | 1 | 0
PG&E KERN | Norco | 115 | 0 | 0 | 0 | 0 | 0 | 0 | 0 | 0 | 0 | 0 | 0 | 0 | 0 | 0 | 0 | 0 | 0 | 0 | 0 | 0 |  | 0 | 0.8 | 0 | 0 | 0 | 0 | 0 | 0 | 0 | 0 | 0 | 0 | 0 | 0 | 0 | 0 | 0 | 0 | 0 | 1 | 0 |  | 0 | 2 | 0 | 0 | 0 | 0 | 0 | 0 | 0 | 0 | 0 | 0 | 0 | 0 | 0 | 0 | 0 | 0 | 0 |  | 1 | 4 | 1 | 1 | 1 | 1 | 1 | 1 | 1 | 1 | 1 | 1
PG&E GBA | Nortech | 115 | 0 | 0 | 0 | 0 | 0 | 0 | 0 | 0 | 0 | 0 | 0 | 0 | 80 | 0 | 80 | 0 | 0 | 0 | 0 | 1 |  | 0 | 0 | 0 | 0 | 0 | 0 | 0 | 0 | 0 | 0 | 0 | 0 | 0 | 0 | 0 | 0 | 0 | 0 | 0 | 0 | 1 |  | 0 | 0 | 0 | 0 | 0 | 0 | 0 | 0 | 0 | 0 | 0 | 0 | 0 | 0 | 0 | 0 | 0 | 0 | 0 |  | 1 | 1 | 1 | 1 | 1 | 1 | 1 | 1 | 1 | 1 | 1 | 0
SDGE | North City Metering | 138 | 0 | 0 | 0 | 0 | 0 | 0 | 0 | 0 | 0 | 0 | 0 | 0 | 0 | 0 | 0 | 0 | 0 | 0 | 0 | 0 |  | 0 | 0 | 0 | 0 | 0 | 0 | 0 | 0 | 0 | 0 | 0 | 0 | 0 | 0 | 0 | 0 | 0 | 0 | 0 | 0 | 3 |  | 0 | 0 | 0 | 0 | 0 | 0 | 0 | 0 | 0 | 0 | 0 | 0 | 0 | 0 | 0 | 0 | 0 | 0 | 0 |  | 1 | 1 | 1 | 1 | 1 | 1 | 1 | 1 | 1 | 1 | 1 | 0
PG&E GBA | North Dublin | 230 | 0 | 0 | 0 | 0 | 0 | 0 | 0 | 0 | 0 | 0 | 0 | 0 | 0 | 0 | 0 | 0 | 0 | 0 | 0 | 0 |  | 0 | 0 | 0 | 0 | 0 | 0 | 0 | 0 | 0 | 0 | 0 | 0 | 0 | 0 | 0 | 0 | 0 | 0 | 0 | 0 | 0 |  | 0 | 0 | 0 | 0 | 0 | 0 | 0 | 0 | 0 | 0 | 0 | 0 | 0 | 0 | 0 | 0 | 0 | 0 | 0 |  | 1 | 1 | 1 | 1 | 1 | 1 | 1 | 1 | 1 | 1 | 1 | 0
SDGE | North Gila | 500 | 0 | 0 | 0 | 0 | 0 | 0 | 0 | 0 | 0 | 0 | 0 | 0 | 750 | 500 | 1250 | 0 | 94.35 | 94.35 | 0 | 1 |  | 0 | 0 | 0 | 0 | 0 | 0 | 0 | 0 | 0 | 0 | 0 | 0 | 0 | 0 | 0 | 0 | 0 | 0 | 0 | 0 | 3 |  | 0 | 0 | 0 | 0 | 0 | 0 | 0 | 0 | 0 | 0 | 0 | 0 | 0 | 0 | 0 | 0 | 0 | 0 | 0 |  | 1 | 1 | 1 | 1 | 1 | 1 | 1 | 1 | 1 | 1 | 1 | 0
SCE Metro | North of SONGS | 230 | 0 | 0 | 0 | 0 | 0 | 0 | 0 | 0 | 0 | 0 | 0 | 0 | 0 | 0 | 0 | 0 | 0 | 0 | 0 | 0 |  | 0 | 0 | 0 | 0 | 0 | 0 | 0 | 0 | 0 | 0 | 0 | 0 | 0 | 0 | 0 | 0 | 0 | 0 | 0 | 0 | 0 |  | 0 | 0 | 0 | 0 | 0 | 0 | 0 | 0 | 0 | 0 | 0 | 0 | 0 | 0 | 0 | 0 | 0 | 0 | 0 |  | 1 | 1 | 1 | 1 | 1 | 1 | 1 | 1 | 1 | 1 | 1 | 0
SCE Metro | North of SONGS | 500 | 0 | 0 | 0 | 0 | 0 | 0 | 0 | 0 | 0 | 0 | 0 | 0 | 0 | 0 | 0 | 0 | 0 | 0 | 0 | 0 |  | 0 | 0 | 0 | 0 | 0 | 0 | 0 | 0 | 0 | 0 | 0 | 0 | 0 | 0 | 0 | 0 | 0 | 0 | 0 | 0 | 0 |  | 0 | 0 | 0 | 0 | 0 | 0 | 0 | 0 | 0 | 0 | 0 | 0 | 0 | 0 | 0 | 0 | 0 | 0 | 0 |  | 1 | 1 | 1 | 1 | 1 | 1 | 1 | 1 | 1 | 1 | 1 | 0
PG&E NGBA | Notre Dame | 115 | 0 | 0 | 0 | 0 | 0 | 0 | 0 | 0 | 0 | 0 | 0 | 0 | 0 | 0 | 0 | 0 | 0 | 0 | 0 | 0 |  | 0 | 0 | 0 | 0 | 0 | 0 | 0 | 0 | 0 | 0 | 0 | 0 | 0 | 0 | 0 | 0 | 0 | 0 | 0 | 0 | 0 |  | 0 | 0 | 0 | 0 | 0 | 0 | 0 | 0 | 0 | 0 | 0 | 0 | 0 | 0 | 0 | 0 | 0 | 0 | 0 |  | 1 | 1 | 1 | 1 | 1 | 1 | 1 | 1 | 1 | 1 | 1 | 0
PG&E GBA | Oakland C | 115 | 0 | 0 | 0 | 0 | 0 | 0 | 0 | 0 | 0 | 0 | 0 | 0 | 0 | 200 | 200 | 0 | 0 | 0 | 0 | 1 |  | 0 | 0 | 0 | 0 | 0 | 0 | 0 | 0 | 0 | 0 | 0 | 0 | 0 | 0 | 0 | 0 | 0 | 0 | 0 | 0 | 2 |  | 0 | 0 | 0 | 0 | 0 | 0 | 0 | 0 | 0 | 0 | 0 | 0 | 0 | 0 | 0 | 0 | 0 | 0 | 0 |  | 1 | 1 | 1 | 1 | 1 | 1 | 1 | 1 | 1 | 1 | 1 | 0
PG&E GBA | Oakland J | 115 | 0 | 0 | 0 | 0 | 0 | 0 | 0 | 0 | 0 | 0 | 0 | 0 | 0 | 0 | 0 | 0 | 0 | 0 | 0 | 0 |  | 0 | 0 | 0 | 0 | 0 | 0 | 0 | 0 | 0 | 0 | 0 | 0 | 0 | 0 | 0 | 0 | 0 | 0 | 0 | 0 | 1 |  | 0 | 0 | 0 | 0 | 0 | 0 | 0 | 0 | 0 | 0 | 0 | 0 | 0 | 0 | 0 | 0 | 0 | 0 | 0 |  | 1 | 1 | 1 | 1 | 1 | 1 | 1 | 1 | 1 | 1 | 1 | 0
PG&E GBA | Oakland L | 115 | 0 | 0 | 0 | 0 | 0 | 0 | 0 | 0 | 0 | 0 | 0 | 0 | 0 | 0 | 0 | 0 | 0 | 0 | 0 | 0 |  | 0 | 0 | 0 | 0 | 0 | 0 | 0 | 0 | 0 | 0 | 0 | 0 | 0 | 0 | 0 | 0 | 0 | 0 | 0 | 0 | 1 |  | 0 | 0 | 0 | 0 | 0 | 0 | 0 | 0 | 0 | 0 | 0 | 0 | 0 | 0 | 0 | 0 | 0 | 0 | 0 |  | 1 | 1 | 1 | 1 | 1 | 1 | 1 | 1 | 1 | 1 | 1 | 0
PG&E GBA | Oakland X | 115 | 0 | 0 | 0 | 0 | 0 | 0 | 0 | 0 | 0 | 0 | 0 | 0 | 0 | 100 | 100 | 0 | 0 | 0 | 0 | 1 |  | 0 | 0 | 0 | 0 | 0 | 0 | 0 | 0 | 0 | 0 | 0 | 0 | 0 | 0 | 0 | 0 | 0 | 0 | 0 | 0 | 1 |  | 0 | 0 | 0 | 0 | 0 | 0 | 0 | 0 | 0 | 0 | 0 | 0 | 0 | 0 | 0 | 0 | 0 | 0 | 0 |  | 1 | 1 | 1 | 1 | 1 | 1 | 1 | 1 | 1 | 1 | 1 | 0
SDGE | Ocean Ranch | 69 | 0 | 0 | 0 | 0 | 0 | 0 | 0 | 0 | 0 | 0 | 0 | 0 | 0 | 0 | 0 | 0 | 0 | 0 | 0 | 0 |  | 0 | 0 | 0 | 0 | 0 | 0 | 0 | 0 | 0 | 0 | 0 | 0 | 0 | 0 | 0 | 0 | 0 | 0 | 0 | 0 | 1 |  | 0 | 0 | 0 | 0 | 0 | 0 | 0 | 0 | 0 | 0 | 0 | 0 | 0 | 0 | 0 | 0 | 0 | 0 | 0 |  | 1 | 1 | 1 | 1 | 1 | 1 | 1 | 1 | 1 | 1 | 1 | 0
PG&E KERN | Oceano | 115 | 0 | 0 | 0 | 0 | 0 | 0 | 0 | 0 | 0 | 0 | 0 | 0 | 0 | 0 | 0 | 0 | 0 | 0 | 0 | 0 |  | 0 | 0 | 0 | 0 | 0 | 0 | 0 | 0 | 0 | 0 | 0 | 0 | 0 | 0 | 0 | 0 | 0 | 0 | 0 | 0 | 1 |  | 0 | 0 | 0 | 0 | 0 | 0 | 0 | 0 | 0 | 0 | 0 | 0 | 0 | 0 | 0 | 0 | 0 | 0 | 0 |  | 1 | 1 | 1 | 1 | 1 | 1 | 1 | 1 | 1 | 1 | 1 | 0
SDGE | Ocotillo Express | 500 | 0 | 0 | 0 | 0 | 0 | 0 | 0 | 0 | 0 | 0 | 0 | 0 | 0 | 0 | 0 | 0 | 0 | 0 | 0 | 0 |  | 0 | 0 | 0 | 0 | 0 | 0 | 0 | 0 | 0 | 0 | 0 | 0 | 0 | 0 | 0 | 0 | 0 | 0 | 0 | 0 | 4 |  | 0 | 0 | 0 | 0 | 0 | 0 | 0 | 0 | 0 | 0 | 0 | 0 | 0 | 0 | 0 | 0 | 0 | 0 | 0 |  | 1 | 1 | 1 | 1 | 1 | 1 | 1 | 1 | 1 | 1 | 1 | 0
PG&E KERN | Old River | 70 | 0 | 0 | 0 | 0 | 0 | 0 | 0 | 0 | 0 | 0 | 0 | 2.4 | 0 | 0 | 0 | 0 | 0 | 0 | 0 | 1 |  | 0 | 0 | 0 | 0 | 0 | 0 | 0 | 0 | 0 | 0 | 0 | 2.4 | 0 | 0 | 0 | 0 | 0 | 0 | 0 | 1 | 0 |  | 0 | 0 | 0 | 0 | 0 | 0 | 0 | 0 | 0 | 0 | 0 | 0 | 0 | 0 | 0 | 0 | 0 | 0 | 0 |  | 1 | 1 | 1 | 1 | 1 | 1 | 1 | 1 | 1 | 1 | 1 | 0
SDGE | Old Town | 230 | 0 | 0 | 0 | 0 | 0 | 0 | 0 | 0 | 0 | 0 | 0 | 0 | 0 | 0 | 0 | 0 | 0 | 0 | 0 | 0 |  | 0 | 0 | 0 | 0 | 0 | 0 | 0 | 0 | 0 | 0 | 0 | 0 | 0 | 0 | 0 | 0 | 0 | 0 | 0 | 0 | 2 |  | 0 | 0 | 0 | 0 | 0 | 0 | 0 | 0 | 0 | 0 | 0 | 0 | 0 | 0 | 0 | 0 | 0 | 0 | 0 |  | 1 | 1 | 1 | 1 | 1 | 1 | 1 | 1 | 1 | 1 | 1 | 0
SCE Metro | Olinda | 230 | 0 | 0 | 0 | 0 | 0 | 0 | 0 | 0 | 0 | 0 | 0 | 0 | 0 | 0 | 0 | 0 | 0 | 0 | 0 | 0 |  | 0 | 0 | 0 | 0 | 0 | 0 | 0 | 0 | 0 | 0 | 0 | 0 | 0 | 0 | 0 | 0 | 0 | 0 | 0 | 0 | 0 |  | 0 | 0 | 0 | 0 | 0 | 0 | 0 | 0 | 0 | 0 | 0 | 0 | 0 | 0 | 0 | 0 | 0 | 0 | 0 |  | 1 | 1 | 1 | 1 | 1 | 1 | 1 | 1 | 1 | 1 | 1 | 0
PG&E FRESNO | Olive | 115 | 0 | 0 | 0 | 0 | 0 | 0 | 0 | 0 | 0 | 0 | 0 | 0 | 0 | 0 | 0 | 20 | 0 | 20 | 0 | 1 |  | 0 | 0 | 0 | 0 | 0 | 0 | 0 | 0 | 0 | 0 | 0 | 0 | 40 | 0 | 40 | 20 | 0 | 20 | 0 | 1 | 0 |  | 0 | 0 | 0 | 0 | 0 | 0 | 0 | 0 | 0 | 0 | 0 | 0 | 2 | 0 | 2 | 0 | 0 | 0 | 0 |  | 1 | 1 | 1 | 1 | 1 | 1 | 4 | 1 | 1 | 1 | 1 | 1
PG&E NGBA | Olivehurst | 115 | 0 | 0 | 0 | 0 | 0 | 0 | 0 | 0 | 0 | 0 | 0 | 0 | 0 | 0 | 0 | 0 | 0 | 0 | 0 | 0 |  | 0 | 0 | 0 | 0 | 0 | 0 | 0 | 0 | 0 | 0 | 0 | 0 | 0 | 0 | 0 | 0 | 0 | 0 | 0 | 0 | 0 |  | 0 | 0 | 0 | 0 | 0 | 0 | 0 | 0 | 0 | 0 | 0 | 0 | 0 | 0 | 0 | 0 | 0 | 0 | 0 |  | 1 | 1 | 1 | 1 | 1 | 1 | 1 | 1 | 1 | 1 | 1 | 0
PG&E NGBA | Oregon Trail | 60 | 0 | 0 | 0 | 0 | 0 | 0 | 0 | 0 | 0 | 0 | 0 | 0 | 0 | 0 | 0 | 0 | 0 | 0 | 0 | 0 |  | 0 | 0 | 0 | 0 | 0 | 0 | 0 | 0 | 0 | 0 | 0 | 0 | 0 | 0 | 0 | 0 | 0 | 0 | 0 | 0 | 0 |  | 0 | 0 | 0 | 0 | 0 | 0 | 0 | 0 | 0 | 0 | 0 | 0 | 0 | 0 | 0 | 0 | 0 | 0 | 0 |  | 1 | 1 | 1 | 1 | 1 | 1 | 1 | 1 | 1 | 1 | 1 | 0
SCE Northern | Ormond Beach | 230 | 0 | 0 | 0 | 0 | 0 | 0 | 0 | 0 | 0 | 0 | 0 | 0 | 0 | 0 | 0 | 0 | 0 | 0 | 0 | 0 |  | 0 | 0 | 0 | 0 | 0 | 0 | 0 | 0 | 0 | 0 | 0 | 0 | 0 | 0 | 0 | 0 | 0 | 0 | 0 | 0 | 0 |  | 0 | 0 | 0 | 0 | 0 | 0 | 0 | 0 | 0 | 0 | 0 | 0 | 0 | 0 | 0 | 0 | 0 | 0 | 0 |  | 1 | 1 | 1 | 1 | 1 | 1 | 1 | 1 | 1 | 1 | 1 | 0
PG&E FRESNO | Oro Loma | 115 | 0 | 0 | 0 | 0 | 0 | 0 | 0 | 0 | 0 | 0 | 0 | 0 | 100 | 0 | 100 | 0 | 0 | 0 | 0 | 1 |  | 0 | 0 | 0 | 0 | 0 | 0 | 0 | 0 | 0 | 0 | 0 | 0 | 0 | 0 | 0 | 0 | 0 | 0 | 0 | 0 | 1 |  | 0 | 0 | 0 | 0 | 0 | 0 | 0 | 0 | 0 | 0 | 0 | 0 | 0 | 0 | 0 | 0 | 0 | 0 | 0 |  | 1 | 1 | 1 | 1 | 1 | 1 | 1 | 1 | 1 | 1 | 1 | 0
PG&E FRESNO | Oro Loma | 70 | 0 | 0 | 0 | 0 | 0 | 0 | 0 | 0 | 0 | 0 | 0 | 5 | 0 | 0 | 0 | 0 | 0 | 0 | 0 | 1 |  | 0 | 0 | 0 | 0 | 0 | 0 | 0 | 0 | 0 | 0 | 0 | 5 | 0 | 0 | 0 | 0 | 0 | 0 | 0 | 1 | 1 |  | 0 | 0 | 0 | 0 | 0 | 0 | 0 | 0 | 0 | 0 | 0 | 0 | 0 | 0 | 0 | 0 | 0 | 0 | 0 |  | 1 | 1 | 1 | 1 | 1 | 1 | 1 | 1 | 1 | 1 | 1 | 0
PG&E FRESNO | Orosi | 70 | 0 | 0 | 0 | 0 | 0 | 0 | 0 | 0 | 0 | 0 | 0 | 0 | 0 | 0 | 0 | 0 | 0 | 0 | 0 | 0 |  | 0 | 0 | 0 | 0 | 0 | 0 | 0 | 0 | 0 | 0 | 0 | 0 | 0 | 0 | 0 | 0 | 0 | 0 | 0 | 0 | 1 |  | 0 | 0 | 0 | 0 | 0 | 0 | 0 | 0 | 0 | 0 | 0 | 0 | 0 | 0 | 0 | 0 | 0 | 0 | 0 |  | 1 | 1 | 1 | 1 | 1 | 1 | 1 | 1 | 1 | 1 | 1 | 0
SDGE | Otay | 69 | 0 | 0 | 0 | 0 | 0 | 0 | 0 | 0 | 0 | 0 | 0 | 0 | 0 | 0 | 0 | 49.7 | 0 | 49.7 | 0 | 1 |  | 0 | 0 | 0 | 0 | 0 | 0 | 0 | 0 | 0 | 0 | 0 | 0 | 0 | 0 | 0 | 49.7 | 0 | 49.7 | 0 | 1 | 4 |  | 0 | 0 | 0 | 0 | 0 | 0 | 0 | 0 | 0 | 0 | 0 | 0 | 0 | 0 | 0 | 0 | 0 | 0 | 0 |  | 1 | 1 | 1 | 1 | 1 | 1 | 1 | 1 | 1 | 1 | 1 | 0
SDGE | Otay Mesa | 230 | 0 | 0 | 0 | 0 | 0 | 0 | 0 | 0 | 0 | 0 | 0 | 0 | 0 | 0 | 0 | 65 | 0 | 65 | 0 | 1 |  | 0 | 0 | 0 | 0 | 0 | 0 | 0 | 0 | 0 | 0 | 0 | 0 | 0 | 0 | 0 | 65 | 0 | 65 | 0 | 1 | 5 |  | 0 | 0 | 0 | 0 | 0 | 0 | 0 | 0 | 0 | 0 | 0 | 0 | 0 | 0 | 0 | 0 | 0 | 0 | 0 |  | 1 | 1 | 1 | 1 | 1 | 1 | 1 | 1 | 1 | 1 | 1 | 0
PG&E FRESNO | Padre Flats SW STA | 230 | 20 | 0 | 0 | 0 | 0 | 0 | 0 | 0 | 0 | 0 | 0 | 0 | 400 | 0 | 400 | 0 | 0 | 0 | 0 | 1 |  | 0 | 0 | 0 | 0 | 0 | 0 | 0 | 0 | 0 | 0 | 0 | 0 | 0 | 0 | 0 | 0 | 0 | 0 | 0 | 0 | 1 |  | 0 | 0 | 0 | 0 | 0 | 0 | 0 | 0 | 0 | 0 | 0 | 0 | 0 | 0 | 0 | 0 | 0 | 0 | 0 |  | 1 | 1 | 1 | 1 | 1 | 1 | 1 | 1 | 1 | 1 | 1 | 0
EOP | Pahrump | 138 | 0 | 0 | 0 | 0 | 0 | 0 | 0 | 0 | 0 | 0 | 0 | 0 | 0 | 0 | 0 | 0 | 0 | 0 | 0 | 0 |  | 0 | 0 | 0 | 0 | 0 | 0 | 0 | 0 | 0 | 0 | 0 | 0 | 0 | 0 | 0 | 0 | 0 | 0 | 0 | 0 | 2 |  | 0 | 0 | 0 | 0 | 0 | 0 | 0 | 0 | 0 | 0 | 0 | 0 | 0 | 0 | 0 | 0 | 0 | 0 | 0 |  | 1 | 1 | 1 | 1 | 1 | 1 | 1 | 1 | 1 | 1 | 1 | 0
EOP | Pahrump | 230 | 0 | 0 | 0 | 0 | 0 | 0 | 0 | 0 | 0 | 0 | 0 | 0 | 0 | 0 | 0 | 0 | 0 | 0 | 0 | 0 |  | 0 | 0 | 0 | 0 | 0 | 0 | 0 | 0 | 0 | 0 | 0 | 0 | 0 | 0 | 0 | 0 | 0 | 0 | 0 | 0 | 2 |  | 0 | 0 | 0 | 0 | 0 | 0 | 0 | 0 | 0 | 0 | 0 | 0 | 0 | 0 | 0 | 0 | 0 | 0 | 0 |  | 1 | 1 | 1 | 1 | 1 | 1 | 1 | 1 | 1 | 1 | 1 | 0
SDGE | Pala | 69 | 0 | 0 | 0 | 0 | 0 | 0 | 0 | 0 | 0 | 0 | 0 | 0 | 0 | 0 | 0 | 0 | 0 | 0 | 0 | 0 |  | 0 | 0 | 0 | 0 | 0 | 0 | 0 | 0 | 0 | 0 | 0 | 0 | 0 | 0 | 0 | 10 | 0 | 10 | 0 | 1 | 3 |  | 0 | 0 | 0 | 0 | 0 | 0 | 0 | 0 | 0 | 0 | 0 | 0 | 0 | 0 | 0 | 2 | 0 | 2 | 0 |  | 1 | 1 | 1 | 1 | 1 | 1 | 1 | 5 | 1 | 5 | 1 | 1
PG&E NGBA | Palermo | 115 | 0 | 0 | 0 | 0 | 0 | 0 | 0 | 0 | 0 | 0 | 0 | 0 | 0 | 0 | 0 | 0 | 0 | 0 | 0 | 0 |  | 0 | 0 | 0 | 0 | 0 | 0 | 0 | 0 | 0 | 0 | 0 | 0 | 0 | 0 | 0 | 0 | 0 | 0 | 0 | 0 | 0 |  | 0 | 0 | 0 | 0 | 0 | 0 | 0 | 0 | 0 | 0 | 0 | 0 | 0 | 0 | 0 | 0 | 0 | 0 | 0 |  | 1 | 1 | 1 | 1 | 1 | 1 | 1 | 1 | 1 | 1 | 1 | 0
PG&E NGBA | Palermo | 230 | 20 | 0 | 0 | 0 | 0 | 0 | 0 | 0 | 0 | 0 | 0 | 0 | 0 | 0 | 0 | 0 | 0 | 0 | 0 | 1 |  | 0 | 0 | 0 | 0 | 0 | 0 | 0 | 0 | 0 | 0 | 0 | 0 | 0 | 0 | 0 | 0 | 0 | 0 | 0 | 0 | 0 |  | 0 | 0 | 0 | 0 | 0 | 0 | 0 | 0 | 0 | 0 | 0 | 0 | 0 | 0 | 0 | 0 | 0 | 0 | 0 |  | 1 | 1 | 1 | 1 | 1 | 1 | 1 | 1 | 1 | 1 | 1 | 0
SCE Eastern | Palo Verde | 500 | 0 | 0 | 0 | 0 | 0 | 2536 | 0 | 2536 | 0 | 0 | 0 | 0 | 0 | 0 | 0 | 0 | 0 | 0 | 0 | 1 |  | 0 | 0 | 0 | 0 | 0 | 3099 | 0 | 3099 | 0 | 0 | 0 | 0 | 0 | 0 | 0 | 0 | 0 | 0 | 0 | 1 | 2 |  | 0 | 0 | 0 | 0 | 0 | 2 | 0 | 2 | 0 | 0 | 0 | 0 | 0 | 0 | 0 | 0 | 0 | 0 | 0 |  | 1 | 1 | 1 | 5 | 1 | 1 | 1 | 1 | 1 | 1 | 1 | 1
SDGE | Palomar Energy | 230 | 0 | 0 | 0 | 0 | 0 | 0 | 0 | 0 | 0 | 0 | 0 | 0 | 0 | 0 | 0 | 0 | 0 | 0 | 0 | 0 |  | 0 | 0 | 0 | 0 | 0 | 0 | 0 | 0 | 0 | 0 | 0 | 0 | 0 | 0 | 0 | 0 | 0 | 0 | 0 | 0 | 3 |  | 0 | 0 | 0 | 0 | 0 | 0 | 0 | 0 | 0 | 0 | 0 | 0 | 0 | 0 | 0 | 0 | 0 | 0 | 0 |  | 1 | 1 | 1 | 1 | 1 | 1 | 1 | 1 | 1 | 1 | 1 | 0
PG&E KERN | Panama | 70 | 0 | 0 | 0 | 0 | 0 | 0 | 0 | 0 | 0 | 0 | 0 | 0 | 0 | 0 | 0 | 0 | 0 | 0 | 0 | 0 |  | 0 | 0 | 0 | 0 | 0 | 0 | 0 | 0 | 0 | 0 | 0 | 0 | 0 | 0 | 0 | 0 | 0 | 0 | 0 | 0 | 0 |  | 0 | 0 | 0 | 0 | 0 | 0 | 0 | 0 | 0 | 0 | 0 | 0 | 0 | 0 | 0 | 0 | 0 | 0 | 0 |  | 1 | 1 | 1 | 1 | 1 | 1 | 1 | 1 | 1 | 1 | 1 | 0
PG&E FRESNO | Panoche | 115 | 0 | 0 | 0 | 0 | 0 | 0 | 0 | 0 | 0 | 0 | 0 | 4.4 | 0 | 0 | 0 | 0 | 0 | 0 | 0 | 1 |  | 0 | 0 | 0 | 0 | 0 | 0 | 0 | 0 | 0 | 0 | 0 | 6.15 | 0 | 0 | 0 | 0 | 0 | 0 | 0 | 1 | 1 |  | 0 | 0 | 0 | 0 | 0 | 0 | 0 | 0 | 0 | 0 | 0 | 1 | 0 | 0 | 0 | 0 | 0 | 0 | 0 |  | 1 | 1 | 1 | 1 | 1 | 3 | 1 | 1 | 1 | 1 | 1 | 1
PG&E FRESNO | Panoche | 230 | 0 | 0 | 0 | 0 | 0 | 0 | 0 | 0 | 0 | 0 | 0 | 0 | 0 | 0 | 0 | 0 | 0 | 0 | 0 | 0 |  | 0 | 0 | 0 | 0 | 0 | 0 | 0 | 0 | 0 | 0 | 0 | 0 | 200 | 400 | 600 | 0 | 160 | 160 | 0 | 1 | 1 |  | 0 | 0 | 0 | 0 | 0 | 0 | 0 | 0 | 0 | 0 | 0 | 0 | 2 | 2 | 2 | 0 | 2 | 2 | 0 |  | 1 | 1 | 1 | 1 | 1 | 1 | 5 | 1 | 5 | 5 | 1 | 1
SCE Northern | Pardee | 230 | 0 | 0 | 0 | 0 | 0 | 0 | 0 | 0 | 0 | 0 | 0 | 0 | 700 | 0 | 700 | 15 | 0 | 15 | 250 | 1 |  | 0 | 0 | 0 | 0 | 0 | 0 | 0 | 0 | 0 | 0 | 0 | 0 | 0 | 0 | 0 | 15 | 0 | 15 | 0 | 1 | 0 |  | 0 | 0 | 0 | 0 | 0 | 0 | 0 | 0 | 0 | 0 | 0 | 0 | 0 | 0 | 0 | 0 | 0 | 0 | 0 |  | 1 | 1 | 1 | 1 | 1 | 1 | 1 | 1 | 1 | 1 | 1 | 0
PG&E NGBA | Parkway | 230 | 0 | 0 | 0 | 0 | 0 | 0 | 0 | 0 | 0 | 0 | 0 | 0 | 0 | 0 | 0 | 0 | 0 | 0 | 0 | 0 |  | 0 | 3.8 | 0 | 0 | 0 | 0 | 0 | 0 | 0 | 0 | 0 | 0 | 0 | 0 | 0 | 0 | 0 | 0 | 0 | 1 | 0 |  | 0 | 2 | 0 | 0 | 0 | 0 | 0 | 0 | 0 | 0 | 0 | 0 | 0 | 0 | 0 | 0 | 0 | 0 | 0 |  | 1 | 4 | 1 | 1 | 1 | 1 | 1 | 1 | 1 | 1 | 1 | 1
SCE Northern | Pastoria | 230 | 0 | 0 | 0 | 0 | 0 | 0 | 0 | 0 | 0 | 0 | 0 | 0 | 0 | 105 | 105 | 80 | 0 | 80 | 0 | 1 |  | 0 | 0 | 0 | 0 | 0 | 0 | 0 | 0 | 0 | 0 | 0 | 0 | 0 | 105 | 105 | 80 | 0 | 80 | 0 | 1 | 0 |  | 0 | 0 | 0 | 0 | 0 | 0 | 0 | 0 | 0 | 0 | 0 | 0 | 0 | 0 | 0 | 0 | 0 | 0 | 0 |  | 1 | 1 | 1 | 1 | 1 | 1 | 1 | 1 | 1 | 1 | 1 | 0
SCE Metro | Pauda | 230 | 0 | 0 | 0 | 0 | 0 | 0 | 0 | 0 | 0 | 0 | 0 | 0 | 0 | 0 | 0 | 0 | 0 | 0 | 0 | 0 |  | 0 | 0 | 0 | 0 | 0 | 0 | 0 | 0 | 0 | 0 | 0 | 0 | 0 | 0 | 0 | 120 | 0 | 120 | 0 | 1 | 0 |  | 0 | 0 | 0 | 0 | 0 | 0 | 0 | 0 | 0 | 0 | 0 | 0 | 0 | 0 | 0 | 2 | 0 | 2 | 0 |  | 1 | 1 | 1 | 1 | 1 | 1 | 1 | 4 | 1 | 4 | 1 | 1
PG&E GBA | Paul Sweet | 115 | 0 | 0 | 0 | 0 | 0 | 0 | 0 | 0 | 0 | 0 | 0 | 0 | 0 | 0 | 0 | 0 | 13 | 13 | 0 | 1 |  | 0 | 0 | 0 | 0 | 0 | 0 | 0 | 0 | 0 | 0 | 0 | 0 | 0 | 0 | 0 | 0 | 0 | 0 | 0 | 0 | 0 |  | 0 | 0 | 0 | 0 | 0 | 0 | 0 | 0 | 0 | 0 | 0 | 0 | 0 | 0 | 0 | 0 | 0 | 0 | 0 |  | 1 | 1 | 1 | 1 | 1 | 1 | 1 | 1 | 1 | 1 | 1 | 0
PG&E NGBA | Peabody | 230 | 0 | 0 | 0 | 0 | 0 | 0 | 0 | 0 | 0 | 0 | 0 | 0 | 0 | 0 | 0 | 0 | 0 | 0 | 0 | 0 |  | 0 | 0 | 0 | 0 | 0 | 0 | 0 | 0 | 0 | 0 | 0 | 8 | 0 | 0 | 0 | 0 | 0 | 0 | 0 | 1 | 0 |  | 0 | 0 | 0 | 0 | 0 | 0 | 0 | 0 | 0 | 0 | 0 | 2 | 0 | 0 | 0 | 0 | 0 | 0 | 0 |  | 1 | 1 | 1 | 1 | 1 | 4 | 1 | 1 | 1 | 1 | 1 | 1
PG&E NGBA | Pease | 115 | 0 | 0 | 0 | 0 | 0 | 0 | 0 | 0 | 0 | 0 | 0 | 0 | 0 | 0 | 0 | 0 | 0 | 0 | 0 | 0 |  | 0 | 0 | 0 | 0 | 0 | 0 | 0 | 0 | 0 | 0 | 0 | 0 | 0 | 0 | 0 | 0 | 0 | 0 | 0 | 0 | 0 |  | 0 | 0 | 0 | 0 | 0 | 0 | 0 | 0 | 0 | 0 | 0 | 0 | 0 | 0 | 0 | 0 | 0 | 0 | 0 |  | 1 | 1 | 1 | 1 | 1 | 1 | 1 | 1 | 1 | 1 | 1 | 0
PG&E NGBA | Pease | 60 | 0 | 0 | 0 | 0 | 0 | 0 | 0 | 0 | 0 | 0 | 0 | 0 | 0 | 0 | 0 | 0 | 0 | 0 | 0 | 0 |  | 0 | 0 | 0 | 0 | 0 | 0 | 0 | 0 | 0 | 0 | 0 | 3 | 0 | 0 | 0 | 0 | 0 | 0 | 0 | 1 | 0 |  | 0 | 0 | 0 | 0 | 0 | 0 | 0 | 0 | 0 | 0 | 0 | 2 | 0 | 0 | 0 | 0 | 0 | 0 | 0 |  | 1 | 1 | 1 | 1 | 1 | 4 | 1 | 1 | 1 | 1 | 1 | 1
SDGE | Penasquitos | 138 | 0 | 0 | 0 | 0 | 0 | 0 | 0 | 0 | 0 | 0 | 0 | 0 | 0 | 0 | 0 | 0 | 0 | 0 | 0 | 0 |  | 0 | 0 | 0 | 0 | 0 | 0 | 0 | 0 | 0 | 0 | 0 | 0 | 0 | 0 | 0 | 0 | 0 | 0 | 0 | 0 | 2 |  | 0 | 0 | 0 | 0 | 0 | 0 | 0 | 0 | 0 | 0 | 0 | 0 | 0 | 0 | 0 | 0 | 0 | 0 | 0 |  | 1 | 1 | 1 | 1 | 1 | 1 | 1 | 1 | 1 | 1 | 1 | 0
SDGE | Penasquitos | 230 | 0 | 0 | 0 | 0 | 0 | 0 | 0 | 0 | 0 | 0 | 0 | 0 | 0 | 0 | 0 | 0 | 0 | 0 | 0 | 0 |  | 0 | 0 | 0 | 0 | 0 | 0 | 0 | 0 | 0 | 0 | 0 | 0 | 0 | 0 | 0 | 0 | 0 | 0 | 0 | 0 | 2 |  | 0 | 0 | 0 | 0 | 0 | 0 | 0 | 0 | 0 | 0 | 0 | 0 | 0 | 0 | 0 | 0 | 0 | 0 | 0 |  | 1 | 1 | 1 | 1 | 1 | 1 | 1 | 1 | 1 | 1 | 1 | 0
SDGE | Penasquitos | 69 | 0 | 0 | 0 | 0 | 0 | 0 | 0 | 0 | 0 | 0 | 0 | 0 | 0 | 0 | 0 | 0 | 0 | 0 | 0 | 0 |  | 0 | 0 | 0 | 0 | 0 | 0 | 0 | 0 | 0 | 0 | 0 | 0 | 0 | 0 | 0 | 0 | 0 | 0 | 0 | 0 | 2 |  | 0 | 0 | 0 | 0 | 0 | 0 | 0 | 0 | 0 | 0 | 0 | 0 | 0 | 0 | 0 | 0 | 0 | 0 | 0 |  | 1 | 1 | 1 | 1 | 1 | 1 | 1 | 1 | 1 | 1 | 1 | 0
SDGE | Pendleton | 69 | 0 | 0 | 0 | 0 | 0 | 0 | 0 | 0 | 0 | 0 | 0 | 0 | 0 | 0 | 0 | 0 | 50 | 50 | 0 | 1 |  | 0 | 0 | 0 | 0 | 0 | 0 | 0 | 0 | 0 | 0 | 0 | 0 | 0 | 0 | 0 | 0 | 50 | 50 | 0 | 1 | 1 |  | 0 | 0 | 0 | 0 | 0 | 0 | 0 | 0 | 0 | 0 | 0 | 0 | 0 | 0 | 0 | 0 | 0 | 0 | 0 |  | 1 | 1 | 1 | 1 | 1 | 1 | 1 | 1 | 1 | 1 | 1 | 0
PG&E NGBA | Penngrove | 115 | 0 | 0 | 0 | 0 | 0 | 0 | 0 | 0 | 0 | 0 | 0 | 0 | 0 | 0 | 0 | 0 | 0 | 0 | 0 | 0 |  | 0 | 0 | 0 | 0 | 0 | 0 | 0 | 0 | 0 | 0 | 0 | 0 | 0 | 0 | 0 | 0 | 0 | 0 | 0 | 0 | 1 |  | 0 | 0 | 0 | 0 | 0 | 0 | 0 | 0 | 0 | 0 | 0 | 0 | 0 | 0 | 0 | 0 | 0 | 0 | 0 |  | 1 | 1 | 1 | 1 | 1 | 1 | 1 | 1 | 1 | 1 | 1 | 0
PG&E GBA | Peoria | 115 | 0 | 0 | 0 | 0 | 0 | 0 | 0 | 0 | 0 | 0 | 0 | 0 | 0 | 0 | 0 | 0 | 0 | 0 | 0 | 0 |  | 0 | 1 | 0 | 0 | 0 | 0 | 0 | 0 | 0 | 0 | 0 | 0 | 0 | 0 | 0 | 0 | 0 | 0 | 0 | 1 | 0 |  | 0 | 2 | 0 | 0 | 0 | 0 | 0 | 0 | 0 | 0 | 0 | 0 | 0 | 0 | 0 | 0 | 0 | 0 | 0 |  | 1 | 4 | 1 | 1 | 1 | 1 | 1 | 1 | 1 | 1 | 1 | 1
PG&E GBA | Piercy | 115 | 0 | 0 | 0 | 0 | 0 | 0 | 0 | 0 | 0 | 0 | 0 | 0 | 0 | 0 | 0 | 0 | 0 | 0 | 0 | 0 |  | 0 | 0 | 0 | 0 | 0 | 0 | 0 | 0 | 0 | 0 | 0 | 0 | 0 | 0 | 0 | 0 | 0 | 0 | 0 | 0 | 0 |  | 0 | 0 | 0 | 0 | 0 | 0 | 0 | 0 | 0 | 0 | 0 | 0 | 0 | 0 | 0 | 0 | 0 | 0 | 0 |  | 1 | 1 | 1 | 1 | 1 | 1 | 1 | 1 | 1 | 1 | 1 | 0
PG&E FRESNO | Pine Flat | 230 | 0 | 0 | 0 | 0 | 0 | 0 | 0 | 0 | 0 | 0 | 0 | 0 | 0 | 0 | 0 | 0 | 0 | 0 | 0 | 0 |  | 0 | 0 | 0 | 0 | 0 | 0 | 0 | 0 | 0 | 0 | 0 | 0 | 0 | 0 | 0 | 0 | 0 | 0 | 0 | 0 | 1 |  | 0 | 0 | 0 | 0 | 0 | 0 | 0 | 0 | 0 | 0 | 0 | 0 | 0 | 0 | 0 | 0 | 0 | 0 | 0 |  | 1 | 1 | 1 | 1 | 1 | 1 | 1 | 1 | 1 | 1 | 1 | 0
SCE NOL | Pisgah | 230 | 0 | 0 | 0 | 0 | 0 | 0 | 0 | 0 | 0 | 0 | 0 | 0 | 217 | 0 | 217 | 0 | 0 | 0 | 0 | 1 |  | 0 | 0 | 0 | 0 | 0 | 0 | 0 | 0 | 0 | 0 | 0 | 0 | 100 | 400 | 500 | 0 | 205 | 205 | 0 | 1 | 1 |  | 0 | 0 | 0 | 0 | 0 | 0 | 0 | 0 | 0 | 0 | 0 | 0 | 0 | 2 | 2 | 0 | 2 | 2 | 0 |  | 1 | 1 | 1 | 1 | 1 | 1 | 4 | 1 | 5 | 5 | 1 | 1
PG&E NGBA | Pit 1 | 230 | 0 | 0 | 0 | 0 | 0 | 0 | 0 | 0 | 0 | 0 | 0 | 0 | 0 | 0 | 0 | 0 | 0 | 0 | 0 | 0 |  | 0 | 0 | 0 | 0 | 0 | 0 | 0 | 0 | 0 | 0 | 0 | 0 | 0 | 0 | 0 | 0 | 0 | 0 | 0 | 0 | 0 |  | 0 | 0 | 0 | 0 | 0 | 0 | 0 | 0 | 0 | 0 | 0 | 0 | 0 | 0 | 0 | 0 | 0 | 0 | 0 |  | 1 | 1 | 1 | 1 | 1 | 1 | 1 | 1 | 1 | 1 | 1 | 0
PG&E NGBA | Pit 1 | 60 | 0 | 0 | 0 | 0 | 0 | 0 | 0 | 0 | 0 | 0 | 0 | 0 | 0 | 0 | 0 | 0 | 0 | 0 | 0 | 0 |  | 0 | 0 | 0 | 0 | 0 | 0 | 0 | 0 | 0 | 0 | 0 | 0 | 0 | 0 | 0 | 0 | 0 | 0 | 0 | 0 | 0 |  | 0 | 0 | 0 | 0 | 0 | 0 | 0 | 0 | 0 | 0 | 0 | 0 | 0 | 0 | 0 | 0 | 0 | 0 | 0 |  | 1 | 1 | 1 | 1 | 1 | 1 | 1 | 1 | 1 | 1 | 1 | 0
PG&E NGBA | Pit 3 | 230 | 0 | 0 | 0 | 0 | 0 | 0 | 0 | 0 | 0 | 0 | 0 | 0 | 0 | 0 | 0 | 0 | 0 | 0 | 0 | 0 |  | 0 | 0 | 0 | 0 | 0 | 0 | 0 | 0 | 0 | 0 | 0 | 0 | 0 | 0 | 0 | 0 | 0 | 0 | 0 | 0 | 0 |  | 0 | 0 | 0 | 0 | 0 | 0 | 0 | 0 | 0 | 0 | 0 | 0 | 0 | 0 | 0 | 0 | 0 | 0 | 0 |  | 1 | 1 | 1 | 1 | 1 | 1 | 1 | 1 | 1 | 1 | 1 | 0
PG&E NGBA | Pit 4 | 230 | 0 | 0 | 0 | 0 | 0 | 0 | 0 | 0 | 0 | 0 | 0 | 0 | 0 | 0 | 0 | 0 | 0 | 0 | 0 | 0 |  | 0 | 0 | 0 | 0 | 0 | 0 | 0 | 0 | 0 | 0 | 0 | 0 | 0 | 0 | 0 | 0 | 0 | 0 | 0 | 0 | 0 |  | 0 | 0 | 0 | 0 | 0 | 0 | 0 | 0 | 0 | 0 | 0 | 0 | 0 | 0 | 0 | 0 | 0 | 0 | 0 |  | 1 | 1 | 1 | 1 | 1 | 1 | 1 | 1 | 1 | 1 | 1 | 0
PG&E GBA | Pittsburg | 115 | 0 | 0 | 0 | 0 | 0 | 0 | 0 | 0 | 0 | 0 | 0 | 0 | 0 | 0 | 0 | 0 | 0 | 0 | 0 | 0 |  | 0 | 0 | 0 | 0 | 0 | 0 | 0 | 0 | 0 | 0 | 0 | 0 | 0 | 0 | 0 | 0 | 75 | 75 | 0 | 1 | 2 |  | 0 | 0 | 0 | 0 | 0 | 0 | 0 | 0 | 0 | 0 | 0 | 0 | 0 | 0 | 0 | 0 | 2 | 2 | 0 |  | 1 | 1 | 1 | 1 | 1 | 1 | 1 | 1 | 5 | 5 | 1 | 1
PG&E GBA | Pittsburg | 230 | 0 | 0 | 0 | 0 | 0 | 0 | 0 | 0 | 0 | 0 | 0 | 0 | 0 | 0 | 0 | 0 | 0 | 0 | 0 | 0 |  | 0 | 0 | 0 | 0 | 0 | 0 | 0 | 0 | 0 | 0 | 0 | 0 | 0 | 0 | 0 | 0 | 175 | 175 | 0 | 1 | 2 |  | 0 | 0 | 0 | 0 | 0 | 0 | 0 | 0 | 0 | 0 | 0 | 0 | 0 | 0 | 0 | 0 | 2 | 2 | 0 |  | 1 | 1 | 1 | 1 | 1 | 1 | 1 | 1 | 5 | 5 | 1 | 1
PG&E NGBA | Pleasant Grove | 115 | 0 | 0 | 0 | 0 | 0 | 0 | 0 | 0 | 0 | 0 | 0 | 0 | 0 | 0 | 0 | 0 | 0 | 0 | 0 | 0 |  | 0 | 0 | 0 | 0 | 0 | 0 | 0 | 0 | 0 | 0 | 0 | 0 | 0 | 0 | 0 | 0 | 0 | 0 | 0 | 0 | 0 |  | 0 | 0 | 0 | 0 | 0 | 0 | 0 | 0 | 0 | 0 | 0 | 0 | 0 | 0 | 0 | 0 | 0 | 0 | 0 |  | 1 | 1 | 1 | 1 | 1 | 1 | 1 | 1 | 1 | 1 | 1 | 0
PG&E NGBA | POE | 230 | 0 | 0 | 0 | 0 | 0 | 0 | 0 | 0 | 0 | 0 | 0 | 0 | 0 | 0 | 0 | 0 | 0 | 0 | 0 | 0 |  | 0 | 0 | 0 | 0 | 0 | 0 | 0 | 0 | 0 | 0 | 0 | 0 | 0 | 0 | 0 | 0 | 0 | 0 | 0 | 0 | 0 |  | 0 | 0 | 0 | 0 | 0 | 0 | 0 | 0 | 0 | 0 | 0 | 0 | 0 | 0 | 0 | 0 | 0 | 0 | 0 |  | 1 | 1 | 1 | 1 | 1 | 1 | 1 | 1 | 1 | 1 | 1 | 0
SDGE | Point Loma | 69 | 0 | 0 | 0 | 0 | 0 | 0 | 0 | 0 | 0 | 0 | 0 | 0 | 0 | 0 | 0 | 0 | 0 | 0 | 0 | 0 |  | 0 | 0 | 0 | 0 | 0 | 0 | 0 | 0 | 0 | 0 | 0 | 0 | 0 | 0 | 0 | 0 | 0 | 0 | 0 | 0 | 3 |  | 0 | 0 | 0 | 0 | 0 | 0 | 0 | 0 | 0 | 0 | 0 | 0 | 0 | 0 | 0 | 0 | 0 | 0 | 0 |  | 1 | 1 | 1 | 1 | 1 | 1 | 1 | 1 | 1 | 1 | 1 | 0
SDGE | Pomerado | 69 | 0 | 0 | 0 | 0 | 0 | 0 | 0 | 0 | 0 | 0 | 0 | 0 | 0 | 0 | 0 | 100 | 0 | 100 | 0 | 1 |  | 0 | 0 | 0 | 0 | 0 | 0 | 0 | 0 | 0 | 0 | 0 | 0 | 0 | 0 | 0 | 100 | 0 | 100 | 0 | 1 | 3 |  | 0 | 0 | 0 | 0 | 0 | 0 | 0 | 0 | 0 | 0 | 0 | 0 | 0 | 0 | 0 | 0 | 0 | 0 | 0 |  | 1 | 1 | 1 | 1 | 1 | 1 | 1 | 1 | 1 | 1 | 1 | 0
PG&E KERN | Poso Mountain | 115 | 0 | 0 | 0 | 0 | 0 | 0 | 0 | 0 | 0 | 0 | 0 | 0 | 100 | 100 | 200 | 0 | 0 | 0 | 0 | 1 |  | 0 | 0 | 0 | 0 | 0 | 0 | 0 | 0 | 0 | 0 | 0 | 0 | 0 | 0 | 0 | 0 | 0 | 0 | 0 | 0 | 0 |  | 0 | 0 | 0 | 0 | 0 | 0 | 0 | 0 | 0 | 0 | 0 | 0 | 0 | 0 | 0 | 0 | 0 | 0 | 0 |  | 1 | 1 | 1 | 1 | 1 | 1 | 1 | 1 | 1 | 1 | 1 | 0
EOP | Primm | 230 | 0 | 0 | 0 | 0 | 0 | 0 | 0 | 0 | 0 | 0 | 0 | 0 | 0 | 0 | 0 | 200 | 0 | 200 | 0 | 1 |  | 0 | 0 | 0 | 0 | 0 | 0 | 0 | 0 | 0 | 0 | 0 | 0 | 0 | 0 | 0 | 200 | 0 | 200 | 0 | 1 | 1 |  | 0 | 0 | 0 | 0 | 0 | 0 | 0 | 0 | 0 | 0 | 0 | 0 | 0 | 0 | 0 | 0 | 0 | 0 | 0 |  | 1 | 1 | 1 | 1 | 1 | 1 | 1 | 1 | 1 | 1 | 1 | 0
PG&E NGBA | Putah Creek | 115 | 0 | 0 | 0 | 0 | 0 | 0 | 0 | 0 | 0 | 0 | 0 | 0 | 0 | 0 | 0 | 0 | 0 | 0 | 0 | 0 |  | 0 | 0 | 0 | 0 | 0 | 0 | 0 | 0 | 0 | 0 | 0 | 4.3 | 0 | 3 | 3 | 3 | 0 | 3 | 0 | 1 | 0 |  | 0 | 0 | 0 | 0 | 0 | 0 | 0 | 0 | 0 | 0 | 0 | 2 | 0 | 2 | 2 | 2 | 0 | 2 | 0 |  | 1 | 1 | 1 | 1 | 1 | 4 | 4 | 4 | 1 | 4 | 1 | 1
SDGE | Q1806 | 138 | 0 | 0 | 0 | 0 | 0 | 0 | 0 | 0 | 0 | 0 | 0 | 0 | 0 | 0 | 0 | 0 | 0 | 0 | 0 | 0 |  | 0 | 0 | 0 | 0 | 0 | 0 | 0 | 0 | 0 | 0 | 0 | 0 | 0 | 0 | 0 | 0 | 0 | 0 | 0 | 0 | 0 |  | 0 | 0 | 0 | 0 | 0 | 0 | 0 | 0 | 0 | 0 | 0 | 0 | 0 | 0 | 0 | 0 | 0 | 0 | 0 |  | 1 | 1 | 1 | 1 | 1 | 1 | 1 | 1 | 1 | 1 | 1 | 0
PG&E FRESNO | Quinto | 230 | 20 | 0 | 0 | 0 | 0 | 0 | 0 | 0 | 0 | 0 | 0 | 0 | 375 | 0 | 375 | 0 | 0 | 0 | 0 | 1 |  | 0 | 0 | 0 | 0 | 0 | 0 | 0 | 0 | 0 | 0 | 0 | 0 | 160 | 290 | 450 | 0 | 100 | 100 | 0 | 1 | 1 |  | 0 | 0 | 0 | 0 | 0 | 0 | 0 | 0 | 0 | 0 | 0 | 0 | 0 | 2 | 1 | 0 | 2 | 2 | 0 |  | 1 | 1 | 1 | 1 | 1 | 1 | 3 | 1 | 5 | 5 | 1 | 1
PG&E GBA | Race Track | 115 | 0 | 0 | 0 | 0 | 0 | 0 | 0 | 0 | 0 | 0 | 0 | 0 | 0 | 0 | 0 | 0 | 0 | 0 | 0 | 0 |  | 0 | 0 | 0 | 0 | 0 | 0 | 0 | 0 | 0 | 0 | 0 | 0 | 0 | 0 | 0 | 0 | 0 | 0 | 0 | 0 | 0 |  | 0 | 0 | 0 | 0 | 0 | 0 | 0 | 0 | 0 | 0 | 0 | 0 | 0 | 0 | 0 | 0 | 0 | 0 | 0 |  | 1 | 1 | 1 | 1 | 1 | 1 | 1 | 1 | 1 | 1 | 1 | 0
SDGE | Rancho Mission Viejo | 138 | 0 | 0 | 0 | 0 | 0 | 0 | 0 | 0 | 0 | 0 | 0 | 0 | 0 | 0 | 0 | 0 | 0 | 0 | 0 | 0 |  | 0 | 0 | 0 | 0 | 0 | 0 | 0 | 0 | 0 | 0 | 0 | 0 | 0 | 0 | 0 | 0 | 0 | 0 | 0 | 0 | 0 |  | 0 | 0 | 0 | 0 | 0 | 0 | 0 | 0 | 0 | 0 | 0 | 0 | 0 | 0 | 0 | 0 | 0 | 0 | 0 |  | 1 | 1 | 1 | 1 | 1 | 1 | 1 | 1 | 1 | 1 | 1 | 0
PG&E GBA | Rancho Seco | 230 | 0 | 0 | 0 | 0 | 0 | 0 | 0 | 0 | 0 | 0 | 0 | 0 | 0 | 0 | 0 | 0 | 0 | 0 | 0 | 0 |  | 0 | 0 | 0 | 0 | 0 | 0 | 0 | 0 | 0 | 0 | 0 | 0 | 0 | 0 | 0 | 0 | 0 | 0 | 0 | 0 | 0 |  | 0 | 0 | 0 | 0 | 0 | 0 | 0 | 0 | 0 | 0 | 0 | 0 | 0 | 0 | 0 | 0 | 0 | 0 | 0 |  | 1 | 1 | 1 | 1 | 1 | 1 | 1 | 1 | 1 | 1 | 1 | 0
SCE Metro | Rancho Vista | 230 | 0 | 0 | 0 | 0 | 0 | 0 | 0 | 0 | 0 | 0 | 0 | 0 | 0 | 0 | 0 | 0 | 0 | 0 | 0 | 0 |  | 0 | 0 | 0 | 0 | 0 | 0 | 0 | 0 | 0 | 0 | 0 | 0 | 0 | 0 | 0 | 0 | 0 | 0 | 0 | 0 | 0 |  | 0 | 0 | 0 | 0 | 0 | 0 | 0 | 0 | 0 | 0 | 0 | 0 | 0 | 0 | 0 | 0 | 0 | 0 | 0 |  | 1 | 1 | 1 | 1 | 1 | 1 | 1 | 1 | 1 | 1 | 1 | 0
SCE Metro | Rancho Vista | 500 | 0 | 0 | 0 | 0 | 0 | 0 | 0 | 0 | 0 | 0 | 0 | 0 | 0 | 0 | 0 | 0 | 0 | 0 | 0 | 0 |  | 0 | 0 | 0 | 0 | 0 | 0 | 0 | 0 | 0 | 0 | 0 | 0 | 0 | 0 | 0 | 0 | 0 | 0 | 0 | 0 | 0 |  | 0 | 0 | 0 | 0 | 0 | 0 | 0 | 0 | 0 | 0 | 0 | 0 | 0 | 0 | 0 | 0 | 0 | 0 | 0 |  | 1 | 1 | 1 | 1 | 1 | 1 | 1 | 1 | 1 | 1 | 1 | 0
SCE NOL | Ransburg | 115 | 0 | 0 | 0 | 0 | 0 | 0 | 0 | 0 | 0 | 0 | 0 | 0 | 0 | 0 | 0 | 0 | 0 | 0 | 0 | 0 |  | 0 | 0 | 0 | 0 | 0 | 0 | 0 | 0 | 0 | 0 | 0 | 3.3 | 0 | 0 | 0 | 0 | 0 | 0 | 0 | 1 | 3 |  | 0 | 0 | 0 | 0 | 0 | 0 | 0 | 0 | 0 | 0 | 0 | 2 | 0 | 0 | 0 | 0 | 0 | 0 | 0 |  | 1 | 1 | 1 | 1 | 1 | 5 | 1 | 1 | 1 | 1 | 1 | 1
PG&E GBA | Ravenswood | 115 | 0 | 0 | 0 | 0 | 0 | 0 | 0 | 0 | 0 | 0 | 0 | 0 | 0 | 0 | 0 | 0 | 0 | 0 | 0 | 0 |  | 0 | 0 | 0 | 0 | 0 | 0 | 0 | 0 | 0 | 0 | 0 | 0 | 0 | 0 | 0 | 0 | 0 | 0 | 0 | 0 | 1 |  | 0 | 0 | 0 | 0 | 0 | 0 | 0 | 0 | 0 | 0 | 0 | 0 | 0 | 0 | 0 | 0 | 0 | 0 | 0 |  | 1 | 1 | 1 | 1 | 1 | 1 | 1 | 1 | 1 | 1 | 1 | 0
PG&E GBA | Ravenswood | 230 | 0 | 0 | 0 | 0 | 0 | 0 | 0 | 0 | 0 | 0 | 0 | 0 | 0 | 100 | 100 | 0 | 0 | 0 | 0 | 1 |  | 0 | 0 | 0 | 0 | 0 | 0 | 0 | 0 | 0 | 0 | 0 | 0 | 0 | 0 | 0 | 0 | 0 | 0 | 0 | 0 | 1 |  | 0 | 0 | 0 | 0 | 0 | 0 | 0 | 0 | 0 | 0 | 0 | 0 | 0 | 0 | 0 | 0 | 0 | 0 | 0 |  | 1 | 1 | 1 | 1 | 1 | 1 | 1 | 1 | 1 | 1 | 1 | 0
SCE Northern | Rector | 230 | 0 | 0 | 0 | 0 | 0 | 0 | 0 | 0 | 0 | 0 | 0 | 12 | 0 | 0 | 0 | 0 | 0 | 0 | 0 | 1 |  | 0 | 0 | 0 | 0 | 0 | 0 | 0 | 0 | 0 | 0 | 0 | 15 | 0 | 200 | 200 | 0 | 50 | 50 | 0 | 1 | 0 |  | 0 | 0 | 0 | 0 | 0 | 0 | 0 | 0 | 0 | 0 | 0 | 1 | 0 | 2 | 2 | 0 | 2 | 2 | 0 |  | 1 | 1 | 1 | 1 | 1 | 3 | 4 | 1 | 4 | 4 | 1 | 1
SCE Eastern | Red Bluff | 230 | 0 | 0 | 0 | 0 | 0 | 0 | 0 | 0 | 0 | 0 | 0 | 0 | 0 | 200 | 200 | 0 | 0 | 0 | 0 | 1 |  | 0 | 0 | 0 | 0 | 0 | 0 | 0 | 0 | 0 | 0 | 0 | 0 | 0 | 463.5 | 463.5 | 446 | 0 | 446 | 0 | 1 | 2 |  | 0 | 0 | 0 | 0 | 0 | 0 | 0 | 0 | 0 | 0 | 0 | 0 | 0 | 2 | 2 | 2 | 0 | 2 | 0 |  | 1 | 1 | 1 | 1 | 1 | 1 | 4 | 5 | 1 | 5 | 1 | 1
SCE Eastern | Red Bluff | 500 | 0 | 0 | 0 | 0 | 0 | 0 | 0 | 0 | 0 | 0 | 0 | 0 | 175 | 400 | 575 | 100 | 0 | 100 | 800 | 1 |  | 0 | 0 | 0 | 0 | 0 | 0 | 0 | 0 | 0 | 0 | 0 | 0 | 175 | 250 | 425 | 225 | 100 | 325 | 0 | 1 | 2 |  | 0 | 0 | 0 | 0 | 0 | 0 | 0 | 0 | 0 | 0 | 0 | 0 | 0 | 0 | 0 | 2 | 2 | 2 | 0 |  | 1 | 1 | 1 | 1 | 1 | 1 | 1 | 5 | 5 | 5 | 1 | 1
PG&E NGBA | Redbud | 115 | 241 | 0 | 0 | 0 | 0 | 0 | 0 | 0 | 0 | 0 | 0 | 0 | 0 | 0 | 0 | 0 | 0 | 0 | 0 | 1 |  | 0 | 0 | 0 | 0 | 0 | 0 | 0 | 0 | 0 | 0 | 0 | 0 | 0 | 0 | 0 | 0 | 0 | 0 | 0 | 0 | 1 |  | 0 | 0 | 0 | 0 | 0 | 0 | 0 | 0 | 0 | 0 | 0 | 0 | 0 | 0 | 0 | 0 | 0 | 0 | 0 |  | 1 | 1 | 1 | 1 | 1 | 1 | 1 | 1 | 1 | 1 | 1 | 0
SCE Metro | Redondo | 230 | 0 | 0 | 0 | 0 | 0 | 0 | 0 | 0 | 0 | 0 | 0 | 0 | 0 | 0 | 0 | 0 | 0 | 0 | 0 | 0 |  | 0 | 0 | 0 | 0 | 0 | 0 | 0 | 0 | 0 | 0 | 0 | 0 | 0 | 0 | 0 | 0 | 0 | 0 | 0 | 0 | 0 |  | 0 | 0 | 0 | 0 | 0 | 0 | 0 | 0 | 0 | 0 | 0 | 0 | 0 | 0 | 0 | 0 | 0 | 0 | 0 |  | 1 | 1 | 1 | 1 | 1 | 1 | 1 | 1 | 1 | 1 | 1 | 0
PG&E FRESNO | Reedley | 115 | 0 | 0 | 0 | 0 | 0 | 0 | 0 | 0 | 0 | 0 | 0 | 0 | 0 | 0 | 0 | 0 | 0 | 0 | 0 | 0 |  | 0 | 0 | 0 | 0 | 0 | 0 | 0 | 0 | 0 | 0 | 0 | 0 | 0 | 0 | 0 | 0 | 0 | 0 | 0 | 0 | 2 |  | 0 | 0 | 0 | 0 | 0 | 0 | 0 | 0 | 0 | 0 | 0 | 0 | 0 | 0 | 0 | 0 | 0 | 0 | 0 |  | 1 | 1 | 1 | 1 | 1 | 1 | 1 | 1 | 1 | 1 | 1 | 0
PG&E KERN | Renfro | 115 | 0 | 0 | 0 | 0 | 0 | 0 | 0 | 0 | 0 | 0 | 0 | 0 | 0 | 0 | 0 | 0 | 0 | 0 | 0 | 0 |  | 0 | 0 | 0 | 0 | 0 | 0 | 0 | 0 | 0 | 0 | 0 | 0 | 0 | 0 | 0 | 0 | 0 | 0 | 0 | 0 | 0 |  | 0 | 0 | 0 | 0 | 0 | 0 | 0 | 0 | 0 | 0 | 0 | 0 | 0 | 0 | 0 | 0 | 0 | 0 | 0 |  | 1 | 1 | 1 | 1 | 1 | 1 | 1 | 1 | 1 | 1 | 1 | 0
PG&E GBA | Richmond R | 115 | 0 | 0 | 0 | 0 | 0 | 0 | 0 | 0 | 0 | 0 | 0 | 0 | 0 | 0 | 0 | 0 | 0 | 0 | 0 | 0 |  | 0 | 0.5 | 0 | 0 | 0 | 0 | 0 | 0 | 0 | 0 | 0 | 8 | 0 | 0 | 0 | 0 | 0 | 0 | 0 | 1 | 2 |  | 0 | 2 | 0 | 0 | 0 | 0 | 0 | 0 | 0 | 0 | 0 | 2 | 0 | 0 | 0 | 0 | 0 | 0 | 0 |  | 1 | 5 | 1 | 1 | 1 | 5 | 1 | 1 | 1 | 1 | 1 | 1
PG&E NGBA | Rincon | 115 | 50 | 0 | 0 | 0 | 0 | 0 | 0 | 0 | 0 | 0 | 0 | 0 | 0 | 0 | 0 | 0 | 0 | 0 | 0 | 1 |  | 0 | 0 | 0 | 0 | 0 | 0 | 0 | 0 | 0 | 0 | 0 | 0 | 0 | 0 | 0 | 0 | 0 | 0 | 0 | 0 | 2 |  | 0 | 0 | 0 | 0 | 0 | 0 | 0 | 0 | 0 | 0 | 0 | 0 | 0 | 0 | 0 | 0 | 0 | 0 | 0 |  | 1 | 1 | 1 | 1 | 1 | 1 | 1 | 1 | 1 | 1 | 1 | 0
PG&E KERN | Rio Bravo | 115 | 0 | 0 | 0 | 0 | 0 | 0 | 0 | 0 | 0 | 0 | 0 | 0 | 0 | 0 | 0 | 0 | 0 | 0 | 0 | 0 |  | 0 | 0 | 0 | 0 | 0 | 0 | 0 | 0 | 0 | 0 | 0 | 0 | 0 | 0 | 0 | 0 | 0 | 0 | 0 | 0 | 0 |  | 0 | 0 | 0 | 0 | 0 | 0 | 0 | 0 | 0 | 0 | 0 | 0 | 0 | 0 | 0 | 0 | 0 | 0 | 0 |  | 1 | 1 | 1 | 1 | 1 | 1 | 1 | 1 | 1 | 1 | 1 | 0
SCE Metro | Rio Hondo | 230 | 0 | 0 | 0 | 0 | 0 | 0 | 0 | 0 | 0 | 0 | 0 | 0 | 0 | 0 | 0 | 265 | 10 | 275 | 0 | 1 |  | 0 | 0 | 0 | 0 | 0 | 0 | 0 | 0 | 0 | 0 | 0 | 0 | 0 | 0 | 0 | 265 | 10 | 275 | 0 | 1 | 0 |  | 0 | 0 | 0 | 0 | 0 | 0 | 0 | 0 | 0 | 0 | 0 | 0 | 0 | 0 | 0 | 0 | 0 | 0 | 0 |  | 1 | 1 | 1 | 1 | 1 | 1 | 1 | 1 | 1 | 1 | 1 | 0
PG&E NGBA | Rio Oso | 115 | 0 | 0 | 0 | 0 | 0 | 0 | 0 | 0 | 0 | 0 | 0 | 0 | 0 | 0 | 0 | 0 | 0 | 0 | 0 | 0 |  | 0 | 0 | 0 | 0 | 0 | 0 | 0 | 0 | 0 | 0 | 0 | 0 | 0 | 0 | 0 | 0 | 0 | 0 | 0 | 0 | 0 |  | 0 | 0 | 0 | 0 | 0 | 0 | 0 | 0 | 0 | 0 | 0 | 0 | 0 | 0 | 0 | 0 | 0 | 0 | 0 |  | 1 | 1 | 1 | 1 | 1 | 1 | 1 | 1 | 1 | 1 | 1 | 0
PG&E NGBA | Rio Oso | 230 | 0 | 0 | 0 | 0 | 0 | 0 | 0 | 0 | 0 | 0 | 0 | 0 | 0 | 0 | 0 | 0 | 0 | 0 | 0 | 0 |  | 0 | 0 | 0 | 0 | 0 | 0 | 0 | 0 | 0 | 0 | 0 | 0 | 0 | 0 | 0 | 0 | 0 | 0 | 0 | 0 | 0 |  | 0 | 0 | 0 | 0 | 0 | 0 | 0 | 0 | 0 | 0 | 0 | 0 | 0 | 0 | 0 | 0 | 0 | 0 | 0 |  | 1 | 1 | 1 | 1 | 1 | 1 | 1 | 1 | 1 | 1 | 1 | 0
PG&E GBA | Ripon | 115 | 0 | 0 | 0 | 0 | 0 | 0 | 0 | 0 | 0 | 0 | 0 | 2.6 | 0 | 0 | 0 | 99 | 0 | 99 | 0 | 1 |  | 0 | 0 | 0 | 0 | 0 | 0 | 0 | 0 | 0 | 0 | 0 | 2.6 | 0 | 0 | 0 | 99 | 0 | 99 | 0 | 1 | 0 |  | 0 | 0 | 0 | 0 | 0 | 0 | 0 | 0 | 0 | 0 | 0 | 0 | 0 | 0 | 0 | 0 | 0 | 0 | 0 |  | 1 | 1 | 1 | 1 | 1 | 1 | 1 | 1 | 1 | 1 | 1 | 0
PG&E GBA | Riverbank | 115 | 0 | 0 | 0 | 0 | 0 | 0 | 0 | 0 | 0 | 0 | 0 | 0 | 0 | 0 | 0 | 0 | 0 | 0 | 0 | 0 |  | 0 | 0 | 0 | 0 | 0 | 0 | 0 | 0 | 0 | 0 | 0 | 0 | 0 | 0 | 0 | 0 | 0 | 0 | 0 | 0 | 0 |  | 0 | 0 | 0 | 0 | 0 | 0 | 0 | 0 | 0 | 0 | 0 | 0 | 0 | 0 | 0 | 0 | 0 | 0 | 0 |  | 1 | 1 | 1 | 1 | 1 | 1 | 1 | 1 | 1 | 1 | 1 | 0
SCE NOL | Roadway | 115 | 0 | 0 | 0 | 0 | 0 | 0 | 0 | 0 | 0 | 0 | 0 | 0 | 0 | 0 | 0 | 0 | 0 | 0 | 0 | 0 |  | 0 | 2.7 | 0 | 0 | 0 | 0 | 0 | 0 | 0 | 0 | 0 | 2 | 211 | 34 | 245 | 100 | 10 | 110 | 0 | 1 | 2 |  | 0 | 2 | 0 | 0 | 0 | 0 | 0 | 0 | 0 | 0 | 0 | 2 | 2 | 2 | 2 | 2 | 2 | 2 | 0 |  | 1 | 5 | 1 | 1 | 1 | 5 | 5 | 5 | 5 | 5 | 1 | 1
PG&E NGBA | Rock Creek 1 | 230 | 0 | 0 | 0 | 0 | 0 | 0 | 0 | 0 | 0 | 0 | 0 | 0 | 0 | 0 | 0 | 0 | 0 | 0 | 0 | 0 |  | 0 | 0 | 0 | 0 | 0 | 0 | 0 | 0 | 0 | 0 | 0 | 0 | 0 | 0 | 0 | 0 | 0 | 0 | 0 | 0 | 0 |  | 0 | 0 | 0 | 0 | 0 | 0 | 0 | 0 | 0 | 0 | 0 | 0 | 0 | 0 | 0 | 0 | 0 | 0 | 0 |  | 1 | 1 | 1 | 1 | 1 | 1 | 1 | 1 | 1 | 1 | 1 | 0
SCE Northern | Rosamond | 66 | 0 | 0 | 0 | 0 | 0 | 0 | 0 | 0 | 0 | 0 | 0 | 0 | 0 | 0 | 0 | 0 | 0 | 0 | 0 | 0 |  | 0 | 0 | 0 | 0 | 0 | 0 | 0 | 0 | 0 | 0 | 0 | 0 | 0 | 0 | 0 | 0 | 0 | 0 | 0 | 0 | 0 |  | 0 | 0 | 0 | 0 | 0 | 0 | 0 | 0 | 0 | 0 | 0 | 0 | 0 | 0 | 0 | 0 | 0 | 0 | 0 |  | 1 | 1 | 1 | 1 | 1 | 1 | 1 | 1 | 1 | 1 | 1 | 0
PG&E GBA | Rossmoor | 230 | 0 | 0 | 0 | 0 | 0 | 0 | 0 | 0 | 0 | 0 | 0 | 0 | 0 | 0 | 0 | 0 | 0 | 0 | 0 | 0 |  | 0 | 0 | 0 | 0 | 0 | 0 | 0 | 0 | 0 | 0 | 0 | 0 | 0 | 0 | 0 | 0 | 0 | 0 | 0 | 0 | 0 |  | 0 | 0 | 0 | 0 | 0 | 0 | 0 | 0 | 0 | 0 | 0 | 0 | 0 | 0 | 0 | 0 | 0 | 0 | 0 |  | 1 | 1 | 1 | 1 | 1 | 1 | 1 | 1 | 1 | 1 | 1 | 0
PG&E NGBA | Round Mountain | 230 | 0 | 0 | 0 | 0 | 0 | 0 | 0 | 0 | 0 | 0 | 0 | 0 | 0 | 0 | 0 | 0 | 0 | 0 | 0 | 0 |  | 0 | 0 | 0 | 0 | 0 | 0 | 0 | 0 | 0 | 0 | 0 | 0 | 0 | 0 | 0 | 0 | 0 | 0 | 0 | 0 | 0 |  | 0 | 0 | 0 | 0 | 0 | 0 | 0 | 0 | 0 | 0 | 0 | 0 | 0 | 0 | 0 | 0 | 0 | 0 | 0 |  | 1 | 1 | 1 | 1 | 1 | 1 | 1 | 1 | 1 | 1 | 1 | 0
PG&E NGBA | Round Mountain | 500 | 0 | 0 | 0 | 0 | 0 | 0 | 0 | 0 | 0 | 0 | 0 | 0 | 0 | 0 | 0 | 0 | 0 | 0 | 0 | 0 |  | 0 | 0 | 0 | 0 | 0 | 0 | 0 | 0 | 0 | 0 | 0 | 0 | 0 | 0 | 0 | 0 | 0 | 0 | 0 | 0 | 0 |  | 0 | 0 | 0 | 0 | 0 | 0 | 0 | 0 | 0 | 0 | 0 | 0 | 0 | 0 | 0 | 0 | 0 | 0 | 0 |  | 1 | 1 | 1 | 1 | 1 | 1 | 1 | 1 | 1 | 1 | 1 | 0
PG&E GBA | Salado | 115 | 0 | 0 | 0 | 0 | 0 | 0 | 0 | 0 | 0 | 0 | 0 | 0 | 69 | 0 | 69 | 0 | 0 | 0 | 0 | 1 |  | 0 | 0 | 0 | 0 | 0 | 0 | 0 | 0 | 0 | 0 | 0 | 0 | 0 | 0 | 0 | 0 | 0 | 0 | 0 | 0 | 0 |  | 0 | 0 | 0 | 0 | 0 | 0 | 0 | 0 | 0 | 0 | 0 | 0 | 0 | 0 | 0 | 0 | 0 | 0 | 0 |  | 1 | 1 | 1 | 1 | 1 | 1 | 1 | 1 | 1 | 1 | 1 | 0
PG&E GBA | Salado | 60 | 0 | 0 | 0 | 0 | 0 | 0 | 0 | 0 | 0 | 0 | 0 | 0 | 0 | 0 | 0 | 0 | 0 | 0 | 0 | 0 |  | 0 | 0 | 0 | 0 | 0 | 0 | 0 | 0 | 0 | 0 | 0 | 0 | 0 | 0 | 0 | 0 | 0 | 0 | 0 | 0 | 0 |  | 0 | 0 | 0 | 0 | 0 | 0 | 0 | 0 | 0 | 0 | 0 | 0 | 0 | 0 | 0 | 0 | 0 | 0 | 0 |  | 1 | 1 | 1 | 1 | 1 | 1 | 1 | 1 | 1 | 1 | 1 | 0
PG&E GBA | Salinas | 115 | 0 | 0 | 0 | 0 | 0 | 0 | 0 | 0 | 0 | 0 | 0 | 0 | 0 | 0 | 0 | 0 | 0 | 0 | 0 | 0 |  | 0 | 3.25 | 0 | 0 | 0 | 0 | 0 | 0 | 0 | 0 | 0 | 3 | 0 | 0 | 0 | 0 | 0 | 0 | 0 | 1 | 0 |  | 0 | 2 | 0 | 0 | 0 | 0 | 0 | 0 | 0 | 0 | 0 | 2 | 0 | 0 | 0 | 0 | 0 | 0 | 0 |  | 1 | 4 | 1 | 1 | 1 | 4 | 1 | 1 | 1 | 1 | 1 | 1
SDGE | Salt Creek | 69 | 0 | 0 | 0 | 0 | 0 | 0 | 0 | 0 | 0 | 0 | 0 | 0 | 0 | 0 | 0 | 0 | 0 | 0 | 0 | 0 |  | 0 | 0 | 0 | 0 | 0 | 0 | 0 | 0 | 0 | 0 | 0 | 0 | 0 | 0 | 0 | 0 | 0 | 0 | 0 | 0 | 5 |  | 0 | 0 | 0 | 0 | 0 | 0 | 0 | 0 | 0 | 0 | 0 | 0 | 0 | 0 | 0 | 0 | 0 | 0 | 0 |  | 1 | 1 | 1 | 1 | 1 | 1 | 1 | 1 | 1 | 1 | 1 | 0
SCE Eastern | San Bernardino | 230 | 0 | 0 | 0 | 0 | 0 | 0 | 0 | 0 | 0 | 0 | 0 | 0 | 0 | 0 | 0 | 0 | 0 | 0 | 0 | 0 |  | 0 | 5.25 | 0 | 0 | 0 | 0 | 0 | 0 | 0 | 0 | 0 | 0 | 0 | 0 | 0 | 0 | 0 | 0 | 0 | 1 | 1 |  | 0 | 2 | 0 | 0 | 0 | 0 | 0 | 0 | 0 | 0 | 0 | 0 | 0 | 0 | 0 | 0 | 0 | 0 | 0 |  | 1 | 5 | 1 | 1 | 1 | 1 | 1 | 1 | 1 | 1 | 1 | 1
PG&E GBA | SAN FRAN A (POTRERO PP) | 115 | 0 | 0 | 0 | 0 | 0 | 0 | 0 | 0 | 0 | 0 | 0 | 0 | 0 | 0 | 0 | 0 | 0 | 0 | 0 | 0 |  | 0 | 0 | 0 | 0 | 0 | 0 | 0 | 0 | 0 | 0 | 0 | 0 | 0 | 0 | 0 | 0 | 0 | 0 | 0 | 0 | 1 |  | 0 | 0 | 0 | 0 | 0 | 0 | 0 | 0 | 0 | 0 | 0 | 0 | 0 | 0 | 0 | 0 | 0 | 0 | 0 |  | 1 | 1 | 1 | 1 | 1 | 1 | 1 | 1 | 1 | 1 | 1 | 0
PG&E GBA | SAN FRAN A (POTRERO PP) | 230 | 0 | 0 | 0 | 0 | 0 | 0 | 0 | 0 | 0 | 0 | 0 | 0 | 0 | 0 | 0 | 0 | 0 | 0 | 0 | 0 |  | 0 | 0 | 0 | 0 | 0 | 0 | 0 | 0 | 0 | 0 | 0 | 0 | 0 | 0 | 0 | 0 | 0 | 0 | 0 | 0 | 1 |  | 0 | 0 | 0 | 0 | 0 | 0 | 0 | 0 | 0 | 0 | 0 | 0 | 0 | 0 | 0 | 0 | 0 | 0 | 0 |  | 1 | 1 | 1 | 1 | 1 | 1 | 1 | 1 | 1 | 1 | 1 | 0
PG&E GBA | San Jose A | 115 | 0 | 0 | 0 | 0 | 0 | 0 | 0 | 0 | 0 | 0 | 0 | 0 | 0 | 0 | 0 | 0 | 0 | 0 | 0 | 0 |  | 0 | 0 | 0 | 0 | 0 | 0 | 0 | 0 | 0 | 0 | 0 | 0 | 0 | 0 | 0 | 0 | 0 | 0 | 0 | 0 | 0 |  | 0 | 0 | 0 | 0 | 0 | 0 | 0 | 0 | 0 | 0 | 0 | 0 | 0 | 0 | 0 | 0 | 0 | 0 | 0 |  | 1 | 1 | 1 | 1 | 1 | 1 | 1 | 1 | 1 | 1 | 1 | 0
PG&E GBA | San Jose B | 115 | 0 | 0 | 0 | 0 | 0 | 0 | 0 | 0 | 0 | 0 | 0 | 0 | 0 | 0 | 0 | 0 | 0 | 0 | 0 | 0 |  | 0 | 0 | 0 | 0 | 0 | 0 | 0 | 0 | 0 | 0 | 0 | 0 | 0 | 0 | 0 | 0 | 0 | 0 | 0 | 0 | 0 |  | 0 | 0 | 0 | 0 | 0 | 0 | 0 | 0 | 0 | 0 | 0 | 0 | 0 | 0 | 0 | 0 | 0 | 0 | 0 |  | 1 | 1 | 1 | 1 | 1 | 1 | 1 | 1 | 1 | 1 | 1 | 0
PG&E GBA | San Leandro U | 115 | 0 | 0 | 0 | 0 | 0 | 0 | 0 | 0 | 0 | 0 | 0 | 0 | 0 | 0 | 0 | 0 | 0 | 0 | 0 | 0 |  | 0 | 0 | 0 | 0 | 0 | 0 | 0 | 0 | 0 | 0 | 0 | 0 | 0 | 0 | 0 | 0 | 0 | 0 | 0 | 0 | 1 |  | 0 | 0 | 0 | 0 | 0 | 0 | 0 | 0 | 0 | 0 | 0 | 0 | 0 | 0 | 0 | 0 | 0 | 0 | 0 |  | 1 | 1 | 1 | 1 | 1 | 1 | 1 | 1 | 1 | 1 | 1 | 0
PG&E KERN | San Luis Obispo | 115 | 0 | 0 | 0 | 0 | 0 | 0 | 0 | 0 | 0 | 0 | 0 | 0 | 0 | 0 | 0 | 0 | 0 | 0 | 0 | 0 |  | 0 | 0 | 0 | 0 | 0 | 0 | 0 | 0 | 0 | 0 | 0 | 0 | 0 | 0 | 0 | 0 | 0 | 0 | 0 | 0 | 1 |  | 0 | 0 | 0 | 0 | 0 | 0 | 0 | 0 | 0 | 0 | 0 | 0 | 0 | 0 | 0 | 0 | 0 | 0 | 0 |  | 1 | 1 | 1 | 1 | 1 | 1 | 1 | 1 | 1 | 1 | 1 | 0
PG&E KERN | San Luis Obispo | 70 | 0 | 0 | 0 | 0 | 0 | 0 | 0 | 0 | 0 | 0 | 0 | 0 | 0 | 0 | 0 | 0 | 0 | 0 | 0 | 0 |  | 0 | 11 | 0 | 0 | 0 | 0 | 0 | 0 | 0 | 0 | 0 | 0 | 0 | 0 | 0 | 0 | 0 | 0 | 0 | 1 | 1 |  | 0 | 2 | 0 | 0 | 0 | 0 | 0 | 0 | 0 | 0 | 0 | 0 | 0 | 0 | 0 | 0 | 0 | 0 | 0 |  | 1 | 5 | 1 | 1 | 1 | 1 | 1 | 1 | 1 | 1 | 1 | 1
SDGE | San Luis Rey | 230 | 0 | 0 | 0 | 0 | 0 | 0 | 0 | 0 | 0 | 0 | 0 | 0 | 0 | 0 | 0 | 0 | 0 | 0 | 0 | 0 |  | 0 | 0 | 0 | 0 | 0 | 0 | 0 | 0 | 0 | 0 | 0 | 0 | 0 | 0 | 0 | 0 | 0 | 0 | 0 | 0 | 1 |  | 0 | 0 | 0 | 0 | 0 | 0 | 0 | 0 | 0 | 0 | 0 | 0 | 0 | 0 | 0 | 0 | 0 | 0 | 0 |  | 1 | 1 | 1 | 1 | 1 | 1 | 1 | 1 | 1 | 1 | 1 | 0
SDGE | San Luis Rey | 69 | 0 | 0 | 0 | 0 | 0 | 0 | 0 | 0 | 0 | 0 | 0 | 0 | 0 | 0 | 0 | 0 | 0 | 0 | 0 | 0 |  | 0 | 0 | 0 | 0 | 0 | 0 | 0 | 0 | 0 | 0 | 0 | 0 | 0 | 0 | 0 | 0 | 0 | 0 | 0 | 0 | 1 |  | 0 | 0 | 0 | 0 | 0 | 0 | 0 | 0 | 0 | 0 | 0 | 0 | 0 | 0 | 0 | 0 | 0 | 0 | 0 |  | 1 | 1 | 1 | 1 | 1 | 1 | 1 | 1 | 1 | 1 | 1 | 0
SDGE | San Marcos | 69 | 0 | 0 | 0 | 0 | 0 | 0 | 0 | 0 | 0 | 0 | 0 | 0 | 0 | 0 | 0 | 0 | 0 | 0 | 0 | 0 |  | 0 | 0 | 0 | 0 | 0 | 0 | 0 | 0 | 0 | 0 | 0 | 0 | 0 | 0 | 0 | 0 | 0 | 0 | 0 | 0 | 2 |  | 0 | 0 | 0 | 0 | 0 | 0 | 0 | 0 | 0 | 0 | 0 | 0 | 0 | 0 | 0 | 0 | 0 | 0 | 0 |  | 1 | 1 | 1 | 1 | 1 | 1 | 1 | 1 | 1 | 1 | 1 | 0
SCE Metro | San Onofre | 230 | 0 | 0 | 0 | 0 | 0 | 0 | 0 | 0 | 0 | 0 | 0 | 0 | 0 | 0 | 0 | 0 | 0 | 0 | 0 | 0 |  | 0 | 0 | 0 | 0 | 0 | 0 | 0 | 0 | 0 | 0 | 0 | 0 | 0 | 0 | 0 | 0 | 0 | 0 | 0 | 0 | 0 |  | 0 | 0 | 0 | 0 | 0 | 0 | 0 | 0 | 0 | 0 | 0 | 0 | 0 | 0 | 0 | 0 | 0 | 0 | 0 |  | 1 | 1 | 1 | 1 | 1 | 1 | 1 | 1 | 1 | 1 | 1 | 0
PG&E GBA | San Pablo | 115 | 0 | 0 | 0 | 0 | 0 | 0 | 0 | 0 | 0 | 0 | 0 | 0 | 0 | 0 | 0 | 0 | 0 | 0 | 0 | 0 |  | 0 | 0 | 0 | 0 | 0 | 0 | 0 | 0 | 0 | 0 | 0 | 0 | 0 | 0 | 0 | 0 | 0 | 0 | 0 | 0 | 2 |  | 0 | 0 | 0 | 0 | 0 | 0 | 0 | 0 | 0 | 0 | 0 | 0 | 0 | 0 | 0 | 0 | 0 | 0 | 0 |  | 1 | 1 | 1 | 1 | 1 | 1 | 1 | 1 | 1 | 1 | 1 | 0
PG&E GBA | San Ramon | 230 | 0 | 0 | 0 | 0 | 0 | 0 | 0 | 0 | 0 | 0 | 0 | 0 | 0 | 0 | 0 | 0 | 0 | 0 | 0 | 0 |  | 0 | 0 | 0 | 0 | 0 | 0 | 0 | 0 | 0 | 0 | 0 | 0 | 0 | 0 | 0 | 0 | 0 | 0 | 0 | 0 | 0 |  | 0 | 0 | 0 | 0 | 0 | 0 | 0 | 0 | 0 | 0 | 0 | 0 | 0 | 0 | 0 | 0 | 0 | 0 | 0 |  | 1 | 1 | 1 | 1 | 1 | 1 | 1 | 1 | 1 | 1 | 1 | 0
SDGE | San Ysidro | 69 | 0 | 0 | 0 | 0 | 0 | 0 | 0 | 0 | 0 | 0 | 0 | 0 | 0 | 0 | 0 | 0 | 0 | 0 | 0 | 0 |  | 0 | 0 | 0 | 0 | 0 | 0 | 0 | 0 | 0 | 0 | 0 | 0 | 0 | 0 | 0 | 0 | 0 | 0 | 0 | 0 | 4 |  | 0 | 0 | 0 | 0 | 0 | 0 | 0 | 0 | 0 | 0 | 0 | 0 | 0 | 0 | 0 | 0 | 0 | 0 | 0 |  | 1 | 1 | 1 | 1 | 1 | 1 | 1 | 1 | 1 | 1 | 1 | 0
SCE NOL | Sandlot | 230 | 0 | 0 | 0 | 0 | 0 | 0 | 0 | 0 | 0 | 0 | 0 | 0 | 0 | 0 | 0 | 0 | 0 | 0 | 0 | 0 |  | 0 | 0 | 0 | 0 | 0 | 0 | 0 | 0 | 0 | 0 | 0 | 0 | 0 | 0 | 0 | 0 | 0 | 0 | 0 | 0 | 3 |  | 0 | 0 | 0 | 0 | 0 | 0 | 0 | 0 | 0 | 0 | 0 | 0 | 0 | 0 | 0 | 0 | 0 | 0 | 0 |  | 1 | 1 | 1 | 1 | 1 | 1 | 1 | 1 | 1 | 1 | 1 | 0
EOP | Sandy | 138 | 0 | 0 | 0 | 0 | 0 | 0 | 0 | 0 | 0 | 0 | 0 | 0 | 0 | 0 | 0 | 0 | 0 | 0 | 0 | 0 |  | 0 | 0 | 0 | 0 | 0 | 0 | 0 | 0 | 0 | 0 | 0 | 0 | 0 | 0 | 0 | 0 | 0 | 0 | 0 | 0 | 2 |  | 0 | 0 | 0 | 0 | 0 | 0 | 0 | 0 | 0 | 0 | 0 | 0 | 0 | 0 | 0 | 0 | 0 | 0 | 0 |  | 1 | 1 | 1 | 1 | 1 | 1 | 1 | 1 | 1 | 1 | 1 | 0
PG&E FRESNO | Sanger | 115 | 0 | 0 | 0 | 0 | 0 | 0 | 0 | 0 | 0 | 0 | 0 | 0 | 0 | 0 | 0 | 0 | 0 | 0 | 0 | 0 |  | 0 | 1.5 | 0 | 0 | 0 | 0 | 0 | 0 | 0 | 0 | 0 | 0 | 100 | 100 | 200 | 0 | 30 | 30 | 0 | 1 | 2 |  | 0 | 2 | 0 | 0 | 0 | 0 | 0 | 0 | 0 | 0 | 0 | 0 | 2 | 2 | 2 | 0 | 2 | 2 | 0 |  | 1 | 5 | 1 | 1 | 1 | 1 | 5 | 1 | 5 | 5 | 1 | 1
SCE Northern | Santa Clara | 230 | 0 | 0 | 0 | 0 | 0 | 0 | 0 | 0 | 0 | 0 | 0 | 0 | 0 | 0 | 0 | 0 | 0 | 0 | 0 | 0 |  | 0 | 0 | 0 | 0 | 0 | 0 | 0 | 0 | 0 | 0 | 0 | 0 | 0 | 0 | 0 | 0 | 0 | 0 | 0 | 0 | 0 |  | 0 | 0 | 0 | 0 | 0 | 0 | 0 | 0 | 0 | 0 | 0 | 0 | 0 | 0 | 0 | 0 | 0 | 0 | 0 |  | 1 | 1 | 1 | 1 | 1 | 1 | 1 | 1 | 1 | 1 | 1 | 0
PG&E NGBA | Santa Rosa A | 115 | 0 | 0 | 0 | 0 | 0 | 0 | 0 | 0 | 0 | 0 | 0 | 0 | 0 | 0 | 0 | 0 | 0 | 0 | 0 | 0 |  | 0 | 0 | 0 | 0 | 0 | 0 | 0 | 0 | 0 | 0 | 0 | 0 | 0 | 0 | 0 | 0 | 0 | 0 | 0 | 0 | 1 |  | 0 | 0 | 0 | 0 | 0 | 0 | 0 | 0 | 0 | 0 | 0 | 0 | 0 | 0 | 0 | 0 | 0 | 0 | 0 |  | 1 | 1 | 1 | 1 | 1 | 1 | 1 | 1 | 1 | 1 | 1 | 0
PG&E GBA | Santa Teresa | 115 | 0 | 0 | 0 | 0 | 0 | 0 | 0 | 0 | 0 | 0 | 0 | 0 | 0 | 0 | 0 | 0 | 0 | 0 | 0 | 0 |  | 0 | 0 | 0 | 0 | 0 | 0 | 0 | 0 | 0 | 0 | 0 | 0 | 0 | 0 | 0 | 0 | 0 | 0 | 0 | 0 | 0 |  | 0 | 0 | 0 | 0 | 0 | 0 | 0 | 0 | 0 | 0 | 0 | 0 | 0 | 0 | 0 | 0 | 0 | 0 | 0 |  | 1 | 1 | 1 | 1 | 1 | 1 | 1 | 1 | 1 | 1 | 1 | 0
SDGE | Santee | 138 | 0 | 0 | 0 | 0 | 0 | 0 | 0 | 0 | 0 | 0 | 0 | 0 | 0 | 0 | 0 | 10 | 0 | 10 | 0 | 1 |  | 0 | 0 | 0 | 0 | 0 | 0 | 0 | 0 | 0 | 0 | 0 | 0 | 0 | 0 | 0 | 10 | 0 | 10 | 0 | 1 | 3 |  | 0 | 0 | 0 | 0 | 0 | 0 | 0 | 0 | 0 | 0 | 0 | 0 | 0 | 0 | 0 | 0 | 0 | 0 | 0 |  | 1 | 1 | 1 | 1 | 1 | 1 | 1 | 1 | 1 | 1 | 1 | 0
SCE Metro | Santiago | 230 | 0 | 0 | 0 | 0 | 0 | 0 | 0 | 0 | 0 | 0 | 0 | 0 | 0 | 0 | 0 | 0 | 0 | 0 | 0 | 0 |  | 0 | 0 | 0 | 0 | 0 | 0 | 0 | 0 | 0 | 0 | 0 | 0 | 0 | 0 | 0 | 0 | 0 | 0 | 0 | 0 | 0 |  | 0 | 0 | 0 | 0 | 0 | 0 | 0 | 0 | 0 | 0 | 0 | 0 | 0 | 0 | 0 | 0 | 0 | 0 | 0 |  | 1 | 1 | 1 | 1 | 1 | 1 | 1 | 1 | 1 | 1 | 1 | 0
PG&E GBA | Saratoga | 230 | 0 | 0 | 0 | 0 | 0 | 0 | 0 | 0 | 0 | 0 | 0 | 0 | 0 | 0 | 0 | 0 | 0 | 0 | 0 | 0 |  | 0 | 0 | 0 | 0 | 0 | 0 | 0 | 0 | 0 | 0 | 0 | 0 | 0 | 0 | 0 | 0 | 0 | 0 | 0 | 0 | 1 |  | 0 | 0 | 0 | 0 | 0 | 0 | 0 | 0 | 0 | 0 | 0 | 0 | 0 | 0 | 0 | 0 | 0 | 0 | 0 |  | 1 | 1 | 1 | 1 | 1 | 1 | 1 | 1 | 1 | 1 | 1 | 0
SCE Northern | Saugus | 230 | 0 | 0 | 0 | 0 | 0 | 0 | 0 | 0 | 0 | 0 | 0 | 0 | 0 | 0 | 0 | 0 | 0 | 0 | 0 | 0 |  | 0 | 0 | 0 | 0 | 0 | 0 | 0 | 0 | 0 | 0 | 0 | 0 | 0 | 0 | 0 | 0 | 0 | 0 | 0 | 0 | 0 |  | 0 | 0 | 0 | 0 | 0 | 0 | 0 | 0 | 0 | 0 | 0 | 0 | 0 | 0 | 0 | 0 | 0 | 0 | 0 |  | 1 | 1 | 1 | 1 | 1 | 1 | 1 | 1 | 1 | 1 | 1 | 0
PG&E FRESNO | Schindler | 115 | 0 | 0 | 0 | 0 | 0 | 0 | 0 | 0 | 0 | 0 | 0 | 0 | 100 | 0 | 100 | 0 | 0 | 0 | 0 | 1 |  | 0 | 0 | 0 | 0 | 0 | 0 | 0 | 0 | 0 | 0 | 0 | 0 | 100 | 0 | 100 | 0 | 40 | 40 | 0 | 1 | 0 |  | 0 | 0 | 0 | 0 | 0 | 0 | 0 | 0 | 0 | 0 | 0 | 0 | 0 | 0 | 0 | 0 | 2 | 2 | 0 |  | 1 | 1 | 1 | 1 | 1 | 1 | 1 | 1 | 4 | 4 | 1 | 1
PG&E FRESNO | Schindler | 70 | 0 | 0 | 0 | 0 | 0 | 0 | 0 | 0 | 0 | 0 | 0 | 0 | 0 | 0 | 0 | 0 | 0 | 0 | 0 | 0 |  | 0 | 0 | 0 | 0 | 0 | 0 | 0 | 0 | 0 | 0 | 0 | 0 | 0 | 0 | 0 | 0 | 0 | 0 | 0 | 0 | 1 |  | 0 | 0 | 0 | 0 | 0 | 0 | 0 | 0 | 0 | 0 | 0 | 0 | 0 | 0 | 0 | 0 | 0 | 0 | 0 |  | 1 | 1 | 1 | 1 | 1 | 1 | 1 | 1 | 1 | 1 | 1 | 0
PG&E GBA | Schulte | 115 | 0 | 0 | 0 | 0 | 0 | 0 | 0 | 0 | 0 | 0 | 0 | 0 | 100 | 0 | 100 | 13.3 | 0 | 13.3 | 0 | 1 |  | 0 | 0 | 0 | 0 | 0 | 0 | 0 | 0 | 0 | 0 | 0 | 0 | 0 | 0 | 0 | 0 | 0 | 0 | 0 | 0 | 0 |  | 0 | 0 | 0 | 0 | 0 | 0 | 0 | 0 | 0 | 0 | 0 | 0 | 0 | 0 | 0 | 0 | 0 | 0 | 0 |  | 1 | 1 | 1 | 1 | 1 | 1 | 1 | 1 | 1 | 1 | 1 | 0
SDGE | Scripps | 69 | 0 | 0 | 0 | 0 | 0 | 0 | 0 | 0 | 0 | 0 | 0 | 0 | 0 | 0 | 0 | 0 | 0 | 0 | 0 | 0 |  | 0 | 0 | 0 | 0 | 0 | 0 | 0 | 0 | 0 | 0 | 0 | 0 | 0 | 0 | 0 | 0 | 0 | 0 | 0 | 0 | 2 |  | 0 | 0 | 0 | 0 | 0 | 0 | 0 | 0 | 0 | 0 | 0 | 0 | 0 | 0 | 0 | 0 | 0 | 0 | 0 |  | 1 | 1 | 1 | 1 | 1 | 1 | 1 | 1 | 1 | 1 | 1 | 0
PG&E KERN | Semitropic | 115 | 0 | 0 | 0 | 0 | 0 | 0 | 0 | 0 | 0 | 0 | 0 | 4.66 | 0 | 0 | 0 | 0 | 0 | 0 | 0 | 1 |  | 0 | 0 | 0 | 0 | 0 | 0 | 0 | 0 | 0 | 0 | 0 | 4.66 | 0 | 0 | 0 | 0 | 0 | 0 | 0 | 1 | 0 |  | 0 | 0 | 0 | 0 | 0 | 0 | 0 | 0 | 0 | 0 | 0 | 0 | 0 | 0 | 0 | 0 | 0 | 0 | 0 |  | 1 | 1 | 1 | 1 | 1 | 1 | 1 | 1 | 1 | 1 | 1 | 0
SCE Metro | Serrano | 230 | 0 | 0 | 0 | 0 | 0 | 0 | 0 | 0 | 0 | 0 | 0 | 0 | 0 | 0 | 0 | 0 | 0 | 0 | 0 | 0 |  | 0 | 0 | 0 | 0 | 0 | 0 | 0 | 0 | 0 | 0 | 0 | 0 | 0 | 0 | 0 | 0 | 0 | 0 | 0 | 0 | 0 |  | 0 | 0 | 0 | 0 | 0 | 0 | 0 | 0 | 0 | 0 | 0 | 0 | 0 | 0 | 0 | 0 | 0 | 0 | 0 |  | 1 | 1 | 1 | 1 | 1 | 1 | 1 | 1 | 1 | 1 | 1 | 0
SCE Metro | Serrano | 500 | 0 | 0 | 0 | 0 | 0 | 0 | 0 | 0 | 0 | 0 | 0 | 0 | 0 | 0 | 0 | 0 | 0 | 0 | 0 | 0 |  | 0 | 0 | 0 | 0 | 0 | 0 | 0 | 0 | 0 | 0 | 0 | 0 | 0 | 0 | 0 | 0 | 0 | 0 | 0 | 0 | 0 |  | 0 | 0 | 0 | 0 | 0 | 0 | 0 | 0 | 0 | 0 | 0 | 0 | 0 | 0 | 0 | 0 | 0 | 0 | 0 |  | 1 | 1 | 1 | 1 | 1 | 1 | 1 | 1 | 1 | 1 | 1 | 0
SDGE | Shadowridge | 138 | 0 | 0 | 0 | 0 | 0 | 0 | 0 | 0 | 0 | 0 | 0 | 0 | 0 | 0 | 0 | 0 | 0 | 0 | 0 | 0 |  | 0 | 0 | 0 | 0 | 0 | 0 | 0 | 0 | 0 | 0 | 0 | 0 | 0 | 0 | 0 | 0 | 0 | 0 | 0 | 0 | 3 |  | 0 | 0 | 0 | 0 | 0 | 0 | 0 | 0 | 0 | 0 | 0 | 0 | 0 | 0 | 0 | 0 | 0 | 0 | 0 |  | 1 | 1 | 1 | 1 | 1 | 1 | 1 | 1 | 1 | 1 | 1 | 0
PG&E KERN | Shafter | 115 | 0 | 0 | 0 | 0 | 0 | 0 | 0 | 0 | 0 | 0 | 0 | 2.25 | 0 | 100 | 100 | 0 | 0 | 0 | 0 | 1 |  | 0 | 0 | 0 | 0 | 0 | 0 | 0 | 0 | 0 | 0 | 0 | 2.25 | 0 | 0 | 0 | 0 | 0 | 0 | 0 | 1 | 0 |  | 0 | 0 | 0 | 0 | 0 | 0 | 0 | 0 | 0 | 0 | 0 | 0 | 0 | 0 | 0 | 0 | 0 | 0 | 0 |  | 1 | 1 | 1 | 1 | 1 | 1 | 1 | 1 | 1 | 1 | 1 | 0
PG&E NGBA | Silverado | 115 | 0 | 0 | 0 | 0 | 0 | 0 | 0 | 0 | 0 | 0 | 0 | 0 | 0 | 0 | 0 | 0 | 0 | 0 | 0 | 0 |  | 0 | 0 | 0 | 0 | 0 | 0 | 0 | 0 | 0 | 0 | 0 | 0 | 0 | 0 | 0 | 0 | 0 | 0 | 0 | 0 | 2 |  | 0 | 0 | 0 | 0 | 0 | 0 | 0 | 0 | 0 | 0 | 0 | 0 | 0 | 0 | 0 | 0 | 0 | 0 | 0 |  | 1 | 1 | 1 | 1 | 1 | 1 | 1 | 1 | 1 | 1 | 1 | 0
SDGE | Silvergate | 230 | 0 | 0 | 0 | 0 | 0 | 0 | 0 | 0 | 0 | 0 | 0 | 0 | 0 | 100 | 100 | 0 | 0 | 0 | 0 | 1 |  | 0 | 0 | 0 | 0 | 0 | 0 | 0 | 0 | 0 | 0 | 0 | 0 | 0 | 0 | 0 | 0 | 0 | 0 | 0 | 0 | 4 |  | 0 | 0 | 0 | 0 | 0 | 0 | 0 | 0 | 0 | 0 | 0 | 0 | 0 | 0 | 0 | 0 | 0 | 0 | 0 |  | 1 | 1 | 1 | 1 | 1 | 1 | 1 | 1 | 1 | 1 | 1 | 0
SDGE | Silvergate | 69 | 0 | 0 | 0 | 0 | 0 | 0 | 0 | 0 | 0 | 0 | 0 | 0 | 0 | 0 | 0 | 0 | 0 | 0 | 0 | 0 |  | 0 | 0 | 0 | 0 | 0 | 0 | 0 | 0 | 0 | 0 | 0 | 0 | 0 | 0 | 0 | 0 | 0 | 0 | 0 | 0 | 3 |  | 0 | 0 | 0 | 0 | 0 | 0 | 0 | 0 | 0 | 0 | 0 | 0 | 0 | 0 | 0 | 0 | 0 | 0 | 0 |  | 1 | 1 | 1 | 1 | 1 | 1 | 1 | 1 | 1 | 1 | 1 | 0
PG&E KERN | Sisquoc | 115 | 0 | 0 | 0 | 0 | 0 | 0 | 0 | 0 | 0 | 0 | 0 | 0 | 0 | 0 | 0 | 0 | 0 | 0 | 0 | 0 |  | 0 | 0 | 0 | 0 | 0 | 0 | 0 | 0 | 0 | 0 | 0 | 0 | 0 | 0 | 0 | 0 | 0 | 0 | 0 | 0 | 1 |  | 0 | 0 | 0 | 0 | 0 | 0 | 0 | 0 | 0 | 0 | 0 | 0 | 0 | 0 | 0 | 0 | 0 | 0 | 0 |  | 1 | 1 | 1 | 1 | 1 | 1 | 1 | 1 | 1 | 1 | 1 | 0
EOP | Sloan Canyon | 230 | 0 | 0 | 0 | 0 | 0 | 0 | 0 | 0 | 0 | 0 | 0 | 0 | 0 | 0 | 0 | 0 | 0 | 0 | 0 | 0 |  | 0 | 0 | 260 | 50 | 310 | 0 | 0 | 0 | 0 | 0 | 0 | 0 | 0 | 0 | 0 | 0 | 0 | 0 | 0 | 1 | 1 |  | 0 | 0 | 2 | 2 | 2 | 0 | 0 | 0 | 0 | 0 | 0 | 0 | 0 | 0 | 0 | 0 | 0 | 0 | 0 |  | 1 | 1 | 5 | 1 | 1 | 1 | 1 | 1 | 1 | 1 | 1 | 1
EOP | Sloan Canyon | 500 | 0 | 0 | 0 | 0 | 0 | 0 | 0 | 0 | 0 | 0 | 0 | 0 | 0 | 0 | 0 | 0 | 0 | 0 | 0 | 0 |  | 0 | 0 | 0 | 0 | 0 | 0 | 0 | 0 | 0 | 0 | 0 | 0 | 0 | 0 | 0 | 0 | 0 | 0 | 0 | 0 | 1 |  | 0 | 0 | 0 | 0 | 0 | 0 | 0 | 0 | 0 | 0 | 0 | 0 | 0 | 0 | 0 | 0 | 0 | 0 | 0 |  | 1 | 1 | 1 | 1 | 1 | 1 | 1 | 1 | 1 | 1 | 1 | 0
PG&E KERN | Smyrna | 115 | 0 | 0 | 0 | 0 | 0 | 0 | 0 | 0 | 0 | 0 | 0 | 0 | 0 | 0 | 0 | 0 | 0 | 0 | 0 | 0 |  | 0 | 0 | 0 | 0 | 0 | 0 | 0 | 0 | 0 | 0 | 0 | 6 | 0 | 0 | 0 | 0 | 0 | 0 | 0 | 1 | 0 |  | 0 | 0 | 0 | 0 | 0 | 0 | 0 | 0 | 0 | 0 | 0 | 2 | 0 | 0 | 0 | 0 | 0 | 0 | 0 |  | 1 | 1 | 1 | 1 | 1 | 4 | 1 | 1 | 1 | 1 | 1 | 1
PG&E GBA | Sobrante | 115 | 0 | 0 | 0 | 0 | 0 | 0 | 0 | 0 | 0 | 0 | 0 | 0 | 0 | 0 | 0 | 0 | 0 | 0 | 0 | 0 |  | 0 | 0 | 0 | 0 | 0 | 0 | 0 | 0 | 0 | 0 | 0 | 0 | 0 | 0 | 0 | 0 | 0 | 0 | 0 | 0 | 2 |  | 0 | 0 | 0 | 0 | 0 | 0 | 0 | 0 | 0 | 0 | 0 | 0 | 0 | 0 | 0 | 0 | 0 | 0 | 0 |  | 1 | 1 | 1 | 1 | 1 | 1 | 1 | 1 | 1 | 1 | 1 | 0
PG&E GBA | Sobrante | 230 | 0 | 0 | 0 | 0 | 0 | 0 | 0 | 0 | 0 | 0 | 0 | 0 | 0 | 0 | 0 | 0 | 0 | 0 | 0 | 0 |  | 0 | 0 | 0 | 0 | 0 | 0 | 0 | 0 | 0 | 0 | 0 | 0 | 0 | 0 | 0 | 0 | 0 | 0 | 0 | 0 | 2 |  | 0 | 0 | 0 | 0 | 0 | 0 | 0 | 0 | 0 | 0 | 0 | 0 | 0 | 0 | 0 | 0 | 0 | 0 | 0 |  | 1 | 1 | 1 | 1 | 1 | 1 | 1 | 1 | 1 | 1 | 1 | 0
PG&E KERN | Solar | 230 | 0 | 0 | 0 | 0 | 0 | 0 | 0 | 0 | 0 | 0 | 0 | 0 | 0 | 0 | 0 | 0 | 0 | 0 | 0 | 0 |  | 0 | 0 | 0 | 0 | 0 | 0 | 0 | 0 | 0 | 0 | 0 | 0 | 0 | 0 | 0 | 0 | 0 | 0 | 0 | 0 | 0 |  | 0 | 0 | 0 | 0 | 0 | 0 | 0 | 0 | 0 | 0 | 0 | 0 | 0 | 0 | 0 | 0 | 0 | 0 | 0 |  | 1 | 1 | 1 | 1 | 1 | 1 | 1 | 1 | 1 | 1 | 1 | 0
PG&E GBA | Soledad | 115 | 0 | 0 | 150 | 0 | 150 | 0 | 0 | 0 | 0 | 0 | 0 | 0 | 0 | 0 | 0 | 0 | 0 | 0 | 0 | 1 |  | 0 | 0 | 0 | 0 | 0 | 0 | 0 | 0 | 0 | 0 | 0 | 0 | 0 | 0 | 0 | 0 | 0 | 0 | 0 | 0 | 0 |  | 0 | 0 | 0 | 0 | 0 | 0 | 0 | 0 | 0 | 0 | 0 | 0 | 0 | 0 | 0 | 0 | 0 | 0 | 0 |  | 1 | 1 | 1 | 1 | 1 | 1 | 1 | 1 | 1 | 1 | 1 | 0
PG&E GBA | Soledad | 60 | 0 | 0 | 0 | 0 | 0 | 0 | 0 | 0 | 0 | 0 | 0 | 0 | 0 | 0 | 0 | 0 | 0 | 0 | 0 | 0 |  | 0 | 0 | 6 | 0 | 6 | 0 | 0 | 0 | 0 | 0 | 0 | 0 | 0 | 0 | 0 | 0 | 0 | 0 | 0 | 1 | 0 |  | 0 | 0 | 2 | 0 | 2 | 0 | 0 | 0 | 0 | 0 | 0 | 0 | 0 | 0 | 0 | 0 | 0 | 0 | 0 |  | 1 | 1 | 4 | 1 | 1 | 1 | 1 | 1 | 1 | 1 | 1 | 1
SDGE | Spring Valley | 69 | 0 | 0 | 0 | 0 | 0 | 0 | 0 | 0 | 0 | 0 | 0 | 0 | 0 | 0 | 0 | 0 | 0 | 0 | 0 | 0 |  | 0 | 0 | 0 | 0 | 0 | 0 | 0 | 0 | 0 | 0 | 0 | 0 | 0 | 0 | 0 | 0 | 0 | 0 | 0 | 0 | 3 |  | 0 | 0 | 0 | 0 | 0 | 0 | 0 | 0 | 0 | 0 | 0 | 0 | 0 | 0 | 0 | 0 | 0 | 0 | 0 |  | 1 | 1 | 1 | 1 | 1 | 1 | 1 | 1 | 1 | 1 | 1 | 0
SCE Northern | Springville | 230 | 0 | 0 | 0 | 0 | 0 | 0 | 0 | 0 | 0 | 0 | 0 | 3 | 0 | 0 | 0 | 225 | 0 | 225 | 0 | 1 |  | 0 | 0 | 0 | 0 | 0 | 0 | 0 | 0 | 0 | 0 | 0 | 3 | 170 | 180 | 350 | 225 | 50 | 275 | 0 | 1 | 0 |  | 0 | 0 | 0 | 0 | 0 | 0 | 0 | 0 | 0 | 0 | 0 | 0 | 2 | 2 | 2 | 0 | 2 | 1 | 0 |  | 1 | 1 | 1 | 1 | 1 | 1 | 4 | 1 | 4 | 3 | 1 | 1
PG&E GBA | Stagg | 230 | 0 | 0 | 0 | 0 | 0 | 0 | 0 | 0 | 0 | 0 | 0 | 0 | 0 | 0 | 0 | 0 | 0 | 0 | 0 | 0 |  | 0 | 0 | 0 | 0 | 0 | 0 | 0 | 0 | 0 | 0 | 0 | 0 | 0 | 0 | 0 | 0 | 0 | 0 | 0 | 0 | 0 |  | 0 | 0 | 0 | 0 | 0 | 0 | 0 | 0 | 0 | 0 | 0 | 0 | 0 | 0 | 0 | 0 | 0 | 0 | 0 |  | 1 | 1 | 1 | 1 | 1 | 1 | 1 | 1 | 1 | 1 | 1 | 0
PG&E GBA | Standard Oil | 115 | 0 | 0 | 0 | 0 | 0 | 0 | 0 | 0 | 0 | 0 | 0 | 0 | 0 | 0 | 0 | 0 | 0 | 0 | 0 | 0 |  | 0 | 0 | 0 | 0 | 0 | 0 | 0 | 0 | 0 | 0 | 0 | 0 | 0 | 0 | 0 | 0 | 0 | 0 | 0 | 0 | 2 |  | 0 | 0 | 0 | 0 | 0 | 0 | 0 | 0 | 0 | 0 | 0 | 0 | 0 | 0 | 0 | 0 | 0 | 0 | 0 |  | 1 | 1 | 1 | 1 | 1 | 1 | 1 | 1 | 1 | 1 | 1 | 0
PG&E GBA | Stanislaus | 115 | 0 | 0 | 0 | 0 | 0 | 0 | 0 | 0 | 0 | 0 | 0 | 0 | 0 | 0 | 0 | 0 | 0 | 0 | 0 | 0 |  | 0 | 0 | 0 | 0 | 0 | 0 | 0 | 0 | 0 | 0 | 0 | 0 | 0 | 0 | 0 | 0 | 0 | 0 | 0 | 0 | 0 |  | 0 | 0 | 0 | 0 | 0 | 0 | 0 | 0 | 0 | 0 | 0 | 0 | 0 | 0 | 0 | 0 | 0 | 0 | 0 |  | 1 | 1 | 1 | 1 | 1 | 1 | 1 | 1 | 1 | 1 | 1 | 0
PG&E KERN | Stockdale | 115 | 0 | 0 | 0 | 0 | 0 | 0 | 0 | 0 | 0 | 0 | 0 | 0 | 0 | 0 | 0 | 0 | 0 | 0 | 0 | 0 |  | 0 | 0 | 0 | 0 | 0 | 0 | 0 | 0 | 0 | 0 | 0 | 1.8 | 0 | 0 | 0 | 0 | 0 | 0 | 0 | 1 | 0 |  | 0 | 0 | 0 | 0 | 0 | 0 | 0 | 0 | 0 | 0 | 0 | 2 | 0 | 0 | 0 | 0 | 0 | 0 | 0 |  | 1 | 1 | 1 | 1 | 1 | 4 | 1 | 1 | 1 | 1 | 1 | 1
PG&E KERN | Stockdale | 230 | 0 | 0 | 0 | 0 | 0 | 0 | 0 | 0 | 0 | 0 | 0 | 0 | 12 | 0 | 12 | 0 | 0 | 0 | 0 | 1 |  | 0 | 0 | 0 | 0 | 0 | 0 | 0 | 0 | 0 | 0 | 0 | 0 | 0 | 0 | 0 | 0 | 0 | 0 | 0 | 0 | 0 |  | 0 | 0 | 0 | 0 | 0 | 0 | 0 | 0 | 0 | 0 | 0 | 0 | 0 | 0 | 0 | 0 | 0 | 0 | 0 |  | 1 | 1 | 1 | 1 | 1 | 1 | 1 | 1 | 1 | 1 | 1 | 0
PG&E GBA | Stockton A | 115 | 0 | 0 | 0 | 0 | 0 | 0 | 0 | 0 | 0 | 0 | 0 | 0 | 0 | 0 | 0 | 0 | 0 | 0 | 0 | 0 |  | 0 | 0 | 0 | 0 | 0 | 0 | 0 | 0 | 0 | 0 | 0 | 0 | 0 | 0 | 0 | 0 | 0 | 0 | 0 | 0 | 1 |  | 0 | 0 | 0 | 0 | 0 | 0 | 0 | 0 | 0 | 0 | 0 | 0 | 0 | 0 | 0 | 0 | 0 | 0 | 0 |  | 1 | 1 | 1 | 1 | 1 | 1 | 1 | 1 | 1 | 1 | 1 | 0
PG&E GBA | Stone | 115 | 0 | 0 | 0 | 0 | 0 | 0 | 0 | 0 | 0 | 0 | 0 | 0 | 0 | 0 | 0 | 0 | 0 | 0 | 0 | 0 |  | 0 | 0 | 0 | 0 | 0 | 0 | 0 | 0 | 0 | 0 | 0 | 0 | 0 | 0 | 0 | 0 | 0 | 0 | 0 | 0 | 0 |  | 0 | 0 | 0 | 0 | 0 | 0 | 0 | 0 | 0 | 0 | 0 | 0 | 0 | 0 | 0 | 0 | 0 | 0 | 0 |  | 1 | 1 | 1 | 1 | 1 | 1 | 1 | 1 | 1 | 1 | 1 | 0
PG&E FRESNO | Storey | 230 | 0 | 0 | 0 | 0 | 0 | 0 | 0 | 0 | 0 | 0 | 0 | 0 | 0 | 0 | 0 | 0 | 0 | 0 | 0 | 0 |  | 0 | 0 | 0 | 0 | 0 | 0 | 0 | 0 | 0 | 0 | 0 | 0 | 0 | 0 | 0 | 0 | 0 | 0 | 0 | 0 | 2 |  | 0 | 0 | 0 | 0 | 0 | 0 | 0 | 0 | 0 | 0 | 0 | 0 | 0 | 0 | 0 | 0 | 0 | 0 | 0 |  | 1 | 1 | 1 | 1 | 1 | 1 | 1 | 1 | 1 | 1 | 1 | 0
PG&E NGBA | Summit | 115 | 40 | 0 | 220 | 0 | 220 | 0 | 0 | 0 | 0 | 0 | 0 | 0 | 0 | 0 | 0 | 0 | 0 | 0 | 0 | 1 |  | 0 | 0 | 0 | 0 | 0 | 0 | 0 | 0 | 0 | 0 | 0 | 0 | 0 | 0 | 0 | 0 | 0 | 0 | 0 | 0 | 0 |  | 0 | 0 | 0 | 0 | 0 | 0 | 0 | 0 | 0 | 0 | 0 | 0 | 0 | 0 | 0 | 0 | 0 | 0 | 0 |  | 1 | 1 | 1 | 1 | 1 | 1 | 1 | 1 | 1 | 1 | 1 | 0
SDGE | Suncrest | 230 | 0 | 0 | 0 | 0 | 0 | 0 | 0 | 0 | 0 | 0 | 0 | 0 | 0 | 0 | 0 | 0 | 0 | 0 | 0 | 0 |  | 0 | 0 | 0 | 0 | 0 | 0 | 0 | 0 | 0 | 0 | 0 | 0 | 0 | 0 | 0 | 0 | 0 | 0 | 0 | 0 | 3 |  | 0 | 0 | 0 | 0 | 0 | 0 | 0 | 0 | 0 | 0 | 0 | 0 | 0 | 0 | 0 | 0 | 0 | 0 | 0 |  | 1 | 1 | 1 | 1 | 1 | 1 | 1 | 1 | 1 | 1 | 1 | 0
SDGE | Suncrest | 500 | 0 | 0 | 0 | 0 | 0 | 0 | 0 | 0 | 0 | 0 | 0 | 0 | 0 | 0 | 0 | 0 | 0 | 0 | 0 | 0 |  | 0 | 0 | 0 | 0 | 0 | 0 | 0 | 0 | 0 | 0 | 0 | 0 | 0 | 0 | 0 | 0 | 0 | 0 | 0 | 0 | 3 |  | 0 | 0 | 0 | 0 | 0 | 0 | 0 | 0 | 0 | 0 | 0 | 0 | 0 | 0 | 0 | 0 | 0 | 0 | 0 |  | 1 | 1 | 1 | 1 | 1 | 1 | 1 | 1 | 1 | 1 | 1 | 0
PG&E KERN | Sunrise | 230 | 0 | 0 | 0 | 0 | 0 | 0 | 0 | 0 | 0 | 0 | 0 | 0 | 0 | 0 | 0 | 0 | 0 | 0 | 0 | 0 |  | 0 | 0 | 0 | 0 | 0 | 0 | 0 | 0 | 0 | 0 | 0 | 0 | 0 | 0 | 0 | 0 | 0 | 0 | 0 | 0 | 0 |  | 0 | 0 | 0 | 0 | 0 | 0 | 0 | 0 | 0 | 0 | 0 | 0 | 0 | 0 | 0 | 0 | 0 | 0 | 0 |  | 1 | 1 | 1 | 1 | 1 | 1 | 1 | 1 | 1 | 1 | 1 | 0
PG&E KERN | Sunset | 230 | 0 | 0 | 0 | 0 | 0 | 0 | 0 | 0 | 0 | 0 | 0 | 0 | 0 | 0 | 0 | 0 | 0 | 0 | 0 | 0 |  | 0 | 0 | 0 | 0 | 0 | 0 | 0 | 0 | 0 | 0 | 0 | 0 | 0 | 0 | 0 | 0 | 0 | 0 | 0 | 0 | 0 |  | 0 | 0 | 0 | 0 | 0 | 0 | 0 | 0 | 0 | 0 | 0 | 0 | 0 | 0 | 0 | 0 | 0 | 0 | 0 |  | 1 | 1 | 1 | 1 | 1 | 1 | 1 | 1 | 1 | 1 | 1 | 0
PG&E GBA | Swift | 115 | 34 | 0 | 0 | 0 | 0 | 0 | 0 | 0 | 0 | 0 | 0 | 0 | 0 | 0 | 0 | 0 | 0 | 0 | 0 | 1 |  | 0 | 0 | 0 | 0 | 0 | 0 | 0 | 0 | 0 | 0 | 0 | 0 | 0 | 0 | 0 | 0 | 0 | 0 | 0 | 0 | 0 |  | 0 | 0 | 0 | 0 | 0 | 0 | 0 | 0 | 0 | 0 | 0 | 0 | 0 | 0 | 0 | 0 | 0 | 0 | 0 |  | 1 | 1 | 1 | 1 | 1 | 1 | 1 | 1 | 1 | 1 | 1 | 0
SDGE | Sycamore Canyon | 138 | 0 | 0 | 0 | 0 | 0 | 0 | 0 | 0 | 0 | 0 | 0 | 0 | 0 | 0 | 0 | 0 | 0 | 0 | 0 | 0 |  | 0 | 0 | 0 | 0 | 0 | 0 | 0 | 0 | 0 | 0 | 0 | 0 | 0 | 0 | 0 | 0 | 0 | 0 | 0 | 0 | 3 |  | 0 | 0 | 0 | 0 | 0 | 0 | 0 | 0 | 0 | 0 | 0 | 0 | 0 | 0 | 0 | 0 | 0 | 0 | 0 |  | 1 | 1 | 1 | 1 | 1 | 1 | 1 | 1 | 1 | 1 | 1 | 0
SDGE | Sycamore Canyon | 230 | 0 | 0 | 0 | 0 | 0 | 0 | 0 | 0 | 0 | 0 | 0 | 0 | 0 | 0 | 0 | 0 | 0 | 0 | 500 | 1 |  | 0 | 0 | 0 | 0 | 0 | 0 | 0 | 0 | 0 | 0 | 0 | 0 | 0 | 0 | 0 | 0 | 0 | 0 | 409.2 | 1 | 3 |  | 0 | 0 | 0 | 0 | 0 | 0 | 0 | 0 | 0 | 0 | 0 | 0 | 0 | 0 | 0 | 0 | 0 | 0 | 0 |  | 1 | 1 | 1 | 1 | 1 | 1 | 1 | 1 | 1 | 1 | 1 | 0
SDGE | Sycamore Canyon | 69 | 0 | 0 | 0 | 0 | 0 | 0 | 0 | 0 | 0 | 0 | 0 | 0 | 0 | 0 | 0 | 0 | 0 | 0 | 0 | 0 |  | 0 | 0 | 0 | 0 | 0 | 0 | 0 | 0 | 0 | 0 | 0 | 0 | 0 | 0 | 0 | 0 | 0 | 0 | 0 | 0 | 2 |  | 0 | 0 | 0 | 0 | 0 | 0 | 0 | 0 | 0 | 0 | 0 | 0 | 0 | 0 | 0 | 0 | 0 | 0 | 0 |  | 1 | 1 | 1 | 1 | 1 | 1 | 1 | 1 | 1 | 1 | 1 | 0
SCE Northern | Sylmar | 230 | 0 | 0 | 0 | 0 | 0 | 0 | 0 | 0 | 0 | 0 | 0 | 0 | 200 | 0 | 200 | 0 | 0 | 0 | 250 | 1 |  | 0 | 0 | 0 | 0 | 0 | 0 | 0 | 0 | 0 | 0 | 0 | 0 | 0 | 0 | 0 | 0 | 0 | 0 | 0 | 0 | 0 |  | 0 | 0 | 0 | 0 | 0 | 0 | 0 | 0 | 0 | 0 | 0 | 0 | 0 | 0 | 0 | 0 | 0 | 0 | 0 |  | 1 | 1 | 1 | 1 | 1 | 1 | 1 | 1 | 1 | 1 | 1 | 0
PG&E NGBA | Table Mountain | 115 | 0 | 0 | 0 | 0 | 0 | 0 | 0 | 0 | 0 | 0 | 0 | 0 | 0 | 0 | 0 | 0 | 0 | 0 | 0 | 0 |  | 0 | 0 | 0 | 0 | 0 | 0 | 0 | 0 | 0 | 0 | 0 | 0 | 0 | 0 | 0 | 0 | 0 | 0 | 0 | 0 | 0 |  | 0 | 0 | 0 | 0 | 0 | 0 | 0 | 0 | 0 | 0 | 0 | 0 | 0 | 0 | 0 | 0 | 0 | 0 | 0 |  | 1 | 1 | 1 | 1 | 1 | 1 | 1 | 1 | 1 | 1 | 1 | 0
PG&E NGBA | Table Mountain | 230 | 0 | 0 | 0 | 0 | 0 | 0 | 0 | 0 | 0 | 0 | 0 | 0 | 0 | 200 | 200 | 0 | 0 | 0 | 0 | 1 |  | 0 | 0 | 90.5 | 22.5 | 113 | 0 | 0 | 0 | 0 | 0 | 0 | 0 | 0 | 0 | 0 | 0 | 0 | 0 | 0 | 1 | 0 |  | 0 | 0 | 2 | 2 | 2 | 0 | 0 | 0 | 0 | 0 | 0 | 0 | 0 | 0 | 0 | 0 | 0 | 0 | 0 |  | 1 | 1 | 4 | 1 | 1 | 1 | 1 | 1 | 1 | 1 | 1 | 1
PG&E NGBA | Table Mountain | 500 | 0 | 0 | 0 | 0 | 0 | 0 | 0 | 0 | 0 | 0 | 0 | 0 | 0 | 0 | 0 | 0 | 0 | 0 | 0 | 0 |  | 0 | 0 | 0 | 0 | 0 | 0 | 0 | 0 | 0 | 0 | 0 | 0 | 0 | 0 | 0 | 0 | 0 | 0 | 0 | 0 | 0 |  | 0 | 0 | 0 | 0 | 0 | 0 | 0 | 0 | 0 | 0 | 0 | 0 | 0 | 0 | 0 | 0 | 0 | 0 | 0 |  | 1 | 1 | 1 | 1 | 1 | 1 | 1 | 1 | 1 | 1 | 1 | 0
PG&E NGBA | Table Mountain | 60 | 0 | 0 | 0 | 0 | 0 | 0 | 0 | 0 | 0 | 0 | 0 | 0 | 0 | 0 | 0 | 0 | 0 | 0 | 0 | 0 |  | 0 | 0 | 0 | 0 | 0 | 0 | 0 | 0 | 0 | 0 | 0 | 0 | 0 | 0 | 0 | 0 | 0 | 0 | 0 | 0 | 0 |  | 0 | 0 | 0 | 0 | 0 | 0 | 0 | 0 | 0 | 0 | 0 | 0 | 0 | 0 | 0 | 0 | 0 | 0 | 0 |  | 1 | 1 | 1 | 1 | 1 | 1 | 1 | 1 | 1 | 1 | 1 | 0
PG&E KERN | Taft | 115 | 0 | 0 | 0 | 0 | 0 | 0 | 0 | 0 | 0 | 0 | 0 | 0 | 0 | 0 | 0 | 0 | 0 | 0 | 0 | 0 |  | 0 | 0 | 0 | 0 | 0 | 0 | 0 | 0 | 0 | 0 | 0 | 8 | 0 | 3 | 3 | 3 | 0 | 3 | 0 | 1 | 0 |  | 0 | 0 | 0 | 0 | 0 | 0 | 0 | 0 | 0 | 0 | 0 | 2 | 0 | 2 | 2 | 2 | 0 | 2 | 0 |  | 1 | 1 | 1 | 1 | 1 | 4 | 4 | 4 | 1 | 4 | 1 | 1
SDGE | Talega | 138 | 0 | 0 | 0 | 0 | 0 | 0 | 0 | 0 | 0 | 0 | 0 | 0 | 0 | 0 | 0 | 0 | 0 | 0 | 0 | 0 |  | 0 | 0 | 0 | 0 | 0 | 0 | 0 | 0 | 0 | 0 | 0 | 0 | 0 | 0 | 0 | 0 | 80 | 80 | 0 | 1 | 0 |  | 0 | 0 | 0 | 0 | 0 | 0 | 0 | 0 | 0 | 0 | 0 | 0 | 0 | 0 | 0 | 0 | 2 | 2 | 0 |  | 1 | 1 | 1 | 1 | 1 | 1 | 1 | 1 | 4 | 4 | 1 | 1
SDGE | Talega | 230 | 0 | 0 | 0 | 0 | 0 | 0 | 0 | 0 | 0 | 0 | 0 | 0 | 0 | 0 | 0 | 0 | 0 | 0 | 0 | 0 |  | 0 | 0 | 0 | 0 | 0 | 0 | 0 | 0 | 0 | 0 | 0 | 0 | 0 | 0 | 0 | 0 | 0 | 0 | 0 | 0 | 0 |  | 0 | 0 | 0 | 0 | 0 | 0 | 0 | 0 | 0 | 0 | 0 | 0 | 0 | 0 | 0 | 0 | 0 | 0 | 0 |  | 1 | 1 | 1 | 1 | 1 | 1 | 1 | 1 | 1 | 1 | 1 | 0
PG&E GBA | Tassajara | 230 | 0 | 0 | 0 | 0 | 0 | 0 | 0 | 0 | 0 | 0 | 0 | 0 | 0 | 0 | 0 | 0 | 0 | 0 | 0 | 0 |  | 0 | 0 | 0 | 0 | 0 | 0 | 0 | 0 | 0 | 0 | 0 | 0 | 0 | 0 | 0 | 0 | 0 | 0 | 0 | 0 | 0 |  | 0 | 0 | 0 | 0 | 0 | 0 | 0 | 0 | 0 | 0 | 0 | 0 | 0 | 0 | 0 | 0 | 0 | 0 | 0 |  | 1 | 1 | 1 | 1 | 1 | 1 | 1 | 1 | 1 | 1 | 1 | 0
PG&E KERN | Tejon | 70 | 0 | 0 | 0 | 0 | 0 | 0 | 0 | 0 | 0 | 0 | 0 | 0 | 0 | 0 | 0 | 0 | 0 | 0 | 0 | 0 |  | 0 | 0 | 0 | 0 | 0 | 0 | 0 | 0 | 0 | 0 | 0 | 0 | 0 | 0 | 0 | 0 | 0 | 0 | 0 | 0 | 0 |  | 0 | 0 | 0 | 0 | 0 | 0 | 0 | 0 | 0 | 0 | 0 | 0 | 0 | 0 | 0 | 0 | 0 | 0 | 0 |  | 1 | 1 | 1 | 1 | 1 | 1 | 1 | 1 | 1 | 1 | 1 | 0
SDGE | Telegraph Canyon | 138 | 0 | 0 | 0 | 0 | 0 | 0 | 0 | 0 | 0 | 0 | 0 | 0 | 0 | 0 | 0 | 0 | 0 | 0 | 0 | 0 |  | 0 | 0 | 0 | 0 | 0 | 0 | 0 | 0 | 0 | 0 | 0 | 0 | 0 | 0 | 0 | 0 | 0 | 0 | 0 | 0 | 4 |  | 0 | 0 | 0 | 0 | 0 | 0 | 0 | 0 | 0 | 0 | 0 | 0 | 0 | 0 | 0 | 0 | 0 | 0 | 0 |  | 1 | 1 | 1 | 1 | 1 | 1 | 1 | 1 | 1 | 1 | 1 | 0
PG&E KERN | Temblor | 115 | 0 | 0 | 0 | 0 | 0 | 0 | 0 | 0 | 0 | 0 | 0 | 0 | 0 | 0 | 0 | 0 | 0 | 0 | 0 | 0 |  | 0 | 0 | 0 | 0 | 0 | 0 | 0 | 0 | 0 | 0 | 0 | 0 | 0 | 0 | 0 | 0 | 0 | 0 | 0 | 0 | 0 |  | 0 | 0 | 0 | 0 | 0 | 0 | 0 | 0 | 0 | 0 | 0 | 0 | 0 | 0 | 0 | 0 | 0 | 0 | 0 |  | 1 | 1 | 1 | 1 | 1 | 1 | 1 | 1 | 1 | 1 | 1 | 0
PG&E KERN | Templeton | 230 | 0 | 0 | 0 | 0 | 0 | 0 | 0 | 0 | 0 | 0 | 0 | 0 | 0 | 0 | 0 | 0 | 0 | 0 | 0 | 0 |  | 0 | 0 | 113.07 | 0 | 113.07 | 0 | 0 | 0 | 0 | 0 | 0 | 0 | 0 | 0 | 0 | 0 | 0 | 0 | 0 | 1 | 0 |  | 0 | 0 | 2 | 0 | 2 | 0 | 0 | 0 | 0 | 0 | 0 | 0 | 0 | 0 | 0 | 0 | 0 | 0 | 0 |  | 1 | 1 | 4 | 1 | 1 | 1 | 1 | 1 | 1 | 1 | 1 | 1
PG&E KERN | Templeton | 70 | 0 | 0 | 0 | 0 | 0 | 0 | 0 | 0 | 0 | 0 | 0 | 0 | 0 | 0 | 0 | 0 | 0 | 0 | 0 | 0 |  | 0 | 3 | 0 | 0 | 0 | 0 | 0 | 0 | 0 | 0 | 0 | 0 | 0 | 0 | 0 | 0 | 0 | 0 | 0 | 1 | 1 |  | 0 | 2 | 0 | 0 | 0 | 0 | 0 | 0 | 0 | 0 | 0 | 0 | 0 | 0 | 0 | 0 | 0 | 0 | 0 |  | 1 | 5 | 1 | 1 | 1 | 1 | 1 | 1 | 1 | 1 | 1 | 1
PG&E GBA | Tesla | 115 | 0 | 0 | 0 | 0 | 0 | 0 | 0 | 0 | 0 | 0 | 0 | 0 | 0 | 0 | 0 | 0 | 0 | 0 | 0 | 0 |  | 0 | 0 | 0 | 0 | 0 | 0 | 0 | 0 | 0 | 0 | 0 | 0 | 0 | 0 | 0 | 0 | 0 | 0 | 0 | 0 | 0 |  | 0 | 0 | 0 | 0 | 0 | 0 | 0 | 0 | 0 | 0 | 0 | 0 | 0 | 0 | 0 | 0 | 0 | 0 | 0 |  | 1 | 1 | 1 | 1 | 1 | 1 | 1 | 1 | 1 | 1 | 1 | 0
PG&E GBA | Tesla | 230 | 0 | 0 | 0 | 0 | 0 | 0 | 0 | 0 | 0 | 0 | 0 | 0 | 0 | 0 | 0 | 125 | 0 | 125 | 0 | 1 |  | 0 | 0 | 100 | 76.5 | 176.5 | 0 | 0 | 0 | 0 | 0 | 0 | 0 | 0 | 0 | 0 | 125 | 0 | 125 | 0 | 1 | 0 |  | 0 | 0 | 2 | 2 | 2 | 0 | 0 | 0 | 0 | 0 | 0 | 0 | 0 | 0 | 0 | 0 | 0 | 0 | 0 |  | 1 | 1 | 4 | 1 | 1 | 1 | 1 | 1 | 1 | 1 | 1 | 1
PG&E GBA | Tesla | 500 | 0 | 0 | 0 | 0 | 0 | 0 | 0 | 0 | 0 | 0 | 0 | 0 | 0 | 0 | 0 | 0 | 0 | 0 | 0 | 0 |  | 0 | 0 | 300 | 0 | 300 | 1707 | 0 | 1707 | 0 | 0 | 0 | 0 | 0 | 400 | 400 | 0 | 200 | 200 | 0 | 1 | 0 |  | 0 | 0 | 2 | 0 | 2 | 2 | 0 | 2 | 0 | 0 | 0 | 0 | 0 | 2 | 2 | 0 | 2 | 2 | 0 |  | 1 | 1 | 4 | 4 | 1 | 1 | 4 | 1 | 4 | 4 | 1 | 1
PG&E KERN | Tevis | 115 | 0 | 0 | 0 | 0 | 0 | 0 | 0 | 0 | 0 | 0 | 0 | 0 | 100 | 0 | 100 | 0 | 0 | 0 | 0 | 1 |  | 0 | 0 | 0 | 0 | 0 | 0 | 0 | 0 | 0 | 0 | 0 | 0 | 0 | 0 | 0 | 0 | 0 | 0 | 0 | 0 | 0 |  | 0 | 0 | 0 | 0 | 0 | 0 | 0 | 0 | 0 | 0 | 0 | 0 | 0 | 0 | 0 | 0 | 0 | 0 | 0 |  | 1 | 1 | 1 | 1 | 1 | 1 | 1 | 1 | 1 | 1 | 1 | 0
EOP | Thousandaire | 138 | 0 | 0 | 0 | 0 | 0 | 0 | 0 | 0 | 0 | 0 | 0 | 0 | 0 | 0 | 0 | 0 | 0 | 0 | 0 | 0 |  | 0 | 0 | 0 | 0 | 0 | 0 | 0 | 0 | 0 | 0 | 0 | 0 | 0 | 0 | 0 | 0 | 0 | 0 | 0 | 0 | 2 |  | 0 | 0 | 0 | 0 | 0 | 0 | 0 | 0 | 0 | 0 | 0 | 0 | 0 | 0 | 0 | 0 | 0 | 0 | 0 |  | 1 | 1 | 1 | 1 | 1 | 1 | 1 | 1 | 1 | 1 | 1 | 0
PG&E KERN | Topaz | 230 | 0 | 0 | 0 | 0 | 0 | 0 | 0 | 0 | 0 | 0 | 0 | 0 | 0 | 0 | 0 | 0 | 0 | 0 | 0 | 0 |  | 0 | 0 | 0 | 0 | 0 | 0 | 0 | 0 | 0 | 0 | 0 | 0 | 0 | 0 | 0 | 0 | 0 | 0 | 0 | 0 | 0 |  | 0 | 0 | 0 | 0 | 0 | 0 | 0 | 0 | 0 | 0 | 0 | 0 | 0 | 0 | 0 | 0 | 0 | 0 | 0 |  | 1 | 1 | 1 | 1 | 1 | 1 | 1 | 1 | 1 | 1 | 1 | 0
SCE NOL | Tortilla | 115 | 0 | 0 | 0 | 0 | 0 | 0 | 0 | 0 | 0 | 0 | 0 | 3 | 0 | 0 | 0 | 0 | 0 | 0 | 0 | 1 |  | 0 | 0 | 0 | 0 | 0 | 0 | 0 | 0 | 0 | 0 | 0 | 3 | 0 | 0 | 0 | 0 | 0 | 0 | 0 | 1 | 3 |  | 0 | 0 | 0 | 0 | 0 | 0 | 0 | 0 | 0 | 0 | 0 | 0 | 0 | 0 | 0 | 0 | 0 | 0 | 0 |  | 1 | 1 | 1 | 1 | 1 | 1 | 1 | 1 | 1 | 1 | 1 | 0
SDGE | Trabuco | 138 | 0 | 0 | 0 | 0 | 0 | 0 | 0 | 0 | 0 | 0 | 0 | 0 | 0 | 0 | 0 | 0 | 0 | 0 | 0 | 0 |  | 0 | 0 | 0 | 0 | 0 | 0 | 0 | 0 | 0 | 0 | 0 | 0 | 0 | 0 | 0 | 0 | 0 | 0 | 0 | 0 | 0 |  | 0 | 0 | 0 | 0 | 0 | 0 | 0 | 0 | 0 | 0 | 0 | 0 | 0 | 0 | 0 | 0 | 0 | 0 | 0 |  | 1 | 1 | 1 | 1 | 1 | 1 | 1 | 1 | 1 | 1 | 1 | 0
PG&E GBA | Tracy | 115 | 0 | 0 | 0 | 0 | 0 | 0 | 0 | 0 | 0 | 0 | 0 | 0 | 0 | 0 | 0 | 0 | 0 | 0 | 0 | 0 |  | 0 | 3 | 0 | 0 | 0 | 0 | 0 | 0 | 0 | 0 | 0 | 0 | 0 | 0 | 0 | 0 | 0 | 0 | 0 | 1 | 0 |  | 0 | 2 | 0 | 0 | 0 | 0 | 0 | 0 | 0 | 0 | 0 | 0 | 0 | 0 | 0 | 0 | 0 | 0 | 0 |  | 1 | 4 | 1 | 1 | 1 | 1 | 1 | 1 | 1 | 1 | 1 | 1
PG&E FRESNO | Tranquility | 230 | 0 | 0 | 0 | 0 | 0 | 0 | 0 | 0 | 0 | 0 | 0 | 0 | 434 | 600 | 1034 | 352 | 0 | 352 | 0 | 1 |  | 0 | 0 | 0 | 0 | 0 | 0 | 0 | 0 | 0 | 0 | 0 | 0 | 300 | 1000 | 1300 | 662 | 160 | 822 | 0 | 1 | 1 |  | 0 | 0 | 0 | 0 | 0 | 0 | 0 | 0 | 0 | 0 | 0 | 0 | 0 | 2 | 1 | 2 | 2 | 2 | 0 |  | 1 | 1 | 1 | 1 | 1 | 1 | 3 | 5 | 5 | 5 | 1 | 1
PG&E GBA | Trimble | 115 | 0 | 0 | 0 | 0 | 0 | 0 | 0 | 0 | 0 | 0 | 0 | 0 | 0 | 0 | 0 | 0 | 0 | 0 | 0 | 0 |  | 0 | 0 | 0 | 0 | 0 | 0 | 0 | 0 | 0 | 0 | 0 | 0 | 0 | 0 | 0 | 0 | 0 | 0 | 0 | 0 | 0 |  | 0 | 0 | 0 | 0 | 0 | 0 | 0 | 0 | 0 | 0 | 0 | 0 | 0 | 0 | 0 | 0 | 0 | 0 | 0 |  | 1 | 1 | 1 | 1 | 1 | 1 | 1 | 1 | 1 | 1 | 1 | 0
EOP | Trout Canyon | 230 | 0 | 0 | 0 | 0 | 0 | 0 | 0 | 0 | 0 | 0 | 0 | 0 | 65 | 650 | 715 | 485 | 0 | 485 | 0 | 1 |  | 0 | 0 | 0 | 0 | 0 | 0 | 0 | 0 | 0 | 0 | 0 | 0 | 666 | 1245 | 1911 | 731 | 260 | 991 | 0 | 1 | 2 |  | 0 | 0 | 0 | 0 | 0 | 0 | 0 | 0 | 0 | 0 | 0 | 0 | 2 | 2 | 2 | 2 | 2 | 2 | 0 |  | 1 | 1 | 1 | 1 | 1 | 1 | 5 | 5 | 5 | 5 | 1 | 1
EOP | Trout Canyon | 500 | 0 | 0 | 0 | 0 | 0 | 0 | 0 | 0 | 0 | 0 | 0 | 0 | 0 | 300 | 300 | 0 | 80 | 80 | 0 | 1 |  | 0 | 0 | 0 | 0 | 0 | 0 | 0 | 0 | 0 | 0 | 0 | 0 | 0 | 0 | 0 | 0 | 0 | 0 | 0 | 0 | 2 |  | 0 | 0 | 0 | 0 | 0 | 0 | 0 | 0 | 0 | 0 | 0 | 0 | 0 | 0 | 0 | 0 | 0 | 0 | 0 |  | 1 | 1 | 1 | 1 | 1 | 1 | 1 | 1 | 1 | 1 | 1 | 0
PG&E NGBA | Tulucay | 230 | 0 | 0 | 0 | 0 | 0 | 0 | 0 | 0 | 0 | 0 | 0 | 0 | 0 | 0 | 0 | 0 | 0 | 0 | 0 | 0 |  | 0 | 0 | 0 | 0 | 0 | 0 | 0 | 0 | 0 | 0 | 0 | 0 | 0 | 0 | 0 | 0 | 0 | 0 | 0 | 0 | 1 |  | 0 | 0 | 0 | 0 | 0 | 0 | 0 | 0 | 0 | 0 | 0 | 0 | 0 | 0 | 0 | 0 | 0 | 0 | 0 |  | 1 | 1 | 1 | 1 | 1 | 1 | 1 | 1 | 1 | 1 | 1 | 0
PG&E NGBA | Tulucay | 60 | 0 | 0 | 0 | 0 | 0 | 0 | 0 | 0 | 0 | 0 | 0 | 0 | 0 | 0 | 0 | 0 | 0 | 0 | 0 | 0 |  | 0 | 0 | 0 | 0 | 0 | 0 | 0 | 0 | 0 | 0 | 0 | 0 | 24.5 | 0 | 24.5 | 0 | 0 | 0 | 0 | 1 | 2 |  | 0 | 0 | 0 | 0 | 0 | 0 | 0 | 0 | 0 | 0 | 0 | 0 | 2 | 0 | 2 | 0 | 0 | 0 | 0 |  | 1 | 1 | 1 | 1 | 1 | 1 | 5 | 1 | 1 | 1 | 1 | 1
PG&E KERN | Tupman | 115 | 0 | 0 | 0 | 0 | 0 | 0 | 0 | 0 | 0 | 0 | 0 | 0 | 0 | 0 | 0 | 0 | 0 | 0 | 0 | 0 |  | 0 | 0 | 0 | 0 | 0 | 0 | 0 | 0 | 0 | 0 | 0 | 0 | 0 | 0 | 0 | 0 | 0 | 0 | 0 | 0 | 0 |  | 0 | 0 | 0 | 0 | 0 | 0 | 0 | 0 | 0 | 0 | 0 | 0 | 0 | 0 | 0 | 0 | 0 | 0 | 0 |  | 1 | 1 | 1 | 1 | 1 | 1 | 1 | 1 | 1 | 1 | 1 | 0
PG&E NGBA | Ukiah | 115 | 0 | 0 | 0 | 0 | 0 | 0 | 0 | 0 | 0 | 0 | 0 | 0 | 0 | 0 | 0 | 0 | 0 | 0 | 0 | 0 |  | 0 | 0 | 0 | 0 | 0 | 0 | 0 | 0 | 0 | 0 | 0 | 0 | 0 | 0 | 0 | 0 | 0 | 0 | 0 | 0 | 1 |  | 0 | 0 | 0 | 0 | 0 | 0 | 0 | 0 | 0 | 0 | 0 | 0 | 0 | 0 | 0 | 0 | 0 | 0 | 0 |  | 1 | 1 | 1 | 1 | 1 | 1 | 1 | 1 | 1 | 1 | 1 | 0
PG&E KERN | Union (Estrella) | 70 | 0 | 0 | 0 | 0 | 0 | 0 | 0 | 0 | 0 | 0 | 0 | 0 | 0 | 0 | 0 | 0 | 0 | 0 | 0 | 0 |  | 0 | 0 | 0 | 0 | 0 | 0 | 0 | 0 | 0 | 0 | 0 | 0 | 0 | 0 | 0 | 0 | 0 | 0 | 0 | 0 | 1 |  | 0 | 0 | 0 | 0 | 0 | 0 | 0 | 0 | 0 | 0 | 0 | 0 | 0 | 0 | 0 | 0 | 0 | 0 | 0 |  | 1 | 1 | 1 | 1 | 1 | 1 | 1 | 1 | 1 | 1 | 1 | 0
PG&E NGBA | Vaca Dixon | 115 | 0 | 0 | 0 | 0 | 0 | 0 | 0 | 0 | 0 | 0 | 0 | 0 | 0 | 0 | 0 | 0 | 0 | 0 | 0 | 0 |  | 0 | 0 | 0 | 0 | 0 | 0 | 0 | 0 | 0 | 0 | 0 | 0 | 0 | 0 | 0 | 0 | 0 | 0 | 0 | 0 | 0 |  | 0 | 0 | 0 | 0 | 0 | 0 | 0 | 0 | 0 | 0 | 0 | 0 | 0 | 0 | 0 | 0 | 0 | 0 | 0 |  | 1 | 1 | 1 | 1 | 1 | 1 | 1 | 1 | 1 | 1 | 1 | 0
PG&E NGBA | Vaca Dixon | 230 | 0 | 0 | 70 | 0 | 70 | 0 | 0 | 0 | 0 | 0 | 0 | 0 | 0 | 200 | 200 | 300 | 0 | 300 | 0 | 1 |  | 0 | 0 | 0 | 0 | 0 | 0 | 0 | 0 | 0 | 0 | 0 | 0 | 0 | 0 | 0 | 0 | 0 | 0 | 0 | 0 | 0 |  | 0 | 0 | 0 | 0 | 0 | 0 | 0 | 0 | 0 | 0 | 0 | 0 | 0 | 0 | 0 | 0 | 0 | 0 | 0 |  | 1 | 1 | 1 | 1 | 1 | 1 | 1 | 1 | 1 | 1 | 1 | 0
PG&E NGBA | Vaca Dixon | 500 | 0 | 0 | 0 | 0 | 0 | 0 | 0 | 0 | 0 | 0 | 0 | 0 | 0 | 300 | 300 | 0 | 0 | 0 | 0 | 1 |  | 0 | 0 | 0 | 0 | 0 | 0 | 0 | 0 | 0 | 0 | 0 | 0 | 0 | 0 | 0 | 0 | 0 | 0 | 0 | 0 | 0 |  | 0 | 0 | 0 | 0 | 0 | 0 | 0 | 0 | 0 | 0 | 0 | 0 | 0 | 0 | 0 | 0 | 0 | 0 | 0 |  | 1 | 1 | 1 | 1 | 1 | 1 | 1 | 1 | 1 | 1 | 1 | 0
PG&E NGBA | Vaca Dixon | 60 | 0 | 0 | 0 | 0 | 0 | 0 | 0 | 0 | 0 | 0 | 0 | 0 | 0 | 0 | 0 | 0 | 0 | 0 | 0 | 0 |  | 0 | 0 | 0 | 0 | 0 | 0 | 0 | 0 | 0 | 0 | 0 | 0 | 0 | 0 | 0 | 0 | 0 | 0 | 0 | 0 | 0 |  | 0 | 0 | 0 | 0 | 0 | 0 | 0 | 0 | 0 | 0 | 0 | 0 | 0 | 0 | 0 | 0 | 0 | 0 | 0 |  | 1 | 1 | 1 | 1 | 1 | 1 | 1 | 1 | 1 | 1 | 1 | 0
SCE Eastern | Valley (SCE) | 500 | 0 | 0 | 0 | 0 | 0 | 0 | 0 | 0 | 0 | 0 | 0 | 0 | 500 | 700 | 1200 | 310 | 0 | 310 | 0 | 1 |  | 0 | 0 | 0 | 0 | 0 | 0 | 0 | 0 | 0 | 0 | 0 | 0 | 0 | 0 | 0 | 720 | 0 | 720 | 0 | 1 | 1 |  | 0 | 0 | 0 | 0 | 0 | 0 | 0 | 0 | 0 | 0 | 0 | 0 | 0 | 0 | 0 | 2 | 0 | 2 | 0 |  | 1 | 1 | 1 | 1 | 1 | 1 | 1 | 5 | 1 | 5 | 1 | 1
EOP | Valley (VEA) | 138 | 0 | 0 | 0 | 0 | 0 | 0 | 0 | 0 | 0 | 0 | 0 | 0 | 0 | 0 | 0 | 0 | 0 | 0 | 0 | 0 |  | 0 | 0 | 0 | 0 | 0 | 0 | 0 | 0 | 0 | 0 | 0 | 0 | 0 | 0 | 0 | 0 | 40 | 40 | 0 | 1 | 2 |  | 0 | 0 | 0 | 0 | 0 | 0 | 0 | 0 | 0 | 0 | 0 | 0 | 0 | 0 | 0 | 0 | 2 | 2 | 0 |  | 1 | 1 | 1 | 1 | 1 | 1 | 1 | 1 | 5 | 5 | 1 | 1
SDGE | Valley Center | 69 | 0 | 0 | 0 | 0 | 0 | 0 | 0 | 0 | 0 | 0 | 0 | 0 | 0 | 0 | 0 | 0 | 0 | 0 | 0 | 0 |  | 0 | 0 | 0 | 0 | 0 | 0 | 0 | 0 | 0 | 0 | 0 | 10 | 0 | 0 | 0 | 0 | 0 | 0 | 0 | 1 | 2 |  | 0 | 0 | 0 | 0 | 0 | 0 | 0 | 0 | 0 | 0 | 0 | 2 | 0 | 0 | 0 | 0 | 0 | 0 | 0 |  | 1 | 1 | 1 | 1 | 1 | 5 | 1 | 1 | 1 | 1 | 1 | 1
PG&E GBA | Valley Home | 115 | 0 | 0 | 0 | 0 | 0 | 0 | 0 | 0 | 0 | 0 | 0 | 0 | 0 | 100 | 100 | 0 | 0 | 0 | 0 | 1 |  | 0 | 0 | 0 | 0 | 0 | 0 | 0 | 0 | 0 | 0 | 0 | 0 | 0 | 0 | 0 | 0 | 0 | 0 | 0 | 0 | 0 |  | 0 | 0 | 0 | 0 | 0 | 0 | 0 | 0 | 0 | 0 | 0 | 0 | 0 | 0 | 0 | 0 | 0 | 0 | 0 |  | 1 | 1 | 1 | 1 | 1 | 1 | 1 | 1 | 1 | 1 | 1 | 0
PG&E GBA | Valley Springs | 230 | 0 | 0 | 0 | 0 | 0 | 0 | 0 | 0 | 0 | 0 | 0 | 0 | 0 | 0 | 0 | 0 | 0 | 0 | 0 | 0 |  | 0 | 3 | 0 | 0 | 0 | 0 | 0 | 0 | 0 | 0 | 0 | 0 | 0 | 0 | 0 | 0 | 0 | 0 | 0 | 1 | 1 |  | 0 | 2 | 0 | 0 | 0 | 0 | 0 | 0 | 0 | 0 | 0 | 0 | 0 | 0 | 0 | 0 | 0 | 0 | 0 |  | 1 | 5 | 1 | 1 | 1 | 1 | 1 | 1 | 1 | 1 | 1 | 1
PG&E GBA | Valley Springs | 60 | 0 | 0 | 0 | 0 | 0 | 0 | 0 | 0 | 0 | 0 | 0 | 0 | 0 | 0 | 0 | 0 | 0 | 0 | 0 | 0 |  | 0 | 0 | 0 | 0 | 0 | 0 | 0 | 0 | 0 | 0 | 0 | 0 | 0 | 0 | 0 | 0 | 0 | 0 | 0 | 0 | 0 |  | 0 | 0 | 0 | 0 | 0 | 0 | 0 | 0 | 0 | 0 | 0 | 0 | 0 | 0 | 0 | 0 | 0 | 0 | 0 |  | 1 | 1 | 1 | 1 | 1 | 1 | 1 | 1 | 1 | 1 | 1 | 0
EOP | Valley Switch | 138 | 0 | 0 | 0 | 0 | 0 | 0 | 0 | 0 | 0 | 0 | 0 | 0 | 0 | 0 | 0 | 0 | 0 | 0 | 0 | 0 |  | 0 | 0 | 0 | 0 | 0 | 0 | 0 | 0 | 0 | 0 | 0 | 0 | 0 | 0 | 0 | 0 | 0 | 0 | 0 | 0 | 2 |  | 0 | 0 | 0 | 0 | 0 | 0 | 0 | 0 | 0 | 0 | 0 | 0 | 0 | 0 | 0 | 0 | 0 | 0 | 0 |  | 1 | 1 | 1 | 1 | 1 | 1 | 1 | 1 | 1 | 1 | 1 | 0
EOP | Valley Switch | 230 | 0 | 0 | 0 | 0 | 0 | 0 | 0 | 0 | 0 | 0 | 0 | 0 | 0 | 0 | 0 | 0 | 0 | 0 | 0 | 0 |  | 0 | 0 | 0 | 0 | 0 | 0 | 0 | 0 | 0 | 0 | 0 | 0 | 0 | 0 | 0 | 0 | 0 | 0 | 0 | 0 | 2 |  | 0 | 0 | 0 | 0 | 0 | 0 | 0 | 0 | 0 | 0 | 0 | 0 | 0 | 0 | 0 | 0 | 0 | 0 | 0 |  | 1 | 1 | 1 | 1 | 1 | 1 | 1 | 1 | 1 | 1 | 1 | 0
PG&E GBA | Vasco | 230 | 0 | 0 | 0 | 0 | 0 | 0 | 0 | 0 | 0 | 0 | 0 | 0 | 0 | 0 | 0 | 0 | 0 | 0 | 0 | 0 |  | 0 | 0 | 0 | 0 | 0 | 0 | 0 | 0 | 0 | 0 | 0 | 0 | 0 | 0 | 0 | 0 | 0 | 0 | 0 | 0 | 0 |  | 0 | 0 | 0 | 0 | 0 | 0 | 0 | 0 | 0 | 0 | 0 | 0 | 0 | 0 | 0 | 0 | 0 | 0 | 0 |  | 1 | 1 | 1 | 1 | 1 | 1 | 1 | 1 | 1 | 1 | 1 | 0
PG&E GBA | Vasona | 230 | 0 | 0 | 0 | 0 | 0 | 0 | 0 | 0 | 0 | 0 | 0 | 0 | 0 | 0 | 0 | 0 | 0 | 0 | 0 | 0 |  | 0 | 0 | 0 | 0 | 0 | 0 | 0 | 0 | 0 | 0 | 0 | 0 | 0 | 0 | 0 | 0 | 0 | 0 | 0 | 0 | 1 |  | 0 | 0 | 0 | 0 | 0 | 0 | 0 | 0 | 0 | 0 | 0 | 0 | 0 | 0 | 0 | 0 | 0 | 0 | 0 |  | 1 | 1 | 1 | 1 | 1 | 1 | 1 | 1 | 1 | 1 | 1 | 0
SCE Northern | Vestal | 230 | 0 | 0 | 0 | 0 | 0 | 0 | 0 | 0 | 0 | 0 | 0 | 0 | 200 | 50 | 250 | 50 | 0 | 50 | 0 | 1 |  | 0 | 0 | 0 | 0 | 0 | 0 | 0 | 0 | 0 | 0 | 0 | 0 | 125 | 275 | 400 | 110 | 55 | 165 | 0 | 1 | 0 |  | 0 | 0 | 0 | 0 | 0 | 0 | 0 | 0 | 0 | 0 | 0 | 0 | 0 | 2 | 2 | 2 | 2 | 2 | 0 |  | 1 | 1 | 1 | 1 | 1 | 1 | 4 | 4 | 4 | 4 | 1 | 1
SCE Northern | Vestal | 66 | 0 | 0 | 0 | 0 | 0 | 0 | 0 | 0 | 0 | 0 | 0 | 0 | 0 | 0 | 0 | 0 | 0 | 0 | 0 | 0 |  | 0 | 0 | 0 | 0 | 0 | 0 | 0 | 0 | 0 | 0 | 0 | 0 | 0 | 0 | 0 | 80 | 0 | 80 | 0 | 1 | 0 |  | 0 | 0 | 0 | 0 | 0 | 0 | 0 | 0 | 0 | 0 | 0 | 0 | 0 | 0 | 0 | 2 | 0 | 2 | 0 |  | 1 | 1 | 1 | 1 | 1 | 1 | 1 | 4 | 1 | 4 | 1 | 1
SCE NOL | Victor | 115 | 0 | 0 | 0 | 0 | 0 | 0 | 0 | 0 | 0 | 0 | 0 | 7 | 154 | 0 | 154 | 0 | 0 | 0 | 0 | 1 |  | 0 | 0 | 0 | 0 | 0 | 0 | 0 | 0 | 0 | 0 | 0 | 7 | 0 | 115 | 115 | 0 | 20 | 20 | 0 | 1 | 2 |  | 0 | 0 | 0 | 0 | 0 | 0 | 0 | 0 | 0 | 0 | 0 | 0 | 0 | 2 | 0 | 0 | 2 | 2 | 0 |  | 1 | 1 | 1 | 1 | 1 | 1 | 1 | 1 | 5 | 5 | 1 | 1
SCE NOL | Victor | 230 | 0 | 0 | 0 | 0 | 0 | 0 | 0 | 0 | 0 | 0 | 0 | 0 | 0 | 0 | 0 | 0 | 0 | 0 | 0 | 0 |  | 0 | 0 | 0 | 0 | 0 | 0 | 0 | 0 | 0 | 0 | 0 | 5 | 0 | 0 | 0 | 0 | 0 | 0 | 0 | 1 | 2 |  | 0 | 0 | 0 | 0 | 0 | 0 | 0 | 0 | 0 | 0 | 0 | 2 | 0 | 0 | 0 | 0 | 0 | 0 | 0 |  | 1 | 1 | 1 | 1 | 1 | 5 | 1 | 1 | 1 | 1 | 1 | 1
SCE Metro | Viejo | 230 | 0 | 0 | 0 | 0 | 0 | 0 | 0 | 0 | 0 | 0 | 0 | 0 | 0 | 0 | 0 | 0 | 0 | 0 | 0 | 0 |  | 0 | 0 | 0 | 0 | 0 | 0 | 0 | 0 | 0 | 0 | 0 | 0 | 0 | 0 | 0 | 0 | 0 | 0 | 0 | 0 | 0 |  | 0 | 0 | 0 | 0 | 0 | 0 | 0 | 0 | 0 | 0 | 0 | 0 | 0 | 0 | 0 | 0 | 0 | 0 | 0 |  | 1 | 1 | 1 | 1 | 1 | 1 | 1 | 1 | 1 | 1 | 1 | 0
PG&E GBA | Vierra | 115 | 0 | 0 | 0 | 0 | 0 | 0 | 0 | 0 | 0 | 0 | 0 | 2.975 | 0 | 0 | 0 | 92 | 0 | 92 | 0 | 1 |  | 0 | 0 | 0 | 0 | 0 | 0 | 0 | 0 | 0 | 0 | 0 | 2.975 | 0 | 0 | 0 | 92 | 0 | 92 | 0 | 1 | 0 |  | 0 | 0 | 0 | 0 | 0 | 0 | 0 | 0 | 0 | 0 | 0 | 0 | 0 | 0 | 0 | 0 | 0 | 0 | 0 |  | 1 | 1 | 1 | 1 | 1 | 1 | 1 | 1 | 1 | 1 | 1 | 0
SCE Metro | Villa Park | 230 | 0 | 0 | 0 | 0 | 0 | 0 | 0 | 0 | 0 | 0 | 0 | 0 | 0 | 0 | 0 | 0 | 0 | 0 | 0 | 0 |  | 0 | 0 | 0 | 0 | 0 | 0 | 0 | 0 | 0 | 0 | 0 | 0 | 0 | 0 | 0 | 0 | 0 | 0 | 0 | 0 | 0 |  | 0 | 0 | 0 | 0 | 0 | 0 | 0 | 0 | 0 | 0 | 0 | 0 | 0 | 0 | 0 | 0 | 0 | 0 | 0 |  | 1 | 1 | 1 | 1 | 1 | 1 | 1 | 1 | 1 | 1 | 1 | 0
SCE Northern | Vincent | 230 | 0 | 0 | 0 | 0 | 0 | 0 | 0 | 0 | 0 | 0 | 0 | 0 | 0 | 0 | 0 | 59 | 0 | 59 | 0 | 1 |  | 0 | 0 | 0 | 0 | 0 | 0 | 0 | 0 | 0 | 0 | 0 | 0 | 0 | 780 | 780 | 399 | 375 | 774 | 0 | 1 | 0 |  | 0 | 0 | 0 | 0 | 0 | 0 | 0 | 0 | 0 | 0 | 0 | 0 | 0 | 2 | 2 | 2 | 2 | 2 | 0 |  | 1 | 1 | 1 | 1 | 1 | 1 | 4 | 4 | 4 | 4 | 1 | 1
SCE Northern | Vincent | 500 | 0 | 0 | 0 | 0 | 0 | 0 | 0 | 0 | 0 | 0 | 0 | 0 | 2050 | 0 | 2050 | 0 | 0 | 0 | 0 | 1 |  | 0 | 0 | 0 | 0 | 0 | 0 | 0 | 0 | 0 | 0 | 0 | 0 | 0 | 0 | 0 | 0 | 0 | 0 | 0 | 0 | 0 |  | 0 | 0 | 0 | 0 | 0 | 0 | 0 | 0 | 0 | 0 | 0 | 0 | 0 | 0 | 0 | 0 | 0 | 0 | 0 |  | 1 | 1 | 1 | 1 | 1 | 1 | 1 | 1 | 1 | 1 | 1 | 0
PG&E GBA | Vineyard | 230 | 0 | 0 | 0 | 0 | 0 | 0 | 0 | 0 | 0 | 0 | 0 | 0 | 0 | 0 | 0 | 0 | 0 | 0 | 0 | 0 |  | 0 | 0 | 0 | 0 | 0 | 0 | 0 | 0 | 0 | 0 | 0 | 0 | 0 | 0 | 0 | 0 | 0 | 0 | 0 | 0 | 0 |  | 0 | 0 | 0 | 0 | 0 | 0 | 0 | 0 | 0 | 0 | 0 | 0 | 0 | 0 | 0 | 0 | 0 | 0 | 0 |  | 1 | 1 | 1 | 1 | 1 | 1 | 1 | 1 | 1 | 1 | 1 | 0
SDGE | Vineyard | 69 | 0 | 0 | 0 | 0 | 0 | 0 | 0 | 0 | 0 | 0 | 0 | 0 | 0 | 0 | 0 | 0 | 0 | 0 | 0 | 0 |  | 0 | 0 | 0 | 0 | 0 | 0 | 0 | 0 | 0 | 0 | 0 | 0 | 0 | 0 | 0 | 0 | 0 | 0 | 0 | 0 | 3 |  | 0 | 0 | 0 | 0 | 0 | 0 | 0 | 0 | 0 | 0 | 0 | 0 | 0 | 0 | 0 | 0 | 0 | 0 | 0 |  | 1 | 1 | 1 | 1 | 1 | 1 | 1 | 1 | 1 | 1 | 1 | 0
SCE Eastern | Vista (SCE) | 230 | 0 | 0 | 0 | 0 | 0 | 0 | 0 | 0 | 0 | 0 | 0 | 0 | 300 | 0 | 300 | 0 | 0 | 0 | 0 | 1 |  | 0 | 2.6 | 0 | 0 | 0 | 0 | 0 | 0 | 0 | 0 | 0 | 0 | 0 | 0 | 0 | 200 | 0 | 200 | 0 | 1 | 1 |  | 0 | 2 | 0 | 0 | 0 | 0 | 0 | 0 | 0 | 0 | 0 | 0 | 0 | 0 | 0 | 2 | 0 | 2 | 0 |  | 1 | 5 | 1 | 1 | 1 | 1 | 1 | 5 | 1 | 5 | 1 | 1
EOP | Vista (VEA) | 138 | 0 | 0 | 0 | 0 | 0 | 0 | 0 | 0 | 0 | 0 | 0 | 0 | 0 | 0 | 0 | 0 | 0 | 0 | 0 | 0 |  | 0 | 0 | 0 | 0 | 0 | 0 | 0 | 0 | 0 | 0 | 0 | 0 | 0 | 0 | 0 | 0 | 0 | 0 | 0 | 0 | 2 |  | 0 | 0 | 0 | 0 | 0 | 0 | 0 | 0 | 0 | 0 | 0 | 0 | 0 | 0 | 0 | 0 | 0 | 0 | 0 |  | 1 | 1 | 1 | 1 | 1 | 1 | 1 | 1 | 1 | 1 | 1 | 0
EOP | Vista (VEA) | 230 | 0 | 0 | 0 | 0 | 0 | 0 | 0 | 0 | 0 | 0 | 0 | 0 | 0 | 0 | 0 | 0 | 0 | 0 | 0 | 0 |  | 0 | 0 | 0 | 0 | 0 | 0 | 0 | 0 | 0 | 0 | 0 | 0 | 50 | 150 | 200 | 0 | 40 | 40 | 0 | 1 | 2 |  | 0 | 0 | 0 | 0 | 0 | 0 | 0 | 0 | 0 | 0 | 0 | 0 | 2 | 2 | 2 | 0 | 2 | 2 | 0 |  | 1 | 1 | 1 | 1 | 1 | 1 | 5 | 1 | 5 | 5 | 1 | 1
PG&E FRESNO | Wahtoke | 115 | 0 | 0 | 0 | 0 | 0 | 0 | 0 | 0 | 0 | 0 | 0 | 0 | 0 | 0 | 0 | 0 | 0 | 0 | 0 | 0 |  | 0 | 0 | 0 | 0 | 0 | 0 | 0 | 0 | 0 | 0 | 0 | 0 | 0 | 0 | 0 | 0 | 0 | 0 | 0 | 0 | 1 |  | 0 | 0 | 0 | 0 | 0 | 0 | 0 | 0 | 0 | 0 | 0 | 0 | 0 | 0 | 0 | 0 | 0 | 0 | 0 |  | 1 | 1 | 1 | 1 | 1 | 1 | 1 | 1 | 1 | 1 | 1 | 0
SCE Northern | Wakefield | 66 | 0 | 0 | 0 | 0 | 0 | 0 | 0 | 0 | 0 | 0 | 0 | 0 | 200 | 0 | 200 | 30 | 0 | 30 | 0 | 1 |  | 0 | 0 | 0 | 0 | 0 | 0 | 0 | 0 | 0 | 0 | 0 | 0 | 0 | 0 | 0 | 15 | 0 | 15 | 0 | 1 | 0 |  | 0 | 0 | 0 | 0 | 0 | 0 | 0 | 0 | 0 | 0 | 0 | 0 | 0 | 0 | 0 | 0 | 0 | 0 | 0 |  | 1 | 1 | 1 | 1 | 1 | 1 | 1 | 1 | 1 | 1 | 1 | 0
SCE Metro | Walnut | 230 | 0 | 0 | 0 | 0 | 0 | 0 | 0 | 0 | 0 | 0 | 0 | 0 | 0 | 0 | 0 | 400 | 0 | 400 | 0 | 1 |  | 0 | 0 | 0 | 0 | 0 | 0 | 0 | 0 | 0 | 0 | 0 | 0 | 0 | 0 | 0 | 400 | 0 | 400 | 0 | 1 | 0 |  | 0 | 0 | 0 | 0 | 0 | 0 | 0 | 0 | 0 | 0 | 0 | 0 | 0 | 0 | 0 | 0 | 0 | 0 | 0 |  | 1 | 1 | 1 | 1 | 1 | 1 | 1 | 1 | 1 | 1 | 1 | 0
SCE Northern | Warne | 230 | 0 | 0 | 0 | 0 | 0 | 0 | 0 | 0 | 0 | 0 | 0 | 0 | 0 | 0 | 0 | 0 | 0 | 0 | 0 | 0 |  | 0 | 0 | 0 | 0 | 0 | 0 | 0 | 0 | 0 | 0 | 0 | 0 | 0 | 0 | 0 | 0 | 0 | 0 | 0 | 0 | 0 |  | 0 | 0 | 0 | 0 | 0 | 0 | 0 | 0 | 0 | 0 | 0 | 0 | 0 | 0 | 0 | 0 | 0 | 0 | 0 |  | 1 | 1 | 1 | 1 | 1 | 1 | 1 | 1 | 1 | 1 | 1 | 0
PG&E GBA | Warnerville | 230 | 0 | 0 | 0 | 0 | 0 | 0 | 0 | 0 | 0 | 0 | 0 | 0 | 0 | 0 | 0 | 0 | 0 | 0 | 0 | 0 |  | 0 | 0 | 0 | 0 | 0 | 0 | 0 | 0 | 0 | 0 | 0 | 0 | 0 | 0 | 0 | 0 | 0 | 0 | 0 | 0 | 1 |  | 0 | 0 | 0 | 0 | 0 | 0 | 0 | 0 | 0 | 0 | 0 | 0 | 0 | 0 | 0 | 0 | 0 | 0 | 0 |  | 1 | 1 | 1 | 1 | 1 | 1 | 1 | 1 | 1 | 1 | 1 | 0
PG&E FRESNO | Waukena | 115 | 0 | 0 | 0 | 0 | 0 | 0 | 0 | 0 | 0 | 0 | 0 | 0 | 0 | 0 | 0 | 0 | 0 | 0 | 0 | 0 |  | 0 | 0 | 0 | 0 | 0 | 0 | 0 | 0 | 0 | 0 | 0 | 0 | 0 | 0 | 0 | 0 | 0 | 0 | 0 | 0 | 1 |  | 0 | 0 | 0 | 0 | 0 | 0 | 0 | 0 | 0 | 0 | 0 | 0 | 0 | 0 | 0 | 0 | 0 | 0 | 0 |  | 1 | 1 | 1 | 1 | 1 | 1 | 1 | 1 | 1 | 1 | 1 | 0
PG&E GBA | Weber | 230 | 0 | 0 | 0 | 0 | 0 | 0 | 0 | 0 | 0 | 0 | 0 | 0 | 0 | 0 | 0 | 0 | 0 | 0 | 0 | 0 |  | 0 | 0 | 0 | 0 | 0 | 0 | 0 | 0 | 0 | 0 | 0 | 0 | 0 | 0 | 0 | 0 | 0 | 0 | 0 | 0 | 0 |  | 0 | 0 | 0 | 0 | 0 | 0 | 0 | 0 | 0 | 0 | 0 | 0 | 0 | 0 | 0 | 0 | 0 | 0 | 0 |  | 1 | 1 | 1 | 1 | 1 | 1 | 1 | 1 | 1 | 1 | 1 | 0
PG&E GBA | Weber | 60 | 0 | 0 | 0 | 0 | 0 | 0 | 0 | 0 | 0 | 0 | 0 | 0 | 0 | 0 | 0 | 20 | 0 | 20 | 0 | 1 |  | 0 | 0 | 0 | 0 | 0 | 0 | 0 | 0 | 0 | 0 | 0 | 4 | 0 | 0 | 0 | 20 | 0 | 20 | 0 | 1 | 0 |  | 0 | 0 | 0 | 0 | 0 | 0 | 0 | 0 | 0 | 0 | 0 | 2 | 0 | 0 | 0 | 0 | 0 | 0 | 0 |  | 1 | 1 | 1 | 1 | 1 | 4 | 1 | 1 | 1 | 1 | 1 | 1
PG&E FRESNO | West Fresno | 115 | 0 | 0 | 0 | 0 | 0 | 0 | 0 | 0 | 0 | 0 | 0 | 0 | 0 | 0 | 0 | 0 | 0 | 0 | 0 | 0 |  | 0 | 0 | 0 | 0 | 0 | 0 | 0 | 0 | 0 | 0 | 0 | 0 | 0 | 0 | 0 | 0 | 0 | 0 | 0 | 0 | 1 |  | 0 | 0 | 0 | 0 | 0 | 0 | 0 | 0 | 0 | 0 | 0 | 0 | 0 | 0 | 0 | 0 | 0 | 0 | 0 |  | 1 | 1 | 1 | 1 | 1 | 1 | 1 | 1 | 1 | 1 | 1 | 0
PG&E FRESNO | Westley | 230 | 0 | 0 | 0 | 0 | 0 | 0 | 0 | 0 | 0 | 0 | 0 | 0 | 0 | 0 | 0 | 0 | 900 | 900 | 0 | 1 |  | 0 | 0 | 0 | 0 | 0 | 0 | 0 | 0 | 0 | 0 | 0 | 0 | 0 | 0 | 0 | 0 | 0 | 0 | 0 | 0 | 1 |  | 0 | 0 | 0 | 0 | 0 | 0 | 0 | 0 | 0 | 0 | 0 | 0 | 0 | 0 | 0 | 0 | 0 | 0 | 0 |  | 1 | 1 | 1 | 1 | 1 | 1 | 1 | 1 | 1 | 1 | 1 | 0
PG&E KERN | Westpark | 115 | 0 | 0 | 0 | 0 | 0 | 0 | 0 | 0 | 0 | 0 | 0 | 0 | 0 | 0 | 0 | 0 | 0 | 0 | 0 | 0 |  | 0 | 0 | 0 | 0 | 0 | 0 | 0 | 0 | 0 | 0 | 0 | 0 | 0 | 0 | 0 | 0 | 0 | 0 | 0 | 0 | 0 |  | 0 | 0 | 0 | 0 | 0 | 0 | 0 | 0 | 0 | 0 | 0 | 0 | 0 | 0 | 0 | 0 | 0 | 0 | 0 |  | 1 | 1 | 1 | 1 | 1 | 1 | 1 | 1 | 1 | 1 | 1 | 0
PG&E KERN | Wheeler Ridge | 230 | 0 | 0 | 0 | 0 | 0 | 0 | 0 | 0 | 0 | 0 | 0 | 0 | 500 | 0 | 500 | 0 | 0 | 0 | 0 | 1 |  | 0 | 0 | 0 | 0 | 0 | 0 | 0 | 0 | 0 | 0 | 0 | 0 | 250 | 350 | 600 | 0 | 120 | 120 | 0 | 1 | 0 |  | 0 | 0 | 0 | 0 | 0 | 0 | 0 | 0 | 0 | 0 | 0 | 0 | 0 | 2 | 1 | 0 | 2 | 2 | 0 |  | 1 | 1 | 1 | 1 | 1 | 1 | 3 | 1 | 4 | 4 | 1 | 1
PG&E KERN | Wheeler Ridge | 115 | 0 | 0 | 0 | 0 | 0 | 0 | 0 | 0 | 0 | 0 | 0 | 0 | 0 | 0 | 0 | 0 | 0 | 0 | 0 | 0 |  | 0 | 0 | 0 | 0 | 0 | 0 | 0 | 0 | 0 | 0 | 0 | 0 | 0 | 0 | 0 | 0 | 0 | 0 | 0 | 0 | 0 |  | 0 | 0 | 0 | 0 | 0 | 0 | 0 | 0 | 0 | 0 | 0 | 0 | 0 | 0 | 0 | 0 | 0 | 0 | 0 |  | 1 | 1 | 1 | 1 | 1 | 1 | 1 | 1 | 1 | 1 | 1 | 0
PG&E KERN | Wheeler Ridge | 70 | 0 | 0 | 0 | 0 | 0 | 0 | 0 | 0 | 0 | 0 | 0 | 0 | 0 | 0 | 0 | 92 | 0 | 92 | 0 | 1 |  | 0 | 0 | 0 | 0 | 0 | 0 | 0 | 0 | 0 | 0 | 0 | 0 | 0 | 0 | 0 | 92 | 0 | 92 | 0 | 1 | 0 |  | 0 | 0 | 0 | 0 | 0 | 0 | 0 | 0 | 0 | 0 | 0 | 0 | 0 | 0 | 0 | 0 | 0 | 0 | 0 |  | 1 | 1 | 1 | 1 | 1 | 1 | 1 | 1 | 1 | 1 | 1 | 0
SCE Northern | Whirlwind | 230 | 0 | 0 | 0 | 0 | 0 | 0 | 0 | 0 | 0 | 0 | 0 | 0 | 1400 | 188 | 1588 | 550 | 523 | 1073 | 300 | 1 |  | 0 | 0 | 300 | 0 | 300 | 0 | 0 | 0 | 0 | 0 | 0 | 0 | 318 | 588 | 906 | 837 | 654 | 1491 | 400 | 1 | 0 |  | 0 | 0 | 2 | 0 | 2 | 0 | 0 | 0 | 0 | 0 | 0 | 0 | 0 | 2 | 0 | 2 | 1 | 1 | 1 |  | 1 | 1 | 4 | 1 | 1 | 1 | 1 | 4 | 3 | 3 | 3 | 1
SCE Northern | Whirlwind | 500 | 0 | 0 | 0 | 0 | 0 | 0 | 0 | 0 | 0 | 0 | 0 | 0 | 1247 | 0 | 1247 | 0 | 0 | 0 | 906 | 1 |  | 0 | 0 | 0 | 0 | 0 | 0 | 0 | 0 | 0 | 0 | 0 | 0 | 0 | 0 | 0 | 0 | 0 | 0 | 0 | 0 | 0 |  | 0 | 0 | 0 | 0 | 0 | 0 | 0 | 0 | 0 | 0 | 0 | 0 | 0 | 0 | 0 | 0 | 0 | 0 | 0 |  | 1 | 1 | 1 | 1 | 1 | 1 | 1 | 1 | 1 | 1 | 1 | 0
PG&E GBA | Whisman | 115 | 0 | 0 | 0 | 0 | 0 | 0 | 0 | 0 | 0 | 0 | 0 | 0 | 0 | 0 | 0 | 0 | 0 | 0 | 0 | 0 |  | 0 | 0 | 0 | 0 | 0 | 0 | 0 | 0 | 0 | 0 | 0 | 0 | 0 | 0 | 0 | 0 | 0 | 0 | 0 | 0 | 1 |  | 0 | 0 | 0 | 0 | 0 | 0 | 0 | 0 | 0 | 0 | 0 | 0 | 0 | 0 | 0 | 0 | 0 | 0 | 0 |  | 1 | 1 | 1 | 1 | 1 | 1 | 1 | 1 | 1 | 1 | 1 | 0
SCE Eastern | Wildlife | 230 | 0 | 0 | 0 | 0 | 0 | 0 | 0 | 0 | 0 | 0 | 0 | 0 | 0 | 0 | 0 | 0 | 0 | 0 | 0 | 0 |  | 0 | 0 | 0 | 0 | 0 | 0 | 0 | 0 | 0 | 0 | 0 | 0 | 0 | 0 | 0 | 0 | 0 | 0 | 0 | 0 | 1 |  | 0 | 0 | 0 | 0 | 0 | 0 | 0 | 0 | 0 | 0 | 0 | 0 | 0 | 0 | 0 | 0 | 0 | 0 | 0 |  | 1 | 1 | 1 | 1 | 1 | 1 | 1 | 1 | 1 | 1 | 1 | 0
PG&E FRESNO | Wilson | 115 | 0 | 0 | 0 | 0 | 0 | 0 | 0 | 0 | 0 | 0 | 0 | 0 | 0 | 0 | 0 | 0 | 0 | 0 | 0 | 0 |  | 0 | 0 | 0 | 0 | 0 | 0 | 0 | 0 | 0 | 0 | 0 | 0 | 0 | 0 | 0 | 0 | 25 | 25 | 0 | 1 | 2 |  | 0 | 0 | 0 | 0 | 0 | 0 | 0 | 0 | 0 | 0 | 0 | 0 | 0 | 0 | 0 | 0 | 2 | 2 | 0 |  | 1 | 1 | 1 | 1 | 1 | 1 | 1 | 1 | 5 | 5 | 1 | 1
PG&E FRESNO | Wilson | 230 | 0 | 0 | 0 | 0 | 0 | 0 | 0 | 0 | 0 | 0 | 0 | 0 | 0 | 0 | 0 | 0 | 0 | 0 | 0 | 0 |  | 0 | 0 | 150 | 50 | 200 | 0 | 0 | 0 | 0 | 0 | 0 | 0 | 0 | 0 | 0 | 0 | 0 | 0 | 0 | 1 | 2 |  | 0 | 0 | 2 | 2 | 2 | 0 | 0 | 0 | 0 | 0 | 0 | 0 | 0 | 0 | 0 | 0 | 0 | 0 | 0 |  | 1 | 1 | 5 | 1 | 1 | 1 | 1 | 1 | 1 | 1 | 1 | 1
SCE Northern | Windhub | 230 | 0 | 0 | 0 | 0 | 0 | 0 | 0 | 0 | 0 | 0 | 0 | 0 | 0 | 1020 | 1020 | 500 | 0 | 500 | 0 | 1 |  | 0 | 0 | 174 | 0 | 174 | 0 | 0 | 0 | 0 | 0 | 0 | 0 | 130 | 1220 | 1350 | 1000 | 70 | 1070 | 0 | 1 | 0 |  | 0 | 0 | 2 | 0 | 2 | 0 | 0 | 0 | 0 | 0 | 0 | 0 | 2 | 1 | 1 | 2 | 2 | 2 | 0 |  | 1 | 1 | 4 | 1 | 1 | 1 | 4 | 4 | 4 | 4 | 1 | 1
SCE Northern | Windhub | 500 | 0 | 0 | 0 | 0 | 0 | 0 | 0 | 0 | 0 | 0 | 0 | 0 | 153 | 0 | 153 | 15 | 0 | 15 | 480 | 1 |  | 0 | 0 | 0 | 0 | 0 | 0 | 0 | 0 | 0 | 0 | 0 | 0 | 878.5 | 200 | 1078.5 | 15 | 80 | 95 | 0 | 1 | 0 |  | 0 | 0 | 0 | 0 | 0 | 0 | 0 | 0 | 0 | 0 | 0 | 0 | 2 | 2 | 2 | 0 | 2 | 2 | 0 |  | 1 | 1 | 1 | 1 | 1 | 1 | 4 | 1 | 4 | 4 | 1 | 1
PG&E GBA | Windmaster | 230 | 0 | 0 | 0 | 0 | 0 | 0 | 0 | 0 | 0 | 0 | 0 | 0 | 0 | 0 | 0 | 0 | 0 | 0 | 0 | 0 |  | 0 | 0 | 0 | 0 | 0 | 0 | 0 | 0 | 0 | 0 | 0 | 0 | 0 | 0 | 0 | 0 | 0 | 0 | 0 | 0 | 0 |  | 0 | 0 | 0 | 0 | 0 | 0 | 0 | 0 | 0 | 0 | 0 | 0 | 0 | 0 | 0 | 0 | 0 | 0 | 0 |  | 1 | 1 | 1 | 1 | 1 | 1 | 1 | 1 | 1 | 1 | 1 | 0
PG&E NGBA | Windsor | 60 | 0 | 0 | 0 | 0 | 0 | 0 | 0 | 0 | 0 | 0 | 0 | 0 | 0 | 0 | 0 | 0 | 0 | 0 | 0 | 0 |  | 0 | 0 | 0 | 0 | 0 | 0 | 0 | 0 | 0 | 0 | 0 | 0 | 0 | 0 | 0 | 0 | 0 | 0 | 0 | 0 | 1 |  | 0 | 0 | 0 | 0 | 0 | 0 | 0 | 0 | 0 | 0 | 0 | 0 | 0 | 0 | 0 | 0 | 0 | 0 | 0 |  | 1 | 1 | 1 | 1 | 1 | 1 | 1 | 1 | 1 | 1 | 1 | 0
PG&E NGBA | Woodland | 115 | 0 | 0 | 0 | 0 | 0 | 0 | 0 | 0 | 0 | 0 | 0 | 0 | 0 | 12 | 12 | 0 | 0 | 0 | 0 | 1 |  | 0 | 0 | 0 | 0 | 0 | 0 | 0 | 0 | 0 | 0 | 0 | 0 | 0 | 12 | 12 | 0 | 0 | 0 | 0 | 1 | 0 |  | 0 | 0 | 0 | 0 | 0 | 0 | 0 | 0 | 0 | 0 | 0 | 0 | 0 | 0 | 0 | 0 | 0 | 0 | 0 |  | 1 | 1 | 1 | 1 | 1 | 1 | 1 | 1 | 1 | 1 | 1 | 0
PG&E FRESNO | Woodward | 115 | 0 | 0 | 0 | 0 | 0 | 0 | 0 | 0 | 0 | 0 | 0 | 0 | 0 | 0 | 0 | 0 | 0 | 0 | 0 | 0 |  | 0 | 0 | 0 | 0 | 0 | 0 | 0 | 0 | 0 | 0 | 0 | 0 | 0 | 0 | 0 | 0 | 0 | 0 | 0 | 0 | 1 |  | 0 | 0 | 0 | 0 | 0 | 0 | 0 | 0 | 0 | 0 | 0 | 0 | 0 | 0 | 0 | 0 | 0 | 0 | 0 |  | 1 | 1 | 1 | 1 | 1 | 1 | 1 | 1 | 1 | 1 | 1 | 0
PG&E NGBA | Wyandotte | 115 | 0 | 0 | 0 | 0 | 0 | 0 | 0 | 0 | 0 | 0 | 0 | 0 | 0 | 0 | 0 | 0 | 0 | 0 | 0 | 0 |  | 0 | 10 | 0 | 0 | 0 | 0 | 0 | 0 | 0 | 0 | 0 | 3.6 | 0 | 0 | 0 | 0 | 0 | 0 | 0 | 1 | 0 |  | 0 | 2 | 0 | 0 | 0 | 0 | 0 | 0 | 0 | 0 | 0 | 2 | 0 | 0 | 0 | 0 | 0 | 0 | 0 |  | 1 | 4 | 1 | 1 | 1 | 4 | 1 | 1 | 1 | 1 | 1 | 1

## Previous_TPP_BaseCase
The 25-26 TPP base case portfolio by substation. The 26-27 TPP base case uses the same IRP baseline, so no baseline adjustments are needed.
|  |  | Updated Substation Names used in 26-27 TPP mapping | [16 empty] | 2035 | [14 empty] | 2040
[5 empty] | Geothermal | Biomass | Wind | Wind | OOS Wind | OOS Wind | Offshore Wind | Offshore Wind | Distributed Solar | Solar | Solar | Battery_4hr | Battery_8hr | LDES | Has | Geothermal | Biomass | Wind | Wind | OOS Wind | OOS Wind | Offshore Wind | Offshore Wind | Distributed Solar | Solar | Solar | Battery_4hr | Battery_8hr | LDES | Has | Geothermal | Biomass | Wind | Wind | OOS Wind | OOS Wind | Offshore Wind | Offshore Wind | Distributed Solar | Solar | Solar | Battery_4hr | Battery_8hr | LDES | Has
Area | Substation | Voltage | Sub Name | Voltagge | FCDS | FCDS | FCDS | EODS | FCDS | EODS | FCDS | EODS | FCDS | FCDS | EODS | FCDS | FCDS | FCDS | Res | FCDS | FCDS | FCDS | EODS | FCDS | EODS | FCDS | EODS | FCDS | FCDS | EODS | FCDS | FCDS | FCDS | Res | FCDS | FCDS | FCDS | EODS | FCDS | EODS | FCDS | EODS | FCDS | FCDS | EODS | FCDS | FCDS | FCDS | Res
PG&E KERN | 7th Standard | 115 | 7th Standard | 115 | [15 empty] | 0 | 0 | 0 | 0 | 0 | 0 | 0 | 0 | 0 | 0 | 0 | 0 | 0 | 0 | 0 | 0 | 0 | 0 | 0 | 0 | 0 | 0 | 0 | 0 | 0 | 0 | 0 | 0 | 0 | 0
SCE Metro | Alamitos | 230 | Alamitos | 230 | [15 empty] | 0 | 0 | 0 | 0 | 0 | 0 | 0 | 0 | 0 | 0 | 0 | 82 | 0 | 0 | 1 | 0 | 0 | 0 | 0 | 0 | 0 | 0 | 0 | 0 | 0 | 0 | 82 | 0 | 0 | 1
SCE Eastern | Alberhill | 115 | Alberhill | 115 | [15 empty] | 0 | 0 | 0 | 0 | 0 | 0 | 0 | 0 | 0 | 0 | 0 | 0 | 0 | 0 | 0 | 0 | 0 | 0 | 0 | 0 | 0 | 0 | 0 | 0 | 0 | 0 | 0 | 0 | 0 | 0
SCE Eastern | Alberhill | 500 | Alberhill | 500 | [15 empty] | 0 | 0 | 0 | 0 | 0 | 0 | 0 | 0 | 0 | 0 | 0 | 0 | 0 | 0 | 0 | 0 | 0 | 0 | 0 | 0 | 0 | 0 | 0 | 0 | 0 | 0 | 0 | 0 | 0 | 0
PG&E GBA | Alhambra | 115 | Alhambra | 115 | [15 empty] | 0 | 0 | 0 | 0 | 0 | 0 | 0 | 0 | 0 | 0 | 0 | 0 | 0 | 0 | 0 | 0 | 0 | 0 | 0 | 0 | 0 | 0 | 0 | 0 | 0 | 0 | 0 | 0 | 0 | 0
PG&E FRESNO | Alpaugh | 115 | Alpaugh | 115 | [15 empty] | 0 | 0 | 0 | 0 | 0 | 0 | 0 | 0 | 3 | 0 | 0 | 10 | 0 | 0 | 1 | 0 | 0 | 0 | 0 | 0 | 0 | 0 | 0 | 3 | 0 | 0 | 10 | 0 | 0 | 1
SDGE | Alpine | 69 | Alpine | 69 | [15 empty] | 0 | 0 | 0 | 0 | 0 | 0 | 0 | 0 | 0 | 0 | 0 | 6 | 0 | 0 | 1 | 0 | 0 | 0 | 0 | 0 | 0 | 0 | 0 | 0 | 0 | 0 | 6 | 0 | 0 | 1
PG&E GBA | Altamont Midway (Sandhill) | 230 | Altamont Midway (Sandhill) | 230 | [15 empty] | 0 | 0 | 5 | 0 | 0 | 0 | 0 | 0 | 0 | 0 | 0 | 0 | 0 | 0 | 1 | 0 | 0 | 5 | 0 | 0 | 0 | 0 | 0 | 0 | 0 | 0 | 0 | 0 | 0 | 1
SCE Northern | Antelope | 66 | Antelope | 66 | [15 empty] | 0 | 0 | 0 | 0 | 0 | 0 | 0 | 0 | 0 | 0 | 20 | 0 | 0 | 0 | 1 | 0 | 0 | 0 | 0 | 0 | 0 | 0 | 0 | 0 | 0 | 20 | 0 | 0 | 0 | 1
SCE Northern | Antelope | 230 | Antelope | 230 | [15 empty] | 0 | 0 | 200 | 0 | 0 | 0 | 0 | 0 | 6 | 56 | 0 | 28 | 0 | 0 | 1 | 0 | 0 | 200 | 0 | 0 | 0 | 0 | 0 | 6 | 56 | 150 | 28 | 100 | 0 | 1
SCE Northern | Antelope | 500 | Antelope | 500 | [15 empty] | 0 | 0 | 0 | 0 | 0 | 0 | 0 | 0 | 0 | 0 | 0 | 0 | 0 | 0 | 0 | 0 | 0 | 0 | 0 | 0 | 0 | 0 | 0 | 0 | 0 | 0 | 0 | 0 | 0 | 0
PG&E NGBA | Arcata | 60 | Arcata | 60 | [15 empty] | 0 | 0 | 0 | 0 | 0 | 0 | 0 | 0 | 7 | 0 | 0 | 2.5 | 0 | 0 | 1 | 0 | 0 | 0 | 0 | 0 | 0 | 0 | 0 | 7 | 0 | 0 | 2.5 | 0 | 0 | 1
PG&E KERN | Arco | 230 | Arco | 230 | [15 empty] | 0 | 0 | 0 | 0 | 0 | 0 | 0 | 0 | 4.79 | 125 | 399 | 0 | 125 | 0 | 1 | 0 | 0 | 0 | 0 | 0 | 0 | 0 | 0 | 4.79 | 325 | 674 | 0 | 265 | 0 | 1
PG&E KERN | Arco | 70 | Arco | 70 | [15 empty] | 0 | 0 | 0 | 0 | 0 | 0 | 0 | 0 | 0 | 0 | 0 | 2 | 0 | 0 | 1 | 0 | 0 | 0 | 0 | 0 | 0 | 0 | 0 | 0 | 0 | 0 | 2 | 0 | 0 | 1
SCE Metro | ArcoGen | 230 | ArcoGen | 230 | [15 empty] | 0 | 0 | 0 | 0 | 0 | 0 | 0 | 0 | 0 | 0 | 0 | 0 | 0 | 0 | 0 | 0 | 0 | 0 | 0 | 0 | 0 | 0 | 0 | 0 | 0 | 0 | 0 | 0 | 0 | 0
SDGE | Artesian | 230 | Artesian | 230 | [15 empty] | 0 | 0 | 0 | 0 | 0 | 0 | 0 | 0 | 0 | 0 | 0 | 0 | 0 | 0 | 0 | 0 | 0 | 0 | 0 | 0 | 0 | 0 | 0 | 0 | 0 | 0 | 0 | 0 | 0 | 0
SDGE | Artesian | 69 | Artesian | 69 | [15 empty] | 0 | 0 | 0 | 0 | 0 | 0 | 0 | 0 | 0 | 0 | 0 | 0 | 0 | 0 | 0 | 0 | 0 | 0 | 0 | 0 | 0 | 0 | 0 | 0 | 0 | 0 | 0 | 0 | 0 | 0
PG&E FRESNO | Ashlan | 230 | Ashlan | 230 | [15 empty] | 0 | 0 | 0 | 0 | 0 | 0 | 0 | 0 | 0 | 0 | 0 | 0 | 0 | 0 | 0 | 0 | 0 | 0 | 0 | 0 | 0 | 0 | 0 | 0 | 0 | 0 | 0 | 0 | 0 | 0
PG&E NGBA | Atlantic | 115 | Atlantic | 115 | [15 empty] | 0 | 0 | 0 | 0 | 0 | 0 | 0 | 0 | 0 | 0 | 0 | 0 | 0 | 0 | 0 | 0 | 0 | 0 | 0 | 0 | 0 | 0 | 0 | 0 | 0 | 0 | 0 | 0 | 0 | 0
PG&E NGBA | Atlantic | 230 | Atlantic | 230 | [15 empty] | 0 | 0 | 0 | 0 | 0 | 0 | 0 | 0 | 0 | 0 | 0 | 0 | 0 | 0 | 0 | 0 | 0 | 0 | 0 | 0 | 0 | 0 | 0 | 0 | 0 | 0 | 0 | 0 | 0 | 0
PG&E NGBA | Atlantic | 60 | Atlantic | 60 | [15 empty] | 0 | 0 | 0 | 0 | 0 | 0 | 0 | 0 | 0 | 0 | 0 | 0 | 0 | 0 | 0 | 0 | 0 | 0 | 0 | 0 | 0 | 0 | 0 | 0 | 0 | 0 | 0 | 0 | 0 | 0
PG&E FRESNO | Atwater | 115 | Atwater | 115 | [15 empty] | 0 | 0 | 0 | 0 | 0 | 0 | 0 | 0 | 2 | 0 | 0 | 0 | 0 | 0 | 1 | 0 | 0 | 0 | 0 | 0 | 0 | 0 | 0 | 2 | 0 | 0 | 0 | 0 | 0 | 1
PG&E GBA | Avena | 115 | Avena | 115 | [15 empty] | 0 | 0 | 0 | 0 | 0 | 0 | 0 | 0 | 0 | 0 | 0 | 0 | 0 | 0 | 0 | 0 | 0 | 0 | 0 | 0 | 0 | 0 | 0 | 0 | 0 | 0 | 0 | 0 | 0 | 0
SDGE | Avocado | 69 | Avocado | 69 | [15 empty] | 0 | 0 | 0 | 0 | 0 | 0 | 0 | 0 | 0 | 0 | 0 | 29.6 | 0 | 0 | 1 | 0 | 0 | 0 | 0 | 0 | 0 | 0 | 0 | 0 | 0 | 0 | 29.6 | 0 | 0 | 1
PG&E NGBA | Bahia | 230 | Bahia | 230 | [15 empty] | 0 | 0 | 0 | 0 | 0 | 0 | 0 | 0 | 0 | 0 | 0 | 0 | 0 | 0 | 0 | 0 | 0 | 0 | 0 | 0 | 0 | 0 | 0 | 0 | 0 | 0 | 0 | 0 | 0 | 0
SCE Northern | Bailey | 230 | Bailey | 230 | [15 empty] | 0 | 0 | 0 | 0 | 0 | 0 | 0 | 0 | 0 | 0 | 0 | 0 | 0 | 0 | 0 | 0 | 0 | 0 | 0 | 0 | 0 | 0 | 0 | 0 | 0 | 0 | 0 | 0 | 0 | 0
SCE NOL | Baker | 115 | Baker | 115 | [15 empty] | 0 | 0 | 0 | 0 | 0 | 0 | 0 | 0 | 0 | 0 | 0 | 0 | 0 | 0 | 0 | 0 | 0 | 0 | 0 | 0 | 0 | 0 | 0 | 0 | 0 | 0 | 0 | 0 | 0 | 0
PG&E KERN | Bakersfield | 230 | Bakersfield | 230 | [15 empty] | 0 | 0 | 0 | 0 | 0 | 0 | 0 | 0 | 0 | 0 | 0 | 0 | 0 | 0 | 0 | 0 | 0 | 0 | 0 | 0 | 0 | 0 | 0 | 0 | 0 | 0 | 0 | 0 | 0 | 0
PG&E FRESNO | Balch | 230 | Balch | 230 | [15 empty] | 0 | 0 | 0 | 0 | 0 | 0 | 0 | 0 | 0 | 0 | 0 | 0 | 0 | 0 | 0 | 0 | 0 | 0 | 0 | 0 | 0 | 0 | 0 | 0 | 0 | 0 | 0 | 0 | 0 | 0
SCE Eastern | Bannister | 230 | Bannister | 230 | [15 empty] | 0 | 0 | 0 | 0 | 0 | 0 | 0 | 0 | 0 | 0 | 0 | 0 | 0 | 0 | 0 | 0 | 0 | 0 | 0 | 0 | 0 | 0 | 0 | 0 | 0 | 0 | 0 | 0 | 0 | 0
SCE Metro | Barre | 230 | Barre | 230 | [15 empty] | 0 | 0 | 0 | 0 | 0 | 0 | 0 | 0 | 0 | 10 | 10 | 10 | 0 | 0 | 1 | 0 | 0 | 0 | 0 | 0 | 0 | 0 | 0 | 0 | 10 | 10 | 10 | 0 | 0 | 1
SDGE | Bay Boulevard | 69 | Bay Boulevard | 69 | [15 empty] | 0 | 0 | 0 | 0 | 0 | 0 | 0 | 0 | 0 | 0 | 0 | 0 | 0 | 0 | 0 | 0 | 0 | 0 | 0 | 0 | 0 | 0 | 0 | 0 | 0 | 0 | 0 | 0 | 0 | 0
SDGE | Bay Boulevard | 230 | Bay Boulevard | 230 | [15 empty] | 0 | 0 | 0 | 0 | 0 | 0 | 0 | 0 | 0 | 0 | 0 | 0 | 0 | 0 | 0 | 0 | 0 | 0 | 0 | 0 | 0 | 0 | 0 | 0 | 0 | 0 | 0 | 0 | 0 | 0
EOP | Beatty | 138 | Beatty | 138 | [15 empty] | 0 | 0 | 0 | 0 | 0 | 0 | 0 | 0 | 0 | 0 | 0 | 0 | 0 | 0 | 0 | 0 | 0 | 0 | 0 | 0 | 0 | 0 | 0 | 0 | 0 | 0 | 0 | 0 | 0 | 0
EOP | Beatty | 230 | Beatty | 230 | [15 empty] | 400 | 0 | 0 | 0 | 0 | 0 | 0 | 0 | 0 | 0 | 0 | 0 | 0 | 0 | 1 | 400 | 0 | 0 | 0 | 0 | 0 | 0 | 0 | 0 | 100 | 500 | 0 | 170 | 0 | 1
PG&E NGBA | Belden | 230 | Belden | 230 | [15 empty] | 0 | 0 | 0 | 0 | 0 | 0 | 0 | 0 | 0 | 0 | 0 | 0 | 0 | 0 | 0 | 0 | 0 | 0 | 0 | 0 | 0 | 0 | 0 | 0 | 0 | 0 | 0 | 0 | 0 | 0
PG&E NGBA | Bell | 115 | Bell | 115 | [15 empty] | 0 | 0 | 0 | 0 | 0 | 0 | 0 | 0 | 0 | 0 | 0 | 0 | 0 | 0 | 0 | 0 | 0 | 0 | 0 | 0 | 0 | 0 | 0 | 0 | 0 | 0 | 0 | 0 | 0 | 0
PG&E NGBA | Bellevue | 115 | Bellevue | 115 | [15 empty] | 0 | 0 | 0 | 0 | 0 | 0 | 0 | 0 | 0 | 0 | 0 | 0 | 0 | 0 | 0 | 0 | 0 | 0 | 0 | 0 | 0 | 0 | 0 | 0 | 0 | 0 | 0 | 0 | 0 | 0
PG&E GBA | Bellota | 115 | Bellota | 115 | [15 empty] | 0 | 0 | 0 | 0 | 0 | 0 | 0 | 0 | 0 | 0 | 0 | 0 | 0 | 0 | 0 | 0 | 0 | 0 | 0 | 0 | 0 | 0 | 0 | 0 | 0 | 0 | 0 | 0 | 0 | 0
PG&E GBA | Bellota | 230 | Bellota | 230 | [15 empty] | 0 | 0 | 0 | 0 | 0 | 0 | 0 | 0 | 0 | 0 | 0 | 0 | 0 | 310 | 1 | 0 | 0 | 0 | 0 | 0 | 0 | 0 | 0 | 0 | 200 | 200 | 0 | 0 | 310 | 1
SCE Northern | Big Creek | 230 | Big Creek | 230 | [15 empty] | 0 | 0 | 0 | 0 | 0 | 0 | 0 | 0 | 0 | 0 | 0 | 0 | 0 | 0 | 0 | 0 | 0 | 0 | 0 | 0 | 0 | 0 | 0 | 0 | 0 | 0 | 0 | 0 | 0 | 0
PG&E FRESNO | Biola | 70 | Biola | 70 | [15 empty] | 0 | 0 | 0 | 0 | 0 | 0 | 0 | 0 | 0 | 0 | 0 | 0 | 0 | 0 | 0 | 0 | 0 | 0 | 0 | 0 | 0 | 0 | 0 | 0 | 0 | 0 | 0 | 0 | 0 | 0
PG&E GBA | Birds Landing | 230 | Birds Landing | 230 | [15 empty] | 0 | 0 | 234.8 | 107 | 0 | 0 | 0 | 0 | 0 | 0 | 150 | 0 | 25 | 0 | 1 | 0 | 0 | 234.8 | 107 | 0 | 0 | 0 | 0 | 0 | 0 | 200 | 0 | 65 | 0 | 1
SCE Northern | Bliss | 66 | Bliss | 66 | [15 empty] | 0 | 0 | 0 | 0 | 0 | 0 | 0 | 0 | 0 | 0 | 0 | 0 | 0 | 0 | 0 | 0 | 0 | 0 | 0 | 0 | 0 | 0 | 0 | 0 | 0 | 0 | 0 | 0 | 0 | 0
SCE Eastern | Blythe | 161 | Blythe | 161 | [15 empty] | 0 | 0 | 0 | 0 | 0 | 0 | 0 | 0 | 0 | 0 | 160 | 160 | 0 | 0 | 1 | 0 | 0 | 0 | 0 | 0 | 0 | 0 | 0 | 0 | 0 | 160 | 160 | 0 | 0 | 1
PG&E NGBA | Bogue | 115 | Bogue | 115 | [15 empty] | 0 | 0 | 0 | 0 | 0 | 0 | 0 | 0 | 0 | 0 | 0 | 0 | 0 | 0 | 0 | 0 | 0 | 0 | 0 | 0 | 0 | 0 | 0 | 0 | 0 | 0 | 0 | 0 | 0 | 0
PG&E FRESNO | Borden | 230 | Borden | 230 | [15 empty] | 0 | 0 | 0 | 0 | 0 | 0 | 0 | 0 | 0 | 95 | 100 | 0 | 20 | 0 | 1 | 0 | 0 | 0 | 0 | 0 | 0 | 0 | 0 | 0 | 195 | 400 | 0 | 155 | 0 | 1
PG&E FRESNO | Borden | 70 | Borden | 70 | [15 empty] | 0 | 0 | 0 | 0 | 0 | 0 | 0 | 0 | 4.5 | 0 | 0 | 0 | 0 | 0 | 1 | 0 | 0 | 0 | 0 | 0 | 0 | 0 | 0 | 4.5 | 0 | 0 | 0 | 0 | 0 | 1
SDGE | Boulevard East | 138 | Boulevard East | 138 | [15 empty] | 0 | 0 | 60 | 3.3 | 0 | 0 | 0 | 0 | 0 | 0 | 0 | 0 | 0 | 0 | 1 | 0 | 0 | 60 | 3.3 | 0 | 0 | 0 | 0 | 0 | 0 | 0 | 0 | 0 | 0 | 1
SDGE | Boulevard East | 69 | Boulevard East | 69 | [15 empty] | 0 | 0 | 0 | 0 | 0 | 0 | 0 | 0 | 0 | 0 | 40 | 27.15 | 0 | 0 | 1 | 0 | 0 | 0 | 0 | 0 | 0 | 0 | 0 | 0 | 0 | 40 | 27.15 | 0 | 0 | 1
PG&E GBA | Brentwood | 230 | Brentwood | 230 | [15 empty] | 0 | 0 | 0 | 0 | 0 | 0 | 0 | 0 | 2 | 0 | 0 | 0.8 | 0 | 0 | 1 | 0 | 0 | 0 | 0 | 0 | 0 | 0 | 0 | 2 | 0 | 0 | 0.8 | 0 | 0 | 1
PG&E NGBA | Bridgeville | 115 | Bridgeville | 115 | [15 empty] | 0 | 8 | 0 | 0 | 0 | 0 | 0 | 0 | 0 | 0 | 0 | 0 | 0 | 0 | 1 | 0 | 8 | 0 | 0 | 0 | 0 | 0 | 0 | 0 | 0 | 0 | 0 | 0 | 0 | 1
PG&E NGBA | Brighton | 115 | Brighton | 115 | [15 empty] | 0 | 0 | 0 | 0 | 0 | 0 | 0 | 0 | 0 | 0 | 0 | 0 | 0 | 0 | 0 | 0 | 0 | 0 | 0 | 0 | 0 | 0 | 0 | 0 | 0 | 0 | 0 | 0 | 0 | 0
PG&E NGBA | Brighton | 230 | Brighton | 230 | [15 empty] | 0 | 0 | 0 | 0 | 0 | 0 | 0 | 0 | 0 | 0 | 0 | 0 | 0 | 0 | 0 | 0 | 0 | 0 | 0 | 0 | 0 | 0 | 0 | 0 | 0 | 0 | 0 | 0 | 0 | 0
PG&E NGBA | Brunswick | 115 | Brunswick | 115 | [15 empty] | 0 | 0 | 0 | 0 | 0 | 0 | 0 | 0 | 1.9 | 0 | 0 | 0 | 0 | 0 | 1 | 0 | 0 | 0 | 0 | 0 | 0 | 0 | 0 | 1.9 | 0 | 0 | 0 | 0 | 0 | 1
PG&E NGBA | Bucks Creek | 230 | Bucks Creek | 230 | [15 empty] | 0 | 0 | 0 | 0 | 0 | 0 | 0 | 0 | 0 | 0 | 0 | 0 | 0 | 0 | 0 | 0 | 0 | 0 | 0 | 0 | 0 | 0 | 0 | 0 | 0 | 0 | 0 | 0 | 0 | 0
PG&E KERN | Buena Vista | 230 | Buena Vista | 230 | [15 empty] | 0 | 0 | 0 | 0 | 0 | 0 | 0 | 0 | 0 | 0 | 0 | 0 | 0 | 0 | 0 | 0 | 0 | 0 | 0 | 0 | 0 | 0 | 0 | 0 | 0 | 0 | 0 | 0 | 0 | 0
PG&E FRESNO | Bullard | 115 | Bullard | 115 | [15 empty] | 0 | 0 | 0 | 0 | 0 | 0 | 0 | 0 | 0 | 0 | 0 | 0 | 0 | 0 | 0 | 0 | 0 | 0 | 0 | 0 | 0 | 0 | 0 | 0 | 0 | 0 | 0 | 0 | 0 | 0
PG&E GBA | Burlingame | 115 | Burlingame | 115 | [15 empty] | 0 | 0 | 0 | 0 | 0 | 0 | 0 | 0 | 0 | 0 | 0 | 0 | 0 | 0 | 0 | 0 | 0 | 0 | 0 | 0 | 0 | 0 | 0 | 0 | 0 | 0 | 0 | 0 | 0 | 0
PG&E NGBA | Burney Forest | 230 | Burney Forest | 230 | [15 empty] | 0 | 11 | 0 | 0 | 0 | 0 | 0 | 0 | 0 | 0 | 0 | 0 | 0 | 0 | 1 | 0 | 11 | 0 | 0 | 0 | 0 | 0 | 0 | 0 | 0 | 0 | 0 | 0 | 0 | 1
PG&E NGBA | Butte | 115 | Butte | 115 | [15 empty] | 0 | 0 | 0 | 0 | 0 | 0 | 0 | 0 | 0 | 0 | 0 | 0 | 0 | 0 | 0 | 0 | 0 | 0 | 0 | 0 | 0 | 0 | 0 | 0 | 0 | 0 | 0 | 0 | 0 | 0
PG&E KERN | Cabrillo | 115 | Cabrillo | 115 | [15 empty] | 0 | 0 | 0 | 0 | 0 | 0 | 0 | 0 | 0 | 0 | 0 | 0 | 0 | 0 | 0 | 0 | 0 | 0 | 0 | 0 | 0 | 0 | 0 | 0 | 0 | 0 | 0 | 0 | 0 | 0
PG&E FRESNO | Cal Flats | 230 | Cal Flats | 230 | [15 empty] | 0 | 0 | 0 | 0 | 0 | 0 | 0 | 0 | 0 | 0 | 0 | 0 | 0 | 0 | 0 | 0 | 0 | 0 | 0 | 0 | 0 | 0 | 0 | 0 | 0 | 0 | 0 | 0 | 0 | 0
SCE NOL | Calcite | 230 | Calcite | 230 | [15 empty] | 0 | 0 | 0 | 0 | 0 | 0 | 0 | 0 | 0 | 200 | 200 | 0 | 92 | 0 | 1 | 0 | 0 | 0 | 0 | 0 | 0 | 0 | 0 | 0 | 200 | 404 | 0 | 217 | 0 | 1
PG&E KERN | Caliente | 230 | Caliente | 230 | [15 empty] | 0 | 0 | 0 | 0 | 0 | 0 | 0 | 0 | 0 | 0 | 0 | 0 | 0 | 0 | 0 | 0 | 0 | 0 | 0 | 0 | 0 | 0 | 0 | 0 | 0 | 0 | 0 | 0 | 0 | 0
PG&E FRESNO | California Ave | 115 | California Ave | 115 | [15 empty] | 0 | 0 | 0 | 0 | 0 | 0 | 0 | 0 | 0 | 0 | 0 | 0 | 0 | 0 | 0 | 0 | 0 | 0 | 0 | 0 | 0 | 0 | 0 | 0 | 0 | 0 | 0 | 0 | 0 | 0
PG&E KERN | Callender | 115 | Callender | 115 | [15 empty] | 0 | 0 | 0 | 0 | 0 | 0 | 0 | 0 | 0 | 0 | 0 | 0 | 0 | 0 | 0 | 0 | 0 | 0 | 0 | 0 | 0 | 0 | 0 | 0 | 0 | 0 | 0 | 0 | 0 | 0
PG&E NGBA | Calpella | 115 | Calpella | 115 | [15 empty] | 0 | 10 | 0 | 0 | 0 | 0 | 0 | 0 | 4 | 0 | 0 | 4 | 0 | 0 | 1 | 0 | 10 | 0 | 0 | 0 | 0 | 0 | 0 | 4 | 0 | 0 | 4 | 0 | 0 | 1
PG&E GBA | Camanche | 230 | Camanche | 230 | [15 empty] | 0 | 0 | 0 | 0 | 0 | 0 | 0 | 0 | 0 | 0 | 0 | 0 | 0 | 0 | 0 | 0 | 0 | 0 | 0 | 0 | 0 | 0 | 0 | 0 | 0 | 0 | 0 | 0 | 0 | 0
SDGE | Cameron | 69 | Cameron | 69 | [15 empty] | 0 | 0 | 0 | 0 | 0 | 0 | 0 | 0 | 0.84 | 0 | 0 | 0.46 | 0 | 0 | 1 | 0 | 0 | 0 | 0 | 0 | 0 | 0 | 0 | 0.84 | 0 | 0 | 0.46 | 0 | 0 | 1
SDGE | Cannon | 69 | Cannon | 69 | [15 empty] | 0 | 0 | 0 | 0 | 0 | 0 | 0 | 0 | 0 | 0 | 0 | 0 | 0 | 0 | 0 | 0 | 0 | 0 | 0 | 0 | 0 | 0 | 0 | 0 | 0 | 0 | 0 | 0 | 0 | 0
PG&E FRESNO | Cantua | 115 | Cantua | 115 | [15 empty] | 0 | 0 | 0 | 0 | 0 | 0 | 0 | 0 | 0 | 0 | 0 | 0 | 0 | 0 | 0 | 0 | 0 | 0 | 0 | 0 | 0 | 0 | 0 | 0 | 0 | 0 | 0 | 0 | 0 | 0
SDGE | Capistrano | 138 | Capistrano | 138 | [15 empty] | 0 | 0 | 0 | 0 | 0 | 0 | 0 | 0 | 0 | 0 | 0 | 0 | 50 | 0 | 1 | 0 | 0 | 0 | 0 | 0 | 0 | 0 | 0 | 0 | 0 | 0 | 0 | 125 | 0 | 1
SDGE | Capistrano | 230 | Capistrano | 230 | [15 empty] | 0 | 0 | 0 | 0 | 0 | 0 | 0 | 0 | 0 | 0 | 0 | 0 | 0 | 0 | 0 | 0 | 0 | 0 | 0 | 0 | 0 | 0 | 0 | 0 | 0 | 0 | 0 | 0 | 0 | 0
PG&E NGBA | Carberry | 230 | Carberry | 230 | [15 empty] | 0 | 3.6 | 0 | 0 | 0 | 0 | 0 | 0 | 0 | 0 | 0 | 0 | 0 | 0 | 1 | 0 | 3.6 | 0 | 0 | 0 | 0 | 0 | 0 | 0 | 0 | 0 | 0 | 0 | 0 | 1
SCE Eastern | Cardiff | 66 | Cardiff | 66 | [15 empty] | 0 | 0 | 0 | 0 | 0 | 0 | 0 | 0 | 0 | 0 | 0 | 0 | 0 | 0 | 0 | 0 | 0 | 0 | 0 | 0 | 0 | 0 | 0 | 0 | 0 | 0 | 0 | 0 | 0 | 0
PG&E NGBA | Caribou | 60 | Caribou | 60 | [15 empty] | 0 | 10 | 0 | 0 | 0 | 0 | 0 | 0 | 0 | 0 | 0 | 0 | 0 | 0 | 1 | 0 | 10 | 0 | 0 | 0 | 0 | 0 | 0 | 0 | 0 | 0 | 0 | 0 | 0 | 1
PG&E NGBA | Caribou | 115 | Caribou | 115 | [15 empty] | 0 | 10 | 0 | 0 | 0 | 0 | 0 | 0 | 0 | 0 | 0 | 0 | 0 | 0 | 1 | 0 | 10 | 0 | 0 | 0 | 0 | 0 | 0 | 0 | 0 | 0 | 0 | 0 | 0 | 1
PG&E NGBA | Caribou | 230 | Caribou | 230 | [15 empty] | 0 | 0 | 0 | 0 | 0 | 0 | 0 | 0 | 0 | 0 | 0 | 0 | 0 | 0 | 0 | 0 | 0 | 0 | 0 | 0 | 0 | 0 | 0 | 0 | 0 | 0 | 0 | 0 | 0 | 0
EOP | Carpenter Canyon (fka Gamebird) | 138 | Carpenter Canyon (fka Gamebird) | 138 | [15 empty] | 0 | 0 | 0 | 0 | 0 | 0 | 0 | 0 | 0 | 0 | 0 | 0 | 0 | 0 | 0 | 0 | 0 | 0 | 0 | 0 | 0 | 0 | 0 | 0 | 0 | 0 | 0 | 0 | 0 | 0
EOP | Carpenter Canyon (fka Gamebird) | 230 | Carpenter Canyon (fka Gamebird) | 230 | [15 empty] | 0 | 0 | 0 | 0 | 0 | 0 | 0 | 0 | 0 | 20 | 180 | 0 | 60 | 0 | 1 | 0 | 0 | 0 | 0 | 0 | 0 | 0 | 0 | 0 | 150 | 550 | 0 | 200 | 0 | 1
PG&E NGBA | Carquinez | 115 | Carquinez | 115 | [15 empty] | 0 | 0 | 0 | 0 | 0 | 0 | 0 | 0 | 0 | 0 | 0 | 0 | 0 | 0 | 0 | 0 | 0 | 0 | 0 | 0 | 0 | 0 | 0 | 0 | 0 | 0 | 0 | 0 | 0 | 0
SDGE | Carrizo Gorge | 138 | Carrizo Gorge | 138 | [15 empty] | 0 | 0 | 0 | 0 | 0 | 0 | 0 | 0 | 0 | 0 | 90 | 70 | 0 | 0 | 1 | 0 | 0 | 0 | 0 | 0 | 0 | 0 | 0 | 0 | 0 | 90 | 70 | 0 | 0 | 1
PG&E KERN | Carrizo Plains | 115 | Carrizo Plains | 115 | [15 empty] | 0 | 0 | 0 | 0 | 0 | 0 | 0 | 0 | 0 | 0 | 0 | 0 | 0 | 0 | 0 | 0 | 0 | 0 | 0 | 0 | 0 | 0 | 0 | 0 | 0 | 0 | 0 | 0 | 0 | 0
PG&E KERN | Casaloma | 230 | Casaloma | 230 | [15 empty] | 0 | 0 | 0 | 0 | 0 | 0 | 0 | 0 | 0 | 0 | 0 | 0 | 0 | 0 | 0 | 0 | 0 | 0 | 0 | 0 | 0 | 0 | 0 | 0 | 0 | 0 | 0 | 0 | 0 | 0
PG&E GBA | Castro Valley | 230 | Castro Valley | 230 | [15 empty] | 0 | 0 | 0 | 0 | 0 | 0 | 0 | 0 | 0 | 0 | 0 | 0 | 0 | 0 | 0 | 0 | 0 | 0 | 0 | 0 | 0 | 0 | 0 | 0 | 0 | 0 | 0 | 0 | 0 | 0
PG&E GBA | Cayetano | 230 | Cayetano | 230 | [15 empty] | 0 | 0 | 0 | 0 | 0 | 0 | 0 | 0 | 0 | 0 | 100 | 100 | 0 | 0 | 1 | 0 | 0 | 0 | 0 | 0 | 0 | 0 | 0 | 0 | 0 | 100 | 100 | 0 | 0 | 1
SCE Metro | Center | 230 | Center | 230 | [15 empty] | 0 | 0 | 0 | 0 | 0 | 0 | 0 | 0 | 0 | 0 | 0 | 90 | 0 | 0 | 1 | 0 | 0 | 0 | 0 | 0 | 0 | 0 | 0 | 0 | 0 | 0 | 90 | 0 | 0 | 1
PG&E KERN | Charca | 115 | Charca | 115 | [15 empty] | 0 | 0 | 0 | 0 | 0 | 0 | 0 | 0 | 4.62 | 0 | 0 | 0 | 0 | 0 | 1 | 0 | 0 | 0 | 0 | 0 | 0 | 0 | 0 | 4.62 | 0 | 0 | 0 | 0 | 0 | 1
EOP | Charleston | 138 | Charleston | 138 | [15 empty] | 0 | 0 | 0 | 0 | 0 | 0 | 0 | 0 | 0 | 0 | 0 | 0 | 0 | 0 | 0 | 0 | 0 | 0 | 0 | 0 | 0 | 0 | 0 | 0 | 0 | 0 | 0 | 0 | 0 | 0
SCE Metro | Chevmain | 230 | Chevmain | 230 | [15 empty] | 0 | 0 | 0 | 0 | 0 | 0 | 0 | 0 | 0 | 0 | 0 | 0 | 0 | 0 | 0 | 0 | 0 | 0 | 0 | 0 | 0 | 0 | 0 | 0 | 0 | 0 | 0 | 0 | 0 | 0
SDGE | Chicarita | 138 | Chicarita | 138 | [15 empty] | 0 | 0 | 0 | 0 | 0 | 0 | 0 | 0 | 0 | 0 | 0 | 0 | 0 | 0 | 0 | 0 | 0 | 0 | 0 | 0 | 0 | 0 | 0 | 0 | 0 | 0 | 0 | 0 | 0 | 0
SCE Metro | Chino | 230 | Chino | 230 | [15 empty] | 0 | 0 | 0 | 0 | 0 | 0 | 0 | 0 | 0 | 0 | 0 | 0 | 0 | 0 | 0 | 0 | 0 | 0 | 0 | 0 | 0 | 0 | 0 | 0 | 0 | 0 | 0 | 0 | 0 | 0
PG&E FRESNO | Chowchilla | 115 | Chowchilla | 115 | [15 empty] | 0 | 0 | 0 | 0 | 0 | 0 | 0 | 0 | 7.56 | 0 | 0 | 0 | 50 | 0 | 1 | 0 | 0 | 0 | 0 | 0 | 0 | 0 | 0 | 7.56 | 0 | 0 | 0 | 50 | 0 | 1
PG&E GBA | Christie | 60 | Christie | 60 | [15 empty] | 0 | 0 | 0 | 0 | 0 | 0 | 0 | 0 | 0 | 0 | 0 | 0 | 0 | 0 | 0 | 0 | 0 | 0 | 0 | 0 | 0 | 0 | 0 | 0 | 0 | 0 | 0 | 0 | 0 | 0
PG&E GBA | Christie | 115 | Christie | 115 | [15 empty] | 0 | 0 | 0 | 0 | 0 | 0 | 0 | 0 | 0 | 0 | 0 | 0 | 0 | 0 | 0 | 0 | 0 | 0 | 0 | 0 | 0 | 0 | 0 | 0 | 0 | 0 | 0 | 0 | 0 | 0
SCE Eastern | Cielo Azul | 500 | Cielo Azul | 500 | [15 empty] | 0 | 0 | 0 | 0 | 0 | 0 | 0 | 0 | 0 | 0 | 2025 | 1549.4 | 0 | 0 | 1 | 0 | 0 | 0 | 0 | 0 | 0 | 0 | 0 | 0 | 500 | 2625 | 1549.4 | 250 | 0 | 1
PG&E GBA | Clay | 60 | Clay | 60 | [15 empty] | 0 | 0 | 0 | 0 | 0 | 0 | 0 | 0 | 0 | 0 | 0 | 0 | 0 | 0 | 0 | 0 | 0 | 0 | 0 | 0 | 0 | 0 | 0 | 0 | 0 | 0 | 0 | 0 | 0 | 0
PG&E GBA | Clayton | 115 | Clayton | 115 | [15 empty] | 0 | 0 | 0 | 0 | 0 | 0 | 0 | 0 | 0 | 0 | 0 | 0 | 0 | 0 | 0 | 0 | 0 | 0 | 0 | 0 | 0 | 0 | 0 | 0 | 0 | 0 | 0 | 0 | 0 | 0
PG&E NGBA | Cloverdale | 115 | Cloverdale | 115 | [15 empty] | 28 | 5.5 | 0 | 0 | 0 | 0 | 0 | 0 | 0 | 0 | 0 | 0 | 0 | 0 | 1 | 28 | 5.5 | 0 | 0 | 0 | 0 | 0 | 0 | 0 | 0 | 0 | 0 | 0 | 0 | 1
PG&E FRESNO | Clovis | 115 | Clovis | 115 | [15 empty] | 0 | 0 | 0 | 0 | 0 | 0 | 0 | 0 | 0 | 0 | 0 | 0 | 0 | 0 | 0 | 0 | 0 | 0 | 0 | 0 | 0 | 0 | 0 | 0 | 0 | 0 | 0 | 0 | 0 | 0
PG&E GBA | Coburn | 230 | Coburn | 230 | [15 empty] | 0 | 0 | 100 | 0 | 0 | 0 | 0 | 0 | 0 | 0 | 0 | 0 | 0 | 0 | 1 | 0 | 0 | 100 | 0 | 0 | 0 | 0 | 0 | 0 | 0 | 0 | 0 | 0 | 0 | 1
PG&E GBA | Coburn | 60 | Coburn | 60 | [15 empty] | 0 | 0 | 0 | 0 | 0 | 0 | 0 | 0 | 0 | 0 | 0 | 0 | 0 | 0 | 0 | 0 | 0 | 0 | 0 | 0 | 0 | 0 | 0 | 0 | 0 | 0 | 0 | 0 | 0 | 0
PG&E NGBA | Colgate | 230 | Colgate | 230 | [15 empty] | 0 | 8.5 | 0 | 0 | 0 | 0 | 0 | 0 | 0 | 0 | 0 | 0 | 0 | 0 | 1 | 0 | 8.5 | 0 | 0 | 0 | 0 | 0 | 0 | 0 | 0 | 0 | 0 | 0 | 0 | 1
PG&E GBA | Collierville | 230 | Collierville | 230 | [15 empty] | 0 | 0 | 0 | 0 | 0 | 0 | 0 | 0 | 0 | 0 | 0 | 0 | 0 | 0 | 0 | 0 | 0 | 0 | 0 | 0 | 0 | 0 | 0 | 0 | 0 | 0 | 0 | 0 | 0 | 0
PG&E GBA | Collinsville | 230 | Collinsville | 230 | [15 empty] | 0 | 0 | 0 | 0 | 0 | 0 | 0 | 0 | 0 | 0 | 0 | 0 | 0 | 0 | 0 | 0 | 0 | 0 | 0 | 0 | 0 | 0 | 0 | 0 | 0 | 0 | 0 | 0 | 0 | 0
PG&E GBA | Collinsville | 500 | Collinsville | 500 | [15 empty] | 0 | 0 | 0 | 0 | 0 | 0 | 0 | 0 | 0 | 0 | 0 | 0 | 0 | 0 | 0 | 0 | 0 | 0 | 0 | 0 | 0 | 0 | 0 | 0 | 0 | 0 | 0 | 0 | 0 | 0
SCE Eastern | Colorado River | 230 | Colorado River | 230 | [15 empty] | 0 | 0 | 0 | 0 | 0 | 0 | 0 | 0 | 0 | 300 | 500 | 180 | 0 | 0 | 1 | 0 | 0 | 0 | 0 | 0 | 0 | 0 | 0 | 0 | 500 | 950 | 180 | 150 | 0 | 1
SCE Eastern | Colorado River | 500 | Colorado River | 500 | [15 empty] | 0 | 0 | 0 | 0 | 0 | 0 | 0 | 0 | 0 | 0 | 0 | 0 | 0 | 0 | 0 | 0 | 0 | 0 | 0 | 0 | 0 | 0 | 0 | 0 | 0 | 0 | 0 | 0 | 0 | 0
PG&E KERN | Columbus | 115 | Columbus | 115 | [15 empty] | 0 | 0 | 0 | 0 | 0 | 0 | 0 | 0 | 0 | 0 | 0 | 0 | 0 | 0 | 0 | 0 | 0 | 0 | 0 | 0 | 0 | 0 | 0 | 0 | 0 | 0 | 0 | 0 | 0 | 0
PG&E GBA | Contra Costa | 115 | Contra Costa | 115 | [15 empty] | 0 | 0 | 0 | 0 | 0 | 0 | 0 | 0 | 0 | 0 | 0 | 0 | 0 | 0 | 0 | 0 | 0 | 0 | 0 | 0 | 0 | 0 | 0 | 0 | 0 | 0 | 0 | 0 | 0 | 0
PG&E GBA | Contra Costa | 230 | Contra Costa | 230 | [15 empty] | 0 | 0 | 0 | 0 | 0 | 0 | 0 | 0 | 0 | 0 | 0 | 0 | 0 | 0 | 0 | 0 | 0 | 0 | 0 | 0 | 0 | 0 | 0 | 0 | 0 | 0 | 0 | 0 | 0 | 0
PG&E GBA | Contra Costa PP | 230 | Contra Costa PP | 230 | [15 empty] | 0 | 0 | 0 | 0 | 0 | 0 | 0 | 0 | 0 | 0 | 0 | 0 | 0 | 0 | 0 | 0 | 0 | 0 | 0 | 0 | 0 | 0 | 0 | 0 | 0 | 0 | 0 | 0 | 0 | 0
SCE NOL | Control | 115 | Control | 115 | [15 empty] | 9.7 | 0 | 0 | 0 | 0 | 0 | 0 | 0 | 0 | 0 | 0 | 0 | 0 | 0 | 1 | 9.7 | 0 | 0 | 0 | 0 | 0 | 0 | 0 | 0 | 0 | 0 | 0 | 0 | 0 | 1
SCE NOL | Control | 55 | Control | 55 | [15 empty] | 0 | 0 | 0 | 0 | 0 | 0 | 0 | 0 | 0 | 0 | 0 | 0 | 0 | 0 | 0 | 0 | 0 | 0 | 0 | 0 | 0 | 0 | 0 | 0 | 0 | 0 | 0 | 0 | 0 | 0
PG&E GBA | Cooley Landing | 115 | Cooley Landing | 115 | [15 empty] | 0 | 0 | 0 | 0 | 0 | 0 | 0 | 0 | 0 | 0 | 0 | 0 | 0 | 0 | 0 | 0 | 0 | 0 | 0 | 0 | 0 | 0 | 0 | 0 | 0 | 0 | 0 | 0 | 0 | 0
PG&E GBA | Cooley Landing | 60 | Cooley Landing | 60 | [15 empty] | 0 | 0 | 0 | 0 | 0 | 0 | 0 | 0 | 0 | 0 | 0 | 0 | 0 | 0 | 0 | 0 | 0 | 0 | 0 | 0 | 0 | 0 | 0 | 0 | 0 | 0 | 0 | 15 | 0 | 1
SCE NOL | Coolwater | 230 | Coolwater | 230 | [15 empty] | 0 | 0 | 0 | 0 | 0 | 0 | 0 | 0 | 0 | 0 | 0 | 0 | 0 | 0 | 0 | 0 | 0 | 0 | 0 | 0 | 0 | 0 | 0 | 0 | 0 | 0 | 0 | 0 | 0 | 0
SCE NOL | Coolwater | 115 | Coolwater | 115 | [15 empty] | 0 | 0 | 180 | 32.18 | 0 | 0 | 0 | 0 | 0 | 150 | 50 | 113.5 | 5 | 0 | 1 | 0 | 0 | 180 | 32.18 | 0 | 0 | 0 | 0 | 0 | 150 | 50 | 113.5 | 5 | 0 | 1
PG&E KERN | Copus | 70 | Copus | 70 | [15 empty] | 0 | 0 | 0 | 0 | 0 | 0 | 0 | 0 | 0 | 0 | 0 | 0 | 0 | 0 | 0 | 0 | 0 | 0 | 0 | 0 | 0 | 0 | 0 | 0 | 0 | 0 | 0 | 0 | 0 | 0
PG&E FRESNO | Corcoran | 70 | Corcoran | 70 | [15 empty] | 0 | 0 | 0 | 0 | 0 | 0 | 0 | 0 | 4.5 | 0 | 0 | 0 | 0 | 0 | 1 | 0 | 0 | 0 | 0 | 0 | 0 | 0 | 0 | 4.5 | 0 | 0 | 0 | 0 | 0 | 1
PG&E FRESNO | Corcoran | 115 | Corcoran | 115 | [15 empty] | 0 | 0 | 0 | 0 | 0 | 0 | 0 | 0 | 0 | 0 | 0 | 0 | 0 | 0 | 0 | 0 | 0 | 0 | 0 | 0 | 0 | 0 | 0 | 0 | 0 | 0 | 0 | 0 | 0 | 0
PG&E NGBA | Corona | 115 | Corona | 115 | [15 empty] | 0 | 0 | 0 | 0 | 0 | 0 | 0 | 0 | 0 | 0 | 0 | 0 | 0 | 0 | 0 | 0 | 0 | 0 | 0 | 0 | 0 | 0 | 0 | 0 | 0 | 0 | 0 | 0 | 0 | 0
PG&E NGBA | Cortina | 230 | Cortina | 230 | [15 empty] | 0 | 0 | 0 | 0 | 0 | 0 | 0 | 0 | 0 | 0 | 0 | 0 | 0 | 0 | 0 | 0 | 0 | 0 | 0 | 0 | 0 | 0 | 0 | 0 | 0 | 0 | 0 | 0 | 0 | 0
PG&E NGBA | Cortina | 115 | Cortina | 115 | [15 empty] | 0 | 5 | 0 | 0 | 0 | 0 | 0 | 0 | 0 | 0 | 80 | 0 | 45 | 0 | 1 | 0 | 5 | 0 | 0 | 0 | 0 | 0 | 0 | 0 | 50 | 80 | 0 | 85 | 0 | 1
PG&E GBA | Cottle | 230 | Cottle | 230 | [15 empty] | 0 | 0 | 0 | 0 | 0 | 0 | 0 | 0 | 0 | 0 | 0 | 0 | 0 | 0 | 0 | 0 | 0 | 0 | 0 | 0 | 0 | 0 | 0 | 0 | 0 | 0 | 0 | 0 | 0 | 0
PG&E NGBA | Cottonwood | 115 | Cottonwood | 115 | [15 empty] | 0 | 0 | 0 | 0 | 0 | 0 | 0 | 0 | 0 | 0 | 0 | 0 | 0 | 0 | 0 | 0 | 0 | 0 | 0 | 0 | 0 | 0 | 0 | 0 | 0 | 0 | 0 | 0 | 0 | 0
PG&E NGBA | Cottonwood | 230 | Cottonwood | 230 | [15 empty] | 0 | 0 | 0 | 0 | 0 | 0 | 0 | 0 | 0 | 0 | 0 | 0 | 0 | 0 | 0 | 0 | 0 | 0 | 0 | 0 | 0 | 0 | 0 | 0 | 0 | 0 | 0 | 0 | 0 | 0
PG&E NGBA | Cottonwood | 60 | Cottonwood | 60 | [15 empty] | 0 | 0 | 0 | 0 | 0 | 0 | 0 | 0 | 0 | 0 | 0 | 0 | 0 | 0 | 0 | 0 | 0 | 0 | 0 | 0 | 0 | 0 | 0 | 0 | 0 | 0 | 0 | 0 | 0 | 0
PG&E NGBA | Cove Road | 230 | Cove Road | 230 | [15 empty] | 0 | 0 | 0 | 0 | 0 | 0 | 0 | 0 | 0 | 0 | 0 | 0 | 0 | 0 | 0 | 0 | 0 | 0 | 0 | 0 | 0 | 0 | 0 | 0 | 0 | 0 | 0 | 0 | 0 | 0
PG&E GBA | Coyote | 230 | Coyote | 230 | [15 empty] | 0 | 0 | 0 | 0 | 0 | 0 | 0 | 0 | 0 | 0 | 0 | 0 | 0 | 0 | 0 | 0 | 0 | 0 | 0 | 0 | 0 | 0 | 0 | 0 | 0 | 0 | 0 | 0 | 0 | 0
PG&E GBA | Crazy Horse Canyon | 115 | Crazy Horse Canyon | 115 | [15 empty] | 0 | 0 | 0 | 0 | 0 | 0 | 0 | 0 | 0 | 0 | 0 | 0 | 0 | 0 | 0 | 0 | 0 | 0 | 0 | 0 | 0 | 0 | 0 | 0 | 0 | 0 | 0 | 0 | 0 | 0
SDGE | Creelman | 69 | Creelman | 69 | [15 empty] | 0 | 0 | 0 | 0 | 0 | 0 | 0 | 0 | 0 | 0 | 0 | 7.8 | 0 | 0 | 1 | 0 | 0 | 0 | 0 | 0 | 0 | 0 | 0 | 0 | 0 | 0 | 7.8 | 0 | 0 | 1
PG&E FRESNO | Crescent | 70 | Crescent | 70 | [15 empty] | 0 | 0 | 0 | 0 | 0 | 0 | 0 | 0 | 0 | 5 | 65 | 35 | 0 | 0 | 1 | 0 | 0 | 0 | 0 | 0 | 0 | 0 | 0 | 0 | 5 | 65 | 35 | 0 | 0 | 1
PG&E FRESNO | Cressey | 115 | Cressey | 115 | [15 empty] | 0 | 0 | 0 | 0 | 0 | 0 | 0 | 0 | 0 | 0 | 0 | 0 | 0 | 0 | 0 | 0 | 0 | 0 | 0 | 0 | 0 | 0 | 0 | 0 | 0 | 0 | 0 | 0 | 0 | 0
PG&E NGBA | Cresta | 230 | Cresta | 230 | [15 empty] | 0 | 0 | 0 | 0 | 0 | 0 | 0 | 0 | 0 | 0 | 0 | 0 | 0 | 0 | 0 | 0 | 0 | 0 | 0 | 0 | 0 | 0 | 0 | 0 | 0 | 0 | 0 | 0 | 0 | 0
SDGE | Crestwood | 69 | Crestwood | 69 | [15 empty] | 0 | 0 | 0 | 0 | 0 | 0 | 0 | 0 | 0 | 0 | 0 | 0 | 0 | 0 | 0 | 0 | 0 | 0 | 0 | 0 | 0 | 0 | 0 | 0 | 0 | 0 | 0 | 0 | 0 | 0
PG&E GBA | Crow Creek | 60 | Crow Creek | 60 | [15 empty] | 0 | 0 | 0 | 0 | 0 | 0 | 0 | 0 | 0 | 0 | 0 | 0 | 0 | 0 | 0 | 0 | 0 | 0 | 0 | 0 | 0 | 0 | 0 | 0 | 0 | 0 | 0 | 0 | 0 | 0
PG&E GBA | Crows Landing | 60 | Crows Landing | 60 | [15 empty] | 0 | 0 | 0 | 0 | 0 | 0 | 0 | 0 | 0 | 0 | 0 | 0 | 0 | 0 | 0 | 0 | 0 | 0 | 0 | 0 | 0 | 0 | 0 | 0 | 0 | 0 | 0 | 0 | 0 | 0
PG&E GBA | Curtis | 115 | Curtis | 115 | [15 empty] | 0 | 0 | 0 | 0 | 0 | 0 | 0 | 0 | 0 | 0 | 0 | 0 | 0 | 0 | 0 | 0 | 0 | 0 | 0 | 0 | 0 | 0 | 0 | 0 | 0 | 0 | 0 | 0 | 0 | 0
PG&E FRESNO | Dairyland | 115 | Dairyland | 115 | [15 empty] | 0 | 0 | 0 | 0 | 0 | 0 | 0 | 0 | 5 | 0 | 0 | 0 | 0 | 0 | 1 | 0 | 0 | 0 | 0 | 0 | 0 | 0 | 0 | 5 | 0 | 0 | 0 | 0 | 0 | 1
PG&E NGBA | Davis | 115 | Davis | 115 | [15 empty] | 0 | 0 | 0 | 0 | 0 | 0 | 0 | 0 | 0 | 0 | 0 | 0 | 0 | 0 | 0 | 0 | 0 | 0 | 0 | 0 | 0 | 0 | 0 | 0 | 20 | 80 | 0 | 35 | 0 | 1
SCE Metro | Del Amo | 500 | Del Amo | 500 | [15 empty] | 0 | 0 | 0 | 0 | 0 | 0 | 0 | 0 | 0 | 0 | 0 | 0 | 0 | 0 | 0 | 0 | 0 | 0 | 0 | 0 | 0 | 0 | 0 | 0 | 0 | 0 | 0 | 0 | 0 | 0
SCE Metro | Del Amo | 230 | Del Amo | 230 | [15 empty] | 0 | 0 | 0 | 0 | 0 | 0 | 0 | 0 | 0 | 0 | 0 | 0 | 0 | 0 | 0 | 0 | 0 | 0 | 0 | 0 | 0 | 0 | 0 | 0 | 0 | 0 | 0 | 0 | 0 | 0
SCE Eastern | Delaney | 500 | Delaney | 500 | [15 empty] | 0 | 0 | 0 | 0 | 0 | 0 | 0 | 0 | 0 | 0 | 0 | 0 | 0 | 0 | 0 | 0 | 0 | 0 | 0 | 0 | 0 | 0 | 0 | 0 | 150 | 250 | 0 | 100 | 0 | 1
PG&E NGBA | Delevan | 230 | Delevan | 230 | [15 empty] | 0 | 0 | 0 | 0 | 0 | 0 | 0 | 0 | 0 | 50 | 150 | 0 | 50 | 0 | 1 | 0 | 0 | 0 | 0 | 0 | 0 | 0 | 0 | 0 | 235 | 500 | 0 | 125 | 0 | 1
PG&E GBA | Delta PP | 230 | Delta PP | 230 | [15 empty] | 0 | 0 | 0 | 0 | 0 | 0 | 0 | 0 | 0 | 0 | 0 | 0 | 0 | 0 | 0 | 0 | 0 | 0 | 0 | 0 | 0 | 0 | 0 | 0 | 0 | 0 | 0 | 0 | 0 | 0
EOP | Desert View | 230 | Desert View | 230 | [15 empty] | 0 | 0 | 0 | 0 | 0 | 0 | 0 | 0 | 0 | 0 | 0 | 0 | 0 | 0 | 0 | 0 | 0 | 0 | 0 | 0 | 0 | 0 | 0 | 0 | 50 | 450 | 0 | 150 | 0 | 1
SCE Eastern | Devers | 230 | Devers | 230 | [15 empty] | 0 | 0 | 287.5 | 37 | 0 | 0 | 0 | 0 | 0 | 0 | 0 | 220 | 100 | 0 | 1 | 0 | 0 | 287.5 | 37 | 0 | 0 | 0 | 0 | 0 | 50 | 180 | 220 | 180 | 0 | 1
SCE Eastern | Devers | 500 | Devers | 500 | [15 empty] | 0 | 0 | 0 | 0 | 0 | 0 | 0 | 0 | 0 | 0 | 0 | 0 | 0 | 0 | 0 | 0 | 0 | 0 | 0 | 0 | 0 | 0 | 0 | 0 | 0 | 0 | 0 | 0 | 0 | 0
PG&E KERN | Diablo Canyon | 230 | Diablo Canyon | 230 | [15 empty] | 0 | 0 | 0 | 0 | 0 | 0 | 0 | 0 | 0 | 0 | 0 | 0 | 0 | 0 | 0 | 0 | 0 | 0 | 0 | 0 | 0 | 0 | 0 | 0 | 0 | 0 | 0 | 0 | 0 | 0
PG&E KERN | Diablo Canyon | 500 | Diablo Canyon | 500 | [15 empty] | 0 | 0 | 0 | 0 | 0 | 0 | 2924 | 0 | 0 | 0 | 0 | 0 | 0 | 0 | 1 | 0 | 0 | 0 | 0 | 0 | 0 | 2924 | 0 | 0 | 0 | 0 | 0 | 0 | 0 | 1
PG&E KERN | Divide | 115 | Divide | 115 | [15 empty] | 0 | 0 | 0 | 0 | 0 | 0 | 0 | 0 | 0 | 0 | 0 | 0 | 0 | 0 | 0 | 0 | 0 | 0 | 0 | 0 | 0 | 0 | 0 | 0 | 0 | 0 | 0 | 0 | 0 | 0
PG&E GBA | Dixon Landing | 115 | Dixon Landing | 115 | [15 empty] | 0 | 0 | 0 | 0 | 0 | 0 | 0 | 0 | 2.3 | 0 | 0 | 0 | 0 | 0 | 1 | 0 | 0 | 0 | 0 | 0 | 0 | 0 | 0 | 2.3 | 0 | 0 | 0 | 0 | 0 | 1
PG&E FRESNO | Dos Amigos | 230 | Dos Amigos | 230 | [15 empty] | 0 | 0 | 0 | 0 | 0 | 0 | 0 | 0 | 3 | 0 | 0 | 0 | 0 | 0 | 1 | 0 | 0 | 0 | 0 | 0 | 0 | 0 | 0 | 3 | 0 | 0 | 0 | 0 | 0 | 1
PG&E NGBA | Drum | 115 | Drum | 115 | [15 empty] | 0 | 0 | 0 | 0 | 0 | 0 | 0 | 0 | 0 | 0 | 0 | 0 | 0 | 0 | 0 | 0 | 0 | 0 | 0 | 0 | 0 | 0 | 0 | 0 | 0 | 0 | 0 | 0 | 0 | 0
PG&E GBA | Dumbarton | 115 | Dumbarton | 115 | [15 empty] | 0 | 0 | 0 | 0 | 0 | 0 | 0 | 0 | 5 | 0 | 0 | 0 | 0 | 0 | 1 | 0 | 0 | 0 | 0 | 0 | 0 | 0 | 0 | 5 | 0 | 0 | 0 | 0 | 0 | 1
SCE NOL | Dunn Siding | 115 | Dunn Siding | 115 | [15 empty] | 0 | 0 | 0 | 0 | 0 | 0 | 0 | 0 | 0 | 0 | 0 | 0 | 0 | 0 | 0 | 0 | 0 | 0 | 0 | 0 | 0 | 0 | 0 | 0 | 0 | 0 | 0 | 0 | 0 | 0
SCE Eastern | Eagle Mountain | 230 | Eagle Mountain | 230 | [15 empty] | 0 | 0 | 0 | 0 | 0 | 0 | 0 | 0 | 0 | 0 | 0 | 0 | 0 | 0 | 0 | 0 | 0 | 0 | 0 | 0 | 0 | 0 | 0 | 0 | 0 | 0 | 0 | 0 | 0 | 0
PG&E NGBA | Eagle Rock (PGE) | 60 | Eagle Rock (PGE) | 60 | [15 empty] | 0 | 0 | 0 | 0 | 0 | 0 | 0 | 0 | 0 | 0 | 0 | 0 | 0 | 0 | 0 | 0 | 0 | 0 | 0 | 0 | 0 | 0 | 0 | 0 | 0 | 0 | 0 | 0 | 0 | 0
PG&E NGBA | Eagle Rock (PGE) | 115 | Eagle Rock (PGE) | 115 | [15 empty] | 21.5 | 0 | 98 | 33.2 | 0 | 0 | 0 | 0 | 0 | 0 | 0 | 0 | 0 | 0 | 1 | 21.5 | 0 | 98 | 33.2 | 0 | 0 | 0 | 0 | 0 | 0 | 0 | 0 | 0 | 0 | 1
SCE Metro | Eagle Rock (SCE) | 230 | Eagle Rock (SCE) | 230 | [15 empty] | 0 | 0 | 0 | 0 | 0 | 0 | 0 | 0 | 0 | 0 | 0 | 0 | 0 | 0 | 0 | 0 | 0 | 0 | 0 | 0 | 0 | 0 | 0 | 0 | 0 | 0 | 0 | 0 | 0 | 0
PG&E NGBA | East Marysville | 115 | East Marysville | 115 | [15 empty] | 0 | 0 | 0 | 0 | 0 | 0 | 0 | 0 | 0 | 0 | 0 | 0 | 0 | 0 | 0 | 0 | 0 | 0 | 0 | 0 | 0 | 0 | 0 | 0 | 0 | 0 | 0 | 0 | 0 | 0
PG&E NGBA | East Nicolaus | 115 | East Nicolaus | 115 | [15 empty] | 0 | 0 | 0 | 0 | 0 | 0 | 0 | 0 | 0 | 0 | 0 | 0 | 0 | 0 | 0 | 0 | 0 | 0 | 0 | 0 | 0 | 0 | 0 | 0 | 0 | 0 | 0 | 0 | 0 | 0
PG&E NGBA | East Nicolaus | 60 | East Nicolaus | 60 | [15 empty] | 0 | 0 | 0 | 0 | 0 | 0 | 0 | 0 | 0 | 0 | 0 | 0 | 0 | 0 | 0 | 0 | 0 | 0 | 0 | 0 | 0 | 0 | 0 | 0 | 0 | 0 | 0 | 0 | 0 | 0
PG&E GBA | Eastshore | 115 | Eastshore | 115 | [15 empty] | 0 | 0 | 0 | 0 | 0 | 0 | 0 | 0 | 0 | 0 | 0 | 0 | 0 | 0 | 0 | 0 | 0 | 0 | 0 | 0 | 0 | 0 | 0 | 0 | 0 | 0 | 0 | 0 | 0 | 0
PG&E GBA | Eastshore | 230 | Eastshore | 230 | [15 empty] | 0 | 0 | 0 | 0 | 0 | 0 | 0 | 0 | 0 | 0 | 0 | 0 | 0 | 0 | 0 | 0 | 0 | 0 | 0 | 0 | 0 | 0 | 0 | 0 | 0 | 0 | 0 | 0 | 0 | 0
SDGE | ECO | 138 | ECO | 138 | [15 empty] | 0 | 0 | 0 | 0 | 0 | 0 | 0 | 0 | 0 | 0 | 0 | 0 | 0 | 0 | 0 | 0 | 0 | 0 | 0 | 0 | 0 | 0 | 0 | 0 | 0 | 0 | 0 | 0 | 0 | 0
SDGE | ECO | 230 | ECO | 230 | [15 empty] | 0 | 0 | 300 | 52.5 | 0 | 0 | 0 | 0 | 0 | 0 | 0 | 0 | 0 | 0 | 1 | 0 | 0 | 300 | 52.5 | 0 | 0 | 0 | 0 | 0 | 0 | 0 | 0 | 0 | 0 | 1
SDGE | ECO | 500 | ECO | 500 | [15 empty] | 0 | 0 | 600 | 400 | 0 | 0 | 0 | 0 | 0 | 0 | 0 | 0 | 0 | 0 | 1 | 0 | 0 | 600 | 400 | 0 | 0 | 0 | 0 | 0 | 0 | 0 | 0 | 0 | 0 | 1
PG&E GBA | Edenvale | 115 | Edenvale | 115 | [15 empty] | 0 | 0 | 0 | 0 | 0 | 0 | 0 | 0 | 0 | 0 | 0 | 0 | 0 | 0 | 0 | 0 | 0 | 0 | 0 | 0 | 0 | 0 | 0 | 0 | 0 | 0 | 0 | 0 | 0 | 0
PG&E GBA | Edes | 115 | Edes | 115 | [15 empty] | 0 | 0 | 0 | 0 | 0 | 0 | 0 | 0 | 1.7 | 0 | 0 | 0 | 0 | 0 | 1 | 0 | 0 | 0 | 0 | 0 | 0 | 0 | 0 | 1.7 | 0 | 0 | 0 | 0 | 0 | 1
PG&E GBA | Eight Mile | 230 | Eight Mile | 230 | [15 empty] | 0 | 0 | 0 | 0 | 0 | 0 | 0 | 0 | 0 | 0 | 0 | 0 | 0 | 0 | 0 | 0 | 0 | 0 | 0 | 0 | 0 | 0 | 0 | 0 | 0 | 0 | 0 | 0 | 0 | 0
SDGE | El Cajon | 69 | El Cajon | 69 | [15 empty] | 0 | 0 | 0 | 0 | 0 | 0 | 0 | 0 | 0 | 0 | 0 | 50 | 0 | 0 | 1 | 0 | 0 | 0 | 0 | 0 | 0 | 0 | 0 | 0 | 0 | 0 | 50 | 0 | 0 | 1
SCE Eastern | El Casco | 230 | El Casco | 230 | [15 empty] | 0 | 0 | 0 | 0 | 0 | 0 | 0 | 0 | 0 | 0 | 0 | 65 | 0 | 0 | 1 | 0 | 0 | 0 | 0 | 0 | 0 | 0 | 0 | 0 | 0 | 0 | 65 | 0 | 0 | 1
PG&E GBA | El Cerrito G | 115 | El Cerrito G | 115 | [15 empty] | 0 | 0 | 0 | 0 | 0 | 0 | 0 | 0 | 0 | 0 | 0 | 0 | 0 | 0 | 0 | 0 | 0 | 0 | 0 | 0 | 0 | 0 | 0 | 0 | 0 | 0 | 0 | 0 | 0 | 0
PG&E NGBA | El Dorado PH | 115 | El Dorado PH | 115 | [15 empty] | 0 | 0 | 0 | 0 | 0 | 0 | 0 | 0 | 0 | 0 | 0 | 0 | 0 | 0 | 0 | 0 | 0 | 0 | 0 | 0 | 0 | 0 | 0 | 0 | 0 | 0 | 0 | 0 | 0 | 0
PG&E FRESNO | El Nido (PGE) | 115 | El Nido (PGE) | 115 | [15 empty] | 0 | 0 | 0 | 0 | 0 | 0 | 0 | 0 | 3 | 0 | 0 | 0 | 0 | 0 | 1 | 0 | 0 | 0 | 0 | 0 | 0 | 0 | 0 | 3 | 0 | 0 | 0 | 0 | 0 | 1
SCE Metro | El Nido (SCE) | 230 | El Nido (SCE) | 230 | [15 empty] | 0 | 0 | 0 | 0 | 0 | 0 | 0 | 0 | 0 | 0 | 0 | 0 | 0 | 0 | 0 | 0 | 0 | 0 | 0 | 0 | 0 | 0 | 0 | 0 | 0 | 0 | 0 | 100 | 0 | 1
PG&E GBA | El Patio | 115 | El Patio | 115 | [15 empty] | 0 | 0 | 0 | 0 | 0 | 0 | 0 | 0 | 0 | 0 | 0 | 0 | 0 | 0 | 0 | 0 | 0 | 0 | 0 | 0 | 0 | 0 | 0 | 0 | 0 | 0 | 0 | 0 | 0 | 0
SCE Metro | El Segundo | 230 | El Segundo | 230 | [15 empty] | 0 | 0 | 0 | 0 | 0 | 0 | 0 | 0 | 0 | 0 | 0 | 0 | 0 | 0 | 0 | 0 | 0 | 0 | 0 | 0 | 0 | 0 | 0 | 0 | 0 | 0 | 0 | 0 | 0 | 0
EOP | Eldorado | 230 | Eldorado | 230 | [15 empty] | 117.3 | 0 | 0 | 0 | 51 | 0 | 0 | 0 | 0 | 0 | 0 | 279 | 0 | 0 | 1 | 117.3 | 0 | 0 | 0 | 51 | 0 | 0 | 0 | 0 | 0 | 0 | 279 | 250 | 0 | 1
EOP | Eldorado | 500 | Eldorado | 500 | [15 empty] | 0 | 0 | 0 | 0 | 3000 | 0 | 0 | 0 | 0 | 0 | 0 | 0 | 0 | 0 | 1 | 0 | 0 | 0 | 0 | 3000 | 0 | 0 | 0 | 0 | 0 | 0 | 0 | 0 | 0 | 1
SCE Northern | Elizabeth Lake | 66 | Elizabeth Lake | 66 | [15 empty] | 0 | 0 | 0 | 0 | 0 | 0 | 0 | 0 | 0 | 0 | 0 | 0 | 0 | 0 | 0 | 0 | 0 | 0 | 0 | 0 | 0 | 0 | 0 | 0 | 0 | 0 | 0 | 0 | 0 | 0
PG&E KERN | Elk Hills | 230 | Elk Hills | 230 | [15 empty] | 0 | 0 | 0 | 0 | 0 | 0 | 0 | 0 | 5.25 | 0 | 0 | 0 | 0 | 0 | 1 | 0 | 0 | 0 | 0 | 0 | 0 | 0 | 0 | 5.25 | 0 | 0 | 0 | 0 | 0 | 1
SDGE | Elliot | 69 | Elliot | 69 | [15 empty] | 0 | 0 | 0 | 0 | 0 | 0 | 0 | 0 | 0 | 0 | 0 | 9.75 | 0 | 0 | 1 | 0 | 0 | 0 | 0 | 0 | 0 | 0 | 0 | 0 | 0 | 0 | 9.75 | 0 | 0 | 1
SCE Metro | Ellis | 230 | Ellis | 230 | [15 empty] | 0 | 0 | 0 | 0 | 0 | 0 | 0 | 0 | 0 | 0 | 0 | 0 | 0 | 0 | 0 | 0 | 0 | 0 | 0 | 0 | 0 | 0 | 0 | 0 | 0 | 0 | 0 | 0 | 0 | 0
SDGE | Encina | 138 | Encina | 138 | [15 empty] | 0 | 0 | 0 | 0 | 0 | 0 | 0 | 0 | 0 | 0 | 0 | 0 | 0 | 0 | 0 | 0 | 0 | 0 | 0 | 0 | 0 | 0 | 0 | 0 | 0 | 0 | 0 | 0 | 0 | 0
SDGE | Encina | 230 | Encina | 230 | [15 empty] | 0 | 0 | 0 | 0 | 0 | 0 | 0 | 0 | 0 | 0 | 0 | 0 | 0 | 0 | 0 | 0 | 0 | 0 | 0 | 0 | 0 | 0 | 0 | 0 | 0 | 0 | 0 | 0 | 0 | 0
SDGE | Escondido | 230 | Escondido | 230 | [15 empty] | 0 | 0 | 0 | 0 | 0 | 0 | 0 | 0 | 0 | 0 | 0 | 0 | 0 | 0 | 0 | 0 | 0 | 0 | 0 | 0 | 0 | 0 | 0 | 0 | 0 | 0 | 0 | 200 | 0 | 1
SDGE | Escondido | 69 | Escondido | 69 | [15 empty] | 0 | 0 | 0 | 0 | 0 | 0 | 0 | 0 | 0 | 0 | 0 | 13 | 0 | 0 | 1 | 0 | 0 | 0 | 0 | 0 | 0 | 0 | 0 | 0 | 0 | 0 | 13 | 0 | 0 | 1
PG&E KERN | Estrella | 230 | Estrella | 230 | [15 empty] | 0 | 0 | 0 | 0 | 0 | 0 | 0 | 0 | 0 | 0 | 0 | 0 | 0 | 0 | 0 | 0 | 0 | 0 | 0 | 0 | 0 | 0 | 0 | 0 | 0 | 0 | 0 | 0 | 0 | 0
SCE Eastern | Etiwanda | 230 | Etiwanda | 230 | [15 empty] | 0 | 0 | 0 | 0 | 0 | 0 | 0 | 0 | 0 | 0 | 0 | 170 | 0 | 0 | 1 | 0 | 0 | 0 | 0 | 0 | 0 | 0 | 0 | 0 | 0 | 0 | 170 | 0 | 0 | 1
PG&E GBA | Evergreen | 115 | Evergreen | 115 | [15 empty] | 0 | 0 | 0 | 0 | 0 | 0 | 0 | 0 | 0 | 0 | 0 | 0 | 0 | 0 | 0 | 0 | 0 | 0 | 0 | 0 | 0 | 0 | 0 | 0 | 0 | 0 | 0 | 0 | 0 | 0
PG&E GBA | Evergreen | 60 | Evergreen | 60 | [15 empty] | 0 | 0 | 0 | 0 | 0 | 0 | 0 | 0 | 0 | 0 | 0 | 0 | 0 | 0 | 0 | 0 | 0 | 0 | 0 | 0 | 0 | 0 | 0 | 0 | 0 | 0 | 0 | 0 | 0 | 0
PG&E FRESNO | Excelsior | 115 | Excelsior | 115 | [15 empty] | 0 | 0 | 0 | 0 | 0 | 0 | 0 | 0 | 0 | 0 | 0 | 0 | 0 | 0 | 0 | 0 | 0 | 0 | 0 | 0 | 0 | 0 | 0 | 0 | 300 | 30 | 0 | 20 | 0 | 1
PG&E FRESNO | Exchequer | 115 | Exchequer | 115 | [15 empty] | 0 | 2 | 0 | 0 | 0 | 0 | 0 | 0 | 0 | 0 | 0 | 0 | 0 | 0 | 1 | 0 | 2 | 0 | 0 | 0 | 0 | 0 | 0 | 0 | 0 | 0 | 0 | 0 | 0 | 1
PG&E KERN | Fairway | 115 | Fairway | 115 | [15 empty] | 0 | 0 | 0 | 0 | 0 | 0 | 0 | 0 | 0 | 0 | 0 | 0 | 0 | 0 | 0 | 0 | 0 | 0 | 0 | 0 | 0 | 0 | 0 | 0 | 0 | 0 | 0 | 0 | 0 | 0
PG&E KERN | Famoso | 115 | Famoso | 115 | [15 empty] | 0 | 0 | 0 | 0 | 0 | 0 | 0 | 0 | 4 | 0 | 0 | 0 | 0 | 0 | 1 | 0 | 0 | 0 | 0 | 0 | 0 | 0 | 0 | 4 | 0 | 0 | 0 | 0 | 0 | 1
PG&E NGBA | Fern Road | 500 | Fern Road | 500 | [15 empty] | 0 | 0 | 0 | 0 | 0 | 0 | 0 | 0 | 0 | 0 | 0 | 0 | 0 | 0 | 0 | 0 | 0 | 0 | 0 | 0 | 0 | 0 | 0 | 0 | 0 | 0 | 0 | 0 | 0 | 0
PG&E GBA | Fibreboard (SPI Sonora) | 115 | Fibreboard (SPI Sonora) | 115 | [15 empty] | 0 | 0 | 0 | 0 | 0 | 0 | 0 | 0 | 0 | 0 | 0 | 0 | 0 | 0 | 0 | 0 | 0 | 0 | 0 | 0 | 0 | 0 | 0 | 0 | 0 | 0 | 0 | 0 | 0 | 0
PG&E FRESNO | Figarden | 230 | Figarden | 230 | [15 empty] | 0 | 0 | 0 | 0 | 0 | 0 | 0 | 0 | 0 | 0 | 0 | 0 | 0 | 0 | 0 | 0 | 0 | 0 | 0 | 0 | 0 | 0 | 0 | 0 | 0 | 0 | 0 | 0 | 0 | 0
PG&E FRESNO | Fink | 230 | Fink | 230 | [15 empty] | 0 | 0 | 0 | 0 | 0 | 0 | 0 | 0 | 0 | 30 | 110 | 157 | 0 | 0 | 1 | 0 | 0 | 0 | 0 | 0 | 0 | 0 | 0 | 0 | 30 | 110 | 157 | 0 | 0 | 1
PG&E NGBA | Fitch Mountain | 60 | Fitch Mountain | 60 | [15 empty] | 0 | 0 | 0 | 0 | 0 | 0 | 0 | 0 | 0 | 0 | 0 | 0 | 0 | 0 | 0 | 0 | 0 | 0 | 0 | 0 | 0 | 0 | 0 | 0 | 0 | 0 | 0 | 0 | 0 | 0
PG&E GBA | FMC | 115 | FMC | 115 | [15 empty] | 0 | 0 | 0 | 0 | 0 | 0 | 0 | 0 | 0 | 0 | 0 | 0 | 0 | 0 | 0 | 0 | 0 | 0 | 0 | 0 | 0 | 0 | 0 | 0 | 0 | 0 | 0 | 0 | 0 | 0
PG&E GBA | Fremont | 115 | Fremont | 115 | [15 empty] | 0 | 0 | 0 | 0 | 0 | 0 | 0 | 0 | 0 | 0 | 0 | 0 | 0 | 0 | 0 | 0 | 0 | 0 | 0 | 0 | 0 | 0 | 0 | 0 | 0 | 0 | 0 | 0 | 0 | 0
PG&E GBA | French Camp | 60 | French Camp | 60 | [15 empty] | 0 | 0 | 0 | 0 | 0 | 0 | 0 | 0 | 0 | 0 | 0 | 0 | 0 | 0 | 0 | 0 | 0 | 0 | 0 | 0 | 0 | 0 | 0 | 0 | 0 | 0 | 0 | 0 | 0 | 0
PG&E GBA | Frogtown | 115 | Frogtown | 115 | [15 empty] | 0 | 0 | 0 | 0 | 0 | 0 | 0 | 0 | 0 | 0 | 0 | 0 | 0 | 0 | 0 | 0 | 0 | 0 | 0 | 0 | 0 | 0 | 0 | 0 | 0 | 0 | 0 | 0 | 0 | 0
PG&E NGBA | Fulton | 115 | Fulton | 115 | [15 empty] | 0 | 0 | 0 | 0 | 0 | 0 | 0 | 0 | 0 | 0 | 0 | 0 | 0 | 0 | 0 | 0 | 0 | 0 | 0 | 0 | 0 | 0 | 0 | 0 | 0 | 0 | 0 | 0 | 0 | 0
PG&E NGBA | Fulton | 230 | Fulton | 230 | [15 empty] | 54 | 0 | 0 | 0 | 0 | 0 | 0 | 0 | 0 | 0 | 0 | 38 | 0 | 0 | 1 | 54 | 0 | 0 | 0 | 0 | 0 | 0 | 0 | 0 | 0 | 0 | 38 | 0 | 0 | 1
PG&E NGBA | Fulton | 60 | Fulton | 60 | [15 empty] | 0 | 0 | 0 | 0 | 0 | 0 | 0 | 0 | 0 | 0 | 0 | 0 | 0 | 0 | 0 | 0 | 0 | 0 | 0 | 0 | 0 | 0 | 0 | 0 | 0 | 0 | 0 | 0 | 0 | 0
PG&E KERN | Ganso | 115 | Ganso | 115 | [15 empty] | 0 | 0.5 | 0 | 0 | 0 | 0 | 0 | 0 | 1.5 | 0 | 0 | 0 | 0 | 0 | 1 | 0 | 0.5 | 0 | 0 | 0 | 0 | 0 | 0 | 1.5 | 0 | 0 | 0 | 0 | 0 | 1
PG&E FRESNO | Gates | 230 | Gates | 230 | [15 empty] | 0 | 0 | 0 | 0 | 0 | 0 | 0 | 0 | 3 | 759.5 | 560.5 | 753.25 | 60 | 0 | 1 | 0 | 0 | 0 | 0 | 0 | 0 | 0 | 0 | 3 | 859.5 | 1010.5 | 753.25 | 260 | 0 | 1
PG&E FRESNO | Gates | 500 | Gates | 500 | [15 empty] | 0 | 0 | 0 | 0 | 0 | 0 | 0 | 0 | 0 | 0 | 0 | 190 | 35 | 0 | 1 | 0 | 0 | 0 | 0 | 0 | 0 | 0 | 0 | 0 | 0 | 0 | 190 | 35 | 0 | 1
PG&E NGBA | Geysers 12 | 230 | Geysers 12 | 230 | [15 empty] | 0 | 0 | 0 | 0 | 0 | 0 | 0 | 0 | 0 | 0 | 0 | 0 | 0 | 0 | 0 | 0 | 0 | 0 | 0 | 0 | 0 | 0 | 0 | 0 | 0 | 0 | 0 | 0 | 0 | 0
PG&E NGBA | Geysers 17 | 230 | Geysers 17 | 230 | [15 empty] | 19.5 | 0 | 0 | 0 | 0 | 0 | 0 | 0 | 0 | 0 | 0 | 0 | 0 | 0 | 1 | 19.5 | 0 | 0 | 0 | 0 | 0 | 0 | 0 | 0 | 0 | 0 | 0 | 0 | 0 | 1
PG&E NGBA | Geysers 3 | 115 | Geysers 3 | 115 | [15 empty] | 0 | 0 | 0 | 0 | 0 | 0 | 0 | 0 | 0 | 0 | 0 | 0 | 0 | 0 | 0 | 0 | 0 | 0 | 0 | 0 | 0 | 0 | 0 | 0 | 0 | 0 | 0 | 0 | 0 | 0
PG&E NGBA | Glenn | 230 | Glenn | 230 | [15 empty] | 0 | 0 | 166.5 | 36 | 0 | 0 | 0 | 0 | 0 | 0 | 0 | 0 | 0 | 0 | 1 | 0 | 0 | 166.5 | 36 | 0 | 0 | 0 | 0 | 0 | 100 | 170 | 0 | 60 | 0 | 1
PG&E NGBA | Glenn | 60 | Glenn | 60 | [15 empty] | 0 | 0 | 0 | 0 | 0 | 0 | 0 | 0 | 0 | 0 | 0 | 0 | 0 | 0 | 0 | 0 | 0 | 0 | 0 | 0 | 0 | 0 | 0 | 0 | 0 | 0 | 0 | 0 | 0 | 0
PG&E NGBA | Gold Hill | 115 | Gold Hill | 115 | [15 empty] | 0 | 0 | 0 | 0 | 0 | 0 | 0 | 0 | 0 | 0 | 0 | 0 | 0 | 0 | 0 | 0 | 0 | 0 | 0 | 0 | 0 | 0 | 0 | 0 | 0 | 0 | 0 | 0 | 0 | 0
PG&E NGBA | Gold Hill | 230 | Gold Hill | 230 | [15 empty] | 0 | 0 | 0 | 0 | 0 | 0 | 0 | 0 | 0 | 0 | 0 | 0 | 0 | 0 | 0 | 0 | 0 | 0 | 0 | 0 | 0 | 0 | 0 | 0 | 0 | 0 | 0 | 0 | 0 | 0
SCE Northern | Goleta | 230 | Goleta | 230 | [15 empty] | 0 | 0 | 0 | 0 | 0 | 0 | 0 | 0 | 0 | 0 | 0 | 70 | 0 | 0 | 1 | 0 | 0 | 0 | 0 | 0 | 0 | 0 | 0 | 0 | 0 | 0 | 70 | 0 | 0 | 1
SCE Metro | Goodrich | 230 | Goodrich | 230 | [15 empty] | 0 | 0 | 0 | 0 | 0 | 0 | 0 | 0 | 0 | 0 | 0 | 0 | 0 | 0 | 0 | 0 | 0 | 0 | 0 | 0 | 0 | 0 | 0 | 0 | 0 | 0 | 0 | 0 | 0 | 0
PG&E KERN | Goose Lake | 115 | Goose Lake | 115 | [15 empty] | 0 | 3 | 0 | 0 | 0 | 0 | 0 | 0 | 0 | 0 | 0 | 0 | 0 | 0 | 1 | 0 | 3 | 0 | 0 | 0 | 0 | 0 | 0 | 0 | 0 | 0 | 0 | 0 | 0 | 1
SCE Metro | Gould | 230 | Gould | 230 | [15 empty] | 0 | 0 | 0 | 0 | 0 | 0 | 0 | 0 | 0 | 0 | 0 | 0 | 0 | 0 | 0 | 0 | 0 | 0 | 0 | 0 | 0 | 0 | 0 | 0 | 0 | 0 | 0 | 0 | 0 | 0
PG&E NGBA | Grand Island | 115 | Grand Island | 115 | [15 empty] | 0 | 0 | 0 | 0 | 0 | 0 | 0 | 0 | 2.73 | 0 | 0 | 0 | 0 | 0 | 1 | 0 | 0 | 0 | 0 | 0 | 0 | 0 | 0 | 2.73 | 0 | 0 | 0 | 0 | 0 | 1
SDGE | Granite | 69 | Granite | 69 | [15 empty] | 0 | 0 | 0 | 0 | 0 | 0 | 0 | 0 | 0 | 0 | 0 | 4.5 | 0 | 0 | 1 | 0 | 0 | 0 | 0 | 0 | 0 | 0 | 0 | 0 | 0 | 0 | 4.5 | 0 | 0 | 1
PG&E GBA | Grant | 115 | Grant | 115 | [15 empty] | 0 | 0 | 0 | 0 | 0 | 0 | 0 | 0 | 0 | 0 | 0 | 0 | 0 | 0 | 0 | 0 | 0 | 0 | 0 | 0 | 0 | 0 | 0 | 0 | 0 | 0 | 0 | 0 | 0 | 0
PG&E GBA | Green Valley | 115 | Green Valley | 115 | [15 empty] | 0 | 1.1 | 0 | 0 | 0 | 0 | 0 | 0 | 0 | 0 | 0 | 0 | 0 | 0 | 1 | 0 | 1.1 | 0 | 0 | 0 | 0 | 0 | 0 | 0 | 0 | 0 | 0 | 0 | 0 | 1
PG&E NGBA | Greenleaf 1 | 115 | Greenleaf 1 | 115 | [15 empty] | 0 | 0 | 0 | 0 | 0 | 0 | 0 | 0 | 0 | 0 | 0 | 0 | 0 | 0 | 0 | 0 | 0 | 0 | 0 | 0 | 0 | 0 | 0 | 0 | 0 | 0 | 0 | 0 | 0 | 0
PG&E FRESNO | Gregg | 230 | Gregg | 230 | [15 empty] | 0 | 0 | 170 | 20 | 0 | 0 | 0 | 0 | 0 | 0 | 0 | 0 | 0 | 140 | 1 | 0 | 0 | 170 | 20 | 0 | 0 | 0 | 0 | 0 | 0 | 0 | 0 | 0 | 140 | 1
PG&E FRESNO | Grimmway-Malaga | 115 | Grimmway-Malaga | 115 | [15 empty] | 0 | 0 | 0 | 0 | 0 | 0 | 0 | 0 | 0 | 0 | 0 | 0 | 0 | 0 | 0 | 0 | 0 | 0 | 0 | 0 | 0 | 0 | 0 | 0 | 0 | 0 | 0 | 0 | 0 | 0
PG&E NGBA | Grizzly | 230 | Grizzly | 230 | [15 empty] | 0 | 0 | 0 | 0 | 0 | 0 | 0 | 0 | 0 | 0 | 0 | 0 | 0 | 0 | 0 | 0 | 0 | 0 | 0 | 0 | 0 | 0 | 0 | 0 | 0 | 0 | 0 | 0 | 0 | 0
PG&E FRESNO | Guernsey | 70 | Guernsey | 70 | [15 empty] | 0 | 0 | 0 | 0 | 0 | 0 | 0 | 0 | 7.5 | 0 | 0 | 0 | 0 | 0 | 1 | 0 | 0 | 0 | 0 | 0 | 0 | 0 | 0 | 7.5 | 0 | 0 | 0 | 0 | 0 | 1
PG&E FRESNO | GWF Hanford | 115 | GWF Hanford | 115 | [15 empty] | 0 | 0 | 0 | 0 | 0 | 0 | 0 | 0 | 0 | 0 | 0 | 131.4 | 0 | 0 | 1 | 0 | 0 | 0 | 0 | 0 | 0 | 0 | 0 | 0 | 0 | 0 | 131.4 | 0 | 0 | 1
PG&E FRESNO | Haas | 230 | Haas | 230 | [15 empty] | 0 | 0 | 0 | 0 | 0 | 0 | 0 | 0 | 0 | 0 | 0 | 0 | 0 | 0 | 0 | 0 | 0 | 0 | 0 | 0 | 0 | 0 | 0 | 0 | 0 | 0 | 0 | 0 | 0 | 0
PG&E FRESNO | Hammonds | 115 | Hammonds | 115 | [15 empty] | 0 | 0 | 0 | 0 | 0 | 0 | 0 | 0 | 0 | 0 | 0 | 0 | 0 | 0 | 0 | 0 | 0 | 0 | 0 | 0 | 0 | 0 | 0 | 0 | 0 | 0 | 0 | 0 | 0 | 0
SCE Metro | HarborGen | 230 | HarborGen | 230 | [15 empty] | 0 | 0 | 0 | 0 | 0 | 0 | 0 | 0 | 0 | 0 | 0 | 0 | 0 | 0 | 0 | 0 | 0 | 0 | 0 | 0 | 0 | 0 | 0 | 0 | 0 | 0 | 0 | 0 | 0 | 0
PG&E NGBA | Harris | 60 | Harris | 60 | [15 empty] | 0 | 0 | 0 | 0 | 0 | 0 | 0 | 0 | 0 | 0 | 0 | 0 | 0 | 0 | 0 | 0 | 0 | 0 | 0 | 0 | 0 | 0 | 0 | 0 | 0 | 0 | 0 | 0 | 0 | 0
EOP | Harry Allen | 500 | Harry Allen | 500 | [15 empty] | 0 | 0 | 0 | 0 | 1100 | 0 | 0 | 0 | 0 | 0 | 0 | 0 | 0 | 0 | 1 | 0 | 0 | 0 | 0 | 1100 | 0 | 0 | 0 | 0 | 0 | 0 | 0 | 0 | 0 | 1
PG&E NGBA | Hartley | 60 | Hartley | 60 | [15 empty] | 0 | 0 | 0 | 0 | 0 | 0 | 0 | 0 | 0 | 0 | 0 | 0 | 0 | 0 | 0 | 0 | 0 | 0 | 0 | 0 | 0 | 0 | 0 | 0 | 0 | 0 | 0 | 0 | 0 | 0
SCE NOL | Harvard | 115 | Harvard | 115 | [15 empty] | 0 | 0 | 0 | 0 | 0 | 0 | 0 | 0 | 0 | 0 | 0 | 0 | 0 | 0 | 0 | 0 | 0 | 0 | 0 | 0 | 0 | 0 | 0 | 0 | 0 | 0 | 0 | 0 | 0 | 0
SDGE | Hassayampa | 500 | Hassayampa | 500 | [15 empty] | 0 | 0 | 0 | 0 | 0 | 0 | 0 | 0 | 0 | 172 | 160 | 95 | 0 | 0 | 1 | 0 | 0 | 0 | 0 | 0 | 0 | 0 | 0 | 0 | 300 | 380 | 95 | 90 | 0 | 1
PG&E FRESNO | Helm | 230 | Helm | 230 | [15 empty] | 0 | 0 | 0 | 0 | 0 | 0 | 0 | 0 | 0 | 0 | 0 | 0 | 0 | 0 | 0 | 0 | 0 | 0 | 0 | 0 | 0 | 0 | 0 | 0 | 100 | 200 | 0 | 80 | 0 | 1
PG&E FRESNO | Helm | 70 | Helm | 70 | [15 empty] | 0 | 0 | 0 | 0 | 0 | 0 | 0 | 0 | 0 | 0 | 0 | 0 | 0 | 0 | 0 | 0 | 0 | 0 | 0 | 0 | 0 | 0 | 0 | 0 | 0 | 0 | 0 | 0 | 0 | 0
PG&E FRESNO | Henrietta | 115 | Henrietta | 115 | [15 empty] | 0 | 0 | 0 | 0 | 0 | 0 | 0 | 0 | 0 | 0 | 0 | 0 | 0 | 0 | 0 | 0 | 0 | 0 | 0 | 0 | 0 | 0 | 0 | 0 | 0 | 0 | 0 | 0 | 0 | 0
PG&E FRESNO | Henrietta | 230 | Henrietta | 230 | [15 empty] | 0 | 0 | 0 | 0 | 0 | 0 | 0 | 0 | 0 | 0 | 0 | 0 | 0 | 0 | 0 | 0 | 0 | 0 | 0 | 0 | 0 | 0 | 0 | 0 | 100 | 200 | 0 | 80 | 0 | 1
PG&E FRESNO | Henrietta | 70 | Henrietta | 70 | [15 empty] | 0 | 0 | 0 | 0 | 0 | 0 | 0 | 0 | 3 | 0 | 0 | 173.2 | 0 | 0 | 1 | 0 | 0 | 0 | 0 | 0 | 0 | 0 | 0 | 3 | 0 | 0 | 173.2 | 0 | 0 | 1
PG&E FRESNO | Herndon | 115 | Herndon | 115 | [15 empty] | 0 | 0 | 0 | 0 | 0 | 0 | 0 | 0 | 0 | 0 | 0 | 0 | 0 | 0 | 0 | 0 | 0 | 0 | 0 | 0 | 0 | 0 | 0 | 0 | 0 | 0 | 0 | 0 | 0 | 0
PG&E FRESNO | Herndon | 230 | Herndon | 230 | [15 empty] | 0 | 0 | 0 | 0 | 0 | 0 | 0 | 0 | 0 | 0 | 0 | 0 | 0 | 0 | 0 | 0 | 0 | 0 | 0 | 0 | 0 | 0 | 0 | 0 | 0 | 0 | 0 | 0 | 0 | 0
PG&E GBA | Hicks | 230 | Hicks | 230 | [15 empty] | 0 | 0 | 0 | 0 | 0 | 0 | 0 | 0 | 0 | 0 | 0 | 0 | 0 | 0 | 0 | 0 | 0 | 0 | 0 | 0 | 0 | 0 | 0 | 0 | 0 | 0 | 0 | 0 | 0 | 0
PG&E NGBA | Higgins | 115 | Higgins | 115 | [15 empty] | 0 | 0 | 0 | 0 | 0 | 0 | 0 | 0 | 0 | 0 | 0 | 0 | 0 | 0 | 0 | 0 | 0 | 0 | 0 | 0 | 0 | 0 | 0 | 0 | 0 | 0 | 0 | 0 | 0 | 0
PG&E NGBA | Hilltop | 345 | Hilltop | 345 | [15 empty] | 0 | 0 | 150 | 0 | 0 | 0 | 0 | 0 | 0 | 0 | 0 | 0 | 0 | 0 | 1 | 0 | 0 | 150 | 0 | 0 | 0 | 0 | 0 | 0 | 0 | 0 | 0 | 0 | 0 | 1
SCE Metro | Hinson | 230 | Hinson | 230 | [15 empty] | 0 | 5.6 | 0 | 0 | 0 | 0 | 0 | 0 | 3.08 | 0 | 0 | 525 | 0 | 0 | 1 | 0 | 5.6 | 0 | 0 | 0 | 0 | 0 | 0 | 3.08 | 0 | 0 | 525 | 0 | 0 | 1
PG&E GBA | Hollister | 115 | Hollister | 115 | [15 empty] | 0 | 0 | 0 | 0 | 0 | 0 | 0 | 0 | 0 | 0 | 0 | 0 | 10 | 0 | 1 | 0 | 0 | 0 | 0 | 0 | 0 | 0 | 0 | 0 | 0 | 0 | 0 | 10 | 0 | 1
PG&E NGBA | Homestake | 115 | Homestake | 115 | [15 empty] | 0 | 0 | 0 | 0 | 0 | 0 | 0 | 0 | 0 | 0 | 0 | 0 | 0 | 0 | 0 | 0 | 0 | 0 | 0 | 0 | 0 | 0 | 0 | 0 | 0 | 0 | 0 | 0 | 0 | 0
PG&E NGBA | Honcut | 115 | Honcut | 115 | [15 empty] | 0 | 0 | 0 | 0 | 0 | 0 | 0 | 0 | 0 | 0 | 0 | 0 | 0 | 0 | 0 | 0 | 0 | 0 | 0 | 0 | 0 | 0 | 0 | 0 | 0 | 0 | 0 | 0 | 0 | 0
SDGE | Hoodoo Wash | 500 | Hoodoo Wash | 500 | [15 empty] | 0 | 0 | 0 | 0 | 0 | 0 | 0 | 0 | 0 | 247.5 | 679 | 547.5 | 0 | 0 | 1 | 0 | 0 | 0 | 0 | 0 | 0 | 0 | 0 | 0 | 237.5 | 929 | 547.5 | 50 | 0 | 1
PG&E NGBA | Hopland | 115 | Hopland | 115 | [15 empty] | 0 | 0 | 0 | 0 | 0 | 0 | 0 | 0 | 0 | 0 | 0 | 0 | 0 | 0 | 0 | 0 | 0 | 0 | 0 | 0 | 0 | 0 | 0 | 0 | 0 | 0 | 0 | 0 | 0 | 0
PG&E NGBA | Hopland | 60 | Hopland | 60 | [15 empty] | 0 | 0 | 0 | 0 | 0 | 0 | 0 | 0 | 0 | 0 | 0 | 0 | 0 | 0 | 0 | 0 | 0 | 0 | 0 | 0 | 0 | 0 | 0 | 0 | 0 | 0 | 0 | 0 | 0 | 0
PG&E NGBA | Humboldt | 115 | Humboldt | 115 | [15 empty] | 0 | 2.5 | 0 | 0 | 0 | 0 | 0 | 0 | 0 | 0 | 0 | 0 | 0 | 0 | 1 | 0 | 2.5 | 0 | 0 | 0 | 0 | 0 | 0 | 0 | 0 | 0 | 0 | 0 | 0 | 1
PG&E NGBA | Humboldt | 60 | Humboldt | 60 | [15 empty] | 0 | 0 | 0 | 0 | 0 | 0 | 0 | 0 | 1.999 | 0 | 0 | 17.25 | 0 | 0 | 1 | 0 | 0 | 0 | 0 | 0 | 0 | 0 | 0 | 1.999 | 0 | 0 | 17.25 | 0 | 0 | 1
PG&E NGBA | Humboldt | 500 | Humboldt | 500 | [15 empty] | 0 | 0 | 0 | 0 | 0 | 0 | 1607 | 0 | 0 | 0 | 0 | 0 | 0 | 0 | 1 | 0 | 0 | 0 | 0 | 0 | 0 | 1607 | 0 | 0 | 0 | 0 | 0 | 0 | 0 | 1
SCE Metro | Huntington Beach | 230 | Huntington Beach | 230 | [15 empty] | 0 | 0 | 0 | 0 | 0 | 0 | 0 | 0 | 0 | 0 | 0 | 0 | 0 | 0 | 0 | 0 | 0 | 0 | 0 | 0 | 0 | 0 | 0 | 0 | 0 | 0 | 0 | 0 | 0 | 0
PG&E NGBA | Ignacio | 115 | Ignacio | 115 | [15 empty] | 0 | 0.65 | 0 | 0 | 0 | 0 | 0 | 0 | 0 | 0 | 0 | 0 | 0 | 0 | 1 | 0 | 0.65 | 0 | 0 | 0 | 0 | 0 | 0 | 0 | 0 | 0 | 0 | 0 | 0 | 1
PG&E NGBA | Ignacio | 230 | Ignacio | 230 | [15 empty] | 0 | 0 | 0 | 0 | 0 | 0 | 0 | 0 | 0 | 0 | 0 | 0 | 0 | 0 | 0 | 0 | 0 | 0 | 0 | 0 | 0 | 0 | 0 | 0 | 0 | 0 | 0 | 0 | 0 | 0
PG&E NGBA | Ignacio | 60 | Ignacio | 60 | [15 empty] | 0 | 0 | 0 | 0 | 0 | 0 | 0 | 0 | 0 | 0 | 0 | 0 | 0 | 0 | 0 | 0 | 0 | 0 | 0 | 0 | 0 | 0 | 0 | 0 | 0 | 0 | 0 | 0 | 0 | 0
SDGE | Imperial Beach | 69 | Imperial Beach | 69 | [15 empty] | 0 | 0 | 0 | 0 | 0 | 0 | 0 | 0 | 0 | 0 | 0 | 3 | 0 | 0 | 1 | 0 | 0 | 0 | 0 | 0 | 0 | 0 | 0 | 0 | 0 | 0 | 3 | 0 | 0 | 1
SDGE | Imperial Valley | 230 | Imperial Valley | 230 | [15 empty] | 100 | 0 | 0 | 0 | 0 | 0 | 0 | 0 | 0 | 0 | 192 | 578 | 0 | 0 | 1 | 100 | 0 | 0 | 0 | 0 | 0 | 0 | 0 | 0 | 100 | 492 | 578 | 150 | 0 | 1
SDGE | Imperial Valley | 500 | Imperial Valley | 500 | [15 empty] | 0 | 0 | 0 | 0 | 0 | 0 | 0 | 0 | 0 | 0 | 0 | 0 | 0 | 0 | 0 | 0 | 0 | 0 | 0 | 0 | 0 | 0 | 0 | 0 | 0 | 0 | 0 | 0 | 0 | 0
EOP | Innovation | 138 | Innovation | 138 | [15 empty] | 0 | 0 | 0 | 0 | 0 | 0 | 0 | 0 | 0 | 0 | 0 | 0 | 0 | 0 | 0 | 0 | 0 | 0 | 0 | 0 | 0 | 0 | 0 | 0 | 0 | 0 | 0 | 0 | 0 | 0
EOP | Innovation | 230 | Innovation | 230 | [15 empty] | 0 | 0 | 0 | 0 | 0 | 0 | 0 | 0 | 0 | 300 | 0 | 0 | 50 | 0 | 1 | 0 | 0 | 0 | 0 | 0 | 0 | 0 | 0 | 0 | 300 | 300 | 0 | 150 | 0 | 1
SCE NOL | Inyokern | 115 | Inyokern | 115 | [15 empty] | 0 | 1.5 | 0 | 0 | 0 | 0 | 0 | 0 | 0 | 0 | 31.8 | 25 | 0 | 0 | 1 | 0 | 1.5 | 0 | 0 | 0 | 0 | 0 | 0 | 0 | 0 | 31.8 | 25 | 0 | 0 | 1
EOP | IS Tap | 138 | IS Tap | 138 | [15 empty] | 0 | 0 | 0 | 0 | 0 | 0 | 0 | 0 | 0 | 0 | 0 | 0 | 0 | 0 | 0 | 0 | 0 | 0 | 0 | 0 | 0 | 0 | 0 | 0 | 0 | 0 | 0 | 0 | 0 | 0
EOP | Ivanpah | 115 | Ivanpah | 115 | [15 empty] | 0 | 0 | 0 | 0 | 0 | 0 | 0 | 0 | 0 | 0 | 0 | 0 | 0 | 0 | 0 | 0 | 0 | 0 | 0 | 0 | 0 | 0 | 0 | 0 | 0 | 0 | 0 | 0 | 0 | 0
EOP | Ivanpah | 230 | Ivanpah | 230 | [15 empty] | 0 | 0 | 0 | 0 | 0 | 0 | 0 | 0 | 0 | 0 | 0 | 0 | 0 | 0 | 0 | 0 | 0 | 0 | 0 | 0 | 0 | 0 | 0 | 0 | 0 | 0 | 0 | 0 | 0 | 0
EOP | Jackass (DOE) | 138 | Jackass (DOE) | 138 | [15 empty] | 0 | 0 | 0 | 0 | 0 | 0 | 0 | 0 | 0 | 0 | 0 | 0 | 0 | 0 | 0 | 0 | 0 | 0 | 0 | 0 | 0 | 0 | 0 | 0 | 0 | 0 | 0 | 0 | 0 | 0
PG&E NGBA | James B Black | 230 | James B Black | 230 | [15 empty] | 0 | 0 | 0 | 0 | 0 | 0 | 0 | 0 | 0 | 0 | 0 | 0 | 0 | 0 | 0 | 0 | 0 | 0 | 0 | 0 | 0 | 0 | 0 | 0 | 0 | 0 | 0 | 0 | 0 | 0
PG&E GBA | Jefferson | 230 | Jefferson | 230 | [15 empty] | 0 | 0 | 0 | 0 | 0 | 0 | 0 | 0 | 0 | 0 | 0 | 0 | 0 | 0 | 0 | 0 | 0 | 0 | 0 | 0 | 0 | 0 | 0 | 0 | 0 | 0 | 0 | 0 | 0 | 0
PG&E NGBA | Jessup | 115 | Jessup | 115 | [15 empty] | 0 | 17 | 0 | 0 | 0 | 0 | 0 | 0 | 0 | 0 | 0 | 0 | 0 | 0 | 1 | 0 | 17 | 0 | 0 | 0 | 0 | 0 | 0 | 0 | 0 | 0 | 0 | 0 | 0 | 1
SCE Metro | Johanna | 230 | Johanna | 230 | [15 empty] | 0 | 0 | 0 | 0 | 0 | 0 | 0 | 0 | 0 | 0 | 0 | 0 | 0 | 0 | 0 | 0 | 0 | 0 | 0 | 0 | 0 | 0 | 0 | 0 | 0 | 0 | 0 | 0 | 0 | 0
SCE Eastern | Julian Hinds | 230 | Julian Hinds | 230 | [15 empty] | 0 | 0 | 0 | 0 | 0 | 0 | 0 | 0 | 0 | 0 | 0 | 0 | 0 | 0 | 0 | 0 | 0 | 0 | 0 | 0 | 0 | 0 | 0 | 0 | 0 | 0 | 0 | 0 | 0 | 0
PG&E GBA | Kasson | 115 | Kasson | 115 | [15 empty] | 0 | 0 | 0 | 0 | 0 | 0 | 0 | 0 | 0 | 0 | 0 | 0 | 0 | 0 | 0 | 0 | 0 | 0 | 0 | 0 | 0 | 0 | 0 | 0 | 0 | 0 | 0 | 0 | 0 | 0
PG&E GBA | Kasson | 60 | Kasson | 60 | [15 empty] | 0 | 0 | 0 | 0 | 0 | 0 | 0 | 0 | 0 | 0 | 0 | 0 | 0 | 0 | 0 | 0 | 0 | 0 | 0 | 0 | 0 | 0 | 0 | 0 | 0 | 0 | 0 | 0 | 0 | 0
PG&E FRESNO | Kearney | 230 | Kearney | 230 | [15 empty] | 0 | 0 | 0 | 0 | 0 | 0 | 0 | 0 | 10 | 0 | 0 | 0 | 0 | 0 | 1 | 0 | 0 | 0 | 0 | 0 | 0 | 0 | 0 | 10 | 300 | 100 | 0 | 20 | 0 | 1
PG&E FRESNO | Kearney | 70 | Kearney | 70 | [15 empty] | 0 | 0 | 0 | 0 | 0 | 0 | 0 | 0 | 0 | 0 | 0 | 0 | 0 | 0 | 0 | 0 | 0 | 0 | 0 | 0 | 0 | 0 | 0 | 0 | 0 | 0 | 0 | 0 | 0 | 0
PG&E GBA | Kelso | 230 | Kelso | 230 | [15 empty] | 0 | 0 | 80.8 | 3.45 | 0 | 0 | 0 | 0 | 0 | 0 | 0 | 90.7 | 0 | 0 | 1 | 0 | 0 | 80.8 | 3.45 | 0 | 0 | 0 | 0 | 0 | 0 | 0 | 90.7 | 0 | 0 | 1
PG&E FRESNO | Kerchoff 1 | 115 | Kerchoff 1 | 115 | [15 empty] | 0 | 2 | 0 | 0 | 0 | 0 | 0 | 0 | 0 | 0 | 0 | 0 | 0 | 0 | 1 | 0 | 2 | 0 | 0 | 0 | 0 | 0 | 0 | 0 | 0 | 0 | 0 | 0 | 0 | 1
PG&E KERN | Kern Oil | 115 | Kern Oil | 115 | [15 empty] | 0 | 0 | 0 | 0 | 0 | 0 | 0 | 0 | 1 | 0 | 0 | 0 | 0 | 0 | 1 | 0 | 0 | 0 | 0 | 0 | 0 | 0 | 0 | 1 | 0 | 0 | 0 | 0 | 0 | 1
PG&E KERN | Kern PP | 115 | Kern PP | 115 | [15 empty] | 0 | 0 | 0 | 0 | 0 | 0 | 0 | 0 | 0 | 0 | 0 | 0 | 0 | 0 | 0 | 0 | 0 | 0 | 0 | 0 | 0 | 0 | 0 | 0 | 0 | 0 | 0 | 0 | 0 | 0
PG&E KERN | Kern PP | 230 | Kern PP | 230 | [15 empty] | 0 | 0 | 0 | 0 | 0 | 0 | 0 | 0 | 0 | 0 | 0 | 0 | 0 | 0 | 0 | 0 | 0 | 0 | 0 | 0 | 0 | 0 | 0 | 0 | 0 | 0 | 0 | 0 | 0 | 0
PG&E KERN | Kern PP | 70 | Kern PP | 70 | [15 empty] | 0 | 0 | 0 | 0 | 0 | 0 | 0 | 0 | 0 | 0 | 0 | 0 | 0 | 0 | 0 | 0 | 0 | 0 | 0 | 0 | 0 | 0 | 0 | 0 | 0 | 0 | 0 | 0 | 0 | 0
PG&E KERN | Kernridge | 115 | Kernridge | 115 | [15 empty] | 0 | 0 | 0 | 0 | 0 | 0 | 0 | 0 | 0 | 0 | 0 | 0 | 0 | 0 | 0 | 0 | 0 | 0 | 0 | 0 | 0 | 0 | 0 | 0 | 0 | 0 | 0 | 0 | 0 | 0
PG&E FRESNO | Kingsburg | 115 | Kingsburg | 115 | [15 empty] | 0 | 0 | 0 | 0 | 0 | 0 | 0 | 0 | 0 | 0 | 0 | 0 | 0 | 0 | 0 | 0 | 0 | 0 | 0 | 0 | 0 | 0 | 0 | 0 | 0 | 0 | 0 | 0 | 0 | 0
PG&E GBA | Kirker | 115 | Kirker | 115 | [15 empty] | 0 | 0 | 0 | 0 | 0 | 0 | 0 | 0 | 2.9 | 0 | 0 | 0 | 0 | 0 | 1 | 0 | 0 | 0 | 0 | 0 | 0 | 0 | 0 | 2.9 | 0 | 0 | 0 | 0 | 0 | 1
PG&E NGBA | Knights Landing | 115 | Knights Landing | 115 | [15 empty] | 0 | 0 | 0 | 0 | 0 | 0 | 0 | 0 | 0 | 0 | 0 | 0 | 0 | 0 | 0 | 0 | 0 | 0 | 0 | 0 | 0 | 0 | 0 | 0 | 0 | 0 | 0 | 0 | 0 | 0
PG&E NGBA | Konocti | 60 | Konocti | 60 | [15 empty] | 0 | 0.2 | 0 | 0 | 0 | 0 | 0 | 0 | 0 | 0 | 0 | 0 | 0 | 0 | 1 | 0 | 0.2 | 0 | 0 | 0 | 0 | 0 | 0 | 0 | 0 | 0 | 0 | 0 | 0 | 1
SCE NOL | Kramer | 115 | Kramer | 115 | [15 empty] | 0 | 0 | 0 | 0 | 0 | 0 | 0 | 0 | 4 | 0 | 8 | 0 | 6 | 0 | 1 | 0 | 0 | 0 | 0 | 0 | 0 | 0 | 0 | 4 | 0 | 8 | 0 | 6 | 0 | 1
SCE NOL | Kramer | 230 | Kramer | 230 | [15 empty] | 0 | 0 | 0 | 0 | 0 | 0 | 0 | 0 | 0 | 89 | 200 | 268.7 | 0 | 0 | 1 | 0 | 0 | 0 | 0 | 0 | 0 | 0 | 0 | 0 | 89 | 200 | 268.7 | 0 | 0 | 1
SCE Metro | La Cienega | 230 | La Cienega | 230 | [15 empty] | 0 | 0 | 0 | 0 | 0 | 0 | 0 | 0 | 0 | 0 | 0 | 0 | 0 | 0 | 0 | 0 | 0 | 0 | 0 | 0 | 0 | 0 | 0 | 0 | 0 | 0 | 0 | 0 | 0 | 0
SCE Metro | La Fresa | 230 | La Fresa | 230 | [15 empty] | 0 | 0 | 0 | 0 | 0 | 0 | 0 | 0 | 0.64 | 0 | 0 | 0 | 0 | 0 | 1 | 0 | 0 | 0 | 0 | 0 | 0 | 0 | 0 | 0.64 | 0 | 0 | 0 | 0 | 0 | 1
SCE Metro | Laguna Bell | 230 | Laguna Bell | 230 | [15 empty] | 0 | 0 | 0 | 0 | 0 | 0 | 0 | 0 | 3.27 | 0 | 0 | 350 | 0 | 0 | 1 | 0 | 0 | 0 | 0 | 0 | 0 | 0 | 0 | 3.27 | 0 | 0 | 350 | 150 | 0 | 1
PG&E KERN | Lakeview | 70 | Lakeview | 70 | [15 empty] | 0 | 0 | 0 | 0 | 0 | 0 | 0 | 0 | 0 | 0 | 70 | 65.5 | 0 | 0 | 1 | 0 | 0 | 0 | 0 | 0 | 0 | 0 | 0 | 0 | 0 | 70 | 65.5 | 0 | 0 | 1
PG&E NGBA | Lakeville | 230 | Lakeville | 230 | [15 empty] | 0 | 0 | 0 | 0 | 0 | 0 | 0 | 0 | 0 | 0 | 0 | 0 | 0 | 0 | 0 | 0 | 0 | 0 | 0 | 0 | 0 | 0 | 0 | 0 | 0 | 0 | 0 | 0 | 0 | 0
PG&E NGBA | Lakeville | 60 | Lakeville | 60 | [15 empty] | 0 | 0 | 0 | 0 | 0 | 0 | 0 | 0 | 4 | 0 | 0 | 0 | 0 | 0 | 1 | 0 | 0 | 0 | 0 | 0 | 0 | 0 | 0 | 4 | 0 | 0 | 0 | 0 | 0 | 1
PG&E NGBA | Lakeville | 115 | Lakeville | 115 | [15 empty] | 0 | 0 | 0 | 0 | 0 | 0 | 0 | 0 | 0 | 0 | 0 | 50 | 0 | 0 | 1 | 0 | 0 | 0 | 0 | 0 | 0 | 0 | 0 | 0 | 0 | 0 | 50 | 0 | 0 | 1
PG&E GBA | Lakewood | 115 | Lakewood | 115 | [15 empty] | 0 | 0 | 0 | 0 | 0 | 0 | 0 | 0 | 0 | 0 | 0 | 0 | 0 | 0 | 0 | 0 | 0 | 0 | 0 | 0 | 0 | 0 | 0 | 0 | 0 | 0 | 0 | 0 | 0 | 0
PG&E NGBA | Lambie | 230 | Lambie | 230 | [15 empty] | 0 | 0 | 0 | 0 | 0 | 0 | 0 | 0 | 0 | 0 | 0 | 0 | 0 | 0 | 0 | 0 | 0 | 0 | 0 | 0 | 0 | 0 | 0 | 0 | 0 | 0 | 0 | 0 | 0 | 0
PG&E GBA | Lammers | 115 | Lammers | 115 | [15 empty] | 0 | 0 | 0 | 0 | 0 | 0 | 0 | 0 | 0 | 0 | 0 | 0 | 0 | 0 | 0 | 0 | 0 | 0 | 0 | 0 | 0 | 0 | 0 | 0 | 0 | 0 | 0 | 0 | 0 | 0
PG&E KERN | Lamont | 115 | Lamont | 115 | [15 empty] | 0 | 5 | 0 | 0 | 0 | 0 | 0 | 0 | 4 | 0 | 80 | 0 | 0 | 0 | 1 | 0 | 5 | 0 | 0 | 0 | 0 | 0 | 0 | 4 | 30 | 170 | 0 | 55 | 0 | 1
PG&E FRESNO | Las Aguilas | 230 | Las Aguilas | 230 | [15 empty] | 0 | 0 | 0 | 0 | 0 | 0 | 0 | 0 | 0 | 0 | 0 | 0 | 0 | 0 | 0 | 0 | 0 | 0 | 0 | 0 | 0 | 0 | 0 | 0 | 0 | 0 | 0 | 0 | 0 | 0
EOP | Lathrop | 138 | Lathrop | 138 | [15 empty] | 0 | 0 | 0 | 0 | 0 | 0 | 0 | 0 | 0 | 0 | 0 | 0 | 0 | 0 | 0 | 0 | 0 | 0 | 0 | 0 | 0 | 0 | 0 | 0 | 0 | 0 | 0 | 0 | 0 | 0
EOP | Lathrop | 230 | Lathrop | 230 | [15 empty] | 0 | 0 | 300 | 0 | 0 | 0 | 0 | 0 | 0 | 0 | 0 | 0 | 0 | 0 | 1 | 0 | 0 | 300 | 0 | 0 | 0 | 0 | 0 | 0 | 250 | 250 | 0 | 100 | 0 | 1
PG&E FRESNO | Le Grand | 115 | Le Grand | 115 | [15 empty] | 0 | 0 | 0 | 0 | 0 | 0 | 0 | 0 | 0 | 30 | 75 | 0 | 0 | 0 | 1 | 0 | 0 | 0 | 0 | 0 | 0 | 0 | 0 | 0 | 80 | 205 | 0 | 30 | 0 | 1
PG&E FRESNO | Lemoore | 70 | Lemoore | 70 | [15 empty] | 0 | 0 | 0 | 0 | 0 | 0 | 0 | 0 | 0 | 0 | 22 | 0 | 5 | 0 | 1 | 0 | 0 | 0 | 0 | 0 | 0 | 0 | 0 | 0 | 0 | 22 | 0 | 5 | 0 | 1
PG&E KERN | Lerdo | 115 | Lerdo | 115 | [15 empty] | 0 | 0 | 0 | 0 | 0 | 0 | 0 | 0 | 0 | 0 | 0 | 0 | 0 | 0 | 0 | 0 | 0 | 0 | 0 | 0 | 0 | 0 | 0 | 0 | 0 | 0 | 0 | 0 | 0 | 0
SCE Metro | Lewis | 230 | Lewis | 230 | [15 empty] | 0 | 0 | 0 | 0 | 0 | 0 | 0 | 0 | 0 | 0 | 0 | 0 | 0 | 0 | 0 | 0 | 0 | 0 | 0 | 0 | 0 | 0 | 0 | 0 | 0 | 0 | 0 | 0 | 0 | 0
SCE Metro | Lighthipe | 230 | Lighthipe | 230 | [15 empty] | 0 | 0 | 0 | 0 | 0 | 0 | 0 | 0 | 3.24 | 0 | 0 | 0 | 0 | 0 | 1 | 0 | 0 | 0 | 0 | 0 | 0 | 0 | 0 | 3.24 | 0 | 0 | 0 | 250 | 0 | 1
SDGE | Lilac | 69 | Lilac | 69 | [15 empty] | 0 | 0 | 0 | 0 | 0 | 0 | 0 | 0 | 0 | 0 | 0 | 0 | 0 | 0 | 0 | 0 | 0 | 0 | 0 | 0 | 0 | 0 | 0 | 0 | 0 | 0 | 0 | 0 | 0 | 0
PG&E NGBA | Lincoln | 115 | Lincoln | 115 | [15 empty] | 0 | 0 | 0 | 0 | 0 | 0 | 0 | 0 | 0 | 0 | 0 | 0 | 0 | 0 | 0 | 0 | 0 | 0 | 0 | 0 | 0 | 0 | 0 | 0 | 0 | 0 | 0 | 0 | 0 | 0
PG&E KERN | Live Oak | 115 | Live Oak | 115 | [15 empty] | 0 | 0 | 0 | 0 | 0 | 0 | 0 | 0 | 0 | 0 | 0 | 0 | 0 | 0 | 0 | 0 | 0 | 0 | 0 | 0 | 0 | 0 | 0 | 0 | 0 | 0 | 0 | 0 | 0 | 0
PG&E GBA | Llagas | 115 | Llagas | 115 | [15 empty] | 0 | 0 | 0 | 0 | 0 | 0 | 0 | 0 | 0 | 0 | 0 | 0 | 0 | 0 | 0 | 0 | 0 | 0 | 0 | 0 | 0 | 0 | 0 | 0 | 0 | 50 | 0 | 27.2 | 0 | 1
PG&E GBA | Lockeford | 115 | Lockeford | 115 | [15 empty] | 0 | 0 | 0 | 0 | 0 | 0 | 0 | 0 | 0 | 0 | 0 | 0 | 0 | 0 | 0 | 0 | 0 | 0 | 0 | 0 | 0 | 0 | 0 | 0 | 0 | 0 | 0 | 0 | 0 | 0
PG&E GBA | Lockeford | 230 | Lockeford | 230 | [15 empty] | 0 | 0 | 0 | 0 | 0 | 0 | 0 | 0 | 0 | 0 | 0 | 0 | 0 | 0 | 0 | 0 | 0 | 0 | 0 | 0 | 0 | 0 | 0 | 0 | 0 | 0 | 0 | 0 | 0 | 0
PG&E GBA | Lockeford | 60 | Lockeford | 60 | [15 empty] | 0 | 0 | 0 | 0 | 0 | 0 | 0 | 0 | 0 | 0 | 0 | 0 | 0 | 0 | 0 | 0 | 0 | 0 | 0 | 0 | 0 | 0 | 0 | 0 | 0 | 0 | 0 | 0 | 0 | 0
PG&E GBA | Lodi | 230 | Lodi | 230 | [15 empty] | 0 | 0 | 0 | 0 | 0 | 0 | 0 | 0 | 0 | 0 | 0 | 0 | 0 | 0 | 0 | 0 | 0 | 0 | 0 | 0 | 0 | 0 | 0 | 0 | 0 | 0 | 0 | 0 | 0 | 0
PG&E NGBA | Logan Creek | 230 | Logan Creek | 230 | [15 empty] | 0 | 0 | 0 | 0 | 0 | 0 | 0 | 0 | 0 | 0 | 0 | 0 | 0 | 0 | 0 | 0 | 0 | 0 | 0 | 0 | 0 | 0 | 0 | 0 | 0 | 0 | 0 | 0 | 0 | 0
PG&E GBA | Lone Tree | 230 | Lone Tree | 230 | [15 empty] | 0 | 0 | 0 | 0 | 0 | 0 | 0 | 0 | 1.8 | 0 | 0 | 0 | 0 | 0 | 1 | 0 | 0 | 0 | 0 | 0 | 0 | 0 | 0 | 1.8 | 0 | 0 | 0 | 0 | 0 | 1
PG&E FRESNO | Los Banos | 230 | Los Banos | 230 | [15 empty] | 0 | 1.988 | 170.5 | 0 | 0 | 0 | 0 | 0 | 5.9 | 70 | 430 | 0.9 | 160 | 0 | 1 | 0 | 1.988 | 170.5 | 0 | 0 | 0 | 0 | 0 | 5.9 | 70 | 430 | 0.9 | 160 | 0 | 1
PG&E FRESNO | Los Banos | 500 | Los Banos | 500 | [15 empty] | 0 | 0 | 0 | 0 | 0 | 0 | 0 | 0 | 0 | 0 | 0 | 0 | 0 | 0 | 0 | 0 | 0 | 0 | 0 | 0 | 0 | 0 | 0 | 0 | 400 | 500 | 0 | 200 | 0 | 1
SDGE | Los Coches | 138 | Los Coches | 138 | [15 empty] | 0 | 0 | 0 | 0 | 0 | 0 | 0 | 0 | 0 | 0 | 0 | 0 | 0 | 0 | 0 | 0 | 0 | 0 | 0 | 0 | 0 | 0 | 0 | 0 | 0 | 0 | 0 | 0 | 0 | 0
SDGE | Los Coches | 69 | Los Coches | 69 | [15 empty] | 0 | 0 | 0 | 0 | 0 | 0 | 0 | 0 | 0 | 0 | 0 | 1.5 | 0 | 0 | 1 | 0 | 0 | 0 | 0 | 0 | 0 | 0 | 0 | 0 | 0 | 0 | 1.5 | 0 | 0 | 1
PG&E GBA | Los Esteros | 115 | Los Esteros | 115 | [15 empty] | 0 | 0 | 0 | 0 | 0 | 0 | 0 | 0 | 0 | 0 | 0 | 3.3 | 0 | 0 | 1 | 0 | 0 | 0 | 0 | 0 | 0 | 0 | 0 | 0 | 0 | 0 | 3.3 | 0 | 0 | 1
PG&E GBA | Los Esteros | 230 | Los Esteros | 230 | [15 empty] | 0 | 0 | 0 | 0 | 0 | 0 | 0 | 0 | 0 | 0 | 0 | 0 | 100 | 0 | 1 | 0 | 0 | 0 | 0 | 0 | 0 | 0 | 0 | 0 | 0 | 0 | 0 | 100 | 0 | 1
PG&E GBA | Los Positas | 230 | Los Positas | 230 | [15 empty] | 0 | 0 | 0 | 0 | 0 | 0 | 0 | 0 | 0 | 0 | 0 | 0 | 0 | 0 | 0 | 0 | 0 | 0 | 0 | 0 | 0 | 0 | 0 | 0 | 0 | 0 | 0 | 0 | 0 | 0
PG&E GBA | Los Positas | 60 | Los Positas | 60 | [15 empty] | 0 | 0 | 0 | 0 | 0 | 0 | 0 | 0 | 0 | 0 | 0 | 0 | 0 | 0 | 0 | 0 | 0 | 0 | 0 | 0 | 0 | 0 | 0 | 0 | 0 | 0 | 0 | 0 | 0 | 0
SDGE | Loveland | 69 | Loveland | 69 | [15 empty] | 0 | 0 | 0 | 0 | 0 | 0 | 0 | 0 | 4 | 0 | 0 | 0 | 0 | 0 | 1 | 0 | 0 | 0 | 0 | 0 | 0 | 0 | 0 | 4 | 0 | 0 | 0 | 0 | 0 | 1
SCE NOL | Lugo | 230 | Lugo | 230 | [15 empty] | 0 | 0 | 0 | 0 | 0 | 0 | 0 | 0 | 0 | 0 | 0 | 0 | 0 | 0 | 0 | 0 | 0 | 0 | 0 | 0 | 0 | 0 | 0 | 0 | 0 | 0 | 0 | 0 | 0 | 0
SCE Metro | Lugo | 500 | Lugo | 500 | [15 empty] | 389 | 0 | 0 | 0 | 1750 | 0 | 0 | 0 | 0 | 0 | 0 | 0 | 0 | 0 | 1 | 389 | 0 | 0 | 0 | 1750 | 0 | 0 | 0 | 0 | 0 | 0 | 0 | 0 | 0 | 1
PG&E FRESNO | Madera | 70 | Madera | 70 | [15 empty] | 0 | 0 | 0 | 0 | 0 | 0 | 0 | 0 | 0 | 0 | 0 | 0 | 0 | 0 | 0 | 0 | 0 | 0 | 0 | 0 | 0 | 0 | 0 | 0 | 0 | 0 | 0 | 0 | 0 | 0
PG&E NGBA | Madison | 115 | Madison | 115 | [15 empty] | 0 | 0 | 0 | 0 | 0 | 0 | 0 | 0 | 0 | 0 | 13 | 10.2 | 0 | 0 | 1 | 0 | 0 | 0 | 0 | 0 | 0 | 0 | 0 | 0 | 0 | 13 | 10.2 | 0 | 0 | 1
PG&E KERN | Magunden | 115 | Magunden | 115 | [15 empty] | 0 | 0 | 0 | 0 | 0 | 0 | 0 | 0 | 0 | 0 | 0 | 0 | 0 | 0 | 0 | 0 | 0 | 0 | 0 | 0 | 0 | 0 | 0 | 0 | 0 | 0 | 0 | 0 | 0 | 0
SCE Northern | Magunden | 230 | Magunden | 230 | [15 empty] | 0 | 0 | 0 | 0 | 0 | 0 | 0 | 0 | 0 | 0 | 0 | 0 | 0 | 0 | 0 | 0 | 0 | 0 | 0 | 0 | 0 | 0 | 0 | 0 | 0 | 0 | 0 | 0 | 0 | 0
PG&E FRESNO | Malaga | 115 | Malaga | 115 | [15 empty] | 0 | 0 | 0 | 0 | 0 | 0 | 0 | 0 | 0 | 0 | 0 | 97 | 0 | 0 | 1 | 0 | 0 | 0 | 0 | 0 | 0 | 0 | 0 | 0 | 0 | 0 | 97 | 0 | 0 | 1
PG&E NGBA | Malin | 500 | Malin | 500 | [15 empty] | 0 | 0 | 0 | 0 | 0 | 0 | 0 | 0 | 0 | 0 | 0 | 0 | 0 | 0 | 0 | 0 | 0 | 0 | 0 | 0 | 0 | 0 | 0 | 0 | 0 | 0 | 0 | 0 | 0 | 0
SCE Northern | Mandalay | 230 | Mandalay | 230 | [15 empty] | 0 | 0 | 0 | 0 | 0 | 0 | 0 | 0 | 0 | 0 | 0 | 0 | 0 | 0 | 0 | 0 | 0 | 0 | 0 | 0 | 0 | 0 | 0 | 0 | 0 | 0 | 0 | 0 | 0 | 0
PG&E FRESNO | Manning | 230 | Manning | 230 | [15 empty] | 0 | 0 | 0 | 0 | 0 | 0 | 0 | 0 | 0 | 0 | 0 | 0 | 0 | 0 | 0 | 0 | 0 | 0 | 0 | 0 | 0 | 0 | 0 | 0 | 100 | 400 | 0 | 100 | 0 | 1
PG&E FRESNO | Manning | 500 | Manning | 500 | [15 empty] | 0 | 0 | 0 | 0 | 0 | 0 | 0 | 0 | 0 | 200 | 500 | 0 | 260 | 0 | 1 | 0 | 0 | 0 | 0 | 0 | 0 | 0 | 0 | 0 | 900 | 1100 | 0 | 545 | 0 | 1
PG&E GBA | Manteca | 115 | Manteca | 115 | [15 empty] | 0 | 0 | 0 | 0 | 0 | 0 | 0 | 0 | 1.5 | 0 | 0 | 0 | 0 | 0 | 1 | 0 | 0 | 0 | 0 | 0 | 0 | 0 | 0 | 1.5 | 0 | 0 | 0 | 0 | 0 | 1
SDGE | Margarita | 138 | Margarita | 138 | [15 empty] | 0 | 0 | 0 | 0 | 0 | 0 | 0 | 0 | 0 | 0 | 0 | 0 | 0 | 0 | 0 | 0 | 0 | 0 | 0 | 0 | 0 | 0 | 0 | 0 | 0 | 0 | 0 | 0 | 0 | 0
PG&E GBA | Martin | 230 | Martin | 230 | [15 empty] | 0 | 0 | 0 | 0 | 0 | 0 | 0 | 0 | 0 | 0 | 0 | 0 | 0 | 0 | 0 | 0 | 0 | 0 | 0 | 0 | 0 | 0 | 0 | 0 | 0 | 0 | 0 | 0 | 0 | 0
PG&E GBA | Martin | 115 | Martin | 115 | [15 empty] | 0 | 0 | 0 | 0 | 0 | 0 | 0 | 0 | 0 | 0 | 0 | 188 | 0 | 0 | 1 | 0 | 0 | 0 | 0 | 0 | 0 | 0 | 0 | 0 | 0 | 0 | 188 | 150 | 0 | 1
PG&E GBA | Martinez | 115 | Martinez | 115 | [15 empty] | 0 | 0 | 0 | 0 | 0 | 0 | 0 | 0 | 0 | 0 | 0 | 0 | 0 | 0 | 0 | 0 | 0 | 0 | 0 | 0 | 0 | 0 | 0 | 0 | 0 | 0 | 0 | 0 | 0 | 0
PG&E FRESNO | Mc Mullin | 230 | Mc Mullin | 230 | [15 empty] | 0 | 0 | 0 | 0 | 0 | 0 | 0 | 0 | 0 | 0 | 0 | 0 | 0 | 0 | 0 | 0 | 0 | 0 | 0 | 0 | 0 | 0 | 0 | 0 | 250 | 250 | 0 | 60 | 0 | 1
PG&E FRESNO | McCall | 115 | McCall | 115 | [15 empty] | 0 | 0 | 0 | 0 | 0 | 0 | 0 | 0 | 1.5 | 0 | 0 | 0 | 0 | 0 | 1 | 0 | 0 | 0 | 0 | 0 | 0 | 0 | 0 | 1.5 | 0 | 0 | 0 | 0 | 0 | 1
PG&E FRESNO | McCall | 230 | McCall | 230 | [15 empty] | 0 | 0 | 0 | 0 | 0 | 0 | 0 | 0 | 0 | 0 | 0 | 0 | 0 | 0 | 0 | 0 | 0 | 0 | 0 | 0 | 0 | 0 | 0 | 0 | 0 | 0 | 0 | 0 | 0 | 0
PG&E GBA | Meadow Lane | 115 | Meadow Lane | 115 | [15 empty] | 0 | 0 | 0 | 0 | 0 | 0 | 0 | 0 | 0 | 0 | 0 | 0 | 0 | 0 | 0 | 0 | 0 | 0 | 0 | 0 | 0 | 0 | 0 | 0 | 0 | 0 | 0 | 0 | 0 | 0
PG&E GBA | Melones | 115 | Melones | 115 | [15 empty] | 0 | 0 | 0 | 0 | 0 | 0 | 0 | 0 | 0 | 0 | 0 | 0 | 0 | 0 | 0 | 0 | 0 | 0 | 0 | 0 | 0 | 0 | 0 | 0 | 0 | 0 | 0 | 0 | 0 | 0
PG&E GBA | Melones | 230 | Melones | 230 | [15 empty] | 0 | 0 | 0 | 0 | 0 | 0 | 0 | 0 | 0 | 0 | 0 | 0 | 0 | 0 | 0 | 0 | 0 | 0 | 0 | 0 | 0 | 0 | 0 | 0 | 0 | 0 | 0 | 0 | 0 | 0
SDGE | Melrose | 69 | Melrose | 69 | [15 empty] | 0 | 0 | 0 | 0 | 0 | 0 | 0 | 0 | 0 | 0 | 0 | 20 | 0 | 0 | 1 | 0 | 0 | 0 | 0 | 0 | 0 | 0 | 0 | 0 | 0 | 0 | 20 | 0 | 0 | 1
PG&E NGBA | Mendocino | 115 | Mendocino | 115 | [15 empty] | 0 | 0 | 0 | 0 | 0 | 0 | 0 | 0 | 5 | 0 | 0 | 0 | 0 | 0 | 1 | 0 | 0 | 0 | 0 | 0 | 0 | 0 | 0 | 5 | 0 | 0 | 0 | 0 | 0 | 1
PG&E NGBA | Mendocino | 60 | Mendocino | 60 | [15 empty] | 0 | 3 | 0 | 0 | 0 | 0 | 0 | 0 | 0 | 0 | 0 | 0 | 0 | 5 | 1 | 0 | 3 | 0 | 0 | 0 | 0 | 0 | 0 | 0 | 0 | 0 | 0 | 0 | 5 | 1
PG&E FRESNO | Mendota | 115 | Mendota | 115 | [15 empty] | 0 | 0 | 0 | 0 | 0 | 0 | 0 | 0 | 0 | 0 | 0 | 0 | 0 | 0 | 0 | 0 | 0 | 0 | 0 | 0 | 0 | 0 | 0 | 0 | 0 | 0 | 0 | 0 | 0 | 0
PG&E GBA | Menlo | 60 | Menlo | 60 | [15 empty] | 0 | 0 | 0 | 0 | 0 | 0 | 0 | 0 | 0 | 0 | 0 | 0 | 0 | 0 | 0 | 0 | 0 | 0 | 0 | 0 | 0 | 0 | 0 | 0 | 0 | 0 | 0 | 0 | 0 | 0
PG&E FRESNO | Merced | 115 | Merced | 115 | [15 empty] | 0 | 0 | 0 | 0 | 0 | 0 | 0 | 0 | 4 | 0 | 0 | 0 | 0 | 0 | 1 | 0 | 0 | 0 | 0 | 0 | 0 | 0 | 0 | 4 | 0 | 0 | 0 | 0 | 0 | 1
EOP | Mercury | 138 | Mercury | 138 | [15 empty] | 0 | 0 | 0 | 0 | 0 | 0 | 0 | 0 | 0 | 0 | 0 | 0 | 0 | 0 | 0 | 0 | 0 | 0 | 0 | 0 | 0 | 0 | 0 | 0 | 0 | 0 | 0 | 0 | 0 | 0
PG&E FRESNO | Mercy Springs | 70 | Mercy Springs | 70 | [15 empty] | 0 | 2 | 0 | 0 | 0 | 0 | 0 | 0 | 0 | 0 | 75 | 78 | 0 | 0 | 1 | 0 | 2 | 0 | 0 | 0 | 0 | 0 | 0 | 0 | 0 | 75 | 78 | 0 | 0 | 1
PG&E NGBA | Meridian | 60 | Meridian | 60 | [15 empty] | 0 | 0 | 0 | 0 | 0 | 0 | 0 | 0 | 0 | 0 | 0 | 0 | 0 | 0 | 0 | 0 | 0 | 0 | 0 | 0 | 0 | 0 | 0 | 0 | 0 | 0 | 0 | 0 | 0 | 0
PG&E KERN | Mesa (PGE) | 115 | Mesa (PGE) | 115 | [15 empty] | 0 | 0 | 0 | 0 | 0 | 0 | 0 | 0 | 0 | 0 | 0 | 0 | 0 | 0 | 0 | 0 | 0 | 0 | 0 | 0 | 0 | 0 | 0 | 0 | 0 | 0 | 0 | 0 | 0 | 0
PG&E KERN | Mesa (PGE) | 230 | Mesa (PGE) | 230 | [15 empty] | 0 | 0 | 0 | 0 | 0 | 0 | 0 | 0 | 0 | 0 | 0 | 0 | 0 | 0 | 0 | 0 | 0 | 0 | 0 | 0 | 0 | 0 | 0 | 0 | 0 | 0 | 0 | 0 | 0 | 0
SCE Metro | Mesa (SCE) | 230 | Mesa (SCE) | 230 | [15 empty] | 0 | 0 | 0 | 0 | 0 | 0 | 0 | 0 | 2.62 | 0 | 0 | 6.5 | 0 | 0 | 1 | 0 | 0 | 0 | 0 | 0 | 0 | 0 | 0 | 2.62 | 0 | 0 | 6.5 | 0 | 0 | 1
SCE Metro | Mesa (SCE) | 500 | Mesa (SCE) | 500 | [15 empty] | 0 | 0 | 0 | 0 | 0 | 0 | 0 | 0 | 0 | 0 | 0 | 0 | 0 | 0 | 0 | 0 | 0 | 0 | 0 | 0 | 0 | 0 | 0 | 0 | 0 | 0 | 0 | 0 | 0 | 0
SDGE | Mesa Heights | 69 | Mesa Heights | 69 | [15 empty] | 0 | 0 | 0 | 0 | 0 | 0 | 0 | 0 | 0 | 0 | 0 | 10.5 | 0 | 0 | 1 | 0 | 0 | 0 | 0 | 0 | 0 | 0 | 0 | 0 | 0 | 0 | 10.5 | 0 | 0 | 1
PG&E GBA | Metcalf | 115 | Metcalf | 115 | [15 empty] | 0 | 0 | 0 | 0 | 0 | 0 | 0 | 0 | 0 | 0 | 0 | 0 | 0 | 0 | 0 | 0 | 0 | 0 | 0 | 0 | 0 | 0 | 0 | 0 | 0 | 0 | 0 | 0 | 0 | 0
PG&E GBA | Metcalf | 230 | Metcalf | 230 | [15 empty] | 0 | 0 | 0 | 0 | 0 | 0 | 0 | 0 | 0 | 0 | 0 | 0 | 101.075 | 0 | 1 | 0 | 0 | 0 | 0 | 0 | 0 | 0 | 0 | 0 | 0 | 0 | 0 | 251.075 | 0 | 1
PG&E GBA | Metcalf | 500 | Metcalf | 500 | [15 empty] | 0 | 0 | 0 | 0 | 0 | 0 | 0 | 0 | 0 | 0 | 0 | 0 | 0 | 0 | 0 | 0 | 0 | 0 | 0 | 0 | 0 | 0 | 0 | 0 | 0 | 0 | 0 | 0 | 0 | 0
PG&E KERN | Midway | 115 | Midway | 115 | [15 empty] | 0 | 0 | 0 | 0 | 0 | 0 | 0 | 0 | 0 | 205 | 180 | 0 | 60 | 0 | 1 | 0 | 0 | 0 | 0 | 0 | 0 | 0 | 0 | 0 | 205 | 180 | 0 | 60 | 0 | 1
PG&E KERN | Midway | 230 | Midway | 230 | [15 empty] | 0 | 0 | 0 | 0 | 0 | 0 | 0 | 0 | 0 | 0 | 0 | 0 | 0 | 0 | 0 | 0 | 0 | 0 | 0 | 0 | 0 | 0 | 0 | 0 | 0 | 0 | 0 | 0 | 0 | 0
PG&E KERN | Midway | 500 | Midway | 500 | [15 empty] | 0 | 0 | 0 | 0 | 0 | 0 | 0 | 0 | 0 | 200 | 450 | 0 | 175 | 0 | 1 | 0 | 0 | 0 | 0 | 0 | 0 | 0 | 0 | 0 | 450 | 1000 | 0 | 425 | 0 | 1
SDGE | Miguel | 230 | Miguel | 230 | [15 empty] | 0 | 0 | 0 | 0 | 0 | 0 | 0 | 0 | 0 | 0 | 0 | 0 | 0 | 0 | 0 | 0 | 0 | 0 | 0 | 0 | 0 | 0 | 0 | 0 | 0 | 0 | 0 | 0 | 0 | 0
SDGE | Miguel | 500 | Miguel | 500 | [15 empty] | 0 | 0 | 0 | 0 | 0 | 0 | 0 | 0 | 0 | 0 | 0 | 0 | 0 | 0 | 0 | 0 | 0 | 0 | 0 | 0 | 0 | 0 | 0 | 0 | 0 | 0 | 0 | 0 | 0 | 0
SDGE | Miguel | 69 | Miguel | 69 | [15 empty] | 0 | 0 | 0 | 0 | 0 | 0 | 0 | 0 | 0 | 0 | 0 | 9.75 | 0 | 0 | 1 | 0 | 0 | 0 | 0 | 0 | 0 | 0 | 0 | 0 | 0 | 0 | 9.75 | 0 | 0 | 1
PG&E GBA | Millbrae | 115 | Millbrae | 115 | [15 empty] | 0 | 0 | 0 | 0 | 0 | 0 | 0 | 0 | 3.5 | 0 | 0 | 0 | 0 | 0 | 1 | 0 | 0 | 0 | 0 | 0 | 0 | 0 | 0 | 3.5 | 0 | 0 | 0 | 0 | 0 | 1
PG&E GBA | Miller | 115 | Miller | 115 | [15 empty] | 0 | 0 | 0 | 0 | 0 | 0 | 0 | 0 | 0 | 0 | 0 | 0 | 0 | 0 | 0 | 0 | 0 | 0 | 0 | 0 | 0 | 0 | 0 | 0 | 0 | 0 | 0 | 0 | 0 | 0
SCE Metro | Mira Loma | 230 | Mira Loma | 230 | [15 empty] | 0 | 0 | 0 | 0 | 0 | 0 | 0 | 0 | 0 | 0 | 0 | 42 | 0 | 0 | 1 | 0 | 0 | 0 | 0 | 0 | 0 | 0 | 0 | 0 | 0 | 0 | 42 | 100 | 0 | 1
SCE Metro | Mira Loma | 500 | Mira Loma | 500 | [15 empty] | 0 | 0 | 0 | 0 | 0 | 0 | 0 | 0 | 0 | 0 | 0 | 0 | 0 | 0 | 0 | 0 | 0 | 0 | 0 | 0 | 0 | 0 | 0 | 0 | 0 | 0 | 0 | 0 | 0 | 0
SCE Eastern | Mirage | 115 | Mirage | 115 | [15 empty] | 0 | 0 | 0 | 0 | 0 | 0 | 0 | 0 | 0 | 0 | 0 | 0 | 0 | 0 | 0 | 0 | 0 | 0 | 0 | 0 | 0 | 0 | 0 | 0 | 0 | 0 | 0 | 0 | 0 | 0
SCE Eastern | Mirage | 230 | Mirage | 230 | [15 empty] | 500 | 0 | 0 | 0 | 0 | 0 | 0 | 0 | 0 | 0 | 0 | 50 | 0 | 0 | 1 | 500 | 0 | 0 | 0 | 0 | 0 | 0 | 0 | 0 | 0 | 0 | 50 | 0 | 0 | 1
SDGE | Mission | 138 | Mission | 138 | [15 empty] | 0 | 0 | 0 | 0 | 0 | 0 | 0 | 0 | 0 | 0 | 0 | 0 | 0 | 0 | 0 | 0 | 0 | 0 | 0 | 0 | 0 | 0 | 0 | 0 | 0 | 0 | 0 | 0 | 0 | 0
SDGE | Mission | 230 | Mission | 230 | [15 empty] | 0 | 0 | 0 | 0 | 0 | 0 | 0 | 0 | 0 | 0 | 0 | 0 | 0 | 0 | 0 | 0 | 0 | 0 | 0 | 0 | 0 | 0 | 0 | 0 | 0 | 0 | 0 | 0 | 0 | 0
SDGE | Mission | 69 | Mission | 69 | [15 empty] | 0 | 0 | 0 | 0 | 0 | 0 | 0 | 0 | 0 | 0 | 0 | 0 | 0 | 0 | 0 | 0 | 0 | 0 | 0 | 0 | 0 | 0 | 0 | 0 | 0 | 0 | 0 | 0 | 0 | 0
PG&E GBA | Mi-Wuk | 115 | Mi-Wuk | 115 | [15 empty] | 0 | 0 | 0 | 0 | 0 | 0 | 0 | 0 | 0 | 0 | 0 | 0 | 0 | 0 | 0 | 0 | 0 | 0 | 0 | 0 | 0 | 0 | 0 | 0 | 0 | 0 | 0 | 0 | 0 | 0
EOP | Mohave | 500 | Mohave | 500 | [15 empty] | 0 | 0 | 492 | 126.5 | 0 | 0 | 0 | 0 | 0 | 0 | 587 | 0 | 150 | 0 | 1 | 0 | 0 | 492 | 126.5 | 0 | 0 | 0 | 0 | 0 | 100 | 887 | 0 | 275 | 0 | 1
PG&E NGBA | Monroe | 115 | Monroe | 115 | [15 empty] | 0 | 0 | 0 | 0 | 0 | 0 | 0 | 0 | 0 | 0 | 0 | 0 | 0 | 0 | 0 | 0 | 0 | 0 | 0 | 0 | 0 | 0 | 0 | 0 | 0 | 0 | 0 | 0 | 0 | 0
SDGE | Monserate | 69 | Monserate | 69 | [15 empty] | 0 | 0 | 0 | 0 | 0 | 0 | 0 | 0 | 0 | 0 | 0 | 0 | 0 | 0 | 0 | 0 | 0 | 0 | 0 | 0 | 0 | 0 | 0 | 0 | 0 | 0 | 0 | 0 | 0 | 0
PG&E GBA | Monta Vista | 115 | Monta Vista | 115 | [15 empty] | 0 | 0 | 0 | 0 | 0 | 0 | 0 | 0 | 0 | 0 | 0 | 0 | 0 | 0 | 0 | 0 | 0 | 0 | 0 | 0 | 0 | 0 | 0 | 0 | 0 | 0 | 0 | 0 | 0 | 0
PG&E GBA | Monta Vista | 230 | Monta Vista | 230 | [15 empty] | 0 | 0 | 0 | 0 | 0 | 0 | 0 | 0 | 0 | 0 | 0 | 0 | 0 | 0 | 0 | 0 | 0 | 0 | 0 | 0 | 0 | 0 | 0 | 0 | 0 | 0 | 0 | 0 | 0 | 0
PG&E GBA | Monta Vista | 60 | Monta Vista | 60 | [15 empty] | 0 | 0 | 0 | 0 | 0 | 0 | 0 | 0 | 0 | 0 | 0 | 0 | 0 | 0 | 0 | 0 | 0 | 0 | 0 | 0 | 0 | 0 | 0 | 0 | 0 | 0 | 0 | 0 | 0 | 0
PG&E NGBA | Monticello | 115 | Monticello | 115 | [15 empty] | 0 | 0 | 0 | 0 | 0 | 0 | 0 | 0 | 0 | 0 | 0 | 0 | 0 | 0 | 0 | 0 | 0 | 0 | 0 | 0 | 0 | 0 | 0 | 0 | 0 | 0 | 0 | 0 | 0 | 0
SCE Northern | Moorpark | 230 | Moorpark | 230 | [15 empty] | 0 | 0 | 0 | 0 | 0 | 0 | 0 | 0 | 0 | 0 | 0 | 350 | 0 | 0 | 1 | 0 | 0 | 0 | 0 | 0 | 0 | 0 | 0 | 0 | 0 | 0 | 350 | 150 | 0 | 1
SCE Northern | Moorpark | 66 | Moorpark | 66 | [15 empty] | 0 | 0 | 0 | 0 | 0 | 0 | 0 | 0 | 0 | 0 | 0 | 0 | 0 | 0 | 0 | 0 | 0 | 0 | 0 | 0 | 0 | 0 | 0 | 0 | 0 | 0 | 0 | 0 | 0 | 0
PG&E GBA | Moraga | 115 | Moraga | 115 | [15 empty] | 0 | 0 | 0 | 0 | 0 | 0 | 0 | 0 | 0 | 0 | 0 | 0 | 0 | 0 | 0 | 0 | 0 | 0 | 0 | 0 | 0 | 0 | 0 | 0 | 0 | 0 | 0 | 0 | 0 | 0
PG&E GBA | Moraga | 230 | Moraga | 230 | [15 empty] | 0 | 0 | 0 | 0 | 0 | 0 | 0 | 0 | 0 | 0 | 0 | 0 | 0 | 0 | 0 | 0 | 0 | 0 | 0 | 0 | 0 | 0 | 0 | 0 | 0 | 0 | 0 | 0 | 0 | 0
PG&E GBA | Morgan Hill | 115 | Morgan Hill | 115 | [15 empty] | 0 | 0 | 0 | 0 | 0 | 0 | 0 | 0 | 0 | 0 | 0 | 0 | 0 | 0 | 0 | 0 | 0 | 0 | 0 | 0 | 0 | 0 | 0 | 0 | 0 | 0 | 0 | 0 | 0 | 0
PG&E KERN | Morro Bay | 115 | Morro Bay | 115 | [15 empty] | 0 | 0 | 0 | 0 | 0 | 0 | 0 | 0 | 0 | 0 | 0 | 0 | 0 | 0 | 0 | 0 | 0 | 0 | 0 | 0 | 0 | 0 | 0 | 0 | 0 | 0 | 0 | 0 | 0 | 0
PG&E KERN | Morro Bay | 230 | Morro Bay | 230 | [15 empty] | 0 | 0 | 0 | 0 | 0 | 0 | 0 | 0 | 0 | 0 | 0 | 0 | 0 | 0 | 0 | 0 | 0 | 0 | 0 | 0 | 0 | 0 | 0 | 0 | 0 | 0 | 0 | 0 | 0 | 0
PG&E KERN | Morro Bay | 500 | Morro Bay | 500 | [15 empty] | 0 | 0 | 0 | 0 | 0 | 0 | 0 | 0 | 0 | 0 | 0 | 0 | 0 | 0 | 0 | 0 | 0 | 0 | 0 | 0 | 0 | 0 | 0 | 0 | 0 | 0 | 0 | 0 | 0 | 0
PG&E GBA | Moss Landing | 115 | Moss Landing | 115 | [15 empty] | 0 | 0 | 0 | 0 | 0 | 0 | 0 | 0 | 0 | 0 | 0 | 0 | 0 | 0 | 0 | 0 | 0 | 0 | 0 | 0 | 0 | 0 | 0 | 0 | 0 | 0 | 0 | 0 | 0 | 0
PG&E GBA | Moss Landing | 230 | Moss Landing | 230 | [15 empty] | 0 | 0 | 0 | 0 | 0 | 0 | 0 | 0 | 0 | 0 | 0 | 0 | 0 | 0 | 0 | 0 | 0 | 0 | 0 | 0 | 0 | 0 | 0 | 0 | 0 | 0 | 0 | 0 | 0 | 0
PG&E GBA | Moss Landing | 500 | Moss Landing | 500 | [15 empty] | 0 | 0 | 0 | 0 | 0 | 0 | 0 | 0 | 0 | 0 | 0 | 0 | 0 | 0 | 0 | 0 | 0 | 0 | 0 | 0 | 0 | 0 | 0 | 0 | 0 | 0 | 0 | 400 | 0 | 1
EOP | Mountain Pass | 115 | Mountain Pass | 115 | [15 empty] | 0 | 0 | 0 | 0 | 0 | 0 | 0 | 0 | 0 | 0 | 0 | 0 | 0 | 0 | 0 | 0 | 0 | 0 | 0 | 0 | 0 | 0 | 0 | 0 | 0 | 0 | 0 | 0 | 0 | 0
PG&E GBA | Mountain View | 115 | Mountain View | 115 | [15 empty] | 0 | 0 | 0 | 0 | 0 | 0 | 0 | 0 | 0 | 0 | 0 | 0 | 0 | 0 | 0 | 0 | 0 | 0 | 0 | 0 | 0 | 0 | 0 | 0 | 0 | 0 | 0 | 0 | 0 | 0
PG&E GBA | Mt Eden | 115 | Mt Eden | 115 | [15 empty] | 0 | 0 | 0 | 0 | 0 | 0 | 0 | 0 | 0 | 0 | 0 | 0 | 0 | 0 | 0 | 0 | 0 | 0 | 0 | 0 | 0 | 0 | 0 | 0 | 0 | 0 | 0 | 0 | 0 | 0
PG&E KERN | Mt Poso | 115 | Mt Poso | 115 | [15 empty] | 0 | 0 | 0 | 0 | 0 | 0 | 0 | 0 | 0 | 0 | 0 | 0 | 0 | 0 | 0 | 0 | 0 | 0 | 0 | 0 | 0 | 0 | 0 | 0 | 0 | 0 | 0 | 0 | 0 | 0
SDGE | Murray | 69 | Murray | 69 | [15 empty] | 0 | 0 | 0 | 0 | 0 | 0 | 0 | 0 | 0 | 0 | 0 | 9 | 0 | 0 | 1 | 0 | 0 | 0 | 0 | 0 | 0 | 0 | 0 | 0 | 0 | 0 | 9 | 0 | 0 | 1
PG&E FRESNO | Mustang | 230 | Mustang | 230 | [15 empty] | 0 | 0 | 0 | 0 | 0 | 0 | 0 | 0 | 0 | 131.5 | 175 | 0 | 60 | 0 | 1 | 0 | 0 | 0 | 0 | 0 | 0 | 0 | 0 | 0 | 231.5 | 425 | 0 | 150 | 0 | 1
SCE Northern | Neenach | 66 | Neenach | 66 | [15 empty] | 0 | 0 | 0 | 0 | 0 | 0 | 0 | 0 | 0 | 0 | 0 | 0 | 0 | 0 | 0 | 0 | 0 | 0 | 0 | 0 | 0 | 0 | 0 | 0 | 0 | 0 | 0 | 0 | 0 | 0
PG&E KERN | New Sub - Gates - Midway (Proposed) | 230 | New Sub - Gates - Midway (Proposed) | 230 | [15 empty] | 0 | 0 | 0 | 0 | 0 | 0 | 0 | 0 | 0 | 0 | 440 | 238.5 | 0 | 0 | 1 | 0 | 0 | 0 | 0 | 0 | 0 | 0 | 0 | 0 | 300 | 840 | 238.5 | 200 | 0 | 1
PG&E KERN | New Sub - Gates - Templeton (Proposed) | 230 | New Sub - Gates - Templeton (Proposed) | 230 | [15 empty] | 0 | 0 | 0 | 0 | 0 | 0 | 0 | 0 | 0 | 0 | 0 | 0 | 0 | 0 | 0 | 0 | 0 | 0 | 0 | 0 | 0 | 0 | 0 | 0 | 50 | 250 | 0 | 85 | 0 | 1
SCE NOL | New Sub - Kramer - Lugo (Proposed) | 230 | New Sub - Kramer - Lugo (Proposed) | 230 | [15 empty] | 0 | 0 | 0 | 0 | 0 | 0 | 0 | 0 | 0 | 0 | 0 | 0 | 0 | 0 | 0 | 0 | 0 | 0 | 0 | 0 | 0 | 0 | 0 | 0 | 0 | 0 | 0 | 0 | 0 | 0
PG&E FRESNO | New Sub - Los Banos - Midway (Proposed) | 500 | New Sub - Los Banos - Midway (Proposed) | 500 | [15 empty] | 0 | 0 | 0 | 0 | 0 | 0 | 0 | 0 | 0 | 0 | 0 | 0 | 0 | 0 | 0 | 0 | 0 | 0 | 0 | 0 | 0 | 0 | 0 | 0 | 700 | 700 | 0 | 300 | 0 | 1
SCE NOL | New Sub - Lugo - Pisgah (Proposed) | 230 | New Sub - Lugo - Pisgah (Proposed) | 230 | [15 empty] | 0 | 0 | 150 | 0 | 0 | 0 | 0 | 0 | 0 | 0 | 0 | 0 | 0 | 0 | 1 | 0 | 0 | 150 | 0 | 0 | 0 | 0 | 0 | 0 | 0 | 0 | 0 | 0 | 0 | 1
PG&E KERN | New Sub - Midway - Wheeler Ridge (Proposed) | 230 | New Sub - Midway - Wheeler Ridge (Proposed) | 230 | [15 empty] | 0 | 0 | 0 | 0 | 0 | 0 | 0 | 0 | 0 | 0 | 150 | 92 | 0 | 0 | 1 | 0 | 0 | 0 | 0 | 0 | 0 | 0 | 0 | 0 | 150 | 300 | 92 | 0 | 0 | 1
PG&E NGBA | New Sub - Near existing Leavitt (PSREC) | 345 | New Sub - Near existing Leavitt (PSREC) | 345 | [15 empty] | 0 | 0 | 300 | 0 | 0 | 0 | 0 | 0 | 0 | 0 | 0 | 0 | 0 | 0 | 1 | 0 | 0 | 300 | 0 | 0 | 0 | 0 | 0 | 0 | 0 | 0 | 0 | 0 | 0 | 1
PG&E NGBA | New Sub - Near existing Madeline (NVE) | 345 | New Sub - Near existing Madeline (NVE) | 345 | [15 empty] | 0 | 0 | 700 | 0 | 0 | 0 | 0 | 0 | 0 | 0 | 0 | 0 | 0 | 0 | 1 | 0 | 0 | 700 | 0 | 0 | 0 | 0 | 0 | 0 | 0 | 0 | 0 | 0 | 0 | 1
SDGE | New Sub - North Gila - IV (Proposed) | 500 | New Sub - North Gila - IV (Proposed) | 500 | [15 empty] | 0 | 0 | 0 | 0 | 0 | 0 | 0 | 0 | 0 | 0 | 0 | 0 | 0 | 0 | 0 | 0 | 0 | 0 | 0 | 0 | 0 | 0 | 0 | 0 | 150 | 400 | 0 | 165 | 0 | 1
PG&E NGBA | New Sub - Pit 1 - Cottonwood (Proposed) | 230 | New Sub - Pit 1 - Cottonwood (Proposed) | 230 | [15 empty] | 0 | 0 | 200 | 6 | 0 | 0 | 0 | 0 | 0 | 0 | 0 | 0 | 0 | 0 | 1 | 0 | 0 | 200 | 6 | 0 | 0 | 0 | 0 | 0 | 0 | 0 | 0 | 0 | 0 | 1
PG&E GBA | New Sub - Rancho Seco - Bellota (Proposed) | 230 | New Sub - Rancho Seco - Bellota (Proposed) | 230 | [15 empty] | 0 | 0 | 0 | 0 | 0 | 0 | 0 | 0 | 0 | 0 | 0 | 0 | 0 | 0 | 0 | 0 | 0 | 0 | 0 | 0 | 0 | 0 | 0 | 0 | 52 | 200 | 0 | 40 | 0 | 1
SDGE | New Sub - Suncrest - Ocotillo (Proposed) | 500 | New Sub - Suncrest - Ocotillo (Proposed) | 500 | [15 empty] | 0 | 0 | 300 | 100 | 0 | 0 | 0 | 0 | 0 | 0 | 0 | 0 | 0 | 0 | 1 | 0 | 0 | 300 | 100 | 0 | 0 | 0 | 0 | 0 | 0 | 0 | 0 | 0 | 0 | 1
PG&E FRESNO | New Sub - Westley - Quinto (Proposed) | 230 | New Sub - Westley - Quinto (Proposed) | 230 | [15 empty] | 0 | 0 | 0 | 0 | 0 | 0 | 0 | 0 | 0 | 0 | 0 | 0 | 0 | 0 | 0 | 0 | 0 | 0 | 0 | 0 | 0 | 0 | 0 | 0 | 0 | 0 | 0 | 0 | 0 | 0
PG&E GBA | Newark | 115 | Newark | 115 | [15 empty] | 0 | 0 | 0 | 0 | 0 | 0 | 0 | 0 | 0 | 0 | 0 | 0 | 0 | 0 | 0 | 0 | 0 | 0 | 0 | 0 | 0 | 0 | 0 | 0 | 0 | 0 | 0 | 0 | 0 | 0
PG&E GBA | Newark | 230 | Newark | 230 | [15 empty] | 0 | 0 | 0 | 0 | 0 | 0 | 0 | 0 | 0 | 0 | 0 | 0 | 0 | 0 | 0 | 0 | 0 | 0 | 0 | 0 | 0 | 0 | 0 | 0 | 0 | 0 | 0 | 0 | 0 | 0
PG&E GBA | Newark | 60 | Newark | 60 | [15 empty] | 0 | 0 | 0 | 0 | 0 | 0 | 0 | 0 | 2.5 | 0 | 0 | 0 | 0 | 0 | 1 | 0 | 0 | 0 | 0 | 0 | 0 | 0 | 0 | 2.5 | 0 | 0 | 0 | 0 | 0 | 1
PG&E FRESNO | Newhall | 115 | Newhall | 115 | [15 empty] | 0 | 0 | 0 | 0 | 0 | 0 | 0 | 0 | 0 | 0 | 0 | 0 | 0 | 0 | 0 | 0 | 0 | 0 | 0 | 0 | 0 | 0 | 0 | 0 | 0 | 0 | 0 | 0 | 0 | 0
PG&E KERN | Norco | 115 | Norco | 115 | [15 empty] | 0 | 0.8 | 0 | 0 | 0 | 0 | 0 | 0 | 0 | 0 | 0 | 0 | 0 | 0 | 1 | 0 | 0.8 | 0 | 0 | 0 | 0 | 0 | 0 | 0 | 0 | 0 | 0 | 0 | 0 | 1
PG&E GBA | Nortech | 115 | Nortech | 115 | [15 empty] | 0 | 0 | 0 | 0 | 0 | 0 | 0 | 0 | 0 | 0 | 0 | 0 | 0 | 0 | 0 | 0 | 0 | 0 | 0 | 0 | 0 | 0 | 0 | 0 | 0 | 0 | 0 | 0 | 0 | 0
SDGE | North City Metering | 138 | North City Metering | 138 | [15 empty] | 0 | 0 | 0 | 0 | 0 | 0 | 0 | 0 | 0 | 0 | 0 | 0 | 0 | 0 | 0 | 0 | 0 | 0 | 0 | 0 | 0 | 0 | 0 | 0 | 0 | 0 | 0 | 0 | 0 | 0
PG&E GBA | North Dublin | 230 | North Dublin | 230 | [15 empty] | 0 | 0 | 0 | 0 | 0 | 0 | 0 | 0 | 0 | 0 | 0 | 0 | 0 | 0 | 0 | 0 | 0 | 0 | 0 | 0 | 0 | 0 | 0 | 0 | 0 | 0 | 0 | 0 | 0 | 0
SDGE | North Gila | 500 | North Gila | 500 | [15 empty] | 0 | 0 | 0 | 0 | 0 | 0 | 0 | 0 | 0 | 0 | 0 | 0 | 0 | 0 | 0 | 0 | 0 | 0 | 0 | 0 | 0 | 0 | 0 | 0 | 0 | 0 | 0 | 0 | 0 | 0
SCE Metro | North of SONGS | 230 | North of SONGS | 230 | [15 empty] | 0 | 0 | 0 | 0 | 0 | 0 | 0 | 0 | 0 | 0 | 0 | 0 | 0 | 0 | 0 | 0 | 0 | 0 | 0 | 0 | 0 | 0 | 0 | 0 | 0 | 0 | 0 | 0 | 0 | 0
SCE Metro | North of SONGS | 500 | North of SONGS | 500 | [15 empty] | 0 | 0 | 0 | 0 | 0 | 0 | 0 | 0 | 0 | 0 | 0 | 0 | 0 | 0 | 0 | 0 | 0 | 0 | 0 | 0 | 0 | 0 | 0 | 0 | 0 | 0 | 0 | 0 | 0 | 0
PG&E NGBA | Notre Dame | 115 | Notre Dame | 115 | [15 empty] | 0 | 0 | 0 | 0 | 0 | 0 | 0 | 0 | 0 | 0 | 0 | 0 | 0 | 0 | 0 | 0 | 0 | 0 | 0 | 0 | 0 | 0 | 0 | 0 | 0 | 0 | 0 | 0 | 0 | 0
PG&E GBA | Oakland C | 115 | Oakland C | 115 | [15 empty] | 0 | 0 | 0 | 0 | 0 | 0 | 0 | 0 | 0 | 0 | 0 | 0 | 0 | 0 | 0 | 0 | 0 | 0 | 0 | 0 | 0 | 0 | 0 | 0 | 0 | 0 | 0 | 0 | 0 | 0
PG&E GBA | Oakland J | 115 | Oakland J | 115 | [15 empty] | 0 | 0 | 0 | 0 | 0 | 0 | 0 | 0 | 0 | 0 | 0 | 0 | 0 | 0 | 0 | 0 | 0 | 0 | 0 | 0 | 0 | 0 | 0 | 0 | 0 | 0 | 0 | 0 | 0 | 0
PG&E GBA | Oakland L | 115 | Oakland L | 115 | [15 empty] | 0 | 0 | 0 | 0 | 0 | 0 | 0 | 0 | 0 | 0 | 0 | 0 | 0 | 0 | 0 | 0 | 0 | 0 | 0 | 0 | 0 | 0 | 0 | 0 | 0 | 0 | 0 | 0 | 0 | 0
PG&E GBA | Oakland X | 115 | Oakland X | 115 | [15 empty] | 0 | 0 | 0 | 0 | 0 | 0 | 0 | 0 | 0 | 0 | 0 | 0 | 0 | 0 | 0 | 0 | 0 | 0 | 0 | 0 | 0 | 0 | 0 | 0 | 0 | 0 | 0 | 0 | 0 | 0
SDGE | Ocean Ranch | 69 | Ocean Ranch | 69 | [15 empty] | 0 | 0 | 0 | 0 | 0 | 0 | 0 | 0 | 0 | 0 | 0 | 0 | 0 | 0 | 0 | 0 | 0 | 0 | 0 | 0 | 0 | 0 | 0 | 0 | 0 | 0 | 0 | 0 | 0 | 0
PG&E KERN | Oceano | 115 | Oceano | 115 | [15 empty] | 0 | 0 | 0 | 0 | 0 | 0 | 0 | 0 | 0 | 0 | 0 | 0 | 0 | 0 | 0 | 0 | 0 | 0 | 0 | 0 | 0 | 0 | 0 | 0 | 0 | 0 | 0 | 0 | 0 | 0
SDGE | Ocotillo Express | 500 | Ocotillo Express | 500 | [15 empty] | 0 | 0 | 0 | 0 | 0 | 0 | 0 | 0 | 0 | 0 | 0 | 0 | 0 | 0 | 0 | 0 | 0 | 0 | 0 | 0 | 0 | 0 | 0 | 0 | 0 | 0 | 0 | 0 | 0 | 0
PG&E KERN | Old River | 70 | Old River | 70 | [15 empty] | 0 | 0 | 0 | 0 | 0 | 0 | 0 | 0 | 2.4 | 0 | 0 | 0 | 0 | 0 | 1 | 0 | 0 | 0 | 0 | 0 | 0 | 0 | 0 | 2.4 | 0 | 0 | 0 | 0 | 0 | 1
SDGE | Old Town | 230 | Old Town | 230 | [15 empty] | 0 | 0 | 0 | 0 | 0 | 0 | 0 | 0 | 0 | 0 | 0 | 0 | 0 | 0 | 0 | 0 | 0 | 0 | 0 | 0 | 0 | 0 | 0 | 0 | 0 | 0 | 0 | 0 | 0 | 0
SCE Metro | Olinda | 230 | Olinda | 230 | [15 empty] | 0 | 0 | 0 | 0 | 0 | 0 | 0 | 0 | 0 | 0 | 0 | 0 | 0 | 0 | 0 | 0 | 0 | 0 | 0 | 0 | 0 | 0 | 0 | 0 | 0 | 0 | 0 | 0 | 0 | 0
PG&E FRESNO | Olive | 115 | Olive | 115 | [15 empty] | 0 | 0 | 0 | 0 | 0 | 0 | 0 | 0 | 0 | 40 | 0 | 20 | 0 | 0 | 1 | 0 | 0 | 0 | 0 | 0 | 0 | 0 | 0 | 0 | 40 | 0 | 20 | 0 | 0 | 1
PG&E NGBA | Olivehurst | 115 | Olivehurst | 115 | [15 empty] | 0 | 0 | 0 | 0 | 0 | 0 | 0 | 0 | 0 | 0 | 0 | 0 | 0 | 0 | 0 | 0 | 0 | 0 | 0 | 0 | 0 | 0 | 0 | 0 | 0 | 0 | 0 | 0 | 0 | 0
PG&E NGBA | Oregon Trail | 60 | Oregon Trail | 60 | [15 empty] | 0 | 0 | 0 | 0 | 0 | 0 | 0 | 0 | 0 | 0 | 0 | 0 | 0 | 0 | 0 | 0 | 0 | 0 | 0 | 0 | 0 | 0 | 0 | 0 | 0 | 0 | 0 | 0 | 0 | 0
SCE Northern | Ormond Beach | 230 | Ormond Beach | 230 | [15 empty] | 0 | 0 | 0 | 0 | 0 | 0 | 0 | 0 | 0 | 0 | 0 | 0 | 0 | 0 | 0 | 0 | 0 | 0 | 0 | 0 | 0 | 0 | 0 | 0 | 0 | 0 | 0 | 0 | 0 | 0
PG&E FRESNO | Oro Loma | 115 | Oro Loma | 115 | [15 empty] | 0 | 0 | 0 | 0 | 0 | 0 | 0 | 0 | 0 | 0 | 0 | 0 | 0 | 0 | 0 | 0 | 0 | 0 | 0 | 0 | 0 | 0 | 0 | 0 | 0 | 0 | 0 | 0 | 0 | 0
PG&E FRESNO | Oro Loma | 70 | Oro Loma | 70 | [15 empty] | 0 | 0 | 0 | 0 | 0 | 0 | 0 | 0 | 5 | 0 | 0 | 0 | 0 | 0 | 1 | 0 | 0 | 0 | 0 | 0 | 0 | 0 | 0 | 5 | 0 | 0 | 0 | 0 | 0 | 1
PG&E FRESNO | Orosi | 70 | Orosi | 70 | [15 empty] | 0 | 0 | 0 | 0 | 0 | 0 | 0 | 0 | 0 | 0 | 0 | 0 | 0 | 0 | 0 | 0 | 0 | 0 | 0 | 0 | 0 | 0 | 0 | 0 | 0 | 0 | 0 | 0 | 0 | 0
SDGE | Otay | 69 | Otay | 69 | [15 empty] | 0 | 0 | 0 | 0 | 0 | 0 | 0 | 0 | 0 | 0 | 0 | 49.7 | 0 | 0 | 1 | 0 | 0 | 0 | 0 | 0 | 0 | 0 | 0 | 0 | 0 | 0 | 49.7 | 0 | 0 | 1
SDGE | Otay Mesa | 230 | Otay Mesa | 230 | [15 empty] | 0 | 0 | 0 | 0 | 0 | 0 | 0 | 0 | 0 | 0 | 0 | 65 | 0 | 0 | 1 | 0 | 0 | 0 | 0 | 0 | 0 | 0 | 0 | 0 | 0 | 0 | 65 | 0 | 0 | 1
PG&E FRESNO | Padre Flats SW STA | 230 | Padre Flats SW STA | 230 | [15 empty] | 0 | 0 | 0 | 0 | 0 | 0 | 0 | 0 | 0 | 0 | 0 | 0 | 0 | 0 | 0 | 0 | 0 | 0 | 0 | 0 | 0 | 0 | 0 | 0 | 0 | 0 | 0 | 0 | 0 | 0
EOP | Pahrump | 138 | Pahrump | 138 | [15 empty] | 0 | 0 | 0 | 0 | 0 | 0 | 0 | 0 | 0 | 0 | 0 | 0 | 0 | 0 | 0 | 0 | 0 | 0 | 0 | 0 | 0 | 0 | 0 | 0 | 0 | 0 | 0 | 0 | 0 | 0
EOP | Pahrump | 230 | Pahrump | 230 | [15 empty] | 0 | 0 | 0 | 0 | 0 | 0 | 0 | 0 | 0 | 0 | 0 | 0 | 0 | 0 | 0 | 0 | 0 | 0 | 0 | 0 | 0 | 0 | 0 | 0 | 0 | 0 | 0 | 0 | 0 | 0
SDGE | Pala | 69 | Pala | 69 | [15 empty] | 0 | 0 | 0 | 0 | 0 | 0 | 0 | 0 | 0 | 0 | 0 | 10 | 0 | 0 | 1 | 0 | 0 | 0 | 0 | 0 | 0 | 0 | 0 | 0 | 0 | 0 | 10 | 0 | 0 | 1
PG&E NGBA | Palermo | 115 | Palermo | 115 | [15 empty] | 0 | 0 | 0 | 0 | 0 | 0 | 0 | 0 | 0 | 0 | 0 | 0 | 0 | 0 | 0 | 0 | 0 | 0 | 0 | 0 | 0 | 0 | 0 | 0 | 0 | 0 | 0 | 0 | 0 | 0
PG&E NGBA | Palermo | 230 | Palermo | 230 | [15 empty] | 0 | 0 | 0 | 0 | 0 | 0 | 0 | 0 | 0 | 0 | 0 | 0 | 0 | 0 | 0 | 0 | 0 | 0 | 0 | 0 | 0 | 0 | 0 | 0 | 0 | 0 | 0 | 0 | 0 | 0
SCE Eastern | Palo Verde | 500 | Palo Verde | 500 | [15 empty] | 0 | 0 | 0 | 0 | 3099 | 0 | 0 | 0 | 0 | 0 | 0 | 0 | 0 | 0 | 1 | 0 | 0 | 0 | 0 | 3099 | 0 | 0 | 0 | 0 | 0 | 0 | 0 | 0 | 0 | 1
SDGE | Palomar Energy | 230 | Palomar Energy | 230 | [15 empty] | 0 | 0 | 0 | 0 | 0 | 0 | 0 | 0 | 0 | 0 | 0 | 0 | 0 | 0 | 0 | 0 | 0 | 0 | 0 | 0 | 0 | 0 | 0 | 0 | 0 | 0 | 0 | 0 | 0 | 0
PG&E KERN | Panama | 70 | Panama | 70 | [15 empty] | 0 | 0 | 0 | 0 | 0 | 0 | 0 | 0 | 0 | 0 | 0 | 0 | 0 | 0 | 0 | 0 | 0 | 0 | 0 | 0 | 0 | 0 | 0 | 0 | 0 | 0 | 0 | 0 | 0 | 0
PG&E FRESNO | Panoche | 115 | Panoche | 115 | [15 empty] | 0 | 0 | 0 | 0 | 0 | 0 | 0 | 0 | 6.15 | 0 | 0 | 0 | 0 | 0 | 1 | 0 | 0 | 0 | 0 | 0 | 0 | 0 | 0 | 6.15 | 0 | 0 | 0 | 0 | 0 | 1
PG&E FRESNO | Panoche | 230 | Panoche | 230 | [15 empty] | 0 | 0 | 0 | 0 | 0 | 0 | 0 | 0 | 0 | 0 | 0 | 0 | 0 | 0 | 0 | 0 | 0 | 0 | 0 | 0 | 0 | 0 | 0 | 0 | 200 | 400 | 0 | 160 | 0 | 1
SCE Northern | Pardee | 230 | Pardee | 230 | [15 empty] | 0 | 0 | 0 | 0 | 0 | 0 | 0 | 0 | 0 | 0 | 0 | 15 | 0 | 0 | 1 | 0 | 0 | 0 | 0 | 0 | 0 | 0 | 0 | 0 | 0 | 0 | 15 | 0 | 0 | 1
PG&E NGBA | Parkway | 230 | Parkway | 230 | [15 empty] | 0 | 3.8 | 0 | 0 | 0 | 0 | 0 | 0 | 0 | 0 | 0 | 0 | 0 | 0 | 1 | 0 | 3.8 | 0 | 0 | 0 | 0 | 0 | 0 | 0 | 0 | 0 | 0 | 0 | 0 | 1
SCE Northern | Pastoria | 230 | Pastoria | 230 | [15 empty] | 0 | 0 | 0 | 0 | 0 | 0 | 0 | 0 | 0 | 0 | 105 | 80 | 0 | 0 | 1 | 0 | 0 | 0 | 0 | 0 | 0 | 0 | 0 | 0 | 0 | 105 | 80 | 0 | 0 | 1
SCE Metro | Pauda | 230 | Pauda | 230 | [15 empty] | 0 | 0 | 0 | 0 | 0 | 0 | 0 | 0 | 0 | 0 | 0 | 120 | 0 | 0 | 1 | 0 | 0 | 0 | 0 | 0 | 0 | 0 | 0 | 0 | 0 | 0 | 120 | 0 | 0 | 1
PG&E GBA | Paul Sweet | 115 | Paul Sweet | 115 | [15 empty] | 0 | 0 | 0 | 0 | 0 | 0 | 0 | 0 | 0 | 0 | 0 | 0 | 0 | 0 | 0 | 0 | 0 | 0 | 0 | 0 | 0 | 0 | 0 | 0 | 0 | 0 | 0 | 0 | 0 | 0
PG&E NGBA | Peabody | 230 | Peabody | 230 | [15 empty] | 0 | 0 | 0 | 0 | 0 | 0 | 0 | 0 | 8 | 0 | 0 | 0 | 0 | 0 | 1 | 0 | 0 | 0 | 0 | 0 | 0 | 0 | 0 | 8 | 0 | 0 | 0 | 0 | 0 | 1
PG&E NGBA | Pease | 115 | Pease | 115 | [15 empty] | 0 | 0 | 0 | 0 | 0 | 0 | 0 | 0 | 0 | 0 | 0 | 0 | 0 | 0 | 0 | 0 | 0 | 0 | 0 | 0 | 0 | 0 | 0 | 0 | 0 | 0 | 0 | 0 | 0 | 0
PG&E NGBA | Pease | 60 | Pease | 60 | [15 empty] | 0 | 0 | 0 | 0 | 0 | 0 | 0 | 0 | 3 | 0 | 0 | 0 | 0 | 0 | 1 | 0 | 0 | 0 | 0 | 0 | 0 | 0 | 0 | 3 | 0 | 0 | 0 | 0 | 0 | 1
SDGE | Penasquitos | 138 | Penasquitos | 138 | [15 empty] | 0 | 0 | 0 | 0 | 0 | 0 | 0 | 0 | 0 | 0 | 0 | 0 | 0 | 0 | 0 | 0 | 0 | 0 | 0 | 0 | 0 | 0 | 0 | 0 | 0 | 0 | 0 | 0 | 0 | 0
SDGE | Penasquitos | 230 | Penasquitos | 230 | [15 empty] | 0 | 0 | 0 | 0 | 0 | 0 | 0 | 0 | 0 | 0 | 0 | 0 | 0 | 0 | 0 | 0 | 0 | 0 | 0 | 0 | 0 | 0 | 0 | 0 | 0 | 0 | 0 | 0 | 0 | 0
SDGE | Penasquitos | 69 | Penasquitos | 69 | [15 empty] | 0 | 0 | 0 | 0 | 0 | 0 | 0 | 0 | 0 | 0 | 0 | 0 | 0 | 0 | 0 | 0 | 0 | 0 | 0 | 0 | 0 | 0 | 0 | 0 | 0 | 0 | 0 | 0 | 0 | 0
SDGE | Pendleton | 69 | Pendleton | 69 | [15 empty] | 0 | 0 | 0 | 0 | 0 | 0 | 0 | 0 | 0 | 0 | 0 | 0 | 50 | 0 | 1 | 0 | 0 | 0 | 0 | 0 | 0 | 0 | 0 | 0 | 0 | 0 | 0 | 50 | 0 | 1
PG&E NGBA | Penngrove | 115 | Penngrove | 115 | [15 empty] | 0 | 0 | 0 | 0 | 0 | 0 | 0 | 0 | 0 | 0 | 0 | 0 | 0 | 0 | 0 | 0 | 0 | 0 | 0 | 0 | 0 | 0 | 0 | 0 | 0 | 0 | 0 | 0 | 0 | 0
PG&E GBA | Peoria | 115 | Peoria | 115 | [15 empty] | 0 | 1 | 0 | 0 | 0 | 0 | 0 | 0 | 0 | 0 | 0 | 0 | 0 | 0 | 1 | 0 | 1 | 0 | 0 | 0 | 0 | 0 | 0 | 0 | 0 | 0 | 0 | 0 | 0 | 1
PG&E GBA | Piercy | 115 | Piercy | 115 | [15 empty] | 0 | 0 | 0 | 0 | 0 | 0 | 0 | 0 | 0 | 0 | 0 | 0 | 0 | 0 | 0 | 0 | 0 | 0 | 0 | 0 | 0 | 0 | 0 | 0 | 0 | 0 | 0 | 0 | 0 | 0
PG&E FRESNO | Pine Flat | 230 | Pine Flat | 230 | [15 empty] | 0 | 0 | 0 | 0 | 0 | 0 | 0 | 0 | 0 | 0 | 0 | 0 | 0 | 0 | 0 | 0 | 0 | 0 | 0 | 0 | 0 | 0 | 0 | 0 | 0 | 0 | 0 | 0 | 0 | 0
SCE NOL | Pisgah | 230 | Pisgah | 230 | [15 empty] | 0 | 0 | 0 | 0 | 0 | 0 | 0 | 0 | 0 | 0 | 0 | 0 | 0 | 0 | 0 | 0 | 0 | 0 | 0 | 0 | 0 | 0 | 0 | 0 | 100 | 400 | 0 | 205 | 0 | 1
PG&E NGBA | Pit 1 | 230 | Pit 1 | 230 | [15 empty] | 0 | 0 | 0 | 0 | 0 | 0 | 0 | 0 | 0 | 0 | 0 | 0 | 0 | 0 | 0 | 0 | 0 | 0 | 0 | 0 | 0 | 0 | 0 | 0 | 0 | 0 | 0 | 0 | 0 | 0
PG&E NGBA | Pit 1 | 60 | Pit 1 | 60 | [15 empty] | 0 | 0 | 0 | 0 | 0 | 0 | 0 | 0 | 0 | 0 | 0 | 0 | 0 | 0 | 0 | 0 | 0 | 0 | 0 | 0 | 0 | 0 | 0 | 0 | 0 | 0 | 0 | 0 | 0 | 0
PG&E NGBA | Pit 3 | 230 | Pit 3 | 230 | [15 empty] | 0 | 0 | 0 | 0 | 0 | 0 | 0 | 0 | 0 | 0 | 0 | 0 | 0 | 0 | 0 | 0 | 0 | 0 | 0 | 0 | 0 | 0 | 0 | 0 | 0 | 0 | 0 | 0 | 0 | 0
PG&E NGBA | Pit 4 | 230 | Pit 4 | 230 | [15 empty] | 0 | 0 | 0 | 0 | 0 | 0 | 0 | 0 | 0 | 0 | 0 | 0 | 0 | 0 | 0 | 0 | 0 | 0 | 0 | 0 | 0 | 0 | 0 | 0 | 0 | 0 | 0 | 0 | 0 | 0
PG&E GBA | Pittsburg | 115 | Pittsburg | 115 | [15 empty] | 0 | 0 | 0 | 0 | 0 | 0 | 0 | 0 | 0 | 0 | 0 | 0 | 0 | 0 | 0 | 0 | 0 | 0 | 0 | 0 | 0 | 0 | 0 | 0 | 0 | 0 | 0 | 75 | 0 | 1
PG&E GBA | Pittsburg | 230 | Pittsburg | 230 | [15 empty] | 0 | 0 | 0 | 0 | 0 | 0 | 0 | 0 | 0 | 0 | 0 | 0 | 0 | 0 | 0 | 0 | 0 | 0 | 0 | 0 | 0 | 0 | 0 | 0 | 0 | 0 | 0 | 175 | 0 | 1
PG&E NGBA | Pleasant Grove | 115 | Pleasant Grove | 115 | [15 empty] | 0 | 0 | 0 | 0 | 0 | 0 | 0 | 0 | 0 | 0 | 0 | 0 | 0 | 0 | 0 | 0 | 0 | 0 | 0 | 0 | 0 | 0 | 0 | 0 | 0 | 0 | 0 | 0 | 0 | 0
PG&E NGBA | POE | 230 | POE | 230 | [15 empty] | 0 | 0 | 0 | 0 | 0 | 0 | 0 | 0 | 0 | 0 | 0 | 0 | 0 | 0 | 0 | 0 | 0 | 0 | 0 | 0 | 0 | 0 | 0 | 0 | 0 | 0 | 0 | 0 | 0 | 0
SDGE | Point Loma | 69 | Point Loma | 69 | [15 empty] | 0 | 0 | 0 | 0 | 0 | 0 | 0 | 0 | 0 | 0 | 0 | 0 | 0 | 0 | 0 | 0 | 0 | 0 | 0 | 0 | 0 | 0 | 0 | 0 | 0 | 0 | 0 | 0 | 0 | 0
SDGE | Pomerado | 69 | Pomerado | 69 | [15 empty] | 0 | 0 | 0 | 0 | 0 | 0 | 0 | 0 | 0 | 0 | 0 | 100 | 0 | 0 | 1 | 0 | 0 | 0 | 0 | 0 | 0 | 0 | 0 | 0 | 0 | 0 | 100 | 0 | 0 | 1
PG&E KERN | Poso Mountain | 115 | Poso Mountain | 115 | [15 empty] | 0 | 0 | 0 | 0 | 0 | 0 | 0 | 0 | 0 | 0 | 0 | 0 | 0 | 0 | 0 | 0 | 0 | 0 | 0 | 0 | 0 | 0 | 0 | 0 | 0 | 0 | 0 | 0 | 0 | 0
EOP | Primm | 230 | Primm | 230 | [15 empty] | 0 | 0 | 0 | 0 | 0 | 0 | 0 | 0 | 0 | 0 | 0 | 200 | 0 | 0 | 1 | 0 | 0 | 0 | 0 | 0 | 0 | 0 | 0 | 0 | 0 | 0 | 200 | 0 | 0 | 1
PG&E NGBA | Putah Creek | 115 | Putah Creek | 115 | [15 empty] | 0 | 0 | 0 | 0 | 0 | 0 | 0 | 0 | 4.3 | 0 | 3 | 3 | 0 | 0 | 1 | 0 | 0 | 0 | 0 | 0 | 0 | 0 | 0 | 4.3 | 0 | 3 | 3 | 0 | 0 | 1
SDGE | Q1806 | 138 | Q1806 | 138 | [15 empty] | 0 | 0 | 0 | 0 | 0 | 0 | 0 | 0 | 0 | 0 | 0 | 0 | 0 | 0 | 0 | 0 | 0 | 0 | 0 | 0 | 0 | 0 | 0 | 0 | 0 | 0 | 0 | 0 | 0 | 0
PG&E FRESNO | Quinto | 230 | Quinto | 230 | [15 empty] | 0 | 0 | 0 | 0 | 0 | 0 | 0 | 0 | 0 | 10 | 140 | 0 | 50 | 0 | 1 | 0 | 0 | 0 | 0 | 0 | 0 | 0 | 0 | 0 | 160 | 290 | 0 | 100 | 0 | 1
PG&E GBA | Race Track | 115 | Race Track | 115 | [15 empty] | 0 | 0 | 0 | 0 | 0 | 0 | 0 | 0 | 0 | 0 | 0 | 0 | 0 | 0 | 0 | 0 | 0 | 0 | 0 | 0 | 0 | 0 | 0 | 0 | 0 | 0 | 0 | 0 | 0 | 0
SDGE | Rancho Mission Viejo | 138 | Rancho Mission Viejo | 138 | [15 empty] | 0 | 0 | 0 | 0 | 0 | 0 | 0 | 0 | 0 | 0 | 0 | 0 | 0 | 0 | 0 | 0 | 0 | 0 | 0 | 0 | 0 | 0 | 0 | 0 | 0 | 0 | 0 | 0 | 0 | 0
PG&E GBA | Rancho Seco | 230 | Rancho Seco | 230 | [15 empty] | 0 | 0 | 0 | 0 | 0 | 0 | 0 | 0 | 0 | 0 | 0 | 0 | 0 | 0 | 0 | 0 | 0 | 0 | 0 | 0 | 0 | 0 | 0 | 0 | 0 | 0 | 0 | 0 | 0 | 0
SCE Metro | Rancho Vista | 230 | Rancho Vista | 230 | [15 empty] | 0 | 0 | 0 | 0 | 0 | 0 | 0 | 0 | 0 | 0 | 0 | 0 | 0 | 0 | 0 | 0 | 0 | 0 | 0 | 0 | 0 | 0 | 0 | 0 | 0 | 0 | 0 | 0 | 0 | 0
SCE Metro | Rancho Vista | 500 | Rancho Vista | 500 | [15 empty] | 0 | 0 | 0 | 0 | 0 | 0 | 0 | 0 | 0 | 0 | 0 | 0 | 0 | 0 | 0 | 0 | 0 | 0 | 0 | 0 | 0 | 0 | 0 | 0 | 0 | 0 | 0 | 0 | 0 | 0
SCE NOL | Ransburg | 115 | Ransburg | 115 | [15 empty] | 0 | 0 | 0 | 0 | 0 | 0 | 0 | 0 | 3.3 | 0 | 0 | 0 | 0 | 0 | 1 | 0 | 0 | 0 | 0 | 0 | 0 | 0 | 0 | 3.3 | 0 | 0 | 0 | 0 | 0 | 1
PG&E GBA | Ravenswood | 115 | Ravenswood | 115 | [15 empty] | 0 | 0 | 0 | 0 | 0 | 0 | 0 | 0 | 0 | 0 | 0 | 0 | 0 | 0 | 0 | 0 | 0 | 0 | 0 | 0 | 0 | 0 | 0 | 0 | 0 | 0 | 0 | 0 | 0 | 0
PG&E GBA | Ravenswood | 230 | Ravenswood | 230 | [15 empty] | 0 | 0 | 0 | 0 | 0 | 0 | 0 | 0 | 0 | 0 | 0 | 0 | 0 | 0 | 0 | 0 | 0 | 0 | 0 | 0 | 0 | 0 | 0 | 0 | 0 | 0 | 0 | 0 | 0 | 0
SCE Northern | Rector | 230 | Rector | 230 | [15 empty] | 0 | 0 | 0 | 0 | 0 | 0 | 0 | 0 | 15 | 0 | 0 | 0 | 0 | 0 | 1 | 0 | 0 | 0 | 0 | 0 | 0 | 0 | 0 | 15 | 0 | 200 | 0 | 50 | 0 | 1
SCE Eastern | Red Bluff | 230 | Red Bluff | 230 | [15 empty] | 0 | 0 | 0 | 0 | 0 | 0 | 0 | 0 | 0 | 0 | 463.5 | 446 | 0 | 0 | 1 | 0 | 0 | 0 | 0 | 0 | 0 | 0 | 0 | 0 | 0 | 463.5 | 446 | 0 | 0 | 1
SCE Eastern | Red Bluff | 500 | Red Bluff | 500 | [15 empty] | 0 | 0 | 0 | 0 | 0 | 0 | 0 | 0 | 0 | 175 | 250 | 225 | 0 | 0 | 1 | 0 | 0 | 0 | 0 | 0 | 0 | 0 | 0 | 0 | 175 | 250 | 225 | 100 | 0 | 1
PG&E NGBA | Redbud | 115 | Redbud | 115 | [15 empty] | 0 | 0 | 0 | 0 | 0 | 0 | 0 | 0 | 0 | 0 | 0 | 0 | 0 | 0 | 0 | 0 | 0 | 0 | 0 | 0 | 0 | 0 | 0 | 0 | 0 | 0 | 0 | 0 | 0 | 0
SCE Metro | Redondo | 230 | Redondo | 230 | [15 empty] | 0 | 0 | 0 | 0 | 0 | 0 | 0 | 0 | 0 | 0 | 0 | 0 | 0 | 0 | 0 | 0 | 0 | 0 | 0 | 0 | 0 | 0 | 0 | 0 | 0 | 0 | 0 | 0 | 0 | 0
PG&E FRESNO | Reedley | 115 | Reedley | 115 | [15 empty] | 0 | 0 | 0 | 0 | 0 | 0 | 0 | 0 | 0 | 0 | 0 | 0 | 0 | 0 | 0 | 0 | 0 | 0 | 0 | 0 | 0 | 0 | 0 | 0 | 0 | 0 | 0 | 0 | 0 | 0
PG&E KERN | Renfro | 115 | Renfro | 115 | [15 empty] | 0 | 0 | 0 | 0 | 0 | 0 | 0 | 0 | 0 | 0 | 0 | 0 | 0 | 0 | 0 | 0 | 0 | 0 | 0 | 0 | 0 | 0 | 0 | 0 | 0 | 0 | 0 | 0 | 0 | 0
PG&E GBA | Richmond R | 115 | Richmond R | 115 | [15 empty] | 0 | 0.5 | 0 | 0 | 0 | 0 | 0 | 0 | 8 | 0 | 0 | 0 | 0 | 0 | 1 | 0 | 0.5 | 0 | 0 | 0 | 0 | 0 | 0 | 8 | 0 | 0 | 0 | 0 | 0 | 1
PG&E NGBA | Rincon | 115 | Rincon | 115 | [15 empty] | 0 | 0 | 0 | 0 | 0 | 0 | 0 | 0 | 0 | 0 | 0 | 0 | 0 | 0 | 0 | 0 | 0 | 0 | 0 | 0 | 0 | 0 | 0 | 0 | 0 | 0 | 0 | 0 | 0 | 0
PG&E KERN | Rio Bravo | 115 | Rio Bravo | 115 | [15 empty] | 0 | 0 | 0 | 0 | 0 | 0 | 0 | 0 | 0 | 0 | 0 | 0 | 0 | 0 | 0 | 0 | 0 | 0 | 0 | 0 | 0 | 0 | 0 | 0 | 0 | 0 | 0 | 0 | 0 | 0
SCE Metro | Rio Hondo | 230 | Rio Hondo | 230 | [15 empty] | 0 | 0 | 0 | 0 | 0 | 0 | 0 | 0 | 0 | 0 | 0 | 265 | 10 | 0 | 1 | 0 | 0 | 0 | 0 | 0 | 0 | 0 | 0 | 0 | 0 | 0 | 265 | 10 | 0 | 1
PG&E NGBA | Rio Oso | 115 | Rio Oso | 115 | [15 empty] | 0 | 0 | 0 | 0 | 0 | 0 | 0 | 0 | 0 | 0 | 0 | 0 | 0 | 0 | 0 | 0 | 0 | 0 | 0 | 0 | 0 | 0 | 0 | 0 | 0 | 0 | 0 | 0 | 0 | 0
PG&E NGBA | Rio Oso | 230 | Rio Oso | 230 | [15 empty] | 0 | 0 | 0 | 0 | 0 | 0 | 0 | 0 | 0 | 0 | 0 | 0 | 0 | 0 | 0 | 0 | 0 | 0 | 0 | 0 | 0 | 0 | 0 | 0 | 0 | 0 | 0 | 0 | 0 | 0
PG&E GBA | Ripon | 115 | Ripon | 115 | [15 empty] | 0 | 0 | 0 | 0 | 0 | 0 | 0 | 0 | 2.6 | 0 | 0 | 99 | 0 | 0 | 1 | 0 | 0 | 0 | 0 | 0 | 0 | 0 | 0 | 2.6 | 0 | 0 | 99 | 0 | 0 | 1
PG&E GBA | Riverbank | 115 | Riverbank | 115 | [15 empty] | 0 | 0 | 0 | 0 | 0 | 0 | 0 | 0 | 0 | 0 | 0 | 0 | 0 | 0 | 0 | 0 | 0 | 0 | 0 | 0 | 0 | 0 | 0 | 0 | 0 | 0 | 0 | 0 | 0 | 0
SCE NOL | Roadway | 115 | Roadway | 115 | [15 empty] | 0 | 2.7 | 0 | 0 | 0 | 0 | 0 | 0 | 2 | 211 | 34 | 100 | 10 | 0 | 1 | 0 | 2.7 | 0 | 0 | 0 | 0 | 0 | 0 | 2 | 211 | 34 | 100 | 10 | 0 | 1
PG&E NGBA | Rock Creek 1 | 230 | Rock Creek 1 | 230 | [15 empty] | 0 | 0 | 0 | 0 | 0 | 0 | 0 | 0 | 0 | 0 | 0 | 0 | 0 | 0 | 0 | 0 | 0 | 0 | 0 | 0 | 0 | 0 | 0 | 0 | 0 | 0 | 0 | 0 | 0 | 0
SCE Northern | Rosamond | 66 | Rosamond | 66 | [15 empty] | 0 | 0 | 0 | 0 | 0 | 0 | 0 | 0 | 0 | 0 | 0 | 0 | 0 | 0 | 0 | 0 | 0 | 0 | 0 | 0 | 0 | 0 | 0 | 0 | 0 | 0 | 0 | 0 | 0 | 0
PG&E GBA | Rossmoor | 230 | Rossmoor | 230 | [15 empty] | 0 | 0 | 0 | 0 | 0 | 0 | 0 | 0 | 0 | 0 | 0 | 0 | 0 | 0 | 0 | 0 | 0 | 0 | 0 | 0 | 0 | 0 | 0 | 0 | 0 | 0 | 0 | 0 | 0 | 0
PG&E NGBA | Round Mountain | 230 | Round Mountain | 230 | [15 empty] | 0 | 0 | 0 | 0 | 0 | 0 | 0 | 0 | 0 | 0 | 0 | 0 | 0 | 0 | 0 | 0 | 0 | 0 | 0 | 0 | 0 | 0 | 0 | 0 | 0 | 0 | 0 | 0 | 0 | 0
PG&E NGBA | Round Mountain | 500 | Round Mountain | 500 | [15 empty] | 0 | 0 | 0 | 0 | 0 | 0 | 0 | 0 | 0 | 0 | 0 | 0 | 0 | 0 | 0 | 0 | 0 | 0 | 0 | 0 | 0 | 0 | 0 | 0 | 0 | 0 | 0 | 0 | 0 | 0
PG&E GBA | Salado | 115 | Salado | 115 | [15 empty] | 0 | 0 | 0 | 0 | 0 | 0 | 0 | 0 | 0 | 0 | 0 | 0 | 0 | 0 | 0 | 0 | 0 | 0 | 0 | 0 | 0 | 0 | 0 | 0 | 0 | 0 | 0 | 0 | 0 | 0
PG&E GBA | Salado | 60 | Salado | 60 | [15 empty] | 0 | 0 | 0 | 0 | 0 | 0 | 0 | 0 | 0 | 0 | 0 | 0 | 0 | 0 | 0 | 0 | 0 | 0 | 0 | 0 | 0 | 0 | 0 | 0 | 0 | 0 | 0 | 0 | 0 | 0
PG&E GBA | Salinas | 115 | Salinas | 115 | [15 empty] | 0 | 3.25 | 0 | 0 | 0 | 0 | 0 | 0 | 3 | 0 | 0 | 0 | 0 | 0 | 1 | 0 | 3.25 | 0 | 0 | 0 | 0 | 0 | 0 | 3 | 0 | 0 | 0 | 0 | 0 | 1
SDGE | Salt Creek | 69 | Salt Creek | 69 | [15 empty] | 0 | 0 | 0 | 0 | 0 | 0 | 0 | 0 | 0 | 0 | 0 | 0 | 0 | 0 | 0 | 0 | 0 | 0 | 0 | 0 | 0 | 0 | 0 | 0 | 0 | 0 | 0 | 0 | 0 | 0
SCE Eastern | San Bernardino | 230 | San Bernardino | 230 | [15 empty] | 0 | 5.25 | 0 | 0 | 0 | 0 | 0 | 0 | 0 | 0 | 0 | 0 | 0 | 0 | 1 | 0 | 5.25 | 0 | 0 | 0 | 0 | 0 | 0 | 0 | 0 | 0 | 0 | 0 | 0 | 1
PG&E GBA | SAN FRAN A (POTRERO PP) | 115 | SAN FRAN A (POTRERO PP) | 115 | [15 empty] | 0 | 0 | 0 | 0 | 0 | 0 | 0 | 0 | 0 | 0 | 0 | 0 | 0 | 0 | 0 | 0 | 0 | 0 | 0 | 0 | 0 | 0 | 0 | 0 | 0 | 0 | 0 | 0 | 0 | 0
PG&E GBA | SAN FRAN A (POTRERO PP) | 230 | SAN FRAN A (POTRERO PP) | 230 | [15 empty] | 0 | 0 | 0 | 0 | 0 | 0 | 0 | 0 | 0 | 0 | 0 | 0 | 0 | 0 | 0 | 0 | 0 | 0 | 0 | 0 | 0 | 0 | 0 | 0 | 0 | 0 | 0 | 0 | 0 | 0
PG&E GBA | San Jose A | 115 | San Jose A | 115 | [15 empty] | 0 | 0 | 0 | 0 | 0 | 0 | 0 | 0 | 0 | 0 | 0 | 0 | 0 | 0 | 0 | 0 | 0 | 0 | 0 | 0 | 0 | 0 | 0 | 0 | 0 | 0 | 0 | 0 | 0 | 0
PG&E GBA | San Jose B | 115 | San Jose B | 115 | [15 empty] | 0 | 0 | 0 | 0 | 0 | 0 | 0 | 0 | 0 | 0 | 0 | 0 | 0 | 0 | 0 | 0 | 0 | 0 | 0 | 0 | 0 | 0 | 0 | 0 | 0 | 0 | 0 | 0 | 0 | 0
PG&E GBA | San Leandro U | 115 | San Leandro U | 115 | [15 empty] | 0 | 0 | 0 | 0 | 0 | 0 | 0 | 0 | 0 | 0 | 0 | 0 | 0 | 0 | 0 | 0 | 0 | 0 | 0 | 0 | 0 | 0 | 0 | 0 | 0 | 0 | 0 | 0 | 0 | 0
PG&E KERN | San Luis Obispo | 115 | San Luis Obispo | 115 | [15 empty] | 0 | 0 | 0 | 0 | 0 | 0 | 0 | 0 | 0 | 0 | 0 | 0 | 0 | 0 | 0 | 0 | 0 | 0 | 0 | 0 | 0 | 0 | 0 | 0 | 0 | 0 | 0 | 0 | 0 | 0
PG&E KERN | San Luis Obispo | 70 | San Luis Obispo | 70 | [15 empty] | 0 | 11 | 0 | 0 | 0 | 0 | 0 | 0 | 0 | 0 | 0 | 0 | 0 | 0 | 1 | 0 | 11 | 0 | 0 | 0 | 0 | 0 | 0 | 0 | 0 | 0 | 0 | 0 | 0 | 1
SDGE | San Luis Rey | 230 | San Luis Rey | 230 | [15 empty] | 0 | 0 | 0 | 0 | 0 | 0 | 0 | 0 | 0 | 0 | 0 | 0 | 0 | 0 | 0 | 0 | 0 | 0 | 0 | 0 | 0 | 0 | 0 | 0 | 0 | 0 | 0 | 0 | 0 | 0
SDGE | San Luis Rey | 69 | San Luis Rey | 69 | [15 empty] | 0 | 0 | 0 | 0 | 0 | 0 | 0 | 0 | 0 | 0 | 0 | 0 | 0 | 0 | 0 | 0 | 0 | 0 | 0 | 0 | 0 | 0 | 0 | 0 | 0 | 0 | 0 | 0 | 0 | 0
SDGE | San Marcos | 69 | San Marcos | 69 | [15 empty] | 0 | 0 | 0 | 0 | 0 | 0 | 0 | 0 | 0 | 0 | 0 | 0 | 0 | 0 | 0 | 0 | 0 | 0 | 0 | 0 | 0 | 0 | 0 | 0 | 0 | 0 | 0 | 0 | 0 | 0
SCE Metro | San Onofre | 230 | San Onofre | 230 | [15 empty] | 0 | 0 | 0 | 0 | 0 | 0 | 0 | 0 | 0 | 0 | 0 | 0 | 0 | 0 | 0 | 0 | 0 | 0 | 0 | 0 | 0 | 0 | 0 | 0 | 0 | 0 | 0 | 0 | 0 | 0
PG&E GBA | San Pablo | 115 | San Pablo | 115 | [15 empty] | 0 | 0 | 0 | 0 | 0 | 0 | 0 | 0 | 0 | 0 | 0 | 0 | 0 | 0 | 0 | 0 | 0 | 0 | 0 | 0 | 0 | 0 | 0 | 0 | 0 | 0 | 0 | 0 | 0 | 0
PG&E GBA | San Ramon | 230 | San Ramon | 230 | [15 empty] | 0 | 0 | 0 | 0 | 0 | 0 | 0 | 0 | 0 | 0 | 0 | 0 | 0 | 0 | 0 | 0 | 0 | 0 | 0 | 0 | 0 | 0 | 0 | 0 | 0 | 0 | 0 | 0 | 0 | 0
SDGE | San Ysidro | 69 | San Ysidro | 69 | [15 empty] | 0 | 0 | 0 | 0 | 0 | 0 | 0 | 0 | 0 | 0 | 0 | 0 | 0 | 0 | 0 | 0 | 0 | 0 | 0 | 0 | 0 | 0 | 0 | 0 | 0 | 0 | 0 | 0 | 0 | 0
SCE NOL | Sandlot | 230 | Sandlot | 230 | [15 empty] | 0 | 0 | 0 | 0 | 0 | 0 | 0 | 0 | 0 | 0 | 0 | 0 | 0 | 0 | 0 | 0 | 0 | 0 | 0 | 0 | 0 | 0 | 0 | 0 | 0 | 0 | 0 | 0 | 0 | 0
EOP | Sandy | 138 | Sandy | 138 | [15 empty] | 0 | 0 | 0 | 0 | 0 | 0 | 0 | 0 | 0 | 0 | 0 | 0 | 0 | 0 | 0 | 0 | 0 | 0 | 0 | 0 | 0 | 0 | 0 | 0 | 0 | 0 | 0 | 0 | 0 | 0
PG&E FRESNO | Sanger | 115 | Sanger | 115 | [15 empty] | 0 | 1.5 | 0 | 0 | 0 | 0 | 0 | 0 | 0 | 0 | 0 | 0 | 0 | 0 | 1 | 0 | 1.5 | 0 | 0 | 0 | 0 | 0 | 0 | 0 | 100 | 100 | 0 | 30 | 0 | 1
SCE Northern | Santa Clara | 230 | Santa Clara | 230 | [15 empty] | 0 | 0 | 0 | 0 | 0 | 0 | 0 | 0 | 0 | 0 | 0 | 0 | 0 | 0 | 0 | 0 | 0 | 0 | 0 | 0 | 0 | 0 | 0 | 0 | 0 | 0 | 0 | 0 | 0 | 0
PG&E NGBA | Santa Rosa A | 115 | Santa Rosa A | 115 | [15 empty] | 0 | 0 | 0 | 0 | 0 | 0 | 0 | 0 | 0 | 0 | 0 | 0 | 0 | 0 | 0 | 0 | 0 | 0 | 0 | 0 | 0 | 0 | 0 | 0 | 0 | 0 | 0 | 0 | 0 | 0
PG&E GBA | Santa Teresa | 115 | Santa Teresa | 115 | [15 empty] | 0 | 0 | 0 | 0 | 0 | 0 | 0 | 0 | 0 | 0 | 0 | 0 | 0 | 0 | 0 | 0 | 0 | 0 | 0 | 0 | 0 | 0 | 0 | 0 | 0 | 0 | 0 | 0 | 0 | 0
SDGE | Santee | 138 | Santee | 138 | [15 empty] | 0 | 0 | 0 | 0 | 0 | 0 | 0 | 0 | 0 | 0 | 0 | 10 | 0 | 0 | 1 | 0 | 0 | 0 | 0 | 0 | 0 | 0 | 0 | 0 | 0 | 0 | 10 | 0 | 0 | 1
SCE Metro | Santiago | 230 | Santiago | 230 | [15 empty] | 0 | 0 | 0 | 0 | 0 | 0 | 0 | 0 | 0 | 0 | 0 | 0 | 0 | 0 | 0 | 0 | 0 | 0 | 0 | 0 | 0 | 0 | 0 | 0 | 0 | 0 | 0 | 0 | 0 | 0
PG&E GBA | Saratoga | 230 | Saratoga | 230 | [15 empty] | 0 | 0 | 0 | 0 | 0 | 0 | 0 | 0 | 0 | 0 | 0 | 0 | 0 | 0 | 0 | 0 | 0 | 0 | 0 | 0 | 0 | 0 | 0 | 0 | 0 | 0 | 0 | 0 | 0 | 0
SCE Northern | Saugus | 230 | Saugus | 230 | [15 empty] | 0 | 0 | 0 | 0 | 0 | 0 | 0 | 0 | 0 | 0 | 0 | 0 | 0 | 0 | 0 | 0 | 0 | 0 | 0 | 0 | 0 | 0 | 0 | 0 | 0 | 0 | 0 | 0 | 0 | 0
PG&E FRESNO | Schindler | 115 | Schindler | 115 | [15 empty] | 0 | 0 | 0 | 0 | 0 | 0 | 0 | 0 | 0 | 0 | 0 | 0 | 0 | 0 | 0 | 0 | 0 | 0 | 0 | 0 | 0 | 0 | 0 | 0 | 100 | 0 | 0 | 40 | 0 | 1
PG&E FRESNO | Schindler | 70 | Schindler | 70 | [15 empty] | 0 | 0 | 0 | 0 | 0 | 0 | 0 | 0 | 0 | 0 | 0 | 0 | 0 | 0 | 0 | 0 | 0 | 0 | 0 | 0 | 0 | 0 | 0 | 0 | 0 | 0 | 0 | 0 | 0 | 0
PG&E GBA | Schulte | 115 | Schulte | 115 | [15 empty] | 0 | 0 | 0 | 0 | 0 | 0 | 0 | 0 | 0 | 0 | 0 | 0 | 0 | 0 | 0 | 0 | 0 | 0 | 0 | 0 | 0 | 0 | 0 | 0 | 0 | 0 | 0 | 0 | 0 | 0
SDGE | Scripps | 69 | Scripps | 69 | [15 empty] | 0 | 0 | 0 | 0 | 0 | 0 | 0 | 0 | 0 | 0 | 0 | 0 | 0 | 0 | 0 | 0 | 0 | 0 | 0 | 0 | 0 | 0 | 0 | 0 | 0 | 0 | 0 | 0 | 0 | 0
PG&E KERN | Semitropic | 115 | Semitropic | 115 | [15 empty] | 0 | 0 | 0 | 0 | 0 | 0 | 0 | 0 | 4.66 | 0 | 0 | 0 | 0 | 0 | 1 | 0 | 0 | 0 | 0 | 0 | 0 | 0 | 0 | 4.66 | 0 | 0 | 0 | 0 | 0 | 1
SCE Metro | Serrano | 230 | Serrano | 230 | [15 empty] | 0 | 0 | 0 | 0 | 0 | 0 | 0 | 0 | 0 | 0 | 0 | 0 | 0 | 0 | 0 | 0 | 0 | 0 | 0 | 0 | 0 | 0 | 0 | 0 | 0 | 0 | 0 | 0 | 0 | 0
SCE Metro | Serrano | 500 | Serrano | 500 | [15 empty] | 0 | 0 | 0 | 0 | 0 | 0 | 0 | 0 | 0 | 0 | 0 | 0 | 0 | 0 | 0 | 0 | 0 | 0 | 0 | 0 | 0 | 0 | 0 | 0 | 0 | 0 | 0 | 0 | 0 | 0
SDGE | Shadowridge | 138 | Shadowridge | 138 | [15 empty] | 0 | 0 | 0 | 0 | 0 | 0 | 0 | 0 | 0 | 0 | 0 | 0 | 0 | 0 | 0 | 0 | 0 | 0 | 0 | 0 | 0 | 0 | 0 | 0 | 0 | 0 | 0 | 0 | 0 | 0
PG&E KERN | Shafter | 115 | Shafter | 115 | [15 empty] | 0 | 0 | 0 | 0 | 0 | 0 | 0 | 0 | 2.25 | 0 | 0 | 0 | 0 | 0 | 1 | 0 | 0 | 0 | 0 | 0 | 0 | 0 | 0 | 2.25 | 0 | 0 | 0 | 0 | 0 | 1
PG&E NGBA | Silverado | 115 | Silverado | 115 | [15 empty] | 0 | 0 | 0 | 0 | 0 | 0 | 0 | 0 | 0 | 0 | 0 | 0 | 0 | 0 | 0 | 0 | 0 | 0 | 0 | 0 | 0 | 0 | 0 | 0 | 0 | 0 | 0 | 0 | 0 | 0
SDGE | Silvergate | 230 | Silvergate | 230 | [15 empty] | 0 | 0 | 0 | 0 | 0 | 0 | 0 | 0 | 0 | 0 | 0 | 0 | 0 | 0 | 0 | 0 | 0 | 0 | 0 | 0 | 0 | 0 | 0 | 0 | 0 | 0 | 0 | 0 | 0 | 0
SDGE | Silvergate | 69 | Silvergate | 69 | [15 empty] | 0 | 0 | 0 | 0 | 0 | 0 | 0 | 0 | 0 | 0 | 0 | 0 | 0 | 0 | 0 | 0 | 0 | 0 | 0 | 0 | 0 | 0 | 0 | 0 | 0 | 0 | 0 | 0 | 0 | 0
PG&E KERN | Sisquoc | 115 | Sisquoc | 115 | [15 empty] | 0 | 0 | 0 | 0 | 0 | 0 | 0 | 0 | 0 | 0 | 0 | 0 | 0 | 0 | 0 | 0 | 0 | 0 | 0 | 0 | 0 | 0 | 0 | 0 | 0 | 0 | 0 | 0 | 0 | 0
EOP | Sloan Canyon | 230 | Sloan Canyon | 230 | [15 empty] | 0 | 0 | 260 | 50 | 0 | 0 | 0 | 0 | 0 | 0 | 0 | 0 | 0 | 0 | 1 | 0 | 0 | 260 | 50 | 0 | 0 | 0 | 0 | 0 | 0 | 0 | 0 | 0 | 0 | 1
EOP | Sloan Canyon | 500 | Sloan Canyon | 500 | [15 empty] | 0 | 0 | 0 | 0 | 0 | 0 | 0 | 0 | 0 | 0 | 0 | 0 | 0 | 0 | 0 | 0 | 0 | 0 | 0 | 0 | 0 | 0 | 0 | 0 | 0 | 0 | 0 | 0 | 0 | 0
PG&E KERN | Smyrna | 115 | Smyrna | 115 | [15 empty] | 0 | 0 | 0 | 0 | 0 | 0 | 0 | 0 | 6 | 0 | 0 | 0 | 0 | 0 | 1 | 0 | 0 | 0 | 0 | 0 | 0 | 0 | 0 | 6 | 0 | 0 | 0 | 0 | 0 | 1
PG&E GBA | Sobrante | 115 | Sobrante | 115 | [15 empty] | 0 | 0 | 0 | 0 | 0 | 0 | 0 | 0 | 0 | 0 | 0 | 0 | 0 | 0 | 0 | 0 | 0 | 0 | 0 | 0 | 0 | 0 | 0 | 0 | 0 | 0 | 0 | 0 | 0 | 0
PG&E GBA | Sobrante | 230 | Sobrante | 230 | [15 empty] | 0 | 0 | 0 | 0 | 0 | 0 | 0 | 0 | 0 | 0 | 0 | 0 | 0 | 0 | 0 | 0 | 0 | 0 | 0 | 0 | 0 | 0 | 0 | 0 | 0 | 0 | 0 | 0 | 0 | 0
PG&E KERN | Solar | 230 | Solar | 230 | [15 empty] | 0 | 0 | 0 | 0 | 0 | 0 | 0 | 0 | 0 | 0 | 0 | 0 | 0 | 0 | 0 | 0 | 0 | 0 | 0 | 0 | 0 | 0 | 0 | 0 | 0 | 0 | 0 | 0 | 0 | 0
PG&E GBA | Soledad | 115 | Soledad | 115 | [15 empty] | 0 | 0 | 0 | 0 | 0 | 0 | 0 | 0 | 0 | 0 | 0 | 0 | 0 | 0 | 0 | 0 | 0 | 0 | 0 | 0 | 0 | 0 | 0 | 0 | 0 | 0 | 0 | 0 | 0 | 0
PG&E GBA | Soledad | 60 | Soledad | 60 | [15 empty] | 0 | 0 | 6 | 0 | 0 | 0 | 0 | 0 | 0 | 0 | 0 | 0 | 0 | 0 | 1 | 0 | 0 | 6 | 0 | 0 | 0 | 0 | 0 | 0 | 0 | 0 | 0 | 0 | 0 | 1
SDGE | Spring Valley | 69 | Spring Valley | 69 | [15 empty] | 0 | 0 | 0 | 0 | 0 | 0 | 0 | 0 | 0 | 0 | 0 | 0 | 0 | 0 | 0 | 0 | 0 | 0 | 0 | 0 | 0 | 0 | 0 | 0 | 0 | 0 | 0 | 0 | 0 | 0
SCE Northern | Springville | 230 | Springville | 230 | [15 empty] | 0 | 0 | 0 | 0 | 0 | 0 | 0 | 0 | 3 | 0 | 0 | 225 | 0 | 0 | 1 | 0 | 0 | 0 | 0 | 0 | 0 | 0 | 0 | 3 | 170 | 180 | 225 | 50 | 0 | 1
PG&E GBA | Stagg | 230 | Stagg | 230 | [15 empty] | 0 | 0 | 0 | 0 | 0 | 0 | 0 | 0 | 0 | 0 | 0 | 0 | 0 | 0 | 0 | 0 | 0 | 0 | 0 | 0 | 0 | 0 | 0 | 0 | 0 | 0 | 0 | 0 | 0 | 0
PG&E GBA | Standard Oil | 115 | Standard Oil | 115 | [15 empty] | 0 | 0 | 0 | 0 | 0 | 0 | 0 | 0 | 0 | 0 | 0 | 0 | 0 | 0 | 0 | 0 | 0 | 0 | 0 | 0 | 0 | 0 | 0 | 0 | 0 | 0 | 0 | 0 | 0 | 0
PG&E GBA | Stanislaus | 115 | Stanislaus | 115 | [15 empty] | 0 | 0 | 0 | 0 | 0 | 0 | 0 | 0 | 0 | 0 | 0 | 0 | 0 | 0 | 0 | 0 | 0 | 0 | 0 | 0 | 0 | 0 | 0 | 0 | 0 | 0 | 0 | 0 | 0 | 0
PG&E KERN | Stockdale | 115 | Stockdale | 115 | [15 empty] | 0 | 0 | 0 | 0 | 0 | 0 | 0 | 0 | 1.8 | 0 | 0 | 0 | 0 | 0 | 1 | 0 | 0 | 0 | 0 | 0 | 0 | 0 | 0 | 1.8 | 0 | 0 | 0 | 0 | 0 | 1
PG&E KERN | Stockdale | 230 | Stockdale | 230 | [15 empty] | 0 | 0 | 0 | 0 | 0 | 0 | 0 | 0 | 0 | 0 | 0 | 0 | 0 | 0 | 0 | 0 | 0 | 0 | 0 | 0 | 0 | 0 | 0 | 0 | 0 | 0 | 0 | 0 | 0 | 0
PG&E GBA | Stockton A | 115 | Stockton A | 115 | [15 empty] | 0 | 0 | 0 | 0 | 0 | 0 | 0 | 0 | 0 | 0 | 0 | 0 | 0 | 0 | 0 | 0 | 0 | 0 | 0 | 0 | 0 | 0 | 0 | 0 | 0 | 0 | 0 | 0 | 0 | 0
PG&E GBA | Stone | 115 | Stone | 115 | [15 empty] | 0 | 0 | 0 | 0 | 0 | 0 | 0 | 0 | 0 | 0 | 0 | 0 | 0 | 0 | 0 | 0 | 0 | 0 | 0 | 0 | 0 | 0 | 0 | 0 | 0 | 0 | 0 | 0 | 0 | 0
PG&E FRESNO | Storey | 230 | Storey | 230 | [15 empty] | 0 | 0 | 0 | 0 | 0 | 0 | 0 | 0 | 0 | 0 | 0 | 0 | 0 | 0 | 0 | 0 | 0 | 0 | 0 | 0 | 0 | 0 | 0 | 0 | 0 | 0 | 0 | 0 | 0 | 0
PG&E NGBA | Summit | 115 | Summit | 115 | [15 empty] | 0 | 0 | 0 | 0 | 0 | 0 | 0 | 0 | 0 | 0 | 0 | 0 | 0 | 0 | 0 | 0 | 0 | 0 | 0 | 0 | 0 | 0 | 0 | 0 | 0 | 0 | 0 | 0 | 0 | 0
SDGE | Suncrest | 230 | Suncrest | 230 | [15 empty] | 0 | 0 | 0 | 0 | 0 | 0 | 0 | 0 | 0 | 0 | 0 | 0 | 0 | 0 | 0 | 0 | 0 | 0 | 0 | 0 | 0 | 0 | 0 | 0 | 0 | 0 | 0 | 0 | 0 | 0
SDGE | Suncrest | 500 | Suncrest | 500 | [15 empty] | 0 | 0 | 0 | 0 | 0 | 0 | 0 | 0 | 0 | 0 | 0 | 0 | 0 | 0 | 0 | 0 | 0 | 0 | 0 | 0 | 0 | 0 | 0 | 0 | 0 | 0 | 0 | 0 | 0 | 0
PG&E KERN | Sunrise | 230 | Sunrise | 230 | [15 empty] | 0 | 0 | 0 | 0 | 0 | 0 | 0 | 0 | 0 | 0 | 0 | 0 | 0 | 0 | 0 | 0 | 0 | 0 | 0 | 0 | 0 | 0 | 0 | 0 | 0 | 0 | 0 | 0 | 0 | 0
PG&E KERN | Sunset | 230 | Sunset | 230 | [15 empty] | 0 | 0 | 0 | 0 | 0 | 0 | 0 | 0 | 0 | 0 | 0 | 0 | 0 | 0 | 0 | 0 | 0 | 0 | 0 | 0 | 0 | 0 | 0 | 0 | 0 | 0 | 0 | 0 | 0 | 0
PG&E GBA | Swift | 115 | Swift | 115 | [15 empty] | 0 | 0 | 0 | 0 | 0 | 0 | 0 | 0 | 0 | 0 | 0 | 0 | 0 | 0 | 0 | 0 | 0 | 0 | 0 | 0 | 0 | 0 | 0 | 0 | 0 | 0 | 0 | 0 | 0 | 0
SDGE | Sycamore Canyon | 138 | Sycamore Canyon | 138 | [15 empty] | 0 | 0 | 0 | 0 | 0 | 0 | 0 | 0 | 0 | 0 | 0 | 0 | 0 | 0 | 0 | 0 | 0 | 0 | 0 | 0 | 0 | 0 | 0 | 0 | 0 | 0 | 0 | 0 | 0 | 0
SDGE | Sycamore Canyon | 230 | Sycamore Canyon | 230 | [15 empty] | 0 | 0 | 0 | 0 | 0 | 0 | 0 | 0 | 0 | 0 | 0 | 0 | 0 | 409.2 | 1 | 0 | 0 | 0 | 0 | 0 | 0 | 0 | 0 | 0 | 0 | 0 | 0 | 0 | 409.2 | 1
SDGE | Sycamore Canyon | 69 | Sycamore Canyon | 69 | [15 empty] | 0 | 0 | 0 | 0 | 0 | 0 | 0 | 0 | 0 | 0 | 0 | 0 | 0 | 0 | 0 | 0 | 0 | 0 | 0 | 0 | 0 | 0 | 0 | 0 | 0 | 0 | 0 | 0 | 0 | 0
SCE Northern | Sylmar | 230 | Sylmar | 230 | [15 empty] | 0 | 0 | 0 | 0 | 0 | 0 | 0 | 0 | 0 | 0 | 0 | 0 | 0 | 0 | 0 | 0 | 0 | 0 | 0 | 0 | 0 | 0 | 0 | 0 | 0 | 0 | 0 | 0 | 0 | 0
PG&E NGBA | Table Mountain | 115 | Table Mountain | 115 | [15 empty] | 0 | 0 | 0 | 0 | 0 | 0 | 0 | 0 | 0 | 0 | 0 | 0 | 0 | 0 | 0 | 0 | 0 | 0 | 0 | 0 | 0 | 0 | 0 | 0 | 0 | 0 | 0 | 0 | 0 | 0
PG&E NGBA | Table Mountain | 230 | Table Mountain | 230 | [15 empty] | 0 | 0 | 90.5 | 22.5 | 0 | 0 | 0 | 0 | 0 | 0 | 0 | 0 | 0 | 0 | 1 | 0 | 0 | 90.5 | 22.5 | 0 | 0 | 0 | 0 | 0 | 0 | 0 | 0 | 0 | 0 | 1
PG&E NGBA | Table Mountain | 500 | Table Mountain | 500 | [15 empty] | 0 | 0 | 0 | 0 | 0 | 0 | 0 | 0 | 0 | 0 | 0 | 0 | 0 | 0 | 0 | 0 | 0 | 0 | 0 | 0 | 0 | 0 | 0 | 0 | 0 | 0 | 0 | 0 | 0 | 0
PG&E NGBA | Table Mountain | 60 | Table Mountain | 60 | [15 empty] | 0 | 0 | 0 | 0 | 0 | 0 | 0 | 0 | 0 | 0 | 0 | 0 | 0 | 0 | 0 | 0 | 0 | 0 | 0 | 0 | 0 | 0 | 0 | 0 | 0 | 0 | 0 | 0 | 0 | 0
PG&E KERN | Taft | 115 | Taft | 115 | [15 empty] | 0 | 0 | 0 | 0 | 0 | 0 | 0 | 0 | 8 | 0 | 3 | 3 | 0 | 0 | 1 | 0 | 0 | 0 | 0 | 0 | 0 | 0 | 0 | 8 | 0 | 3 | 3 | 0 | 0 | 1
SDGE | Talega | 138 | Talega | 138 | [15 empty] | 0 | 0 | 0 | 0 | 0 | 0 | 0 | 0 | 0 | 0 | 0 | 0 | 0 | 0 | 0 | 0 | 0 | 0 | 0 | 0 | 0 | 0 | 0 | 0 | 0 | 0 | 0 | 80 | 0 | 1
SDGE | Talega | 230 | Talega | 230 | [15 empty] | 0 | 0 | 0 | 0 | 0 | 0 | 0 | 0 | 0 | 0 | 0 | 0 | 0 | 0 | 0 | 0 | 0 | 0 | 0 | 0 | 0 | 0 | 0 | 0 | 0 | 0 | 0 | 0 | 0 | 0
PG&E GBA | Tassajara | 230 | Tassajara | 230 | [15 empty] | 0 | 0 | 0 | 0 | 0 | 0 | 0 | 0 | 0 | 0 | 0 | 0 | 0 | 0 | 0 | 0 | 0 | 0 | 0 | 0 | 0 | 0 | 0 | 0 | 0 | 0 | 0 | 0 | 0 | 0
PG&E KERN | Tejon | 70 | Tejon | 70 | [15 empty] | 0 | 0 | 0 | 0 | 0 | 0 | 0 | 0 | 0 | 0 | 0 | 0 | 0 | 0 | 0 | 0 | 0 | 0 | 0 | 0 | 0 | 0 | 0 | 0 | 0 | 0 | 0 | 0 | 0 | 0
SDGE | Telegraph Canyon | 138 | Telegraph Canyon | 138 | [15 empty] | 0 | 0 | 0 | 0 | 0 | 0 | 0 | 0 | 0 | 0 | 0 | 0 | 0 | 0 | 0 | 0 | 0 | 0 | 0 | 0 | 0 | 0 | 0 | 0 | 0 | 0 | 0 | 0 | 0 | 0
PG&E KERN | Temblor | 115 | Temblor | 115 | [15 empty] | 0 | 0 | 0 | 0 | 0 | 0 | 0 | 0 | 0 | 0 | 0 | 0 | 0 | 0 | 0 | 0 | 0 | 0 | 0 | 0 | 0 | 0 | 0 | 0 | 0 | 0 | 0 | 0 | 0 | 0
PG&E KERN | Templeton | 230 | Templeton | 230 | [15 empty] | 0 | 0 | 113.07 | 0 | 0 | 0 | 0 | 0 | 0 | 0 | 0 | 0 | 0 | 0 | 1 | 0 | 0 | 113.07 | 0 | 0 | 0 | 0 | 0 | 0 | 0 | 0 | 0 | 0 | 0 | 1
PG&E KERN | Templeton | 70 | Templeton | 70 | [15 empty] | 0 | 3 | 0 | 0 | 0 | 0 | 0 | 0 | 0 | 0 | 0 | 0 | 0 | 0 | 1 | 0 | 3 | 0 | 0 | 0 | 0 | 0 | 0 | 0 | 0 | 0 | 0 | 0 | 0 | 1
PG&E GBA | Tesla | 115 | Tesla | 115 | [15 empty] | 0 | 0 | 0 | 0 | 0 | 0 | 0 | 0 | 0 | 0 | 0 | 0 | 0 | 0 | 0 | 0 | 0 | 0 | 0 | 0 | 0 | 0 | 0 | 0 | 0 | 0 | 0 | 0 | 0 | 0
PG&E GBA | Tesla | 230 | Tesla | 230 | [15 empty] | 0 | 0 | 100 | 76.5 | 0 | 0 | 0 | 0 | 0 | 0 | 0 | 125 | 0 | 0 | 1 | 0 | 0 | 100 | 76.5 | 0 | 0 | 0 | 0 | 0 | 0 | 0 | 125 | 0 | 0 | 1
PG&E GBA | Tesla | 500 | Tesla | 500 | [15 empty] | 0 | 0 | 300 | 0 | 0 | 0 | 0 | 0 | 0 | 0 | 0 | 0 | 0 | 0 | 1 | 0 | 0 | 300 | 0 | 1707 | 0 | 0 | 0 | 0 | 0 | 400 | 0 | 200 | 0 | 1
PG&E KERN | Tevis | 115 | Tevis | 115 | [15 empty] | 0 | 0 | 0 | 0 | 0 | 0 | 0 | 0 | 0 | 0 | 0 | 0 | 0 | 0 | 0 | 0 | 0 | 0 | 0 | 0 | 0 | 0 | 0 | 0 | 0 | 0 | 0 | 0 | 0 | 0
EOP | Thousandaire | 138 | Thousandaire | 138 | [15 empty] | 0 | 0 | 0 | 0 | 0 | 0 | 0 | 0 | 0 | 0 | 0 | 0 | 0 | 0 | 0 | 0 | 0 | 0 | 0 | 0 | 0 | 0 | 0 | 0 | 0 | 0 | 0 | 0 | 0 | 0
PG&E KERN | Topaz | 230 | Topaz | 230 | [15 empty] | 0 | 0 | 0 | 0 | 0 | 0 | 0 | 0 | 0 | 0 | 0 | 0 | 0 | 0 | 0 | 0 | 0 | 0 | 0 | 0 | 0 | 0 | 0 | 0 | 0 | 0 | 0 | 0 | 0 | 0
SCE NOL | Tortilla | 115 | Tortilla | 115 | [15 empty] | 0 | 0 | 0 | 0 | 0 | 0 | 0 | 0 | 3 | 0 | 0 | 0 | 0 | 0 | 1 | 0 | 0 | 0 | 0 | 0 | 0 | 0 | 0 | 3 | 0 | 0 | 0 | 0 | 0 | 1
SDGE | Trabuco | 138 | Trabuco | 138 | [15 empty] | 0 | 0 | 0 | 0 | 0 | 0 | 0 | 0 | 0 | 0 | 0 | 0 | 0 | 0 | 0 | 0 | 0 | 0 | 0 | 0 | 0 | 0 | 0 | 0 | 0 | 0 | 0 | 0 | 0 | 0
PG&E GBA | Tracy | 115 | Tracy | 115 | [15 empty] | 0 | 3 | 0 | 0 | 0 | 0 | 0 | 0 | 0 | 0 | 0 | 0 | 0 | 0 | 1 | 0 | 3 | 0 | 0 | 0 | 0 | 0 | 0 | 0 | 0 | 0 | 0 | 0 | 0 | 1
PG&E FRESNO | Tranquility | 230 | Tranquility | 230 | [15 empty] | 0 | 0 | 0 | 0 | 0 | 0 | 0 | 0 | 0 | 100 | 600 | 662 | 0 | 0 | 1 | 0 | 0 | 0 | 0 | 0 | 0 | 0 | 0 | 0 | 300 | 1000 | 662 | 160 | 0 | 1
PG&E GBA | Trimble | 115 | Trimble | 115 | [15 empty] | 0 | 0 | 0 | 0 | 0 | 0 | 0 | 0 | 0 | 0 | 0 | 0 | 0 | 0 | 0 | 0 | 0 | 0 | 0 | 0 | 0 | 0 | 0 | 0 | 0 | 0 | 0 | 0 | 0 | 0
EOP | Trout Canyon | 230 | Trout Canyon | 230 | [15 empty] | 0 | 0 | 0 | 0 | 0 | 0 | 0 | 0 | 0 | 566 | 745 | 731 | 60 | 0 | 1 | 0 | 0 | 0 | 0 | 0 | 0 | 0 | 0 | 0 | 666 | 1245 | 731 | 260 | 0 | 1
EOP | Trout Canyon | 500 | Trout Canyon | 500 | [15 empty] | 0 | 0 | 0 | 0 | 0 | 0 | 0 | 0 | 0 | 0 | 0 | 0 | 0 | 0 | 0 | 0 | 0 | 0 | 0 | 0 | 0 | 0 | 0 | 0 | 0 | 0 | 0 | 0 | 0 | 0
PG&E NGBA | Tulucay | 230 | Tulucay | 230 | [15 empty] | 0 | 0 | 0 | 0 | 0 | 0 | 0 | 0 | 0 | 0 | 0 | 0 | 0 | 0 | 0 | 0 | 0 | 0 | 0 | 0 | 0 | 0 | 0 | 0 | 0 | 0 | 0 | 0 | 0 | 0
PG&E NGBA | Tulucay | 60 | Tulucay | 60 | [15 empty] | 0 | 0 | 0 | 0 | 0 | 0 | 0 | 0 | 0 | 24.5 | 0 | 0 | 0 | 0 | 1 | 0 | 0 | 0 | 0 | 0 | 0 | 0 | 0 | 0 | 24.5 | 0 | 0 | 0 | 0 | 1
PG&E KERN | Tupman | 115 | Tupman | 115 | [15 empty] | 0 | 0 | 0 | 0 | 0 | 0 | 0 | 0 | 0 | 0 | 0 | 0 | 0 | 0 | 0 | 0 | 0 | 0 | 0 | 0 | 0 | 0 | 0 | 0 | 0 | 0 | 0 | 0 | 0 | 0
PG&E NGBA | Ukiah | 115 | Ukiah | 115 | [15 empty] | 0 | 0 | 0 | 0 | 0 | 0 | 0 | 0 | 0 | 0 | 0 | 0 | 0 | 0 | 0 | 0 | 0 | 0 | 0 | 0 | 0 | 0 | 0 | 0 | 0 | 0 | 0 | 0 | 0 | 0
PG&E KERN | Union (Estrella) | 70 | Union (Estrella) | 70 | [15 empty] | 0 | 0 | 0 | 0 | 0 | 0 | 0 | 0 | 0 | 0 | 0 | 0 | 0 | 0 | 0 | 0 | 0 | 0 | 0 | 0 | 0 | 0 | 0 | 0 | 0 | 0 | 0 | 0 | 0 | 0
PG&E NGBA | Vaca Dixon | 115 | Vaca Dixon | 115 | [15 empty] | 0 | 0 | 0 | 0 | 0 | 0 | 0 | 0 | 0 | 0 | 0 | 0 | 0 | 0 | 0 | 0 | 0 | 0 | 0 | 0 | 0 | 0 | 0 | 0 | 0 | 0 | 0 | 0 | 0 | 0
PG&E NGBA | Vaca Dixon | 230 | Vaca Dixon | 230 | [15 empty] | 0 | 0 | 0 | 0 | 0 | 0 | 0 | 0 | 0 | 0 | 0 | 0 | 0 | 0 | 0 | 0 | 0 | 0 | 0 | 0 | 0 | 0 | 0 | 0 | 0 | 0 | 0 | 0 | 0 | 0
PG&E NGBA | Vaca Dixon | 500 | Vaca Dixon | 500 | [15 empty] | 0 | 0 | 0 | 0 | 0 | 0 | 0 | 0 | 0 | 0 | 0 | 0 | 0 | 0 | 0 | 0 | 0 | 0 | 0 | 0 | 0 | 0 | 0 | 0 | 0 | 0 | 0 | 0 | 0 | 0
PG&E NGBA | Vaca Dixon | 60 | Vaca Dixon | 60 | [15 empty] | 0 | 0 | 0 | 0 | 0 | 0 | 0 | 0 | 0 | 0 | 0 | 0 | 0 | 0 | 0 | 0 | 0 | 0 | 0 | 0 | 0 | 0 | 0 | 0 | 0 | 0 | 0 | 0 | 0 | 0
SCE Eastern | Valley (SCE) | 500 | Valley (SCE) | 500 | [15 empty] | 0 | 0 | 0 | 0 | 0 | 0 | 0 | 0 | 0 | 0 | 0 | 720 | 0 | 0 | 1 | 0 | 0 | 0 | 0 | 0 | 0 | 0 | 0 | 0 | 0 | 0 | 720 | 0 | 0 | 1
EOP | Valley (VEA) | 138 | Valley (VEA) | 138 | [15 empty] | 0 | 0 | 0 | 0 | 0 | 0 | 0 | 0 | 0 | 0 | 0 | 0 | 0 | 0 | 0 | 0 | 0 | 0 | 0 | 0 | 0 | 0 | 0 | 0 | 0 | 0 | 0 | 40 | 0 | 1
SDGE | Valley Center | 69 | Valley Center | 69 | [15 empty] | 0 | 0 | 0 | 0 | 0 | 0 | 0 | 0 | 10 | 0 | 0 | 0 | 0 | 0 | 1 | 0 | 0 | 0 | 0 | 0 | 0 | 0 | 0 | 10 | 0 | 0 | 0 | 0 | 0 | 1
PG&E GBA | Valley Home | 115 | Valley Home | 115 | [15 empty] | 0 | 0 | 0 | 0 | 0 | 0 | 0 | 0 | 0 | 0 | 0 | 0 | 0 | 0 | 0 | 0 | 0 | 0 | 0 | 0 | 0 | 0 | 0 | 0 | 0 | 0 | 0 | 0 | 0 | 0
PG&E GBA | Valley Springs | 230 | Valley Springs | 230 | [15 empty] | 0 | 3 | 0 | 0 | 0 | 0 | 0 | 0 | 0 | 0 | 0 | 0 | 0 | 0 | 1 | 0 | 3 | 0 | 0 | 0 | 0 | 0 | 0 | 0 | 0 | 0 | 0 | 0 | 0 | 1
PG&E GBA | Valley Springs | 60 | Valley Springs | 60 | [15 empty] | 0 | 0 | 0 | 0 | 0 | 0 | 0 | 0 | 0 | 0 | 0 | 0 | 0 | 0 | 0 | 0 | 0 | 0 | 0 | 0 | 0 | 0 | 0 | 0 | 0 | 0 | 0 | 0 | 0 | 0
EOP | Valley Switch | 138 | Valley Switch | 138 | [15 empty] | 0 | 0 | 0 | 0 | 0 | 0 | 0 | 0 | 0 | 0 | 0 | 0 | 0 | 0 | 0 | 0 | 0 | 0 | 0 | 0 | 0 | 0 | 0 | 0 | 0 | 0 | 0 | 0 | 0 | 0
EOP | Valley Switch | 230 | Valley Switch | 230 | [15 empty] | 0 | 0 | 0 | 0 | 0 | 0 | 0 | 0 | 0 | 0 | 0 | 0 | 0 | 0 | 0 | 0 | 0 | 0 | 0 | 0 | 0 | 0 | 0 | 0 | 0 | 0 | 0 | 0 | 0 | 0
PG&E GBA | Vasco | 230 | Vasco | 230 | [15 empty] | 0 | 0 | 0 | 0 | 0 | 0 | 0 | 0 | 0 | 0 | 0 | 0 | 0 | 0 | 0 | 0 | 0 | 0 | 0 | 0 | 0 | 0 | 0 | 0 | 0 | 0 | 0 | 0 | 0 | 0
PG&E GBA | Vasona | 230 | Vasona | 230 | [15 empty] | 0 | 0 | 0 | 0 | 0 | 0 | 0 | 0 | 0 | 0 | 0 | 0 | 0 | 0 | 0 | 0 | 0 | 0 | 0 | 0 | 0 | 0 | 0 | 0 | 0 | 0 | 0 | 0 | 0 | 0
SCE Northern | Vestal | 230 | Vestal | 230 | [15 empty] | 0 | 0 | 0 | 0 | 0 | 0 | 0 | 0 | 0 | 125 | 275 | 110 | 55 | 0 | 1 | 0 | 0 | 0 | 0 | 0 | 0 | 0 | 0 | 0 | 125 | 275 | 110 | 55 | 0 | 1
SCE Northern | Vestal | 66 | Vestal | 66 | [15 empty] | 0 | 0 | 0 | 0 | 0 | 0 | 0 | 0 | 0 | 0 | 0 | 80 | 0 | 0 | 1 | 0 | 0 | 0 | 0 | 0 | 0 | 0 | 0 | 0 | 0 | 0 | 80 | 0 | 0 | 1
SCE NOL | Victor | 115 | Victor | 115 | [15 empty] | 0 | 0 | 0 | 0 | 0 | 0 | 0 | 0 | 7 | 0 | 0 | 0 | 0 | 0 | 1 | 0 | 0 | 0 | 0 | 0 | 0 | 0 | 0 | 7 | 0 | 115 | 0 | 20 | 0 | 1
SCE NOL | Victor | 230 | Victor | 230 | [15 empty] | 0 | 0 | 0 | 0 | 0 | 0 | 0 | 0 | 5 | 0 | 0 | 0 | 0 | 0 | 1 | 0 | 0 | 0 | 0 | 0 | 0 | 0 | 0 | 5 | 0 | 0 | 0 | 0 | 0 | 1
SCE Metro | Viejo | 230 | Viejo | 230 | [15 empty] | 0 | 0 | 0 | 0 | 0 | 0 | 0 | 0 | 0 | 0 | 0 | 0 | 0 | 0 | 0 | 0 | 0 | 0 | 0 | 0 | 0 | 0 | 0 | 0 | 0 | 0 | 0 | 0 | 0 | 0
PG&E GBA | Vierra | 115 | Vierra | 115 | [15 empty] | 0 | 0 | 0 | 0 | 0 | 0 | 0 | 0 | 2.975 | 0 | 0 | 92 | 0 | 0 | 1 | 0 | 0 | 0 | 0 | 0 | 0 | 0 | 0 | 2.975 | 0 | 0 | 92 | 0 | 0 | 1
SCE Metro | Villa Park | 230 | Villa Park | 230 | [15 empty] | 0 | 0 | 0 | 0 | 0 | 0 | 0 | 0 | 0 | 0 | 0 | 0 | 0 | 0 | 0 | 0 | 0 | 0 | 0 | 0 | 0 | 0 | 0 | 0 | 0 | 0 | 0 | 0 | 0 | 0
SCE Northern | Vincent | 230 | Vincent | 230 | [15 empty] | 0 | 0 | 0 | 0 | 0 | 0 | 0 | 0 | 0 | 0 | 0 | 399 | 0 | 0 | 1 | 0 | 0 | 0 | 0 | 0 | 0 | 0 | 0 | 0 | 0 | 780 | 399 | 375 | 0 | 1
SCE Northern | Vincent | 500 | Vincent | 500 | [15 empty] | 0 | 0 | 0 | 0 | 0 | 0 | 0 | 0 | 0 | 0 | 0 | 0 | 0 | 0 | 0 | 0 | 0 | 0 | 0 | 0 | 0 | 0 | 0 | 0 | 0 | 0 | 0 | 0 | 0 | 0
PG&E GBA | Vineyard | 230 | Vineyard | 230 | [15 empty] | 0 | 0 | 0 | 0 | 0 | 0 | 0 | 0 | 0 | 0 | 0 | 0 | 0 | 0 | 0 | 0 | 0 | 0 | 0 | 0 | 0 | 0 | 0 | 0 | 0 | 0 | 0 | 0 | 0 | 0
SDGE | Vineyard | 69 | Vineyard | 69 | [15 empty] | 0 | 0 | 0 | 0 | 0 | 0 | 0 | 0 | 0 | 0 | 0 | 0 | 0 | 0 | 0 | 0 | 0 | 0 | 0 | 0 | 0 | 0 | 0 | 0 | 0 | 0 | 0 | 0 | 0 | 0
SCE Eastern | Vista (SCE) | 230 | Vista (SCE) | 230 | [15 empty] | 0 | 2.6 | 0 | 0 | 0 | 0 | 0 | 0 | 0 | 0 | 0 | 200 | 0 | 0 | 1 | 0 | 2.6 | 0 | 0 | 0 | 0 | 0 | 0 | 0 | 0 | 0 | 200 | 0 | 0 | 1
EOP | Vista (VEA) | 138 | Vista (VEA) | 138 | [15 empty] | 0 | 0 | 0 | 0 | 0 | 0 | 0 | 0 | 0 | 0 | 0 | 0 | 0 | 0 | 0 | 0 | 0 | 0 | 0 | 0 | 0 | 0 | 0 | 0 | 0 | 0 | 0 | 0 | 0 | 0
EOP | Vista (VEA) | 230 | Vista (VEA) | 230 | [15 empty] | 0 | 0 | 0 | 0 | 0 | 0 | 0 | 0 | 0 | 0 | 0 | 0 | 0 | 0 | 0 | 0 | 0 | 0 | 0 | 0 | 0 | 0 | 0 | 0 | 50 | 150 | 0 | 40 | 0 | 1
PG&E FRESNO | Wahtoke | 115 | Wahtoke | 115 | [15 empty] | 0 | 0 | 0 | 0 | 0 | 0 | 0 | 0 | 0 | 0 | 0 | 0 | 0 | 0 | 0 | 0 | 0 | 0 | 0 | 0 | 0 | 0 | 0 | 0 | 0 | 0 | 0 | 0 | 0 | 0
SCE Northern | Wakefield | 66 | Wakefield | 66 | [15 empty] | 0 | 0 | 0 | 0 | 0 | 0 | 0 | 0 | 0 | 0 | 0 | 15 | 0 | 0 | 1 | 0 | 0 | 0 | 0 | 0 | 0 | 0 | 0 | 0 | 0 | 0 | 15 | 0 | 0 | 1
SCE Metro | Walnut | 230 | Walnut | 230 | [15 empty] | 0 | 0 | 0 | 0 | 0 | 0 | 0 | 0 | 0 | 0 | 0 | 400 | 0 | 0 | 1 | 0 | 0 | 0 | 0 | 0 | 0 | 0 | 0 | 0 | 0 | 0 | 400 | 0 | 0 | 1
SCE Northern | Warne | 230 | Warne | 230 | [15 empty] | 0 | 0 | 0 | 0 | 0 | 0 | 0 | 0 | 0 | 0 | 0 | 0 | 0 | 0 | 0 | 0 | 0 | 0 | 0 | 0 | 0 | 0 | 0 | 0 | 0 | 0 | 0 | 0 | 0 | 0
PG&E GBA | Warnerville | 230 | Warnerville | 230 | [15 empty] | 0 | 0 | 0 | 0 | 0 | 0 | 0 | 0 | 0 | 0 | 0 | 0 | 0 | 0 | 0 | 0 | 0 | 0 | 0 | 0 | 0 | 0 | 0 | 0 | 0 | 0 | 0 | 0 | 0 | 0
PG&E FRESNO | Waukena | 115 | Waukena | 115 | [15 empty] | 0 | 0 | 0 | 0 | 0 | 0 | 0 | 0 | 0 | 0 | 0 | 0 | 0 | 0 | 0 | 0 | 0 | 0 | 0 | 0 | 0 | 0 | 0 | 0 | 0 | 0 | 0 | 0 | 0 | 0
PG&E GBA | Weber | 230 | Weber | 230 | [15 empty] | 0 | 0 | 0 | 0 | 0 | 0 | 0 | 0 | 0 | 0 | 0 | 0 | 0 | 0 | 0 | 0 | 0 | 0 | 0 | 0 | 0 | 0 | 0 | 0 | 0 | 0 | 0 | 0 | 0 | 0
PG&E GBA | Weber | 60 | Weber | 60 | [15 empty] | 0 | 0 | 0 | 0 | 0 | 0 | 0 | 0 | 4 | 0 | 0 | 20 | 0 | 0 | 1 | 0 | 0 | 0 | 0 | 0 | 0 | 0 | 0 | 4 | 0 | 0 | 20 | 0 | 0 | 1
PG&E FRESNO | West Fresno | 115 | West Fresno | 115 | [15 empty] | 0 | 0 | 0 | 0 | 0 | 0 | 0 | 0 | 0 | 0 | 0 | 0 | 0 | 0 | 0 | 0 | 0 | 0 | 0 | 0 | 0 | 0 | 0 | 0 | 0 | 0 | 0 | 0 | 0 | 0
PG&E FRESNO | Westley | 230 | Westley | 230 | [15 empty] | 0 | 0 | 0 | 0 | 0 | 0 | 0 | 0 | 0 | 0 | 0 | 0 | 0 | 0 | 0 | 0 | 0 | 0 | 0 | 0 | 0 | 0 | 0 | 0 | 0 | 0 | 0 | 0 | 0 | 0
PG&E KERN | Westpark | 115 | Westpark | 115 | [15 empty] | 0 | 0 | 0 | 0 | 0 | 0 | 0 | 0 | 0 | 0 | 0 | 0 | 0 | 0 | 0 | 0 | 0 | 0 | 0 | 0 | 0 | 0 | 0 | 0 | 0 | 0 | 0 | 0 | 0 | 0
PG&E KERN | Wheeler Ridge | 230 | Wheeler Ridge | 230 | [15 empty] | 0 | 0 | 0 | 0 | 0 | 0 | 0 | 0 | 0 | 300 | 200 | 0 | 50 | 0 | 1 | 0 | 0 | 0 | 0 | 0 | 0 | 0 | 0 | 0 | 250 | 350 | 0 | 120 | 0 | 1
PG&E KERN | Wheeler Ridge | 115 | Wheeler Ridge | 115 | [15 empty] | 0 | 0 | 0 | 0 | 0 | 0 | 0 | 0 | 0 | 0 | 0 | 0 | 0 | 0 | 0 | 0 | 0 | 0 | 0 | 0 | 0 | 0 | 0 | 0 | 0 | 0 | 0 | 0 | 0 | 0
PG&E KERN | Wheeler Ridge | 70 | Wheeler Ridge | 70 | [15 empty] | 0 | 0 | 0 | 0 | 0 | 0 | 0 | 0 | 0 | 0 | 0 | 92 | 0 | 0 | 1 | 0 | 0 | 0 | 0 | 0 | 0 | 0 | 0 | 0 | 0 | 0 | 92 | 0 | 0 | 1
SCE Northern | Whirlwind | 230 | Whirlwind | 230 | [15 empty] | 0 | 0 | 300 | 0 | 0 | 0 | 0 | 0 | 0 | 218 | 188 | 837 | 454 | 400 | 1 | 0 | 0 | 300 | 0 | 0 | 0 | 0 | 0 | 0 | 318 | 588 | 837 | 654 | 400 | 1
SCE Northern | Whirlwind | 500 | Whirlwind | 500 | [15 empty] | 0 | 0 | 0 | 0 | 0 | 0 | 0 | 0 | 0 | 0 | 0 | 0 | 0 | 0 | 0 | 0 | 0 | 0 | 0 | 0 | 0 | 0 | 0 | 0 | 0 | 0 | 0 | 0 | 0 | 0
PG&E GBA | Whisman | 115 | Whisman | 115 | [15 empty] | 0 | 0 | 0 | 0 | 0 | 0 | 0 | 0 | 0 | 0 | 0 | 0 | 0 | 0 | 0 | 0 | 0 | 0 | 0 | 0 | 0 | 0 | 0 | 0 | 0 | 0 | 0 | 0 | 0 | 0
SCE Eastern | Wildlife | 230 | Wildlife | 230 | [15 empty] | 0 | 0 | 0 | 0 | 0 | 0 | 0 | 0 | 0 | 0 | 0 | 0 | 0 | 0 | 0 | 0 | 0 | 0 | 0 | 0 | 0 | 0 | 0 | 0 | 0 | 0 | 0 | 0 | 0 | 0
PG&E FRESNO | Wilson | 115 | Wilson | 115 | [15 empty] | 0 | 0 | 0 | 0 | 0 | 0 | 0 | 0 | 0 | 0 | 0 | 0 | 0 | 0 | 0 | 0 | 0 | 0 | 0 | 0 | 0 | 0 | 0 | 0 | 0 | 0 | 0 | 25 | 0 | 1
PG&E FRESNO | Wilson | 230 | Wilson | 230 | [15 empty] | 0 | 0 | 150 | 50 | 0 | 0 | 0 | 0 | 0 | 0 | 0 | 0 | 0 | 0 | 1 | 0 | 0 | 150 | 50 | 0 | 0 | 0 | 0 | 0 | 0 | 0 | 0 | 0 | 0 | 1
SCE Northern | Windhub | 230 | Windhub | 230 | [15 empty] | 0 | 0 | 174 | 0 | 0 | 0 | 0 | 0 | 0 | 0 | 1020 | 1000 | 0 | 0 | 1 | 0 | 0 | 174 | 0 | 0 | 0 | 0 | 0 | 0 | 130 | 1220 | 1000 | 70 | 0 | 1
SCE Northern | Windhub | 500 | Windhub | 500 | [15 empty] | 0 | 0 | 0 | 0 | 0 | 0 | 0 | 0 | 0 | 778.5 | 0 | 15 | 0 | 0 | 1 | 0 | 0 | 0 | 0 | 0 | 0 | 0 | 0 | 0 | 878.5 | 200 | 15 | 80 | 0 | 1
PG&E GBA | Windmaster | 230 | Windmaster | 230 | [15 empty] | 0 | 0 | 0 | 0 | 0 | 0 | 0 | 0 | 0 | 0 | 0 | 0 | 0 | 0 | 0 | 0 | 0 | 0 | 0 | 0 | 0 | 0 | 0 | 0 | 0 | 0 | 0 | 0 | 0 | 0
PG&E NGBA | Windsor | 60 | Windsor | 60 | [15 empty] | 0 | 0 | 0 | 0 | 0 | 0 | 0 | 0 | 0 | 0 | 0 | 0 | 0 | 0 | 0 | 0 | 0 | 0 | 0 | 0 | 0 | 0 | 0 | 0 | 0 | 0 | 0 | 0 | 0 | 0
PG&E NGBA | Woodland | 115 | Woodland | 115 | [15 empty] | 0 | 0 | 0 | 0 | 0 | 0 | 0 | 0 | 0 | 0 | 12 | 0 | 0 | 0 | 1 | 0 | 0 | 0 | 0 | 0 | 0 | 0 | 0 | 0 | 0 | 12 | 0 | 0 | 0 | 1
PG&E FRESNO | Woodward | 115 | Woodward | 115 | [15 empty] | 0 | 0 | 0 | 0 | 0 | 0 | 0 | 0 | 0 | 0 | 0 | 0 | 0 | 0 | 0 | 0 | 0 | 0 | 0 | 0 | 0 | 0 | 0 | 0 | 0 | 0 | 0 | 0 | 0 | 0
PG&E NGBA | Wyandotte | 115 | Wyandotte | 115 | [15 empty] | 0 | 10 | 0 | 0 | 0 | 0 | 0 | 0 | 3.6 | 0 | 0 | 0 | 0 | 0 | 1 | 0 | 10 | 0 | 0 | 0 | 0 | 0 | 0 | 3.6 | 0 | 0 | 0 | 0 | 0 | 1

## Sub_Constraint_Matrix
List of substations used in the 26-27 TPP mapping work, their geographic location, and their membership in the 2024 CAISO White Paper's transmission constraints
[7 empty] | SCE Northern | SCE Northern | SCE Northern | SCE Northern | SCE Northern | SCE Northern | SCE Northern | SCE Northern | SCE Metro | SCE Metro | SCE North of Lugo | SCE North of Lugo | SCE North of Lugo | SCE North of Lugo | SCE North of Lugo | SCE Eastern | SCE Eastern | SCE Eastern | SCE Eastern | SCE Eastern | SCE Eastern | SCE Eastern | East of Pisgah | East of Pisgah | East of Pisgah | SDG&E | SDG&E | SDG&E | SDG&E | SDG&E | SDG&E | SDG&E | SDG&E | SDG&E | SDG&E | SDG&E | SDG&E | SDG&E | SDG&E | PG&E North of Greater Bay | PG&E North of Greater Bay | PG&E North of Greater Bay | PG&E North of Greater Bay | PG&E North of Greater Bay | PG&E North of Greater Bay | PG&E North of Greater Bay | PG&E North of Greater Bay | PG&E North of Greater Bay | PG&E North of Greater Bay | PG&E Greater Bay | PG&E Greater Bay | PG&E Greater Bay | PG&E Greater Bay | PG&E Greater Bay | PG&E Greater Bay | PG&E Greater Bay | PG&E Greater Bay | PG&E Greater Bay | PG&E Greater Bay | PG&E Greater Bay | PG&E Greater Bay | PG&E Greater Bay | PG&E Greater Bay | PG&E Greater Bay | PG&E Greater Bay | PG&E Greater Bay | PG&E Greater Bay | PG&E Kern | PG&E Kern | PG&E Kern | PG&E Kern | PG&E Kern | PG&E Kern | PG&E Kern | PG&E Kern | PG&E Kern | PG&E Kern | PG&E Fresno | PG&E Fresno | PG&E Fresno | PG&E Fresno | PG&E Fresno | PG&E Fresno | PG&E Fresno | PG&E Fresno | PG&E Fresno | PG&E Fresno | PG&E Fresno | PG&E Fresno | PG&E Fresno | PG&E Fresno | PG&E Fresno | PG&E Fresno | PG&E Fresno | PG&E Fresno | PG&E Fresno | PG&E Fresno Off-Peak | DB | DC | DD | DE | DF | DG | DH
CAISO Study Area | Substation | Voltage | STATE | ZIP | COUNTY | Membership Count | Antelope-Vincent Constraint | Vincent-Lugo Constraint | Pardee-Sylmar Constraint | Windhub Constraint | Moorpark-Pardee Constraint | North of Magunden Constraint | South of Magunden Constraint | Antelope-Neenach Constraint | Hinson - Del Amo Constraint | SCE Metro Area Default Constraint | Control to Inyokern area constraint | South of Kramer Area Constraint | Victor to Lugo Area Constraint | Lugo Transformer Area Constraint | Calcite to Lugo Area Constraint | Colorado River 500/230 kV Constraint | DCRT Constraint | Devers-Red Bluff Constraint | Eagle Mountain Constraint | Etiwanda-Rancho Vista Constraint | Red Bluff 500/230 kV Constraint | Serrano-Alberhill-Valley Constraint | GLW 230kV area constraint | Sloan Canyon - Eldorado 500 kV constraint | Lugo - Victorville area constraint | Capistrano-San Onofre 230 kV constraint | Chicarita 138 kV constraint | El Cajon 69 kV constraint | Internal San Diego Area constraint | Miguel 69 kV constraint | Encina - San Luis Rey 230 kV constraint | East of Miguel constraint | San Luis Rey-San Onofre 230 kV line constraint | Ocean Ranch 69 kV constraint | Otay Mesa 230 kV constraint | Silvergate - Bay Blvd 230 kV constraint | Silvergate-Old Town 230 kV constraint | Talega 230 kV constraint | Trabuco-Capistrano 138 kV constraint | Collinsville-Tesla 500 kV Line | Woodland- Davis 115kV line | Cortina-Eagle Rock 115 kV line | Bell-Placer 115kV Line | Carberry-Round Mountain 230kV Line | Rocklin-Pleaseant grove 115kV line | Bellota-Weber 230kV line | Rio Oso-Brighton 230kV line | Rio Oso-Lockeford 230kV line | Humboldt Offshore Wind constraint | Dumbarton-Newark 115 kV line | Eastshore-San Mateo 230 kV line | Lakeville-Ignacio 230 kV line | Sobrante-Moraga 230 kV line | Windmaster-Delta pumps 230 kV line | Contra Costa- Windmaster 230 kV line | Tesla-Tracy-Pump 230 kV line #2 | Contra Costa #1 115kV Line | Kasson Jct-Heinz 115 kV line | Newark-Newark Distribution 115 kV line | Tesla-Bellota 230 kV line | Eight Mile-Tesla 230 kV line | Grant - Eastshore #2 line 115 kV | Salado-Crow Creek Sw Sta 60 kV line | Tesla-Salado 115 kV line | Morganhill-Metcalf 115kV Line | Tesla-Tracy Pump 230 kV Line #1 | Birds Landing-Contra Costa 230kV Line | Cal Flat-Gates 230 kV line | Gates-Arco 230 kV Line | Smyrna-Atwell Jct 115kV Line | Kern 230/115kV TB #4 | Maricopa-Copus 70 kV line | Midway-Taft 115 kV line | Kern-Tevis-Stockdale-Lamont 115kV line | Midway 230/115kV TB #3 | Semitropic-Midway 115kV Line | Midway-Buena Vista Jct 230kV Line | Manning 500kV | Gates 500/230kV TB #12 | Gates 500/230kV TB #11 | Gates 230/70kV TB #5 | Tranquility-Helm 230kV Line | Dairyland-Chowchilla 115kV Line | Chowchilla-Le grand 115kV Line | NEW- Melones-Cottle 230kV line | Los Banos 500/230kV TB | Schindler 115/70kV TB #1 | Panoche- Mendota 115 kV line | Panoche-Oro Loma 115kV Line | Borden-Storey #1 230kV line | Merced 115/70kV TB#2 | Helm 230/70kV TB #1 | Oro Loma-El Nido 115kV Line | Diablo-Gates 500 kV line | Mustang-Henrietta 230 kV line | Gates-Panoche 230 kV #1 and #2 Lines | NEW-Metcalf-Mosslanding 500kV | Li_Battery_4hr | Li_Battery_8hr | Solar | Geothermal | Wind | OOS Wind | OSW Wind | LDES
PG&E KERN | 7th Standard | 115 | CA |  |  | 5 | 0 | 0 | 0 | 0 | 0 | 0 | 0 | 0 | 0 | 0 | 0 | 0 | 0 | 0 | 0 | 0 | 0 | 0 | 0 | 0 | 0 | 0 | 0 | 0 | 0 | 0 | 0 | 0 | 0 | 0 | 0 | 0 | 0 | 0 | 0 | 0 | 0 | 0 | 0 | 0 | 0 | 0 | 0 | 0 | 0 | 0 | 0 | 0 | 0 | 0 | 0 | 0 | 0 | 0 | 0 | 0 | 0 | 0 | 0 | 0 | 0 | 0 | 0 | 0 | 0 | 0 | 0 | 0 | 0 | 0 | 1 | 0 | 0 | 0 | 1 | 0 | 0 | 0 | 1 | 1 | 0 | 0 | 0 | 0 | 0 | 0 | 0 | 0 | 0 | 0 | 0 | 0 | 0 | 0 | 1 | 0 | 0 | Southern_PGAE_Li_Battery_4hr | Southern_PGAE_Li_Battery_8hr | Southern_PGAE_Solar |  | Central_Valley_North_Los_Banos_Wind |  |  |  | Southern_PGAE | Central_Valley_North_Los_Banos | Arizona | Arizona_Solar | Arizona_Li_Battery_4hr | Arizona_Li_Battery_8hr |  |  | Baja_California_Wind
SCE Metro | Alamitos | 230 | CA | 90803 | LOS ANGELES | 2 | 0 | 0 | 0 | 0 | 0 | 0 | 0 | 0 | 1 | 1 | 0 | 0 | 0 | 0 | 0 | 0 | 0 | 0 | 0 | 0 | 0 | 0 | 0 | 0 | 0 | 0 | 0 | 0 | 0 | 0 | 0 | 0 | 0 | 0 | 0 | 0 | 0 | 0 | 0 | 0 | 0 | 0 | 0 | 0 | 0 | 0 | 0 | 0 | 0 | 0 | 0 | 0 | 0 | 0 | 0 | 0 | 0 | 0 | 0 | 0 | 0 | 0 | 0 | 0 | 0 | 0 | 0 | 0 | 0 | 0 | 0 | 0 | 0 | 0 | 0 | 0 | 0 | 0 | 0 | 0 | 0 | 0 | 0 | 0 | 0 | 0 | 0 | 0 | 0 | 0 | 0 | 0 | 0 | 0 | 0 | 0 | 0 | Greater_LA_Li_Battery_4hr | Greater_LA_Li_Battery_8hr | Greater_LA_Solar |  | 0 |  |  |  | Greater_LA | Greater_LA | Greater_Imperial | Greater_Imperial_Solar | Greater_Imperial_Li_Battery_4hr | Greater_Imperial_Li_Battery_8hr | Central_Valley_North_Los_Banos | El_Dorado_Mariposa | Central_Valley_North_Los_Banos_Wind
SCE Eastern | Alberhill | 115 | CA |  |  | 2 | 0 | 0 | 0 | 0 | 0 | 0 | 0 | 0 | 0 | 0 | 0 | 0 | 0 | 0 | 0 | 0 | 0 | 0 | 0 | 1 | 0 | 1 | 0 | 0 | 0 | 0 | 0 | 0 | 0 | 0 | 0 | 0 | 0 | 0 | 0 | 0 | 0 | 0 | 0 | 0 | 0 | 0 | 0 | 0 | 0 | 0 | 0 | 0 | 0 | 0 | 0 | 0 | 0 | 0 | 0 | 0 | 0 | 0 | 0 | 0 | 0 | 0 | 0 | 0 | 0 | 0 | 0 | 0 | 0 | 0 | 0 | 0 | 0 | 0 | 0 | 0 | 0 | 0 | 0 | 0 | 0 | 0 | 0 | 0 | 0 | 0 | 0 | 0 | 0 | 0 | 0 | 0 | 0 | 0 | 0 | 0 | 0 | Riverside_Li_Battery_4hr | Riverside_Li_Battery_8hr | Riverside_Solar |  | Riverside_Palm_Springs_Wind |  |  |  | Riverside | Riverside (Exclude) | Greater_Kramer | Greater_Kramer_Solar | Greater_Kramer_Li_Battery_4hr | Greater_Kramer_Li_Battery_8hr | Greater_Imperial | Greater_Imperial (Exclude) | Greater_Imperial_Wind
SCE Eastern | Alberhill | 500 | CA |  |  | 2 | 0 | 0 | 0 | 0 | 0 | 0 | 0 | 0 | 0 | 0 | 0 | 0 | 0 | 0 | 0 | 0 | 0 | 0 | 0 | 1 | 0 | 1 | 0 | 0 | 0 | 0 | 0 | 0 | 0 | 0 | 0 | 0 | 0 | 0 | 0 | 0 | 0 | 0 | 0 | 0 | 0 | 0 | 0 | 0 | 0 | 0 | 0 | 0 | 0 | 0 | 0 | 0 | 0 | 0 | 0 | 0 | 0 | 0 | 0 | 0 | 0 | 0 | 0 | 0 | 0 | 0 | 0 | 0 | 0 | 0 | 0 | 0 | 0 | 0 | 0 | 0 | 0 | 0 | 0 | 0 | 0 | 0 | 0 | 0 | 0 | 0 | 0 | 0 | 0 | 0 | 0 | 0 | 0 | 0 | 0 | 0 | 0 | Riverside_Li_Battery_4hr | Riverside_Li_Battery_8hr | Riverside_Solar |  | Riverside_Palm_Springs_Wind |  |  |  | Riverside | Riverside (Exclude) | Greater_LA | Greater_LA_Solar | Greater_LA_Li_Battery_4hr | Greater_LA_Li_Battery_8hr | Greater_Kramer | Greater_Kramer (Exclude) | Greater_Kramer_Wind
PG&E GBA | Alhambra | 115 | CA | 94553 | CONTRA COSTA | 3 | 0 | 0 | 0 | 0 | 0 | 0 | 0 | 0 | 0 | 0 | 0 | 0 | 0 | 0 | 0 | 0 | 0 | 0 | 0 | 0 | 0 | 0 | 0 | 0 | 0 | 0 | 0 | 0 | 0 | 0 | 0 | 0 | 0 | 0 | 0 | 0 | 0 | 0 | 0 | 1 | 0 | 0 | 0 | 0 | 0 | 0 | 0 | 0 | 0 | 0 | 0 | 0 | 1 | 0 | 0 | 1 | 0 | 0 | 0 | 0 | 0 | 0 | 0 | 0 | 0 | 0 | 0 | 0 | 0 | 0 | 0 | 0 | 0 | 0 | 0 | 0 | 0 | 0 | 0 | 0 | 0 | 0 | 0 | 0 | 0 | 0 | 0 | 0 | 0 | 0 | 0 | 0 | 0 | 0 | 0 | 0 | 0 | Northern_California_Li_Battery_4hr | Northern_California_Li_Battery_8hr | Northern_California_Solar |  | Solano_Wind |  |  |  | Northern_California | Solano | Greater_SD | San_Diego_Solar | San_Diego_Li_Battery_4hr | San_Diego_Li_Battery_8hr | Humboldt |  | Humboldt_Wind
PG&E FRESNO | Alpaugh | 115 | CA | 93212 | TULARE | 8 | 0 | 0 | 0 | 0 | 0 | 0 | 0 | 0 | 0 | 0 | 0 | 0 | 0 | 0 | 0 | 0 | 0 | 0 | 0 | 0 | 0 | 0 | 0 | 0 | 0 | 0 | 0 | 0 | 0 | 0 | 0 | 0 | 0 | 0 | 0 | 0 | 0 | 0 | 0 | 0 | 0 | 0 | 0 | 0 | 0 | 0 | 0 | 0 | 0 | 0 | 0 | 0 | 0 | 0 | 0 | 0 | 0 | 0 | 0 | 0 | 0 | 0 | 0 | 0 | 0 | 0 | 0 | 1 | 0 | 1 | 1 | 0 | 0 | 0 | 1 | 1 | 0 | 0 | 1 | 1 | 0 | 0 | 0 | 0 | 0 | 0 | 0 | 0 | 0 | 0 | 0 | 0 | 0 | 0 | 1 | 0 | 0 | Southern_PGAE_Li_Battery_4hr | Southern_PGAE_Li_Battery_8hr | Southern_PGAE_Solar |  | Central_Valley_North_Los_Banos_Wind |  |  |  | Southern_PGAE | Central_Valley_North_Los_Banos | Northern_California | Northern_California_Solar | Northern_California_Li_Battery_4hr | Northern_California_Li_Battery_8hr | Kern_Greater_Carrizo | Peninsula_Monterey | Kern_Greater_Carrizo_Wind
SDGE | Alpine | 69 | CA | 91901 | SAN DIEGO | 5 | 0 | 0 | 0 | 0 | 0 | 0 | 0 | 0 | 0 | 0 | 0 | 0 | 0 | 0 | 0 | 0 | 0 | 0 | 0 | 0 | 0 | 0 | 0 | 0 | 0 | 0 | 0 | 1 | 0 | 1 | 1 | 0 | 1 | 0 | 0 | 0 | 1 | 0 | 0 | 0 | 0 | 0 | 0 | 0 | 0 | 0 | 0 | 0 | 0 | 0 | 0 | 0 | 0 | 0 | 0 | 0 | 0 | 0 | 0 | 0 | 0 | 0 | 0 | 0 | 0 | 0 | 0 | 0 | 0 | 0 | 0 | 0 | 0 | 0 | 0 | 0 | 0 | 0 | 0 | 0 | 0 | 0 | 0 | 0 | 0 | 0 | 0 | 0 | 0 | 0 | 0 | 0 | 0 | 0 | 0 | 0 | 0 | San_Diego_Li_Battery_4hr | San_Diego_Li_Battery_8hr | San_Diego_Solar |  | 0 |  |  |  | Greater_SD | Greater_SD | Riverside | Riverside_Solar | Riverside_Li_Battery_4hr | Riverside_Li_Battery_8hr | Northern_California | Mendocino_Marin | Northern_California_Wind
PG&E GBA | Altamont Midway (Sandhill) | 230 | CA | 94551 | ALAMEDA | 3 | 0 | 0 | 0 | 0 | 0 | 0 | 0 | 0 | 0 | 0 | 0 | 0 | 0 | 0 | 0 | 0 | 0 | 0 | 0 | 0 | 0 | 0 | 0 | 0 | 0 | 0 | 0 | 0 | 0 | 0 | 0 | 0 | 0 | 0 | 0 | 0 | 0 | 0 | 0 | 1 | 0 | 0 | 0 | 0 | 0 | 0 | 0 | 0 | 0 | 0 | 0 | 0 | 0 | 0 | 0 | 1 | 0 | 0 | 0 | 0 | 0 | 0 | 0 | 0 | 0 | 1 | 0 | 0 | 0 | 0 | 0 | 0 | 0 | 0 | 0 | 0 | 0 | 0 | 0 | 0 | 0 | 0 | 0 | 0 | 0 | 0 | 0 | 0 | 0 | 0 | 0 | 0 | 0 | 0 | 0 | 0 | 0 | Northern_California_Li_Battery_4hr | Northern_California_Li_Battery_8hr | Northern_California_Solar |  | Solano_Wind |  |  |  | Northern_California | Solano | Southern_NV_Eldorado | Southern_NV_Eldorado_Solar | Southern_NV_Eldorado_Li_Battery_4hr | Southern_NV_Eldorado_Li_Battery_8hr | Riverside | Riverside (Exclude) | Riverside_Palm_Springs_Wind
SCE Northern | Antelope | 66 | CA | 93536 | LOS ANGELES | 1 | 1 | 0 | 0 | 0 | 0 | 0 | 0 | 0 | 0 | 0 | 0 | 0 | 0 | 0 | 0 | 0 | 0 | 0 | 0 | 0 | 0 | 0 | 0 | 0 | 0 | 0 | 0 | 0 | 0 | 0 | 0 | 0 | 0 | 0 | 0 | 0 | 0 | 0 | 0 | 0 | 0 | 0 | 0 | 0 | 0 | 0 | 0 | 0 | 0 | 0 | 0 | 0 | 0 | 0 | 0 | 0 | 0 | 0 | 0 | 0 | 0 | 0 | 0 | 0 | 0 | 0 | 0 | 0 | 0 | 0 | 0 | 0 | 0 | 0 | 0 | 0 | 0 | 0 | 0 | 0 | 0 | 0 | 0 | 0 | 0 | 0 | 0 | 0 | 0 | 0 | 0 | 0 | 0 | 0 | 0 | 0 | 0 | Tehachapi_Li_Battery_4hr | Tehachapi_Li_Battery_8hr | Tehachapi_Solar |  | Tehachapi_Wind |  |  |  | Tehachapi | Tehachapi | Southern_PGAE | Southern_PGAE_Solar | Southern_PGAE_Li_Battery_4hr | Southern_PGAE_Li_Battery_8hr | Solano |  | Solano_Wind
SCE Northern | Antelope | 230 | CA | 93536 | LOS ANGELES | 1 | 1 | 0 | 0 | 0 | 0 | 0 | 0 | 0 | 0 | 0 | 0 | 0 | 0 | 0 | 0 | 0 | 0 | 0 | 0 | 0 | 0 | 0 | 0 | 0 | 0 | 0 | 0 | 0 | 0 | 0 | 0 | 0 | 0 | 0 | 0 | 0 | 0 | 0 | 0 | 0 | 0 | 0 | 0 | 0 | 0 | 0 | 0 | 0 | 0 | 0 | 0 | 0 | 0 | 0 | 0 | 0 | 0 | 0 | 0 | 0 | 0 | 0 | 0 | 0 | 0 | 0 | 0 | 0 | 0 | 0 | 0 | 0 | 0 | 0 | 0 | 0 | 0 | 0 | 0 | 0 | 0 | 0 | 0 | 0 | 0 | 0 | 0 | 0 | 0 | 0 | 0 | 0 | 0 | 0 | 0 | 0 | 0 | Tehachapi_Li_Battery_4hr | Tehachapi_Li_Battery_8hr | Tehachapi_Solar |  | Tehachapi_Wind |  |  |  | Tehachapi | Tehachapi | Tehachapi | Tehachapi_Solar | Tehachapi_Li_Battery_4hr | Tehachapi_Li_Battery_8hr | Southern_NV_Eldorado |  | Southern_NV_Eldorado_Wind
SCE Northern | Antelope | 500 | CA | 93536 | LOS ANGELES | 2 | 1 | 1 | 0 | 0 | 0 | 0 | 0 | 0 | 0 | 0 | 0 | 0 | 0 | 0 | 0 | 0 | 0 | 0 | 0 | 0 | 0 | 0 | 0 | 0 | 0 | 0 | 0 | 0 | 0 | 0 | 0 | 0 | 0 | 0 | 0 | 0 | 0 | 0 | 0 | 0 | 0 | 0 | 0 | 0 | 0 | 0 | 0 | 0 | 0 | 0 | 0 | 0 | 0 | 0 | 0 | 0 | 0 | 0 | 0 | 0 | 0 | 0 | 0 | 0 | 0 | 0 | 0 | 0 | 0 | 0 | 0 | 0 | 0 | 0 | 0 | 0 | 0 | 0 | 0 | 0 | 0 | 0 | 0 | 0 | 0 | 0 | 0 | 0 | 0 | 0 | 0 | 0 | 0 | 0 | 0 | 0 | 0 | Tehachapi_Li_Battery_4hr | Tehachapi_Li_Battery_8hr | Tehachapi_Solar |  | Tehachapi_Wind |  |  |  | Tehachapi | Tehachapi |  |  |  |  | Tehachapi |  | Tehachapi_Wind
PG&E NGBA | Arcata | 60 | CA | 95521 | Humboldt | 1 | 0 | 0 | 0 | 0 | 0 | 0 | 0 | 0 | 0 | 0 | 0 | 0 | 0 | 0 | 0 | 0 | 0 | 0 | 0 | 0 | 0 | 0 | 0 | 0 | 0 | 0 | 0 | 0 | 0 | 0 | 0 | 0 | 0 | 0 | 0 | 0 | 0 | 0 | 0 | 1 | 0 | 0 | 0 | 0 | 0 | 0 | 0 | 0 | 0 | 0 | 0 | 0 | 0 | 0 | 0 | 0 | 0 | 0 | 0 | 0 | 0 | 0 | 0 | 0 | 0 | 0 | 0 | 0 | 0 | 0 | 0 | 0 | 0 | 0 | 0 | 0 | 0 | 0 | 0 | 0 | 0 | 0 | 0 | 0 | 0 | 0 | 0 | 0 | 0 | 0 | 0 | 0 | 0 | 0 | 0 | 0 | 0 | Northern_California_Li_Battery_4hr | Northern_California_Li_Battery_8hr | Northern_California_Solar |  | Humboldt_Wind |  |  |  | Northern_California | Humboldt
PG&E KERN | Arco | 230 | CA | 93249 | KERN | 3 | 0 | 0 | 0 | 0 | 0 | 0 | 0 | 0 | 0 | 0 | 0 | 0 | 0 | 0 | 0 | 0 | 0 | 0 | 0 | 0 | 0 | 0 | 0 | 0 | 0 | 0 | 0 | 0 | 0 | 0 | 0 | 0 | 0 | 0 | 0 | 0 | 0 | 0 | 0 | 0 | 0 | 0 | 0 | 0 | 0 | 0 | 0 | 0 | 0 | 0 | 0 | 0 | 0 | 0 | 0 | 0 | 0 | 0 | 0 | 0 | 0 | 0 | 0 | 0 | 0 | 0 | 0 | 0 | 0 | 0 | 0 | 0 | 0 | 0 | 0 | 0 | 0 | 0 | 1 | 1 | 0 | 0 | 0 | 0 | 0 | 0 | 0 | 0 | 0 | 0 | 0 | 0 | 0 | 0 | 1 | 0 | 0 | Southern_PGAE_Li_Battery_4hr | Southern_PGAE_Li_Battery_8hr | Southern_PGAE_Solar |  | Central_Valley_North_Los_Banos_Wind |  |  |  | Southern_PGAE | Central_Valley_North_Los_Banos
PG&E KERN | Arco | 70 | CA | 93249 | KERN | 3 | 0 | 0 | 0 | 0 | 0 | 0 | 0 | 0 | 0 | 0 | 0 | 0 | 0 | 0 | 0 | 0 | 0 | 0 | 0 | 0 | 0 | 0 | 0 | 0 | 0 | 0 | 0 | 0 | 0 | 0 | 0 | 0 | 0 | 0 | 0 | 0 | 0 | 0 | 0 | 0 | 0 | 0 | 0 | 0 | 0 | 0 | 0 | 0 | 0 | 0 | 0 | 0 | 0 | 0 | 0 | 0 | 0 | 0 | 0 | 0 | 0 | 0 | 0 | 0 | 0 | 0 | 0 | 0 | 0 | 0 | 0 | 0 | 0 | 0 | 0 | 0 | 0 | 0 | 1 | 1 | 0 | 0 | 0 | 0 | 0 | 0 | 0 | 0 | 0 | 0 | 0 | 0 | 0 | 0 | 1 | 0 | 0 | Southern_PGAE_Li_Battery_4hr | Southern_PGAE_Li_Battery_8hr | Southern_PGAE_Solar |  | Central_Valley_North_Los_Banos_Wind |  |  |  | Southern_PGAE | Central_Valley_North_Los_Banos
SCE Metro | ArcoGen | 230 | CA | 90745 | LOS ANGELES | 1 | 0 | 0 | 0 | 0 | 0 | 0 | 0 | 0 | 0 | 1 | 0 | 0 | 0 | 0 | 0 | 0 | 0 | 0 | 0 | 0 | 0 | 0 | 0 | 0 | 0 | 0 | 0 | 0 | 0 | 0 | 0 | 0 | 0 | 0 | 0 | 0 | 0 | 0 | 0 | 0 | 0 | 0 | 0 | 0 | 0 | 0 | 0 | 0 | 0 | 0 | 0 | 0 | 0 | 0 | 0 | 0 | 0 | 0 | 0 | 0 | 0 | 0 | 0 | 0 | 0 | 0 | 0 | 0 | 0 | 0 | 0 | 0 | 0 | 0 | 0 | 0 | 0 | 0 | 0 | 0 | 0 | 0 | 0 | 0 | 0 | 0 | 0 | 0 | 0 | 0 | 0 | 0 | 0 | 0 | 0 | 0 | 0 | Greater_LA_Li_Battery_4hr | Greater_LA_Li_Battery_8hr | Greater_LA_Solar |  | 0 |  |  |  | Greater_LA | Greater_LA
SDGE | Artesian | 230 | CA | 92127 | SAN DIEGO | 5 | 0 | 0 | 0 | 0 | 0 | 0 | 0 | 0 | 0 | 0 | 0 | 0 | 0 | 0 | 0 | 0 | 0 | 0 | 0 | 0 | 0 | 0 | 0 | 0 | 0 | 1 | 0 | 0 | 1 | 0 | 1 | 0 | 1 | 0 | 0 | 0 | 0 | 1 | 0 | 0 | 0 | 0 | 0 | 0 | 0 | 0 | 0 | 0 | 0 | 0 | 0 | 0 | 0 | 0 | 0 | 0 | 0 | 0 | 0 | 0 | 0 | 0 | 0 | 0 | 0 | 0 | 0 | 0 | 0 | 0 | 0 | 0 | 0 | 0 | 0 | 0 | 0 | 0 | 0 | 0 | 0 | 0 | 0 | 0 | 0 | 0 | 0 | 0 | 0 | 0 | 0 | 0 | 0 | 0 | 0 | 0 | 0 | San_Diego_Li_Battery_4hr | San_Diego_Li_Battery_8hr | San_Diego_Solar |  | 0 |  |  |  | Greater_SD | Greater_SD
SDGE | Artesian | 69 | CA | 92127 | SAN DIEGO | 4 | 0 | 0 | 0 | 0 | 0 | 0 | 0 | 0 | 0 | 0 | 0 | 0 | 0 | 0 | 0 | 0 | 0 | 0 | 0 | 0 | 0 | 0 | 0 | 0 | 0 | 1 | 0 | 0 | 0 | 0 | 1 | 0 | 1 | 0 | 0 | 0 | 0 | 1 | 0 | 0 | 0 | 0 | 0 | 0 | 0 | 0 | 0 | 0 | 0 | 0 | 0 | 0 | 0 | 0 | 0 | 0 | 0 | 0 | 0 | 0 | 0 | 0 | 0 | 0 | 0 | 0 | 0 | 0 | 0 | 0 | 0 | 0 | 0 | 0 | 0 | 0 | 0 | 0 | 0 | 0 | 0 | 0 | 0 | 0 | 0 | 0 | 0 | 0 | 0 | 0 | 0 | 0 | 0 | 0 | 0 | 0 | 0 | San_Diego_Li_Battery_4hr | San_Diego_Li_Battery_8hr | San_Diego_Solar |  | 0 |  |  |  | Greater_SD | Greater_SD
PG&E FRESNO | Ashlan | 230 | CA | 93705 | FRESNO | 8 | 0 | 0 | 0 | 0 | 0 | 0 | 0 | 0 | 0 | 0 | 0 | 0 | 0 | 0 | 0 | 0 | 0 | 0 | 0 | 0 | 0 | 0 | 0 | 0 | 0 | 0 | 0 | 0 | 0 | 0 | 0 | 0 | 0 | 0 | 0 | 0 | 0 | 0 | 0 | 0 | 0 | 0 | 0 | 0 | 0 | 0 | 0 | 0 | 0 | 0 | 0 | 0 | 0 | 0 | 0 | 0 | 0 | 0 | 0 | 1 | 0 | 0 | 0 | 0 | 0 | 0 | 0 | 0 | 0 | 0 | 0 | 0 | 0 | 0 | 0 | 0 | 0 | 0 | 0 | 1 | 0 | 1 | 1 | 1 | 0 | 1 | 0 | 1 | 0 | 0 | 0 | 0 | 1 | 0 | 0 | 0 | 0 | Southern_PGAE_Li_Battery_4hr | Southern_PGAE_Li_Battery_8hr | Southern_PGAE_Solar |  | Central_Valley_North_Los_Banos_Wind |  |  |  | Southern_PGAE | Central_Valley_North_Los_Banos
PG&E NGBA | Atlantic | 115 | CA | 95678 | PLACER | 5 | 0 | 0 | 0 | 0 | 0 | 0 | 0 | 0 | 0 | 0 | 0 | 0 | 0 | 0 | 0 | 0 | 0 | 0 | 0 | 0 | 0 | 0 | 0 | 0 | 0 | 0 | 0 | 0 | 0 | 0 | 0 | 0 | 0 | 0 | 0 | 0 | 0 | 0 | 0 | 1 | 0 | 0 | 0 | 0 | 0 | 1 | 0 | 1 | 0 | 0 | 0 | 0 | 0 | 0 | 0 | 0 | 0 | 0 | 0 | 1 | 1 | 0 | 0 | 0 | 0 | 0 | 0 | 0 | 0 | 0 | 0 | 0 | 0 | 0 | 0 | 0 | 0 | 0 | 0 | 0 | 0 | 0 | 0 | 0 | 0 | 0 | 0 | 0 | 0 | 0 | 0 | 0 | 0 | 0 | 0 | 0 | 0 | Northern_California_Li_Battery_4hr | Northern_California_Li_Battery_8hr | Northern_California_Solar |  | Northern_California_Wind |  |  |  | Northern_California | Northern_California
PG&E NGBA | Atlantic | 230 | CA | 95678 | PLACER | 7 | 0 | 0 | 0 | 0 | 0 | 0 | 0 | 0 | 0 | 0 | 0 | 0 | 0 | 0 | 0 | 0 | 0 | 0 | 0 | 0 | 0 | 0 | 0 | 0 | 0 | 0 | 0 | 0 | 0 | 0 | 0 | 0 | 0 | 0 | 0 | 0 | 0 | 0 | 0 | 1 | 0 | 0 | 1 | 0 | 0 | 1 | 1 | 1 | 0 | 0 | 0 | 0 | 0 | 0 | 0 | 0 | 0 | 0 | 0 | 1 | 1 | 0 | 0 | 0 | 0 | 0 | 0 | 0 | 0 | 0 | 0 | 0 | 0 | 0 | 0 | 0 | 0 | 0 | 0 | 0 | 0 | 0 | 0 | 0 | 0 | 0 | 0 | 0 | 0 | 0 | 0 | 0 | 0 | 0 | 0 | 0 | 0 | Northern_California_Li_Battery_4hr | Northern_California_Li_Battery_8hr | Northern_California_Solar |  | Northern_California_Wind |  |  |  | Northern_California | Northern_California
PG&E NGBA | Atlantic | 60 | CA | 95678 | PLACER | 7 | 0 | 0 | 0 | 0 | 0 | 0 | 0 | 0 | 0 | 0 | 0 | 0 | 0 | 0 | 0 | 0 | 0 | 0 | 0 | 0 | 0 | 0 | 0 | 0 | 0 | 0 | 0 | 0 | 0 | 0 | 0 | 0 | 0 | 0 | 0 | 0 | 0 | 0 | 0 | 1 | 0 | 0 | 1 | 0 | 0 | 1 | 1 | 1 | 0 | 0 | 0 | 0 | 0 | 0 | 0 | 0 | 0 | 0 | 0 | 1 | 1 | 0 | 0 | 0 | 0 | 0 | 0 | 0 | 0 | 0 | 0 | 0 | 0 | 0 | 0 | 0 | 0 | 0 | 0 | 0 | 0 | 0 | 0 | 0 | 0 | 0 | 0 | 0 | 0 | 0 | 0 | 0 | 0 | 0 | 0 | 0 | 0 | Northern_California_Li_Battery_4hr | Northern_California_Li_Battery_8hr | Northern_California_Solar |  | Northern_California_Wind |  |  |  | Northern_California | Northern_California
PG&E FRESNO | Atwater | 115 | CA | 95301 | Merced | 9 | 0 | 0 | 0 | 0 | 0 | 0 | 0 | 0 | 0 | 0 | 0 | 0 | 0 | 0 | 0 | 0 | 0 | 0 | 0 | 0 | 0 | 0 | 0 | 0 | 0 | 0 | 0 | 0 | 0 | 0 | 0 | 0 | 0 | 0 | 0 | 0 | 0 | 0 | 0 | 0 | 0 | 0 | 0 | 0 | 0 | 1 | 0 | 0 | 0 | 0 | 0 | 0 | 0 | 0 | 0 | 0 | 0 | 0 | 0 | 1 | 0 | 0 | 0 | 0 | 0 | 0 | 0 | 0 | 0 | 0 | 0 | 0 | 0 | 0 | 0 | 0 | 0 | 0 | 0 | 1 | 0 | 1 | 1 | 1 | 0 | 1 | 0 | 1 | 0 | 0 | 0 | 0 | 1 | 0 | 0 | 0 | 0 | Southern_PGAE_Li_Battery_4hr | Southern_PGAE_Li_Battery_8hr | Southern_PGAE_Solar |  | Central_Valley_North_Los_Banos_Wind |  |  |  | Southern_PGAE | Central_Valley_North_Los_Banos
PG&E GBA | Avena | 115 | CA | 95320 | SAN JOAQUIN | 4 | 0 | 0 | 0 | 0 | 0 | 0 | 0 | 0 | 0 | 0 | 0 | 0 | 0 | 0 | 0 | 0 | 0 | 0 | 0 | 0 | 0 | 0 | 0 | 0 | 0 | 0 | 0 | 0 | 0 | 0 | 0 | 0 | 0 | 0 | 0 | 0 | 0 | 0 | 0 | 0 | 0 | 0 | 0 | 0 | 0 | 1 | 0 | 0 | 0 | 0 | 0 | 0 | 0 | 0 | 0 | 1 | 0 | 0 | 0 | 1 | 0 | 0 | 0 | 1 | 0 | 0 | 0 | 0 | 0 | 0 | 0 | 0 | 0 | 0 | 0 | 0 | 0 | 0 | 0 | 0 | 0 | 0 | 0 | 0 | 0 | 0 | 0 | 0 | 0 | 0 | 0 | 0 | 0 | 0 | 0 | 0 | 0 | Northern_California_Li_Battery_4hr | Northern_California_Li_Battery_8hr | Northern_California_Solar |  | Solano_Wind |  |  |  | Northern_California | Solano
SDGE | Avocado | 69 | CA | 92028 | SAN DIEGO | 5 | 0 | 0 | 0 | 0 | 0 | 0 | 0 | 0 | 0 | 0 | 0 | 0 | 0 | 0 | 0 | 0 | 0 | 0 | 0 | 0 | 0 | 0 | 0 | 0 | 0 | 1 | 0 | 0 | 1 | 0 | 0 | 0 | 1 | 1 | 0 | 0 | 0 | 1 | 0 | 0 | 0 | 0 | 0 | 0 | 0 | 0 | 0 | 0 | 0 | 0 | 0 | 0 | 0 | 0 | 0 | 0 | 0 | 0 | 0 | 0 | 0 | 0 | 0 | 0 | 0 | 0 | 0 | 0 | 0 | 0 | 0 | 0 | 0 | 0 | 0 | 0 | 0 | 0 | 0 | 0 | 0 | 0 | 0 | 0 | 0 | 0 | 0 | 0 | 0 | 0 | 0 | 0 | 0 | 0 | 0 | 0 | 0 | San_Diego_Li_Battery_4hr | San_Diego_Li_Battery_8hr | San_Diego_Solar |  | 0 |  |  |  | Greater_SD | Greater_SD
PG&E NGBA | Bahia | 230 | CA |  |  | 9 | 0 | 0 | 0 | 0 | 0 | 0 | 0 | 0 | 0 | 0 | 0 | 0 | 0 | 0 | 0 | 0 | 0 | 0 | 0 | 0 | 0 | 0 | 0 | 0 | 0 | 0 | 0 | 0 | 0 | 0 | 0 | 0 | 0 | 0 | 0 | 0 | 0 | 0 | 0 | 1 | 0 | 0 | 0 | 0 | 0 | 0 | 0 | 0 | 0 | 0 | 0 | 0 | 1 | 1 | 1 | 1 | 0 | 0 | 1 | 1 | 0 | 0 | 0 | 0 | 0 | 1 | 1 | 0 | 0 | 0 | 0 | 0 | 0 | 0 | 0 | 0 | 0 | 0 | 0 | 0 | 0 | 0 | 0 | 0 | 0 | 0 | 0 | 0 | 0 | 0 | 0 | 0 | 0 | 0 | 0 | 0 | 0 | Northern_California_Li_Battery_4hr | Northern_California_Li_Battery_8hr | Northern_California_Solar |  | Solano_Wind |  |  |  | Northern_California | Solano
SCE Northern | Bailey | 230 | CA | 93536 | LOS ANGELES | 4 | 0 | 0 | 1 | 0 | 0 | 0 | 1 | 1 | 0 | 0 | 0 | 0 | 0 | 0 | 0 | 0 | 0 | 0 | 0 | 0 | 0 | 0 | 0 | 0 | 1 | 0 | 0 | 0 | 0 | 0 | 0 | 0 | 0 | 0 | 0 | 0 | 0 | 0 | 0 | 0 | 0 | 0 | 0 | 0 | 0 | 0 | 0 | 0 | 0 | 0 | 0 | 0 | 0 | 0 | 0 | 0 | 0 | 0 | 0 | 0 | 0 | 0 | 0 | 0 | 0 | 0 | 0 | 0 | 0 | 0 | 0 | 0 | 0 | 0 | 0 | 0 | 0 | 0 | 0 | 0 | 0 | 0 | 0 | 0 | 0 | 0 | 0 | 0 | 0 | 0 | 0 | 0 | 0 | 0 | 0 | 0 | 0 | Tehachapi_Li_Battery_4hr | Tehachapi_Li_Battery_8hr | Tehachapi_Solar |  | Tehachapi_Wind |  |  |  | Tehachapi | Tehachapi
SCE NOL | Baker | 115 | CA | 92309 | San Bernardino | 3 | 0 | 0 | 0 | 0 | 0 | 0 | 0 | 0 | 0 | 0 | 0 | 1 | 1 | 1 | 0 | 0 | 0 | 0 | 0 | 0 | 0 | 0 | 0 | 0 | 0 | 0 | 0 | 0 | 0 | 0 | 0 | 0 | 0 | 0 | 0 | 0 | 0 | 0 | 0 | 0 | 0 | 0 | 0 | 0 | 0 | 0 | 0 | 0 | 0 | 0 | 0 | 0 | 0 | 0 | 0 | 0 | 0 | 0 | 0 | 0 | 0 | 0 | 0 | 0 | 0 | 0 | 0 | 0 | 0 | 0 | 0 | 0 | 0 | 0 | 0 | 0 | 0 | 0 | 0 | 0 | 0 | 0 | 0 | 0 | 0 | 0 | 0 | 0 | 0 | 0 | 0 | 0 | 0 | 0 | 0 | 0 | 0 | Southern_NV_Eldorado_Li_Battery_4hr | Southern_NV_Eldorado_Li_Battery_8hr | Southern_NV_Eldorado_Solar | Inyokern_North_Kramer_Geothermal | Southern_NV_Eldorado_Wind |  |  |  | Southern_NV_Eldorado | Southern_NV_Eldorado
PG&E KERN | Bakersfield | 230 | CA | 93301 | KERN | 2 | 0 | 0 | 0 | 0 | 0 | 0 | 0 | 0 | 0 | 0 | 0 | 0 | 0 | 0 | 0 | 0 | 0 | 0 | 0 | 0 | 0 | 0 | 0 | 0 | 0 | 0 | 0 | 0 | 0 | 0 | 0 | 0 | 0 | 0 | 0 | 0 | 0 | 0 | 0 | 0 | 0 | 0 | 0 | 0 | 0 | 0 | 0 | 0 | 0 | 0 | 0 | 0 | 0 | 0 | 0 | 0 | 0 | 0 | 0 | 0 | 0 | 0 | 0 | 0 | 0 | 0 | 0 | 0 | 0 | 0 | 0 | 0 | 0 | 0 | 0 | 0 | 0 | 0 | 1 | 0 | 0 | 0 | 0 | 0 | 0 | 0 | 0 | 0 | 0 | 0 | 0 | 0 | 0 | 0 | 1 | 0 | 0 | Southern_PGAE_Li_Battery_4hr | Southern_PGAE_Li_Battery_8hr | Southern_PGAE_Solar |  | Central_Valley_North_Los_Banos_Wind |  |  |  | Southern_PGAE | Central_Valley_North_Los_Banos
PG&E FRESNO | Balch | 230 | CA | 93664 | FRESNO | 6 | 0 |  | 0 | 0 | 0 | 0 | 0 | 0 | 0 | 0 | 0 | 0 | 0 | 0 | 0 | 0 | 0 | 0 | 0 | 0 | 0 | 0 | 0 | 0 | 0 | 0 | 0 | 0 | 0 | 0 | 0 | 0 | 0 | 0 | 0 | 0 | 0 | 0 | 0 | 0 | 0 | 0 | 0 | 0 | 0 | 1 | 0 | 0 | 0 | 0 | 0 | 0 | 0 | 0 | 0 | 0 | 0 | 0 | 0 | 0 | 0 | 0 | 0 | 0 | 0 | 0 | 0 | 0 | 0 | 0 | 0 | 0 | 0 | 0 | 0 | 0 | 0 | 0 | 1 | 1 | 0 | 1 | 0 | 0 | 0 | 1 | 0 | 0 | 0 | 1 | 0 | 0 | 0 | 0 | 0 | 0 | 0 | Southern_PGAE_Li_Battery_4hr | Southern_PGAE_Li_Battery_8hr | Southern_PGAE_Solar |  | Central_Valley_North_Los_Banos_Wind |  |  |  | Southern_PGAE | Central_Valley_North_Los_Banos
SCE Eastern | Bannister | 230 | CA | 92257 | IMPERIAL | 3 | 0 | 0 | 0 | 0 | 0 | 0 | 0 | 0 | 0 | 0 | 0 | 0 | 0 | 0 | 0 | 0 | 0 | 0 | 1 | 1 | 0 | 1 | 0 | 0 | 0 | 0 | 0 | 0 | 0 | 0 | 0 | 0 | 0 | 0 | 0 | 0 | 0 | 0 | 0 | 0 | 0 | 0 | 0 | 0 | 0 | 0 | 0 | 0 | 0 | 0 | 0 | 0 | 0 | 0 | 0 | 0 | 0 | 0 | 0 | 0 | 0 | 0 | 0 | 0 | 0 | 0 | 0 | 0 | 0 | 0 | 0 | 0 | 0 | 0 | 0 | 0 | 0 | 0 | 0 | 0 | 0 | 0 | 0 | 0 | 0 | 0 | 0 | 0 | 0 | 0 | 0 | 0 | 0 | 0 | 0 | 0 | 0 | Greater_Imperial_Li_Battery_4hr | Greater_Imperial_Li_Battery_8hr | Greater_Imperial_Solar |  | Greater_Imperial_Wind |  |  |  | Greater_Imperial | Greater_Imperial (Exclude)
SCE Metro | Barre | 230 | CA | 90680 | ORANGE | 1 | 0 | 0 | 0 | 0 | 0 | 0 | 0 | 0 | 0 | 1 | 0 | 0 | 0 | 0 | 0 | 0 | 0 | 0 | 0 | 0 | 0 | 0 | 0 | 0 | 0 | 0 | 0 | 0 | 0 | 0 | 0 | 0 | 0 | 0 | 0 | 0 | 0 | 0 | 0 | 0 | 0 | 0 | 0 | 0 | 0 | 0 | 0 | 0 | 0 | 0 | 0 | 0 | 0 | 0 | 0 | 0 | 0 | 0 | 0 | 0 | 0 | 0 | 0 | 0 | 0 | 0 | 0 | 0 | 0 | 0 | 0 | 0 | 0 | 0 | 0 | 0 | 0 | 0 | 0 | 0 | 0 | 0 | 0 | 0 | 0 | 0 | 0 | 0 | 0 | 0 | 0 | 0 | 0 | 0 | 0 | 0 | 0 | Greater_LA_Li_Battery_4hr | Greater_LA_Li_Battery_8hr | Greater_LA_Solar |  | 0 |  |  |  | Greater_LA | Greater_LA
SDGE | Bay Boulevard | 69 | CA | 91905 | SAN DIEGO | 4 | 0 | 0 | 0 | 0 | 0 | 0 | 0 | 0 | 0 | 0 | 0 | 0 | 0 | 0 | 0 | 0 | 0 | 0 | 0 | 0 | 0 | 0 | 0 | 0 | 0 | 0 | 0 | 0 | 0 | 0 | 1 | 0 | 1 | 0 | 0 | 1 | 1 | 0 | 0 | 0 | 0 | 0 | 0 | 0 | 0 | 0 | 0 | 0 | 0 | 0 | 0 | 0 | 0 | 0 | 0 | 0 | 0 | 0 | 0 | 0 | 0 | 0 | 0 | 0 | 0 | 0 | 0 | 0 | 0 | 0 | 0 | 0 | 0 | 0 | 0 | 0 | 0 | 0 | 0 | 0 | 0 | 0 | 0 | 0 | 0 | 0 | 0 | 0 | 0 | 0 | 0 | 0 | 0 | 0 | 0 | 0 | 0 | San_Diego_Li_Battery_4hr | San_Diego_Li_Battery_8hr | San_Diego_Solar |  | 0 |  |  |  | Greater_SD | Greater_SD
SDGE | Bay Boulevard | 230 | CA | 91905 | SAN DIEGO | 5 | 0 | 0 | 0 | 0 | 0 | 0 | 0 | 0 | 0 | 0 | 0 | 0 | 0 | 0 | 0 | 0 | 0 | 0 | 0 | 0 | 0 | 0 | 0 | 0 | 0 | 0 | 0 | 0 | 1 | 0 | 1 | 0 | 1 | 0 | 0 | 1 | 1 | 0 | 0 | 0 | 0 | 0 | 0 | 0 | 0 | 0 | 0 | 0 | 0 | 0 | 0 | 0 | 0 | 0 | 0 | 0 | 0 | 0 | 0 | 0 | 0 | 0 | 0 | 0 | 0 | 0 | 0 | 0 | 0 | 0 | 0 | 0 | 0 | 0 | 0 | 0 | 0 | 0 | 0 | 0 | 0 | 0 | 0 | 0 | 0 | 0 | 0 | 0 | 0 | 0 | 0 | 0 | 0 | 0 | 0 | 0 | 0 | San_Diego_Li_Battery_4hr | San_Diego_Li_Battery_8hr | San_Diego_Solar |  | 0 |  |  |  | Greater_SD | Greater_SD
EOP | Beatty | 138 | NV | 89003 | NYE | 3 | 0 | 0 | 0 | 0 | 0 | 0 | 0 | 0 | 0 | 0 | 0 | 0 | 0 | 0 | 0 | 0 | 0 | 0 | 0 | 0 | 0 | 0 | 1 | 1 | 1 | 0 | 0 | 0 | 0 | 0 | 0 | 0 | 0 | 0 | 0 | 0 | 0 | 0 | 0 | 0 | 0 | 0 | 0 | 0 | 0 | 0 | 0 | 0 | 0 | 0 | 0 | 0 | 0 | 0 | 0 | 0 | 0 | 0 | 0 | 0 | 0 | 0 | 0 | 0 | 0 | 0 | 0 | 0 | 0 | 0 | 0 | 0 | 0 | 0 | 0 | 0 | 0 | 0 | 0 | 0 | 0 | 0 | 0 | 0 | 0 | 0 | 0 | 0 | 0 | 0 | 0 | 0 | 0 | 0 | 0 | 0 | 0 | Southern_NV_Eldorado_Li_Battery_4hr | Southern_NV_Eldorado_Li_Battery_8hr | Southern_NV_Eldorado_Solar | Central_Nevada_Geothermal | Southern_NV_Eldorado_Wind |  |  |  | Southern_NV_Eldorado | Southern_NV_Eldorado
EOP | Beatty | 230 | NV | 89003 | NYE | 3 | 0 | 0 | 0 | 0 | 0 | 0 | 0 | 0 | 0 | 0 | 0 | 0 | 0 | 0 | 0 | 0 | 0 | 0 | 0 | 0 | 0 | 0 | 1 | 1 | 1 | 0 | 0 | 0 | 0 | 0 | 0 | 0 | 0 | 0 | 0 | 0 | 0 | 0 | 0 | 0 | 0 | 0 | 0 | 0 | 0 | 0 | 0 | 0 | 0 | 0 | 0 | 0 | 0 | 0 | 0 | 0 | 0 | 0 | 0 | 0 | 0 | 0 | 0 | 0 | 0 | 0 | 0 | 0 | 0 | 0 | 0 | 0 | 0 | 0 | 0 | 0 | 0 | 0 | 0 | 0 | 0 | 0 | 0 | 0 | 0 | 0 | 0 | 0 | 0 | 0 | 0 | 0 | 0 | 0 | 0 | 0 | 0 | Southern_NV_Eldorado_Li_Battery_4hr | Southern_NV_Eldorado_Li_Battery_8hr | Southern_NV_Eldorado_Solar | Central_Nevada_Geothermal | Southern_NV_Eldorado_Wind |  |  |  | Southern_NV_Eldorado | Southern_NV_Eldorado
PG&E NGBA | Belden | 230 | CA | 95915 | PLUMAS | 9 | 0 | 0 | 0 | 0 | 0 | 0 | 0 | 0 | 0 | 0 | 0 | 0 | 0 | 0 | 0 | 0 | 0 | 0 | 0 | 0 | 0 | 0 | 0 | 0 | 0 | 0 | 0 | 0 | 0 | 0 | 0 | 0 | 0 | 0 | 0 | 0 | 0 | 0 | 0 | 1 | 1 | 0 | 1 | 0 | 1 | 1 | 1 | 1 | 0 | 0 | 0 | 0 | 0 | 0 | 0 | 0 | 0 | 0 | 0 | 1 | 1 | 0 | 0 | 0 | 0 | 0 | 0 | 0 | 0 | 0 | 0 | 0 | 0 | 0 | 0 | 0 | 0 | 0 | 0 | 0 | 0 | 0 | 0 | 0 | 0 | 0 | 0 | 0 | 0 | 0 | 0 | 0 | 0 | 0 | 0 | 0 | 0 | Northern_California_Li_Battery_4hr | Northern_California_Li_Battery_8hr | Northern_California_Solar |  | Northern_California_Wind |  |  |  | Northern_California | Northern_California
PG&E NGBA | Bell | 115 | CA | 95602 | Placer | 5 | 0 | 0 | 0 | 0 | 0 | 0 | 0 | 0 | 0 | 0 | 0 | 0 | 0 | 0 | 0 | 0 | 0 | 0 | 0 | 0 | 0 | 0 | 0 | 0 | 0 | 0 | 0 | 0 | 0 | 0 | 0 | 0 | 0 | 0 | 0 | 0 | 0 | 0 | 0 | 1 | 0 | 0 | 0 | 0 | 0 | 1 | 0 | 1 | 0 | 0 | 0 | 0 | 0 | 0 | 0 | 0 | 0 | 0 | 0 | 1 | 1 | 0 | 0 | 0 | 0 | 0 | 0 | 0 | 0 | 0 | 0 | 0 | 0 | 0 | 0 | 0 | 0 | 0 | 0 | 0 | 0 | 0 | 0 | 0 | 0 | 0 | 0 | 0 | 0 | 0 | 0 | 0 | 0 | 0 | 0 | 0 | 0 | Northern_California_Li_Battery_4hr | Northern_California_Li_Battery_8hr | Northern_California_Solar |  | Northern_California_Wind |  |  |  | Northern_California | Northern_California
PG&E NGBA | Bellevue | 115 | CA | 95407 | SONOMA | 3 | 0 | 0 | 0 | 0 | 0 | 0 | 0 | 0 | 0 | 0 | 0 | 0 | 0 | 0 | 0 | 0 | 0 | 0 | 0 | 0 | 0 | 0 | 0 | 0 | 0 | 0 | 0 | 0 | 0 | 0 | 0 | 0 | 0 | 0 | 0 | 0 | 0 | 0 | 0 | 1 | 0 | 0 | 0 | 0 | 0 | 0 | 0 | 0 | 0 | 0 | 0 | 0 | 1 | 0 | 0 | 0 | 0 | 0 | 0 | 0 | 0 | 0 | 0 | 0 | 0 | 0 | 1 | 0 | 0 | 0 | 0 | 0 | 0 | 0 | 0 | 0 | 0 | 0 | 0 | 0 | 0 | 0 | 0 | 0 | 0 | 0 | 0 | 0 | 0 | 0 | 0 | 0 | 0 | 0 | 0 | 0 | 0 | Northern_California_Li_Battery_4hr | Northern_California_Li_Battery_8hr | Northern_California_Solar |  | Northern_California_Wind |  |  |  | Northern_California | Mendocino_Marin
PG&E GBA | Bellota | 115 | CA | 95236 | SAN JOAQUIN | 4 | 0 | 0 | 0 | 0 | 0 | 0 | 0 | 0 | 0 | 0 | 0 | 0 | 0 | 0 | 0 | 0 | 0 | 0 | 0 | 0 | 0 | 0 | 0 | 0 | 0 | 0 | 0 | 0 | 0 | 0 | 0 | 0 | 0 | 0 | 0 | 0 | 0 | 0 | 0 | 0 | 0 | 0 | 0 | 0 | 0 | 1 | 0 | 0 | 0 | 0 | 0 | 0 | 0 | 0 | 0 | 0 | 0 | 1 | 0 | 1 | 1 | 0 | 0 | 0 | 0 | 0 | 0 | 0 | 0 | 0 | 0 | 0 | 0 | 0 | 0 | 0 | 0 | 0 | 0 | 0 | 0 | 0 | 0 | 0 | 0 | 0 | 0 | 0 | 0 | 0 | 0 | 0 | 0 | 0 | 0 | 0 | 0 | Northern_California_Li_Battery_4hr | Northern_California_Li_Battery_8hr | Northern_California_Solar |  | Solano_Wind |  |  |  | Northern_California | Solano
PG&E GBA | Bellota | 230 | CA | 95236 | SAN JOAQUIN | 3 | 0 | 0 | 0 | 0 | 0 | 0 | 0 | 0 | 0 | 0 | 0 | 0 | 0 | 0 | 0 | 0 | 0 | 0 | 0 | 0 | 0 | 0 | 0 | 0 | 0 | 0 | 0 | 0 | 0 | 0 | 0 | 0 | 0 | 0 | 0 | 0 | 0 | 0 | 0 | 0 | 0 | 0 | 0 | 0 | 0 | 1 | 0 | 0 | 0 | 0 | 0 | 0 | 0 | 0 | 0 | 0 | 0 | 0 | 0 | 1 | 1 | 0 | 0 | 0 | 0 | 0 | 0 | 0 | 0 | 0 | 0 | 0 | 0 | 0 | 0 | 0 | 0 | 0 | 0 | 0 | 0 | 0 | 0 | 0 | 0 | 0 | 0 | 0 | 0 | 0 | 0 | 0 | 0 | 0 | 0 | 0 | 0 | Northern_California_Li_Battery_4hr | Northern_California_Li_Battery_8hr | Northern_California_Solar |  | Solano_Wind |  |  |  | Northern_California | Solano
SCE Northern | Big Creek | 230 | CA | 93664 | FRESNO | 4 | 1 | 0 | 1 | 0 | 0 | 1 | 1 | 0 | 0 | 0 | 0 | 0 | 0 | 0 | 0 | 0 | 0 | 0 | 0 | 0 | 0 | 0 | 0 | 0 | 0 | 0 | 0 | 0 | 0 | 0 | 0 | 0 | 0 | 0 | 0 | 0 | 0 | 0 | 0 | 0 | 0 | 0 | 0 | 0 | 0 | 0 | 0 | 0 | 0 | 0 | 0 | 0 | 0 | 0 | 0 | 0 | 0 | 0 | 0 | 0 | 0 | 0 | 0 | 0 | 0 | 0 | 0 | 0 | 0 | 0 | 0 | 0 | 0 | 0 | 0 | 0 | 0 | 0 | 0 | 0 | 0 | 0 | 0 | 0 | 0 | 0 | 0 | 0 | 0 | 0 | 0 | 0 | 0 | 0 | 0 | 0 | 0 | Southern_PGAE_Li_Battery_4hr | Southern_PGAE_Li_Battery_8hr | Southern_PGAE_Solar |  | Central_Valley_North_Los_Banos_Wind |  |  |  | Southern_PGAE | Central_Valley_North_Los_Banos
PG&E FRESNO | Biola | 70 | CA | 93630 | Fresno | 7 | 0 | 0 | 0 | 0 | 0 | 0 | 0 | 0 | 0 | 0 | 0 | 0 | 0 | 0 | 0 | 0 | 0 | 0 | 0 | 0 | 0 | 0 | 0 | 0 | 0 | 0 | 0 | 0 | 0 | 0 | 0 | 0 | 0 | 0 | 0 | 0 | 0 | 0 | 0 | 0 | 0 | 0 | 0 | 0 | 0 | 0 | 0 | 0 | 0 | 0 | 0 | 0 | 0 | 0 | 0 | 0 | 0 | 0 | 0 | 0 | 0 | 0 | 0 | 0 | 0 | 0 | 0 | 0 | 0 | 0 | 0 | 0 | 0 | 0 | 0 | 0 | 0 | 0 | 0 | 1 | 0 | 1 | 1 | 1 | 0 | 1 | 0 | 1 | 0 | 0 | 0 | 0 | 1 | 0 | 0 | 0 | 0 | Southern_PGAE_Li_Battery_4hr | Southern_PGAE_Li_Battery_8hr | Southern_PGAE_Solar |  | Central_Valley_North_Los_Banos_Wind |  |  |  | Southern_PGAE | Central_Valley_North_Los_Banos
PG&E GBA | Birds Landing | 230 | CA | 94571 | SOLANO | 8 | 0 | 0 | 0 | 0 | 0 | 0 | 0 | 0 | 0 | 0 | 0 | 0 | 0 | 0 | 0 | 0 | 0 | 0 | 0 | 0 | 0 | 0 | 0 | 0 | 0 | 0 | 0 | 0 | 0 | 0 | 0 | 0 | 0 | 0 | 0 | 0 | 0 | 0 | 0 | 1 | 0 | 0 | 0 | 0 | 0 | 0 | 0 | 0 | 0 | 0 | 0 | 0 | 0 | 1 | 1 | 1 | 0 | 0 | 1 | 1 | 0 | 0 | 0 | 0 | 0 | 1 | 1 | 0 | 0 | 0 | 0 | 0 | 0 | 0 | 0 | 0 | 0 | 0 | 0 | 0 | 0 | 0 | 0 | 0 | 0 | 0 | 0 | 0 | 0 | 0 | 0 | 0 | 0 | 0 | 0 | 0 | 0 | Northern_California_Li_Battery_4hr | Northern_California_Li_Battery_8hr | Northern_California_Solar |  | Solano_Wind |  |  |  | Northern_California | Solano
SCE Northern | Bliss | 66 | CA | 93267 | Tulare | 4 | 1 | 0 | 1 | 0 | 0 | 1 | 1 | 0 | 0 | 0 | 0 | 0 | 0 | 0 | 0 | 0 | 0 | 0 | 0 | 0 | 0 | 0 | 0 | 0 | 0 | 0 | 0 | 0 | 0 | 0 | 0 | 0 | 0 | 0 | 0 | 0 | 0 | 0 | 0 | 0 | 0 | 0 | 0 | 0 | 0 | 0 | 0 | 0 | 0 | 0 | 0 | 0 | 0 | 0 | 0 | 0 | 0 | 0 | 0 | 0 | 0 | 0 | 0 | 0 | 0 | 0 | 0 | 0 | 0 | 0 | 0 | 0 | 0 | 0 | 0 | 0 | 0 | 0 | 0 | 0 | 0 | 0 | 0 | 0 | 0 | 0 | 0 | 0 | 0 | 0 | 0 | 0 | 0 | 0 | 0 | 0 | 0 | Tehachapi_Li_Battery_4hr | Tehachapi_Li_Battery_8hr | Tehachapi_Solar |  | Central_Valley_North_Los_Banos_Wind |  |  |  | Tehachapi | Central_Valley_North_Los_Banos
SCE Eastern | Blythe | 161 | CA | 92225 | RIVERSIDE | 3 | 0 | 0 | 0 | 0 | 0 | 0 | 0 | 0 | 0 | 0 | 0 | 0 | 0 | 0 | 0 | 0 | 0 | 0 | 1 | 0 | 0 | 0 | 0 | 0 | 0 | 0 | 0 | 0 | 0 | 0 | 0 | 1 | 1 | 0 | 0 | 0 | 0 | 0 | 0 | 0 | 0 | 0 | 0 | 0 | 0 | 0 | 0 | 0 | 0 | 0 | 0 | 0 | 0 | 0 | 0 | 0 | 0 | 0 | 0 | 0 | 0 | 0 | 0 | 0 | 0 | 0 | 0 | 0 | 0 | 0 | 0 | 0 | 0 | 0 | 0 | 0 | 0 | 0 | 0 | 0 | 0 | 0 | 0 | 0 | 0 | 0 | 0 | 0 | 0 | 0 | 0 | 0 | 0 | 0 | 0 | 0 | 0 | Riverside_Li_Battery_4hr | Riverside_Li_Battery_8hr | Riverside_Solar |  | Riverside_Palm_Springs_Wind |  |  |  | Riverside | Riverside (Exclude)
PG&E NGBA | Bogue | 115 | CA | 95991 | SUTTER | 7 | 0 | 0 | 0 | 0 | 0 | 0 | 0 | 0 | 0 | 0 | 0 | 0 | 0 | 0 | 0 | 0 | 0 | 0 | 0 | 0 | 0 | 0 | 0 | 0 | 0 | 0 | 0 | 0 | 0 | 0 | 0 | 0 | 0 | 0 | 0 | 0 | 0 | 0 | 0 | 1 | 0 | 0 | 0 | 0 | 1 | 1 | 1 | 1 | 0 | 0 | 0 | 0 | 0 | 0 | 0 | 0 | 0 | 0 | 0 | 1 | 1 | 0 | 0 | 0 | 0 | 0 | 0 | 0 | 0 | 0 | 0 | 0 | 0 | 0 | 0 | 0 | 0 | 0 | 0 | 0 | 0 | 0 | 0 | 0 | 0 | 0 | 0 | 0 | 0 | 0 | 0 | 0 | 0 | 0 | 0 | 0 | 0 | Northern_California_Li_Battery_4hr | Northern_California_Li_Battery_8hr | Northern_California_Solar |  | Northern_California_Wind |  |  |  | Northern_California | Northern_California
PG&E FRESNO | Borden | 230 | CA | 93636 | MADERA | 13 | 0 | 0 | 0 | 0 | 0 | 0 | 0 | 0 | 0 | 0 | 0 | 0 | 0 | 0 | 0 | 0 | 0 | 0 | 0 | 0 | 0 | 0 | 0 | 0 | 0 | 0 | 0 | 0 | 0 | 0 | 0 | 0 | 0 | 0 | 0 | 0 | 0 | 0 | 0 | 0 | 0 | 0 | 0 | 0 | 0 | 1 | 0 | 0 | 0 | 0 | 0 | 0 | 0 | 0 | 0 | 0 | 0 | 0 | 0 | 0 | 0 | 0 | 0 | 0 | 0 | 0 | 0 | 0 | 0 | 0 | 0 | 0 | 0 | 0 | 0 | 0 | 0 | 0 | 1 | 1 | 0 | 1 | 1 | 1 | 1 | 1 | 0 | 1 | 1 | 1 | 0 | 0 | 1 | 0 | 1 | 0 | 0 | Southern_PGAE_Li_Battery_4hr | Southern_PGAE_Li_Battery_8hr | Southern_PGAE_Solar |  | Central_Valley_North_Los_Banos_Wind |  |  |  | Southern_PGAE | Central_Valley_North_Los_Banos
PG&E FRESNO | Borden | 70 | CA | 93636 | MADERA | 12 | 0 | 0 | 0 | 0 | 0 | 0 | 0 | 0 | 0 | 0 | 0 | 0 | 0 | 0 | 0 | 0 | 0 | 0 | 0 | 0 | 0 | 0 | 0 | 0 | 0 | 0 | 0 | 0 | 0 | 0 | 0 | 0 | 0 | 0 | 0 | 0 | 0 | 0 | 0 | 0 | 0 | 0 | 0 | 0 | 0 | 1 | 0 | 0 | 0 | 0 | 0 | 0 | 0 | 0 | 0 | 0 | 0 | 0 | 0 | 0 | 0 | 0 | 0 | 0 | 0 | 0 | 0 | 0 | 0 | 0 | 0 | 0 | 0 | 0 | 0 | 0 | 0 | 0 | 1 | 0 | 0 | 1 | 1 | 1 | 1 | 1 | 0 | 1 | 1 | 1 | 0 | 0 | 1 | 0 | 1 | 0 | 0 | Southern_PGAE_Li_Battery_4hr | Southern_PGAE_Li_Battery_8hr | Southern_PGAE_Solar |  | Central_Valley_North_Los_Banos_Wind |  |  |  | Southern_PGAE | Central_Valley_North_Los_Banos
SDGE | Boulevard East | 138 | CA | 91905 | San Diego | 4 | 0 | 0 | 0 | 0 | 0 | 0 | 0 | 0 | 0 | 0 | 0 | 0 | 0 | 0 | 0 | 0 | 0 | 0 | 0 | 0 | 0 | 0 | 0 | 0 | 0 | 0 | 0 | 0 | 0 | 0 | 1 | 0 | 1 | 0 | 0 | 1 | 1 | 0 | 0 | 0 | 0 | 0 | 0 | 0 | 0 | 0 | 0 | 0 | 0 | 0 | 0 | 0 | 0 | 0 | 0 | 0 | 0 | 0 | 0 | 0 | 0 | 0 | 0 | 0 | 0 | 0 | 0 | 0 | 0 | 0 | 0 | 0 | 0 | 0 | 0 | 0 | 0 | 0 | 0 | 0 | 0 | 0 | 0 | 0 | 0 | 0 | 0 | 0 | 0 | 0 | 0 | 0 | 0 | 0 | 0 | 0 | 0 | Greater_Imperial_Li_Battery_4hr | Greater_Imperial_Li_Battery_8hr | Greater_Imperial_Solar |  | Greater_Imperial_Wind |  |  |  | Greater_Imperial | Greater_Imperial
SDGE | Boulevard East | 69 | CA | 91905 | San Diego | 4 | 0 | 0 | 0 | 0 | 0 | 0 | 0 | 0 | 0 | 0 | 0 | 0 | 0 | 0 | 0 | 0 | 0 | 0 | 0 | 0 | 0 | 0 | 0 | 0 | 0 | 0 | 0 | 0 | 0 | 0 | 1 | 0 | 1 | 0 | 0 | 1 | 1 | 0 | 0 | 0 | 0 | 0 | 0 | 0 | 0 | 0 | 0 | 0 | 0 | 0 | 0 | 0 | 0 | 0 | 0 | 0 | 0 | 0 | 0 | 0 | 0 | 0 | 0 | 0 | 0 | 0 | 0 | 0 | 0 | 0 | 0 | 0 | 0 | 0 | 0 | 0 | 0 | 0 | 0 | 0 | 0 | 0 | 0 | 0 | 0 | 0 | 0 | 0 | 0 | 0 | 0 | 0 | 0 | 0 | 0 | 0 | 0 | Greater_Imperial_Li_Battery_4hr | Greater_Imperial_Li_Battery_8hr | Greater_Imperial_Solar |  | Greater_Imperial_Wind |  |  |  | Greater_Imperial | Greater_Imperial
PG&E GBA | Brentwood | 230 | CA | 94513 | CONTRA COSTA | 7 | 0 | 0 | 0 | 0 | 0 | 0 | 0 | 0 | 0 | 0 | 0 | 0 | 0 | 0 | 0 | 0 | 0 | 0 | 0 | 0 | 0 | 0 | 0 | 0 | 0 | 0 | 0 | 0 | 0 | 0 | 0 | 0 | 0 | 0 | 0 | 0 | 0 | 0 | 0 | 1 | 0 | 0 | 0 | 0 | 0 | 0 | 0 | 0 | 0 | 0 | 0 | 0 | 0 | 1 | 1 | 1 | 0 | 0 | 1 | 1 | 0 | 0 | 0 | 0 | 0 | 1 | 0 | 0 | 0 | 0 | 0 | 0 | 0 | 0 | 0 | 0 | 0 | 0 | 0 | 0 | 0 | 0 | 0 | 0 | 0 | 0 | 0 | 0 | 0 | 0 | 0 | 0 | 0 | 0 | 0 | 0 | 0 | Northern_California_Li_Battery_4hr | Northern_California_Li_Battery_8hr | Northern_California_Solar |  | Solano_Wind |  |  |  | Northern_California | Solano
PG&E NGBA | Bridgeville | 115 | CA | 95526 | Humboldt | 1 | 0 | 0 | 0 | 0 | 0 | 0 | 0 | 0 | 0 | 0 | 0 | 0 | 0 | 0 | 0 | 0 | 0 | 0 | 0 | 0 | 0 | 0 | 0 | 0 | 0 | 0 | 0 | 0 | 0 | 0 | 0 | 0 | 0 | 0 | 0 | 0 | 0 | 0 | 0 | 1 | 0 | 0 | 0 | 0 | 0 | 0 | 0 | 0 | 0 | 0 | 0 | 0 | 0 | 0 | 0 | 0 | 0 | 0 | 0 | 0 | 0 | 0 | 0 | 0 | 0 | 0 | 0 | 0 | 0 | 0 | 0 | 0 | 0 | 0 | 0 | 0 | 0 | 0 | 0 | 0 | 0 | 0 | 0 | 0 | 0 | 0 | 0 | 0 | 0 | 0 | 0 | 0 | 0 | 0 | 0 | 0 | 0 | Northern_California_Li_Battery_4hr | Northern_California_Li_Battery_8hr | Northern_California_Solar |  | Humboldt_Wind |  |  |  | Northern_California | Humboldt
PG&E NGBA | Brighton | 115 | CA | 95826 | SACRAMENTO | 6 | 0 | 0 | 0 | 0 | 0 | 0 | 0 | 0 | 0 | 0 | 0 | 0 | 0 | 0 | 0 | 0 | 0 | 0 | 0 | 0 | 0 | 0 | 0 | 0 | 0 | 0 | 0 | 0 | 0 | 0 | 0 | 0 | 0 | 0 | 0 | 0 | 0 | 0 | 0 | 1 | 0 | 0 | 0 | 0 | 0 | 1 | 0 | 1 | 0 | 0 | 0 | 0 | 0 | 0 | 0 | 0 | 0 | 0 | 0 | 1 | 1 | 0 | 0 | 0 | 0 | 0 | 0 | 0 | 0 | 0 | 0 | 0 | 0 | 0 | 0 | 0 | 0 | 0 | 0 | 0 | 0 | 0 | 0 | 0 | 0 | 1 | 0 | 0 | 0 | 0 | 0 | 0 | 0 | 0 | 0 | 0 | 0 | Northern_California_Li_Battery_4hr | Northern_California_Li_Battery_8hr | Northern_California_Solar |  | Solano_Wind |  |  |  | Northern_California | Solano
PG&E NGBA | Brighton | 230 | CA | 95826 | SACRAMENTO | 6 | 0 | 0 | 0 | 0 | 0 | 0 | 0 | 0 | 0 | 0 | 0 | 0 | 0 | 0 | 0 | 0 | 0 | 0 | 0 | 0 | 0 | 0 | 0 | 0 | 0 | 0 | 0 | 0 | 0 | 0 | 0 | 0 | 0 | 0 | 0 | 0 | 0 | 0 | 0 | 1 | 0 | 0 | 0 | 0 | 0 | 1 | 0 | 1 | 0 | 0 | 0 | 0 | 0 | 0 | 0 | 0 | 0 | 0 | 0 | 1 | 1 | 0 | 0 | 0 | 0 | 0 | 0 | 0 | 0 | 0 | 0 | 0 | 0 | 0 | 0 | 0 | 0 | 0 | 0 | 0 | 0 | 0 | 0 | 0 | 0 | 1 | 0 | 0 | 0 | 0 | 0 | 0 | 0 | 0 | 0 | 0 | 0 | Northern_California_Li_Battery_4hr | Northern_California_Li_Battery_8hr | Northern_California_Solar |  | Solano_Wind |  |  |  | Northern_California | Solano
PG&E NGBA | Brunswick | 115 | CA | 95945 | NEVADA | 7 | 0 | 0 | 0 | 0 | 0 | 0 | 0 | 0 | 0 | 0 | 0 | 0 | 0 | 0 | 0 | 0 | 0 | 0 | 0 | 0 | 0 | 0 | 0 | 0 | 0 | 0 | 0 | 0 | 0 | 0 | 0 | 0 | 0 | 0 | 0 | 0 | 0 | 0 | 0 | 1 | 0 | 0 | 1 | 0 | 0 | 1 | 1 | 1 | 0 | 0 | 0 | 0 | 0 | 0 | 0 | 0 | 0 | 0 | 0 | 1 | 1 | 0 | 0 | 0 | 0 | 0 | 0 | 0 | 0 | 0 | 0 | 0 | 0 | 0 | 0 | 0 | 0 | 0 | 0 | 0 | 0 | 0 | 0 | 0 | 0 | 0 | 0 | 0 | 0 | 0 | 0 | 0 | 0 | 0 | 0 | 0 | 0 | Northern_California_Li_Battery_4hr | Northern_California_Li_Battery_8hr | Northern_California_Solar |  | Northern_California_Wind |  |  |  | Northern_California | Northern_California
PG&E NGBA | Bucks Creek | 230 | CA | 95984 | PLUMAS | 10 | 0 | 0 | 0 | 0 | 0 | 0 | 0 | 0 | 0 | 0 | 0 | 0 | 0 | 0 | 0 | 0 | 0 | 0 | 0 | 0 | 0 | 0 | 0 | 0 | 0 | 0 | 0 | 0 | 0 | 0 | 0 | 0 | 0 | 0 | 0 | 0 | 0 | 0 | 0 | 1 | 1 | 0 | 1 | 0 | 1 | 1 | 1 | 1 | 0 | 0 | 0 | 0 | 0 | 0 | 0 | 0 | 0 | 0 | 1 | 1 | 1 | 0 | 0 | 0 | 0 | 0 | 0 | 0 | 0 | 0 | 0 | 0 | 0 | 0 | 0 | 0 | 0 | 0 | 0 | 0 | 0 | 0 | 0 | 0 | 0 | 0 | 0 | 0 | 0 | 0 | 0 | 0 | 0 | 0 | 0 | 0 | 0 | Northern_California_Li_Battery_4hr | Northern_California_Li_Battery_8hr | Northern_California_Solar |  | Northern_California_Wind |  |  |  | Northern_California | Northern_California
PG&E KERN | Buena Vista | 230 | CA | 93901 | MONTEREY | 3 | 0 | 0 | 0 | 0 | 0 | 0 | 0 | 0 | 0 | 0 | 0 | 0 | 0 | 0 | 0 | 0 | 0 | 0 | 0 | 0 | 0 | 0 | 0 | 0 | 0 | 0 | 0 | 0 | 0 | 0 | 0 | 0 | 0 | 0 | 0 | 0 | 0 | 0 | 0 | 0 | 0 | 0 | 0 | 0 | 0 | 0 | 0 | 0 | 0 | 0 | 0 | 0 | 0 | 0 | 0 | 0 | 0 | 0 | 0 | 0 | 0 | 0 | 0 | 0 | 0 | 0 | 0 | 0 | 0 | 0 | 0 | 0 | 0 | 0 | 0 | 0 | 0 | 0 | 1 | 1 | 0 | 0 | 0 | 0 | 0 | 0 | 0 | 0 | 0 | 0 | 0 | 0 | 0 | 0 | 1 | 0 | 0 | Southern_PGAE_Li_Battery_4hr | Southern_PGAE_Li_Battery_8hr | Southern_PGAE_Solar |  | Kern_Greater_Carrizo_Wind |  |  |  | Southern_PGAE | Peninsula_Monterey
PG&E FRESNO | Bullard | 115 | CA | 93710 | Fresno | 12 | 0 | 0 | 0 | 0 | 0 | 0 | 0 | 0 | 0 | 0 | 0 | 0 | 0 | 0 | 0 | 0 | 0 | 0 | 0 | 0 | 0 | 0 | 0 | 0 | 0 | 0 | 0 | 0 | 0 | 0 | 0 | 0 | 0 | 0 | 0 | 0 | 0 | 0 | 0 | 0 | 0 | 0 | 0 | 0 | 0 | 1 | 0 | 0 | 0 | 0 | 0 | 0 | 0 | 0 | 0 | 0 | 0 | 0 | 0 | 0 | 0 | 0 | 0 | 0 | 0 | 0 | 0 | 0 | 0 | 0 | 0 | 0 | 0 | 0 | 0 | 0 | 0 | 0 | 1 | 0 | 0 | 1 | 1 | 1 | 1 | 1 | 0 | 1 | 1 | 1 | 0 | 0 | 1 | 0 | 1 | 0 | 0 | Southern_PGAE_Li_Battery_4hr | Southern_PGAE_Li_Battery_8hr | Southern_PGAE_Solar |  | Central_Valley_North_Los_Banos_Wind |  |  |  | Southern_PGAE | Central_Valley_North_Los_Banos
PG&E GBA | Burlingame | 115 | CA | 94010 | San Mateo | 2 | 0 | 0 | 0 | 0 | 0 | 0 | 0 | 0 | 0 | 0 | 0 | 0 | 0 | 0 | 0 | 0 | 0 | 0 | 0 | 0 | 0 | 0 | 0 | 0 | 0 | 0 | 0 | 0 | 0 | 0 | 0 | 0 | 0 | 0 | 0 | 0 | 0 | 0 | 0 | 1 | 0 | 0 | 0 | 0 | 0 | 0 | 0 | 0 | 0 | 0 | 0 | 0 | 1 | 0 | 0 | 0 | 0 | 0 | 0 | 0 | 0 | 0 | 0 | 0 | 0 | 0 | 0 | 0 | 0 | 0 | 0 | 0 | 0 | 0 | 0 | 0 | 0 | 0 | 0 | 0 | 0 | 0 | 0 | 0 | 0 | 0 | 0 | 0 | 0 | 0 | 0 | 0 | 0 | 0 | 0 | 0 | 0 | Northern_California_Li_Battery_4hr | Northern_California_Li_Battery_8hr | Northern_California_Solar |  | Kern_Greater_Carrizo_Wind |  |  |  | Northern_California | Peninsula_Monterey
PG&E NGBA | Burney Forest | 230 | CA | 96013 | SHASTA | 2 | 0 | 0 | 0 | 0 | 0 | 0 | 0 | 0 | 0 | 0 | 0 | 0 | 0 | 0 | 0 | 0 | 0 | 0 | 0 | 0 | 0 | 0 | 0 | 0 | 0 | 0 | 0 | 0 | 0 | 0 | 0 | 0 | 0 | 0 | 0 | 0 | 0 | 0 | 0 | 1 | 0 | 0 | 0 | 1 | 0 | 0 | 0 | 0 | 0 | 0 | 0 | 0 | 0 | 0 | 0 | 0 | 0 | 0 | 0 | 0 | 0 | 0 | 0 | 0 | 0 | 0 | 0 | 0 | 0 | 0 | 0 | 0 | 0 | 0 | 0 | 0 | 0 | 0 | 0 | 0 | 0 | 0 | 0 | 0 | 0 | 0 | 0 | 0 | 0 | 0 | 0 | 0 | 0 | 0 | 0 | 0 | 0 | Northern_California_Li_Battery_4hr | Northern_California_Li_Battery_8hr | Northern_California_Solar |  | Northern_California_Wind |  |  |  | Northern_California | Northern_California
PG&E NGBA | Butte | 115 | CA | 95928 | Butte | 1 | 0 | 0 | 0 | 0 | 0 | 0 | 0 | 0 | 0 | 0 | 0 | 0 | 0 | 0 | 0 | 0 | 0 | 0 | 0 | 0 | 0 | 0 | 0 | 0 | 0 | 0 | 0 | 0 | 0 | 0 | 0 | 0 | 0 | 0 | 0 | 0 | 0 | 0 | 0 | 1 | 0 | 0 | 0 | 0 | 0 | 0 | 0 | 0 | 0 | 0 | 0 | 0 | 0 | 0 | 0 | 0 | 0 | 0 | 0 | 0 | 0 | 0 | 0 | 0 | 0 | 0 | 0 | 0 | 0 | 0 | 0 | 0 | 0 | 0 | 0 | 0 | 0 | 0 | 0 | 0 | 0 | 0 | 0 | 0 | 0 | 0 | 0 | 0 | 0 | 0 | 0 | 0 | 0 | 0 | 0 | 0 | 0 | Northern_California_Li_Battery_4hr | Northern_California_Li_Battery_8hr | Northern_California_Solar |  | Northern_California_Wind |  |  |  | Northern_California | Northern_California
PG&E KERN | Cabrillo | 115 | CA | 93436 | SANTA BARBARA | 5 | 0 | 0 | 0 | 0 | 0 | 0 | 0 | 0 | 0 | 0 | 0 | 0 | 0 | 0 | 0 | 0 | 0 | 0 | 0 | 0 | 0 | 0 | 0 | 0 | 0 | 0 | 0 | 0 | 0 | 0 | 0 | 0 | 0 | 0 | 0 | 0 | 0 | 0 | 0 | 0 | 0 | 0 | 0 | 0 | 0 | 0 | 0 | 0 | 0 | 0 | 0 | 0 | 0 | 0 | 0 | 0 | 0 | 0 | 0 | 0 | 0 | 0 | 0 | 0 | 0 | 0 | 0 | 1 | 1 | 0 | 0 | 0 | 0 | 0 | 0 | 0 | 0 | 0 | 0 | 1 | 0 | 0 | 0 | 0 | 0 | 1 | 0 | 0 | 0 | 0 | 0 | 0 | 0 | 0 | 0 | 1 | 0 | Southern_PGAE_Li_Battery_4hr | Southern_PGAE_Li_Battery_8hr | Southern_PGAE_Solar |  | Kern_Greater_Carrizo_Wind |  |  |  | Southern_PGAE | Kern_Greater_Carrizo
PG&E FRESNO | Cal Flats | 230 | CA | 93451 | MONTEREY | 6 | 0 | 0 | 0 | 0 | 0 | 0 | 0 | 0 | 0 | 0 | 0 | 0 | 0 | 0 | 0 | 0 | 0 | 0 | 0 | 0 | 0 | 0 | 0 | 0 | 0 | 0 | 0 | 0 | 0 | 0 | 0 | 0 | 0 | 0 | 0 | 0 | 0 | 0 | 0 | 0 | 0 | 0 | 0 | 0 | 0 | 0 | 0 | 0 | 0 | 0 | 0 | 0 | 0 | 0 | 0 | 0 | 0 | 0 | 0 | 0 | 0 | 0 | 0 | 0 | 0 | 0 | 0 | 1 | 0 | 0 | 0 | 0 | 0 | 0 | 0 | 0 | 0 | 0 | 1 | 1 | 1 | 0 | 0 | 0 | 0 | 0 | 0 | 0 | 0 | 0 | 0 | 0 | 0 | 0 | 1 | 1 | 0 | Southern_PGAE_Li_Battery_4hr | Southern_PGAE_Li_Battery_8hr | Southern_PGAE_Solar |  | Kern_Greater_Carrizo_Wind |  |  |  | Southern_PGAE | Kern_Greater_Carrizo
SCE NOL | Calcite | 230 | CA |  |  | 2 | 0 | 0 | 0 | 0 | 0 | 0 | 0 | 0 | 0 | 0 | 0 | 0 | 0 | 1 | 1 | 0 | 0 | 0 | 0 | 0 | 0 | 0 | 0 | 0 | 0 | 0 | 0 | 0 | 0 | 0 | 0 | 0 | 0 | 0 | 0 | 0 | 0 | 0 | 0 | 0 | 0 | 0 | 0 | 0 | 0 | 0 | 0 | 0 | 0 | 0 | 0 | 0 | 0 | 0 | 0 | 0 | 0 | 0 | 0 | 0 | 0 | 0 | 0 | 0 | 0 | 0 | 0 | 0 | 0 | 0 | 0 | 0 | 0 | 0 | 0 | 0 | 0 | 0 | 0 | 0 | 0 | 0 | 0 | 0 | 0 | 0 | 0 | 0 | 0 | 0 | 0 | 0 | 0 | 0 | 0 | 0 | 0 | Greater_Kramer_Li_Battery_4hr | Greater_Kramer_Li_Battery_8hr | Greater_Kramer_Solar |  | Greater_Kramer_Wind |  |  |  | Greater_Kramer | Greater_Kramer
PG&E KERN | Caliente | 230 | CA | 93453 | SAN LUIS OBISPO | 5 | 0 | 0 | 0 | 0 | 0 | 0 | 0 | 0 | 0 | 0 | 0 | 0 | 0 | 0 | 0 | 0 | 0 | 0 | 0 | 0 | 0 | 0 | 0 | 0 | 0 | 0 | 0 | 0 | 0 | 0 | 0 | 0 | 0 | 0 | 0 | 0 | 0 | 0 | 0 | 0 | 0 | 0 | 0 | 0 | 0 | 0 | 0 | 0 | 0 | 0 | 0 | 0 | 0 | 0 | 0 | 0 | 0 | 0 | 0 | 0 | 0 | 0 | 0 | 0 | 0 | 0 | 0 | 1 | 0 | 0 | 0 | 0 | 0 | 0 | 0 | 0 | 0 | 0 | 1 | 1 | 0 | 0 | 0 | 0 | 0 | 0 | 0 | 0 | 0 | 0 | 0 | 0 | 0 | 0 | 1 | 1 | 0 | Southern_PGAE_Li_Battery_4hr | Southern_PGAE_Li_Battery_8hr | Southern_PGAE_Solar |  | Kern_Greater_Carrizo_Wind |  |  |  | Southern_PGAE | Kern_Greater_Carrizo
PG&E FRESNO | California Ave | 115 | CA | 93725 | Fresno | 5 | 0 | 0 | 0 | 0 | 0 | 0 | 0 | 0 | 0 | 0 | 0 | 0 | 0 | 0 | 0 | 0 | 0 | 0 | 0 | 0 | 0 | 0 | 0 | 0 | 0 | 0 | 0 | 0 | 0 | 0 | 0 | 0 | 0 | 0 | 0 | 0 | 0 | 0 | 0 | 0 | 0 | 0 | 0 | 0 | 0 | 0 | 0 | 0 | 0 | 0 | 0 | 0 | 0 | 0 | 0 | 0 | 0 | 0 | 0 | 0 | 0 | 0 | 0 | 0 | 0 | 0 | 0 | 0 | 1 | 0 | 0 | 0 | 0 | 0 | 0 | 0 | 0 | 0 | 0 | 1 | 0 | 1 | 0 | 1 | 0 | 1 | 0 | 0 | 0 | 0 | 0 | 0 | 0 | 0 | 0 | 0 | 0 | Southern_PGAE_Li_Battery_4hr | Southern_PGAE_Li_Battery_8hr | Southern_PGAE_Solar |  | Central_Valley_North_Los_Banos_Wind |  |  |  | Southern_PGAE | Central_Valley_North_Los_Banos
PG&E KERN | Callender | 115 | CA | 93420 | SAN LUIS OBISPO | 6 | 0 | 0 | 0 | 0 | 0 | 0 | 0 | 0 | 0 | 0 | 0 | 0 | 0 | 0 | 0 | 0 | 0 | 0 | 0 | 0 | 0 | 0 | 0 | 0 | 0 | 0 | 0 | 0 | 0 | 0 | 0 | 0 | 0 | 0 | 0 | 0 | 0 | 0 | 0 | 0 | 0 | 0 | 0 | 0 | 0 | 0 | 0 | 0 | 0 | 0 | 0 | 0 | 0 | 0 | 0 | 0 | 0 | 0 | 0 | 0 | 0 | 0 | 0 | 0 | 0 | 0 | 0 | 1 | 1 | 0 | 0 | 0 | 0 | 0 | 0 | 0 | 0 | 0 | 1 | 1 | 0 | 0 | 0 | 0 | 0 | 0 | 0 | 0 | 0 | 0 | 0 | 0 | 0 | 0 | 1 | 1 | 0 | Southern_PGAE_Li_Battery_4hr | Southern_PGAE_Li_Battery_8hr | Southern_PGAE_Solar |  | Kern_Greater_Carrizo_Wind |  |  |  | Southern_PGAE | Kern_Greater_Carrizo
PG&E NGBA | Calpella | 115 | CA | 95482 | MENDOCINO | 6 | 0 | 0 | 0 | 0 | 0 | 0 | 0 | 0 | 0 | 0 | 0 | 0 | 0 | 0 | 0 | 0 | 0 | 0 | 0 | 0 | 0 | 0 | 0 | 0 | 0 | 0 | 0 | 0 | 0 | 0 | 0 | 0 | 0 | 0 | 0 | 0 | 0 | 0 | 0 | 1 | 0 | 1 | 0 | 0 | 0 | 0 | 0 | 0 | 0 | 0 | 0 | 0 | 1 | 0 | 1 | 1 | 0 | 0 | 0 | 0 | 0 | 0 | 0 | 0 | 0 | 0 | 1 | 0 | 0 | 0 | 0 | 0 | 0 | 0 | 0 | 0 | 0 | 0 | 0 | 0 | 0 | 0 | 0 | 0 | 0 | 0 | 0 | 0 | 0 | 0 | 0 | 0 | 0 | 0 | 0 | 0 | 0 | Northern_California_Li_Battery_4hr | Northern_California_Li_Battery_8hr | Northern_California_Solar |  | Northern_California_Wind |  |  |  | Northern_California | Mendocino_Marin
PG&E GBA | Camanche | 230 | CA | 95220 | SAN JOAQUIN | 3 | 0 | 0 | 0 | 0 | 0 | 0 | 0 | 0 | 0 | 0 | 0 | 0 | 0 | 0 | 0 | 0 | 0 | 0 | 0 | 0 | 0 | 0 | 0 | 0 | 0 | 0 | 0 | 0 | 0 | 0 | 0 | 0 | 0 | 0 | 0 | 0 | 0 | 0 | 0 | 0 | 0 | 0 | 0 | 0 | 0 | 1 | 0 | 0 | 0 | 0 | 0 | 0 | 0 | 0 | 0 | 0 | 0 | 0 | 0 | 1 | 1 | 0 | 0 | 0 | 0 | 0 | 0 | 0 | 0 | 0 | 0 | 0 | 0 | 0 | 0 | 0 | 0 | 0 | 0 | 0 | 0 | 0 | 0 | 0 | 0 | 0 | 0 | 0 | 0 | 0 | 0 | 0 | 0 | 0 | 0 | 0 | 0 | Northern_California_Li_Battery_4hr | Northern_California_Li_Battery_8hr | Northern_California_Solar |  | Solano_Wind |  |  |  | Northern_California | Solano
SDGE | Cameron | 69 | CA | 90810 | Los Angeles | 5 | 0 | 0 | 0 | 0 | 0 | 0 | 0 | 0 | 0 | 0 | 0 | 0 | 0 | 0 | 0 | 0 | 0 | 0 | 0 | 0 | 0 | 0 | 0 | 0 | 0 | 0 | 0 | 1 | 0 | 1 | 1 | 0 | 1 | 0 | 0 | 0 | 1 | 0 | 0 | 0 | 0 | 0 | 0 | 0 | 0 | 0 | 0 | 0 | 0 | 0 | 0 | 0 | 0 | 0 | 0 | 0 | 0 | 0 | 0 | 0 | 0 | 0 | 0 | 0 | 0 | 0 | 0 | 0 | 0 | 0 | 0 | 0 | 0 | 0 | 0 | 0 | 0 | 0 | 0 | 0 | 0 | 0 | 0 | 0 | 0 | 0 | 0 | 0 | 0 | 0 | 0 | 0 | 0 | 0 | 0 | 0 | 0 | Greater_LA_Li_Battery_4hr | Greater_LA_Li_Battery_8hr | Greater_LA_Solar |  | 0 |  |  |  | Greater_LA | Greater_LA
SDGE | Cannon | 69 | CA | 92008 | San Diego | 2 | 0 | 0 | 0 | 0 | 0 | 0 | 0 | 0 | 0 | 0 | 0 | 0 | 0 | 0 | 0 | 0 | 0 | 0 | 0 | 0 | 0 | 0 | 0 | 0 | 0 | 0 | 0 | 0 | 0 | 0 | 1 | 0 | 1 | 0 | 0 | 0 | 0 | 0 | 0 | 0 | 0 | 0 | 0 | 0 | 0 | 0 | 0 | 0 | 0 | 0 | 0 | 0 | 0 | 0 | 0 | 0 | 0 | 0 | 0 | 0 | 0 | 0 | 0 | 0 | 0 | 0 | 0 | 0 | 0 | 0 | 0 | 0 | 0 | 0 | 0 | 0 | 0 | 0 | 0 | 0 | 0 | 0 | 0 | 0 | 0 | 0 | 0 | 0 | 0 | 0 | 0 | 0 | 0 | 0 | 0 | 0 | 0 | San_Diego_Li_Battery_4hr | San_Diego_Li_Battery_8hr | San_Diego_Solar |  | 0 |  |  |  | Greater_SD | Greater_SD
PG&E FRESNO | Cantua | 115 | CA | 93210 | FRESNO | 5 | 0 | 0 | 0 | 0 | 0 | 0 | 0 | 0 | 0 | 0 | 0 | 0 | 0 | 0 | 0 | 0 | 0 | 0 | 0 | 0 | 0 | 0 | 0 | 0 | 0 | 0 | 0 | 0 | 0 | 0 | 0 | 0 | 0 | 0 | 0 | 0 | 0 | 0 | 0 | 0 | 0 | 0 | 0 | 0 | 0 | 0 | 0 | 0 | 0 | 0 | 0 | 0 | 0 | 0 | 0 | 0 | 0 | 0 | 0 | 0 | 0 | 0 | 0 | 0 | 0 | 0 | 0 | 0 | 0 | 0 | 0 | 0 | 0 | 0 | 0 | 0 | 0 | 0 | 1 | 0 | 1 | 0 | 1 | 0 | 0 | 1 | 0 | 1 | 0 | 0 | 0 | 0 | 0 | 0 | 0 | 0 | 0 | Southern_PGAE_Li_Battery_4hr | Southern_PGAE_Li_Battery_8hr | Southern_PGAE_Solar |  | Central_Valley_North_Los_Banos_Wind |  |  |  | Southern_PGAE | Central_Valley_North_Los_Banos
SDGE | Capistrano | 138 | CA | 92675 | ORANGE | 2 | 0 | 0 | 0 | 0 | 0 | 0 | 0 | 0 | 0 | 0 | 0 | 0 | 0 | 0 | 0 | 0 | 0 | 0 | 0 | 0 | 0 | 0 | 0 | 0 | 0 | 1 | 0 | 0 | 0 | 0 | 0 | 0 | 0 | 0 | 0 | 0 | 0 | 1 | 0 | 0 | 0 | 0 | 0 | 0 | 0 | 0 | 0 | 0 | 0 | 0 | 0 | 0 | 0 | 0 | 0 | 0 | 0 | 0 | 0 | 0 | 0 | 0 | 0 | 0 | 0 | 0 | 0 | 0 | 0 | 0 | 0 | 0 | 0 | 0 | 0 | 0 | 0 | 0 | 0 | 0 | 0 | 0 | 0 | 0 | 0 | 0 | 0 | 0 | 0 | 0 | 0 | 0 | 0 | 0 | 0 | 0 | 0 | Greater_LA_Li_Battery_4hr | Greater_LA_Li_Battery_8hr | Greater_LA_Solar |  | 0 |  |  |  | Greater_LA | Greater_LA
SDGE | Capistrano | 230 | CA | 92675 | ORANGE | 2 | 0 | 0 | 0 | 0 | 0 | 0 | 0 | 0 | 0 | 0 | 0 | 0 | 0 | 0 | 0 | 0 | 0 | 0 | 0 | 0 | 0 | 0 | 0 | 0 | 0 | 1 | 0 | 0 | 0 | 0 | 0 | 0 | 0 | 0 | 0 | 0 | 0 | 1 | 0 | 0 | 0 | 0 | 0 | 0 | 0 | 0 | 0 | 0 | 0 | 0 | 0 | 0 | 0 | 0 | 0 | 0 | 0 | 0 | 0 | 0 | 0 | 0 | 0 | 0 | 0 | 0 | 0 | 0 | 0 | 0 | 0 | 0 | 0 | 0 | 0 | 0 | 0 | 0 | 0 | 0 | 0 | 0 | 0 | 0 | 0 | 0 | 0 | 0 | 0 | 0 | 0 | 0 | 0 | 0 | 0 | 0 | 0 | Greater_LA_Li_Battery_4hr | Greater_LA_Li_Battery_8hr | Greater_LA_Solar |  | 0 |  |  |  | Greater_LA | Greater_LA
PG&E NGBA | Carberry | 230 | CA | 96013 | SHASTA | 2 | 0 | 0 | 0 | 0 | 0 | 0 | 0 | 0 | 0 | 0 | 0 | 0 | 0 | 0 | 0 | 0 | 0 | 0 | 0 | 0 | 0 | 0 | 0 | 0 | 0 | 0 | 0 | 0 | 0 | 0 | 0 | 0 | 0 | 0 | 0 | 0 | 0 | 0 | 0 | 1 | 0 | 0 | 0 | 1 | 0 | 0 | 0 | 0 | 0 | 0 | 0 | 0 | 0 | 0 | 0 | 0 | 0 | 0 | 0 | 0 | 0 | 0 | 0 | 0 | 0 | 0 | 0 | 0 | 0 | 0 | 0 | 0 | 0 | 0 | 0 | 0 | 0 | 0 | 0 | 0 | 0 | 0 | 0 | 0 | 0 | 0 | 0 | 0 | 0 | 0 | 0 | 0 | 0 | 0 | 0 | 0 | 0 | Northern_California_Li_Battery_4hr | Northern_California_Li_Battery_8hr | Northern_California_Solar |  | Northern_California_Wind |  |  |  | Northern_California | Northern_California
SCE Eastern | Cardiff | 66 | CA | 92408 | San Bernardino | 2 | 0 | 0 | 0 | 0 | 0 | 0 | 0 | 0 | 0 | 0 | 0 | 0 | 0 | 0 | 0 | 0 | 0 | 0 | 0 | 1 | 0 | 1 | 0 | 0 | 0 | 0 | 0 | 0 | 0 | 0 | 0 | 0 | 0 | 0 | 0 | 0 | 0 | 0 | 0 | 0 | 0 | 0 | 0 | 0 | 0 | 0 | 0 | 0 | 0 | 0 | 0 | 0 | 0 | 0 | 0 | 0 | 0 | 0 | 0 | 0 | 0 | 0 | 0 | 0 | 0 | 0 | 0 | 0 | 0 | 0 | 0 | 0 | 0 | 0 | 0 | 0 | 0 | 0 | 0 | 0 | 0 | 0 | 0 | 0 | 0 | 0 | 0 | 0 | 0 | 0 | 0 | 0 | 0 | 0 | 0 | 0 | 0 | Riverside_Li_Battery_4hr | Riverside_Li_Battery_8hr | Riverside_Solar |  | Greater_Kramer_Wind |  |  |  | Riverside | Greater_Kramer
PG&E NGBA | Caribou | 60 | CA | 95984 | PLUMAS | 6 | 0 | 0 | 0 | 0 | 0 | 0 | 0 | 0 | 0 | 0 | 0 | 0 | 0 | 0 | 0 | 0 | 0 | 0 | 0 | 0 | 0 | 0 | 0 | 0 | 0 | 0 | 0 | 0 | 0 | 0 | 0 | 0 | 0 | 0 | 0 | 0 | 0 | 0 | 0 | 1 | 0 | 0 | 1 | 0 | 0 | 1 | 0 | 1 | 0 | 0 | 0 | 0 | 0 | 0 | 0 | 0 | 0 | 0 | 0 | 1 | 1 | 0 | 0 | 0 | 0 | 0 | 0 | 0 | 0 | 0 | 0 | 0 | 0 | 0 | 0 | 0 | 0 | 0 | 0 | 0 | 0 | 0 | 0 | 0 | 0 | 0 | 0 | 0 | 0 | 0 | 0 | 0 | 0 | 0 | 0 | 0 | 0 | Northern_California_Li_Battery_4hr | Northern_California_Li_Battery_8hr | Northern_California_Solar |  | Northern_California_Wind |  |  |  | Northern_California | Northern_California
PG&E NGBA | Caribou | 115 | CA | 95984 | PLUMAS | 2 | 0 | 0 | 0 | 0 | 0 | 0 | 0 | 0 | 0 | 0 | 0 | 0 | 0 | 0 | 0 | 0 | 0 | 0 | 0 | 0 | 0 | 0 | 0 | 0 | 0 | 0 | 0 | 0 | 0 | 0 | 0 | 0 | 0 | 0 | 0 | 0 | 0 | 0 | 0 | 1 | 0 | 0 | 0 | 0 | 0 | 0 | 0 | 0 | 0 | 0 | 0 | 0 | 0 | 0 | 0 | 0 | 0 | 0 | 0 | 1 | 0 | 0 | 0 | 0 | 0 | 0 | 0 | 0 | 0 | 0 | 0 | 0 | 0 | 0 | 0 | 0 | 0 | 0 | 0 | 0 | 0 | 0 | 0 | 0 | 0 | 0 | 0 | 0 | 0 | 0 | 0 | 0 | 0 | 0 | 0 | 0 | 0 | Northern_California_Li_Battery_4hr | Northern_California_Li_Battery_8hr | Northern_California_Solar |  | Northern_California_Wind |  |  |  | Northern_California | Northern_California
PG&E NGBA | Caribou | 230 | CA | 95984 | PLUMAS | 2 | 0 | 0 | 0 | 0 | 0 | 0 | 0 | 0 | 0 | 0 | 0 | 0 | 0 | 0 | 0 | 0 | 0 | 0 | 0 | 0 | 0 | 0 | 0 | 0 | 0 | 0 | 0 | 0 | 0 | 0 | 0 | 0 | 0 | 0 | 0 | 0 | 0 | 0 | 0 | 1 | 0 | 0 | 0 | 0 | 0 | 0 | 0 | 0 | 0 | 0 | 0 | 0 | 0 | 0 | 0 | 0 | 0 | 0 | 0 | 1 | 0 | 0 | 0 | 0 | 0 | 0 | 0 | 0 | 0 | 0 | 0 | 0 | 0 | 0 | 0 | 0 | 0 | 0 | 0 | 0 | 0 | 0 | 0 | 0 | 0 | 0 | 0 | 0 | 0 | 0 | 0 | 0 | 0 | 0 | 0 | 0 | 0 | Northern_California_Li_Battery_4hr | Northern_California_Li_Battery_8hr | Northern_California_Solar |  | Northern_California_Wind |  |  |  | Northern_California | Northern_California
EOP | Carpenter Canyon (fka Gamebird) | 138 | NV | 89048 | NYE | 3 | 0 | 0 | 0 | 0 | 0 | 0 | 0 | 0 | 0 | 0 | 0 | 0 | 0 | 0 | 0 | 0 | 0 | 0 | 0 | 0 | 0 | 0 | 1 | 1 | 1 | 0 | 0 | 0 | 0 | 0 | 0 | 0 | 0 | 0 | 0 | 0 | 0 | 0 | 0 | 0 | 0 | 0 | 0 | 0 | 0 | 0 | 0 | 0 | 0 | 0 | 0 | 0 | 0 | 0 | 0 | 0 | 0 | 0 | 0 | 0 | 0 | 0 | 0 | 0 | 0 | 0 | 0 | 0 | 0 | 0 | 0 | 0 | 0 | 0 | 0 | 0 | 0 | 0 | 0 | 0 | 0 | 0 | 0 | 0 | 0 | 0 | 0 | 0 | 0 | 0 | 0 | 0 | 0 | 0 | 0 | 0 | 0 | Southern_NV_Eldorado_Li_Battery_4hr | Southern_NV_Eldorado_Li_Battery_8hr | Southern_NV_Eldorado_Solar |  | Southern_NV_Eldorado_Wind |  |  |  | Southern_NV_Eldorado | Southern_NV_Eldorado
EOP | Carpenter Canyon (fka Gamebird) | 230 | NV | 89048 | NYE | 3 | 0 | 0 | 0 | 0 | 0 | 0 | 0 | 0 | 0 | 0 | 0 | 0 | 0 | 0 | 0 | 0 | 0 | 0 | 0 | 0 | 0 | 0 | 1 | 1 | 1 | 0 | 0 | 0 | 0 | 0 | 0 | 0 | 0 | 0 | 0 | 0 | 0 | 0 | 0 | 0 | 0 | 0 | 0 | 0 | 0 | 0 | 0 | 0 | 0 | 0 | 0 | 0 | 0 | 0 | 0 | 0 | 0 | 0 | 0 | 0 | 0 | 0 | 0 | 0 | 0 | 0 | 0 | 0 | 0 | 0 | 0 | 0 | 0 | 0 | 0 | 0 | 0 | 0 | 0 | 0 | 0 | 0 | 0 | 0 | 0 | 0 | 0 | 0 | 0 | 0 | 0 | 0 | 0 | 0 | 0 | 0 | 0 | Southern_NV_Eldorado_Li_Battery_4hr | Southern_NV_Eldorado_Li_Battery_8hr | Southern_NV_Eldorado_Solar |  | Southern_NV_Eldorado_Wind |  |  |  | Southern_NV_Eldorado | Southern_NV_Eldorado
PG&E NGBA | Carquinez | 115 | CA | 94590 | SOLANO | 3 | 0 | 0 | 0 | 0 | 0 | 0 | 0 | 0 | 0 | 0 | 0 | 0 | 0 | 0 | 0 | 0 | 0 | 0 | 0 | 0 | 0 | 0 | 0 | 0 | 0 | 0 | 0 | 0 | 0 | 0 | 0 | 0 | 0 | 0 | 0 | 0 | 0 | 0 | 0 | 1 | 0 | 0 | 0 | 0 | 0 | 0 | 0 | 0 | 0 | 0 | 0 | 0 | 1 | 0 | 0 | 0 | 0 | 0 | 0 | 0 | 0 | 0 | 0 | 0 | 0 | 0 | 1 | 0 | 0 | 0 | 0 | 0 | 0 | 0 | 0 | 0 | 0 | 0 | 0 | 0 | 0 | 0 | 0 | 0 | 0 | 0 | 0 | 0 | 0 | 0 | 0 | 0 | 0 | 0 | 0 | 0 | 0 | Northern_California_Li_Battery_4hr | Northern_California_Li_Battery_8hr | Northern_California_Solar |  | Solano_Wind |  |  |  | Northern_California | Solano
SDGE | Carrizo Gorge | 138 | CA |  |  | 4 | 0 | 0 | 0 | 0 | 0 | 0 | 0 | 0 | 0 | 0 | 0 | 0 | 0 | 0 | 0 | 0 | 0 | 0 | 0 | 0 | 0 | 0 | 0 | 0 | 0 | 0 | 0 | 0 | 0 | 0 | 1 | 0 | 1 | 0 | 0 | 1 | 1 | 0 | 0 | 0 | 0 | 0 | 0 | 0 | 0 | 0 | 0 | 0 | 0 | 0 | 0 | 0 | 0 | 0 | 0 | 0 | 0 | 0 | 0 | 0 | 0 | 0 | 0 | 0 | 0 | 0 | 0 | 0 | 0 | 0 | 0 | 0 | 0 | 0 | 0 | 0 | 0 | 0 | 0 | 0 | 0 | 0 | 0 | 0 | 0 | 0 | 0 | 0 | 0 | 0 | 0 | 0 | 0 | 0 | 0 | 0 | 0 | Greater_Imperial_Li_Battery_4hr | Greater_Imperial_Li_Battery_8hr | Greater_Imperial_Solar |  | Greater_Imperial_Wind |  |  |  | Greater_Imperial | Greater_Imperial
PG&E KERN | Carrizo Plains | 115 | CA | 93453 | SAN LUIS OBISPO | 5 | 0 | 0 | 0 | 0 | 0 | 0 | 0 | 0 | 0 | 0 | 0 | 0 | 0 | 0 | 0 | 0 | 0 | 0 | 0 | 0 | 0 | 0 | 0 | 0 | 0 | 0 | 0 | 0 | 0 | 0 | 0 | 0 | 0 | 0 | 0 | 0 | 0 | 0 | 0 | 0 | 0 | 0 | 0 | 0 | 0 | 0 | 0 | 0 | 0 | 0 | 0 | 0 | 0 | 0 | 0 | 0 | 0 | 0 | 0 | 0 | 0 | 0 | 0 | 0 | 0 | 0 | 0 | 1 | 0 | 0 | 0 | 0 | 0 | 0 | 0 | 0 | 0 | 0 | 1 | 1 | 0 | 0 | 0 | 0 | 0 | 0 | 0 | 0 | 0 | 0 | 0 | 0 | 0 | 0 | 1 | 1 | 0 | Southern_PGAE_Li_Battery_4hr | Southern_PGAE_Li_Battery_8hr | Southern_PGAE_Solar |  | Kern_Greater_Carrizo_Wind |  |  |  | Southern_PGAE | Kern_Greater_Carrizo
PG&E KERN | Casaloma | 230 | CA |  | Bakersfield | 3 | 0 | 0 | 0 | 0 | 0 | 0 | 0 | 0 | 0 | 0 | 0 | 0 | 0 | 0 | 0 | 0 | 0 | 0 | 0 | 0 | 0 | 0 | 0 | 0 | 0 | 0 | 0 | 0 | 0 | 0 | 0 | 0 | 0 | 0 | 0 | 0 | 0 | 0 | 0 | 0 | 0 | 0 | 0 | 0 | 0 | 0 | 0 | 0 | 0 | 0 | 0 | 0 | 0 | 0 | 0 | 0 | 0 | 0 | 0 | 0 | 0 | 0 | 0 | 0 | 0 | 0 | 0 | 1 | 1 | 0 | 0 | 0 | 0 | 0 | 0 | 0 | 0 | 0 | 0 | 1 | 0 | 0 | 0 | 0 | 0 | 0 | 0 | 0 | 0 | 0 | 0 | 0 | 0 | 0 | 0 | 0 | 0 | Southern_PGAE_Li_Battery_4hr | Southern_PGAE_Li_Battery_8hr | Southern_PGAE_Solar |  | Central_Valley_North_Los_Banos_Wind |  |  |  | Southern_PGAE | Central_Valley_North_Los_Banos
PG&E GBA | Castro Valley | 230 | CA | 94546 | ALAMEDA | 4 | 0 | 0 | 0 | 0 | 0 | 0 | 0 | 0 | 0 | 0 | 0 | 0 | 0 | 0 | 0 | 0 | 0 | 0 | 0 | 0 | 0 | 0 | 0 | 0 | 0 | 0 | 0 | 0 | 0 | 0 | 0 | 0 | 0 | 0 | 0 | 0 | 0 | 0 | 0 | 1 | 0 | 0 | 0 | 0 | 0 | 0 | 0 | 0 | 0 | 0 | 0 | 0 | 0 | 0 | 0 | 1 | 0 | 0 | 0 | 1 | 0 | 0 | 0 | 0 | 0 | 0 | 1 | 0 | 0 | 0 | 0 | 0 | 0 | 0 | 0 | 0 | 0 | 0 | 0 | 0 | 0 | 0 | 0 | 0 | 0 | 0 | 0 | 0 | 0 | 0 | 0 | 0 | 0 | 0 | 0 | 0 | 0 | Northern_California_Li_Battery_4hr | Northern_California_Li_Battery_8hr | Northern_California_Solar |  | Solano_Wind |  |  |  | Northern_California | Solano
PG&E GBA | Cayetano | 230 | CA | 94551 | ALAMEDA | 7 | 0 | 0 | 0 | 0 | 0 | 0 | 0 | 0 | 0 | 0 | 0 | 0 | 0 | 0 | 0 | 0 | 0 | 0 | 0 | 0 | 0 | 0 | 0 | 0 | 0 | 0 | 0 | 0 | 0 | 0 | 0 | 0 | 0 | 0 | 0 | 0 | 0 | 0 | 0 | 1 | 0 | 0 | 0 | 0 | 0 | 0 | 0 | 0 | 0 | 0 | 0 | 0 | 0 | 1 | 1 | 1 | 0 | 0 | 1 | 1 | 0 | 0 | 0 | 0 | 0 | 1 | 0 | 0 | 0 | 0 | 0 | 0 | 0 | 0 | 0 | 0 | 0 | 0 | 0 | 0 | 0 | 0 | 0 | 0 | 0 | 0 | 0 | 0 | 0 | 0 | 0 | 0 | 0 | 0 | 0 | 0 | 0 | Northern_California_Li_Battery_4hr | Northern_California_Li_Battery_8hr | Northern_California_Solar |  | Solano_Wind |  |  |  | Northern_California | Solano
SCE Metro | Center | 230 | CA | 90650 | LOS ANGELES | 1 | 0 | 0 | 0 | 0 | 0 | 0 | 0 | 0 | 0 | 1 | 0 | 0 | 0 | 0 | 0 | 0 | 0 | 0 | 0 | 0 | 0 | 0 | 0 | 0 | 0 | 0 | 0 | 0 | 0 | 0 | 0 | 0 | 0 | 0 | 0 | 0 | 0 | 0 | 0 | 0 | 0 | 0 | 0 | 0 | 0 | 0 | 0 | 0 | 0 | 0 | 0 | 0 | 0 | 0 | 0 | 0 | 0 | 0 | 0 | 0 | 0 | 0 | 0 | 0 | 0 | 0 | 0 | 0 | 0 | 0 | 0 | 0 | 0 | 0 | 0 | 0 | 0 | 0 | 0 | 0 | 0 | 0 | 0 | 0 | 0 | 0 | 0 | 0 | 0 | 0 | 0 | 0 | 0 | 0 | 0 | 0 | 0 | Greater_LA_Li_Battery_4hr | Greater_LA_Li_Battery_8hr | Greater_LA_Solar |  | 0 |  |  |  | Greater_LA | Greater_LA
PG&E KERN | Charca | 115 | CA | 93280 | KERN | 4 | 0 | 0 | 0 | 0 | 0 | 0 | 0 | 0 | 0 | 0 | 0 | 0 | 0 | 0 | 0 | 0 | 0 | 0 | 0 | 0 | 0 | 0 | 0 | 0 | 0 | 0 | 0 | 0 | 0 | 0 | 0 | 0 | 0 | 0 | 0 | 0 | 0 | 0 | 0 | 0 | 0 | 0 | 0 | 0 | 0 | 0 | 0 | 0 | 0 | 0 | 0 | 0 | 0 | 0 | 0 | 0 | 0 | 0 | 0 | 0 | 0 | 0 | 0 | 0 | 0 | 0 | 0 | 1 | 1 | 0 | 0 | 0 | 0 | 0 | 0 | 1 | 0 | 0 | 0 | 1 | 0 | 0 | 0 | 0 | 0 | 0 | 0 | 0 | 0 | 0 | 0 | 0 | 0 | 0 | 0 | 0 | 0 | Southern_PGAE_Li_Battery_4hr | Southern_PGAE_Li_Battery_8hr | Southern_PGAE_Solar |  | Central_Valley_North_Los_Banos_Wind |  |  |  | Southern_PGAE | Central_Valley_North_Los_Banos
EOP | Charleston | 138 | NV | 89060 | NYE | 3 | 0 | 0 | 0 | 0 | 0 | 0 | 0 | 0 | 0 | 0 | 0 | 0 | 0 | 0 | 0 | 0 | 0 | 0 | 0 | 0 | 0 | 0 | 1 | 1 | 1 | 0 | 0 | 0 | 0 | 0 | 0 | 0 | 0 | 0 | 0 | 0 | 0 | 0 | 0 | 0 | 0 | 0 | 0 | 0 | 0 | 0 | 0 | 0 | 0 | 0 | 0 | 0 | 0 | 0 | 0 | 0 | 0 | 0 | 0 | 0 | 0 | 0 | 0 | 0 | 0 | 0 | 0 | 0 | 0 | 0 | 0 | 0 | 0 | 0 | 0 | 0 | 0 | 0 | 0 | 0 | 0 | 0 | 0 | 0 | 0 | 0 | 0 | 0 | 0 | 0 | 0 | 0 | 0 | 0 | 0 | 0 | 0 | Southern_NV_Eldorado_Li_Battery_4hr | Southern_NV_Eldorado_Li_Battery_8hr | Southern_NV_Eldorado_Solar |  | Southern_NV_Eldorado_Wind |  |  |  | Southern_NV_Eldorado | Southern_NV_Eldorado
SCE Metro | Chevmain | 230 | CA | 90245 | LOS ANGELES | 1 | 0 | 0 | 0 | 0 | 0 | 0 | 0 | 0 | 0 | 1 | 0 | 0 | 0 | 0 | 0 | 0 | 0 | 0 | 0 | 0 | 0 | 0 | 0 | 0 | 0 | 0 | 0 | 0 | 0 | 0 | 0 | 0 | 0 | 0 | 0 | 0 | 0 | 0 | 0 | 0 | 0 | 0 | 0 | 0 | 0 | 0 | 0 | 0 | 0 | 0 | 0 | 0 | 0 | 0 | 0 | 0 | 0 | 0 | 0 | 0 | 0 | 0 | 0 | 0 | 0 | 0 | 0 | 0 | 0 | 0 | 0 | 0 | 0 | 0 | 0 | 0 | 0 | 0 | 0 | 0 | 0 | 0 | 0 | 0 | 0 | 0 | 0 | 0 | 0 | 0 | 0 | 0 | 0 | 0 | 0 | 0 | 0 | Greater_LA_Li_Battery_4hr | Greater_LA_Li_Battery_8hr | Greater_LA_Solar |  | 0 |  |  |  | Greater_LA | Greater_LA
SDGE | Chicarita | 138 | CA | 92129 | SAN DIEGO | 3 | 0 | 0 | 0 | 0 | 0 | 0 | 0 | 0 | 0 | 0 | 0 | 0 | 0 | 0 | 0 | 0 | 0 | 0 | 0 | 0 | 0 | 0 | 0 | 0 | 0 | 0 | 0 | 0 | 1 | 0 | 1 | 0 | 1 | 0 | 0 | 0 | 0 | 0 | 0 | 0 | 0 | 0 | 0 | 0 | 0 | 0 | 0 | 0 | 0 | 0 | 0 | 0 | 0 | 0 | 0 | 0 | 0 | 0 | 0 | 0 | 0 | 0 | 0 | 0 | 0 | 0 | 0 | 0 | 0 | 0 | 0 | 0 | 0 | 0 | 0 | 0 | 0 | 0 | 0 | 0 | 0 | 0 | 0 | 0 | 0 | 0 | 0 | 0 | 0 | 0 | 0 | 0 | 0 | 0 | 0 | 0 | 0 | San_Diego_Li_Battery_4hr | San_Diego_Li_Battery_8hr | San_Diego_Solar |  | 0 |  |  |  | Greater_SD | Greater_SD
SCE Metro | Chino | 230 | CA | 91710 | SAN BERNARDINO | 1 | 0 | 0 | 0 | 0 | 0 | 0 | 0 | 0 | 0 | 1 | 0 | 0 | 0 | 0 | 0 | 0 | 0 | 0 | 0 | 0 | 0 | 0 | 0 | 0 | 0 | 0 | 0 | 0 | 0 | 0 | 0 | 0 | 0 | 0 | 0 | 0 | 0 | 0 | 0 | 0 | 0 | 0 | 0 | 0 | 0 | 0 | 0 | 0 | 0 | 0 | 0 | 0 | 0 | 0 | 0 | 0 | 0 | 0 | 0 | 0 | 0 | 0 | 0 | 0 | 0 | 0 | 0 | 0 | 0 | 0 | 0 | 0 | 0 | 0 | 0 | 0 | 0 | 0 | 0 | 0 | 0 | 0 | 0 | 0 | 0 | 0 | 0 | 0 | 0 | 0 | 0 | 0 | 0 | 0 | 0 | 0 | 0 | Greater_LA_Li_Battery_4hr | Greater_LA_Li_Battery_8hr | Greater_LA_Solar |  | Greater_Kramer_Wind |  |  |  | Greater_LA | Greater_Kramer
PG&E FRESNO | Chowchilla | 115 | CA | 93610 | MADERA | 13 | 0 | 0 | 0 | 0 | 0 | 0 | 0 | 0 | 0 | 0 | 0 | 0 | 0 | 0 | 0 | 0 | 0 | 0 | 0 | 0 | 0 | 0 | 0 | 0 | 0 | 0 | 0 | 0 | 0 | 0 | 0 | 0 | 0 | 0 | 0 | 0 | 0 | 0 | 0 | 0 | 0 | 0 | 0 | 0 | 0 | 1 | 0 | 0 | 0 | 0 | 0 | 0 | 0 | 0 | 0 | 0 | 0 | 0 | 0 | 0 | 0 | 0 | 0 | 0 | 0 | 0 | 0 | 0 | 0 | 0 | 0 | 0 | 0 | 0 | 0 | 0 | 0 | 0 | 1 | 1 | 0 | 1 | 1 | 1 | 1 | 1 | 0 | 1 | 1 | 1 | 1 | 0 | 1 | 0 | 0 | 0 | 0 | Southern_PGAE_Li_Battery_4hr | Southern_PGAE_Li_Battery_8hr | Southern_PGAE_Solar |  | Central_Valley_North_Los_Banos_Wind |  |  |  | Southern_PGAE | Central_Valley_North_Los_Banos
PG&E GBA | Christie | 60 | CA | 94553 | CONTRA COSTA | 10 | 0 | 0 | 0 | 0 | 0 | 0 | 0 | 0 | 0 | 0 | 0 | 0 | 0 | 0 | 0 | 0 | 0 | 0 | 0 | 0 | 0 | 0 | 0 | 0 | 0 | 0 | 0 | 0 | 0 | 0 | 0 | 0 | 0 | 0 | 0 | 0 | 0 | 0 | 0 | 1 | 0 | 0 | 0 | 0 | 0 | 0 | 0 | 0 | 0 | 1 | 0 | 0 | 1 | 1 | 1 | 1 | 0 | 0 | 1 | 1 | 0 | 1 | 0 | 0 | 0 | 1 | 0 | 0 | 0 | 0 | 0 | 0 | 0 | 0 | 0 | 0 | 0 | 0 | 0 | 0 | 0 | 0 | 0 | 0 | 0 | 0 | 0 | 0 | 0 | 0 | 0 | 0 | 0 | 0 | 0 | 0 | 0 | Northern_California_Li_Battery_4hr | Northern_California_Li_Battery_8hr | Northern_California_Solar |  | Solano_Wind |  |  |  | Northern_California | Solano
PG&E GBA | Christie | 115 | CA | 94553 | CONTRA COSTA | 3 | 0 | 0 | 0 | 0 | 0 | 0 | 0 | 0 | 0 | 0 | 0 | 0 | 0 | 0 | 0 | 0 | 0 | 0 | 0 | 0 | 0 | 0 | 0 | 0 | 0 | 0 | 0 | 0 | 0 | 0 | 0 | 0 | 0 | 0 | 0 | 0 | 0 | 0 | 0 | 1 | 0 | 0 | 0 | 0 | 0 | 0 | 0 | 0 | 0 | 0 | 0 | 0 | 1 | 0 | 0 | 1 | 0 | 0 | 0 | 0 | 0 | 0 | 0 | 0 | 0 | 0 | 0 | 0 | 0 | 0 | 0 | 0 | 0 | 0 | 0 | 0 | 0 | 0 | 0 | 0 | 0 | 0 | 0 | 0 | 0 | 0 | 0 | 0 | 0 | 0 | 0 | 0 | 0 | 0 | 0 | 0 | 0 | Northern_California_Li_Battery_4hr | Northern_California_Li_Battery_8hr | Northern_California_Solar |  | Solano_Wind |  |  |  | Northern_California | Solano
SCE Eastern | Cielo Azul | 500 | AZ |  |  | 4 | 0 | 0 | 0 | 0 | 0 | 0 | 0 | 0 | 0 | 0 | 0 | 0 | 0 | 0 | 0 | 0 | 1 | 1 | 0 | 0 | 0 | 1 | 0 | 0 | 1 | 0 | 0 | 0 | 0 | 0 | 0 | 0 | 0 | 0 | 0 | 0 | 0 | 0 | 0 | 0 | 0 | 0 | 0 | 0 | 0 | 0 | 0 | 0 | 0 | 0 | 0 | 0 | 0 | 0 | 0 | 0 | 0 | 0 | 0 | 0 | 0 | 0 | 0 | 0 | 0 | 0 | 0 | 0 | 0 | 0 | 0 | 0 | 0 | 0 | 0 | 0 | 0 | 0 | 0 | 0 | 0 | 0 | 0 | 0 | 0 | 0 | 0 | 0 | 0 | 0 | 0 | 0 | 0 | 0 | 0 | 0 | 0 | Arizona_Li_Battery_4hr | Arizona_Li_Battery_8hr | Arizona_Solar |  | 0 |  |  |  | Arizona | Arizona
PG&E GBA | Clay | 60 | CA | 95640 | Amador | 3 | 0 | 0 | 0 | 0 | 0 | 0 | 0 | 0 | 0 | 0 | 0 | 0 | 0 | 0 | 0 | 0 | 0 | 0 | 0 | 0 | 0 | 0 | 0 | 0 | 0 | 0 | 0 | 0 | 0 | 0 | 0 | 0 | 0 | 0 | 0 | 0 | 0 | 0 | 0 | 0 | 0 | 0 | 0 | 0 | 0 | 1 | 0 | 0 | 0 | 0 | 0 | 0 | 0 | 0 | 0 | 0 | 0 | 0 | 0 | 1 | 1 | 0 | 0 | 0 | 0 | 0 | 0 | 0 | 0 | 0 | 0 | 0 | 0 | 0 | 0 | 0 | 0 | 0 | 0 | 0 | 0 | 0 | 0 | 0 | 0 | 0 | 0 | 0 | 0 | 0 | 0 | 0 | 0 | 0 | 0 | 0 | 0 | Northern_California_Li_Battery_4hr | Northern_California_Li_Battery_8hr | Northern_California_Solar |  | Central_Valley_North_Los_Banos_Wind |  |  |  | Northern_California | El_Dorado_Mariposa
PG&E GBA | Clayton | 115 | CA | 94521 | Contra Costa | 1 | 0 | 0 | 0 | 0 | 0 | 0 | 0 | 0 | 0 | 0 | 0 | 0 | 0 | 0 | 0 | 0 | 0 | 0 | 0 | 0 | 0 | 0 | 0 | 0 | 0 | 0 | 0 | 0 | 0 | 0 | 0 | 0 | 0 | 0 | 0 | 0 | 0 | 0 | 0 | 1 | 0 | 0 | 0 | 0 | 0 | 0 | 0 | 0 | 0 | 0 | 0 | 0 | 0 | 0 | 0 | 0 | 0 | 0 | 0 | 0 | 0 | 0 | 0 | 0 | 0 | 0 | 0 | 0 | 0 | 0 | 0 | 0 | 0 | 0 | 0 | 0 | 0 | 0 | 0 | 0 | 0 | 0 | 0 | 0 | 0 | 0 | 0 | 0 | 0 | 0 | 0 | 0 | 0 | 0 | 0 | 0 | 0 | Northern_California_Li_Battery_4hr | Northern_California_Li_Battery_8hr | Northern_California_Solar |  | Solano_Wind |  |  |  | Northern_California | Solano
PG&E NGBA | Cloverdale | 115 | CA | 95425 | SONOMA | 6 | 0 | 0 | 0 | 0 | 0 | 0 | 0 | 0 | 0 | 0 | 0 | 0 | 0 | 0 | 0 | 0 | 0 | 0 | 0 | 0 | 0 | 0 | 0 | 0 | 0 | 0 | 0 | 0 | 0 | 0 | 0 | 0 | 0 | 0 | 0 | 0 | 0 | 0 | 0 | 1 | 0 | 1 | 0 | 0 | 0 | 0 | 0 | 0 | 0 | 0 | 0 | 0 | 1 | 0 | 1 | 1 | 0 | 0 | 0 | 0 | 0 | 0 | 0 | 0 | 0 | 0 | 1 | 0 | 0 | 0 | 0 | 0 | 0 | 0 | 0 | 0 | 0 | 0 | 0 | 0 | 0 | 0 | 0 | 0 | 0 | 0 | 0 | 0 | 0 | 0 | 0 | 0 | 0 | 0 | 0 | 0 | 0 | Northern_California_Li_Battery_4hr | Northern_California_Li_Battery_8hr | Northern_California_Solar | Northern_California_Geothermal | Northern_California_Wind |  |  |  | Northern_California | Mendocino_Marin
PG&E FRESNO | Clovis | 115 | CA | 93611 | Fresno | 7 | 0 | 0 | 0 | 0 | 0 | 0 | 0 | 0 | 0 | 0 | 0 | 0 | 0 | 0 | 0 | 0 | 0 | 0 | 0 | 0 | 0 | 0 | 0 | 0 | 0 | 0 | 0 | 0 | 0 | 0 | 0 | 0 | 0 | 0 | 0 | 0 | 0 | 0 | 0 | 0 | 0 | 0 | 0 | 0 | 0 | 0 | 0 | 0 | 0 | 0 | 0 | 0 | 0 | 0 | 0 | 0 | 0 | 0 | 0 | 0 | 0 | 0 | 0 | 0 | 0 | 0 | 0 | 0 | 0 | 0 | 0 | 0 | 0 | 0 | 0 | 0 | 0 | 0 | 0 | 1 | 0 | 1 | 1 | 1 | 0 | 1 | 0 | 1 | 0 | 0 | 0 | 0 | 1 | 0 | 0 | 0 | 0 | Southern_PGAE_Li_Battery_4hr | Southern_PGAE_Li_Battery_8hr | Southern_PGAE_Solar |  | Central_Valley_North_Los_Banos_Wind |  |  |  | Southern_PGAE | Central_Valley_North_Los_Banos
PG&E GBA | Coburn | 230 | CA | 93930 | MONTEREY | 6 | 0 | 0 | 0 | 0 | 0 | 0 | 0 | 0 | 0 | 0 | 0 | 0 | 0 | 0 | 0 | 0 | 0 | 0 | 0 | 0 | 0 | 0 | 0 | 0 | 0 | 0 | 0 | 0 | 0 | 0 | 0 | 0 | 0 | 0 | 0 | 0 | 0 | 0 | 0 | 0 | 0 | 0 | 0 | 0 | 0 | 0 | 0 | 0 | 0 | 0 | 0 | 0 | 0 | 0 | 0 | 1 | 0 | 0 | 0 | 1 | 0 | 0 | 0 | 0 | 0 | 0 | 0 | 0 | 0 | 0 | 0 | 0 | 0 | 0 | 0 | 0 | 0 | 0 | 1 | 1 | 0 | 0 | 0 | 0 | 0 | 1 | 0 | 0 | 0 | 0 | 0 | 0 | 0 | 0 | 0 | 0 | 1 | Southern_PGAE_Li_Battery_4hr | Southern_PGAE_Li_Battery_8hr | Southern_PGAE_Solar |  | Kern_Greater_Carrizo_Wind |  |  |  | Southern_PGAE | Peninsula_Monterey
PG&E GBA | Coburn | 60 | CA | 93930 | MONTEREY | 6 | 0 | 0 | 0 | 0 | 0 | 0 | 0 | 0 | 0 | 0 | 0 | 0 | 0 | 0 | 0 | 0 | 0 | 0 | 0 | 0 | 0 | 0 | 0 | 0 | 0 | 0 | 0 | 0 | 0 | 0 | 0 | 0 | 0 | 0 | 0 | 0 | 0 | 0 | 0 | 0 | 0 | 0 | 0 | 0 | 0 | 0 | 0 | 0 | 0 | 0 | 0 | 0 | 0 | 0 | 0 | 1 | 0 | 0 | 0 | 1 | 0 | 0 | 0 | 0 | 0 | 0 | 0 | 0 | 0 | 0 | 0 | 0 | 0 | 0 | 0 | 0 | 0 | 0 | 1 | 1 | 0 | 0 | 0 | 0 | 0 | 1 | 0 | 0 | 0 | 0 | 0 | 0 | 0 | 0 | 0 | 0 | 1 | Southern_PGAE_Li_Battery_4hr | Southern_PGAE_Li_Battery_8hr | Southern_PGAE_Solar |  | Kern_Greater_Carrizo_Wind |  |  |  | Southern_PGAE | Peninsula_Monterey
PG&E NGBA | Colgate | 230 | CA | 95935 | YUBA | 7 | 0 | 0 | 0 | 0 | 0 | 0 | 0 | 0 | 0 | 0 | 0 | 0 | 0 | 0 | 0 | 0 | 0 | 0 | 0 | 0 | 0 | 0 | 0 | 0 | 0 | 0 | 0 | 0 | 0 | 0 | 0 | 0 | 0 | 0 | 0 | 0 | 0 | 0 | 0 | 1 | 0 | 0 | 0 | 0 | 1 | 1 | 1 | 1 | 0 | 0 | 0 | 0 | 0 | 0 | 0 | 0 | 0 | 0 | 0 | 1 | 1 | 0 | 0 | 0 | 0 | 0 | 0 | 0 | 0 | 0 | 0 | 0 | 0 | 0 | 0 | 0 | 0 | 0 | 0 | 0 | 0 | 0 | 0 | 0 | 0 | 0 | 0 | 0 | 0 | 0 | 0 | 0 | 0 | 0 | 0 | 0 | 0 | Northern_California_Li_Battery_4hr | Northern_California_Li_Battery_8hr | Northern_California_Solar |  | Northern_California_Wind |  |  |  | Northern_California | Northern_California
PG&E GBA | Collierville | 230 | CA | 95247 | CALAVERAS | 5 | 0 | 0 | 0 | 0 | 0 | 0 | 0 | 0 | 0 | 0 | 0 | 0 | 0 | 0 | 0 | 0 | 0 | 0 | 0 | 0 | 0 | 0 | 0 | 0 | 0 | 0 | 0 | 0 | 0 | 0 | 0 | 0 | 0 | 0 | 0 | 0 | 0 | 0 | 0 | 0 | 0 | 0 | 0 | 0 | 0 | 1 | 0 | 0 | 0 | 0 | 0 | 0 | 0 | 0 | 0 | 1 | 0 | 1 | 0 | 1 | 0 | 0 | 0 | 0 | 0 | 1 | 0 | 0 | 0 | 0 | 0 | 0 | 0 | 0 | 0 | 0 | 0 | 0 | 0 | 0 | 0 | 0 | 0 | 0 | 0 | 0 | 0 | 0 | 0 | 0 | 0 | 0 | 0 | 0 | 0 | 0 | 0 | Northern_California_Li_Battery_4hr | Northern_California_Li_Battery_8hr | Northern_California_Solar |  | Central_Valley_North_Los_Banos_Wind |  |  |  | Northern_California | El_Dorado_Mariposa
PG&E GBA | Collinsville | 230 | CA | 94585 | SOLANO | 1 | 0 | 0 | 0 | 0 | 0 | 0 | 0 | 0 | 0 | 0 | 0 | 0 | 0 | 0 | 0 | 0 | 0 | 0 | 0 | 0 | 0 | 0 | 0 | 0 | 0 | 0 | 0 | 0 | 0 | 0 | 0 | 0 | 0 | 0 | 0 | 0 | 0 | 0 | 0 | 1 | 0 | 0 | 0 | 0 | 0 | 0 | 0 | 0 | 0 | 0 | 0 | 0 | 0 | 0 | 0 | 0 | 0 | 0 | 0 | 0 | 0 | 0 | 0 | 0 | 0 | 0 | 0 | 0 | 0 | 0 | 0 | 0 | 0 | 0 | 0 | 0 | 0 | 0 | 0 | 0 | 0 | 0 | 0 | 0 | 0 | 0 | 0 | 0 | 0 | 0 | 0 | 0 | 0 | 0 | 0 | 0 | 0 | Northern_California_Li_Battery_4hr | Northern_California_Li_Battery_8hr | Northern_California_Solar |  | Solano_Wind |  |  |  | Northern_California | Solano
PG&E GBA | Collinsville | 500 | CA | 94585 | SOLANO | 1 | 0 | 0 | 0 | 0 | 0 | 0 | 0 | 0 | 0 | 0 | 0 | 0 | 0 | 0 | 0 | 0 | 0 | 0 | 0 | 0 | 0 | 0 | 0 | 0 | 0 | 0 | 0 | 0 | 0 | 0 | 0 | 0 | 0 | 0 | 0 | 0 | 0 | 0 | 0 | 1 | 0 | 0 | 0 | 0 | 0 | 0 | 0 | 0 | 0 | 0 | 0 | 0 | 0 | 0 | 0 | 0 | 0 | 0 | 0 | 0 | 0 | 0 | 0 | 0 | 0 | 0 | 0 | 0 | 0 | 0 | 0 | 0 | 0 | 0 | 0 | 0 | 0 | 0 | 0 | 0 | 0 | 0 | 0 | 0 | 0 | 0 | 0 | 0 | 0 | 0 | 0 | 0 | 0 | 0 | 0 | 0 | 0 | Northern_California_Li_Battery_4hr | Northern_California_Li_Battery_8hr | Northern_California_Solar |  | Solano_Wind |  |  |  | Northern_California | Solano
SCE Eastern | Colorado River | 230 | CA | 92239 | RIVERSIDE | 3 | 0 | 0 | 0 | 0 | 0 | 0 | 0 | 0 | 0 | 0 | 0 | 0 | 0 | 0 | 0 | 1 | 0 | 1 | 0 | 0 | 0 | 1 | 0 | 0 | 0 | 0 | 0 | 0 | 0 | 0 | 0 | 0 | 0 | 0 | 0 | 0 | 0 | 0 | 0 | 0 | 0 | 0 | 0 | 0 | 0 | 0 | 0 | 0 | 0 | 0 | 0 | 0 | 0 | 0 | 0 | 0 | 0 | 0 | 0 | 0 | 0 | 0 | 0 | 0 | 0 | 0 | 0 | 0 | 0 | 0 | 0 | 0 | 0 | 0 | 0 | 0 | 0 | 0 | 0 | 0 | 0 | 0 | 0 | 0 | 0 | 0 | 0 | 0 | 0 | 0 | 0 | 0 | 0 | 0 | 0 | 0 | 0 | Riverside_Li_Battery_4hr | Riverside_Li_Battery_8hr | Riverside_Solar |  | Riverside_Palm_Springs_Wind |  |  |  | Riverside | Riverside (Exclude)
SCE Eastern | Colorado River | 500 | CA | 92239 | RIVERSIDE | 2 | 0 | 0 | 0 | 0 | 0 | 0 | 0 | 0 | 0 | 0 | 0 | 0 | 0 | 0 | 0 | 0 | 0 | 1 | 0 | 0 | 0 | 1 | 0 | 0 | 0 | 0 | 0 | 0 | 0 | 0 | 0 | 0 | 0 | 0 | 0 | 0 | 0 | 0 | 0 | 0 | 0 | 0 | 0 | 0 | 0 | 0 | 0 | 0 | 0 | 0 | 0 | 0 | 0 | 0 | 0 | 0 | 0 | 0 | 0 | 0 | 0 | 0 | 0 | 0 | 0 | 0 | 0 | 0 | 0 | 0 | 0 | 0 | 0 | 0 | 0 | 0 | 0 | 0 | 0 | 0 | 0 | 0 | 0 | 0 | 0 | 0 | 0 | 0 | 0 | 0 | 0 | 0 | 0 | 0 | 0 | 0 | 0 | Riverside_Li_Battery_4hr | Riverside_Li_Battery_8hr | Riverside_Solar |  | Riverside_Palm_Springs_Wind |  |  |  | Riverside | Riverside (Exclude)
PG&E KERN | Columbus | 115 | CA | 93306 | KERN | 4 | 0 | 0 | 0 | 0 | 0 | 0 | 0 | 0 | 0 | 0 | 0 | 0 | 0 | 0 | 0 | 0 | 0 | 0 | 0 | 0 | 0 | 0 | 0 | 0 | 0 | 0 | 0 | 0 | 0 | 0 | 0 | 0 | 0 | 0 | 0 | 0 | 0 | 0 | 0 | 0 | 0 | 0 | 0 | 0 | 0 | 0 | 0 | 0 | 0 | 0 | 0 | 0 | 0 | 0 | 0 | 0 | 0 | 0 | 0 | 0 | 0 | 0 | 0 | 0 | 0 | 0 | 0 | 0 | 0 | 0 | 1 | 0 | 0 | 0 | 0 | 0 | 0 | 0 | 1 | 1 | 0 | 0 | 0 | 0 | 0 | 0 | 0 | 0 | 0 | 0 | 0 | 0 | 0 | 0 | 1 | 0 | 0 | Southern_PGAE_Li_Battery_4hr | Southern_PGAE_Li_Battery_8hr | Southern_PGAE_Solar |  | Central_Valley_North_Los_Banos_Wind |  |  |  | Southern_PGAE | Central_Valley_North_Los_Banos
PG&E GBA | Contra Costa | 115 | CA | 94509 | CONTRA COSTA | 9 | 0 | 0 | 0 | 0 | 0 | 0 | 0 | 0 | 0 | 0 | 0 | 0 | 0 | 0 | 0 | 0 | 0 | 0 | 0 | 0 | 0 | 0 | 0 | 0 | 0 | 0 | 0 | 0 | 0 | 0 | 0 | 0 | 0 | 0 | 0 | 0 | 0 | 0 | 0 | 1 | 0 | 0 | 0 | 0 | 0 | 0 | 0 | 0 | 0 | 0 | 0 | 0 | 0 | 1 | 1 | 1 | 1 | 0 | 1 | 1 | 0 | 0 | 0 | 0 | 0 | 1 | 1 | 0 | 0 | 0 | 0 | 0 | 0 | 0 | 0 | 0 | 0 | 0 | 0 | 0 | 0 | 0 | 0 | 0 | 0 | 0 | 0 | 0 | 0 | 0 | 0 | 0 | 0 | 0 | 0 | 0 | 0 | Northern_California_Li_Battery_4hr | Northern_California_Li_Battery_8hr | Northern_California_Solar |  | Solano_Wind |  |  |  | Northern_California | Solano
PG&E GBA | Contra Costa | 230 | CA | 94509 | CONTRA COSTA | 7 | 0 | 0 | 0 | 0 | 0 | 0 | 0 | 0 | 0 | 0 | 0 | 0 | 0 | 0 | 0 | 0 | 0 | 0 | 0 | 0 | 0 | 0 | 0 | 0 | 0 | 0 | 0 | 0 | 0 | 0 | 0 | 0 | 0 | 0 | 0 | 0 | 0 | 0 | 0 | 1 | 0 | 0 | 0 | 0 | 0 | 0 | 0 | 0 | 0 | 0 | 0 | 0 | 0 | 1 | 1 | 1 | 0 | 0 | 1 | 1 | 0 | 0 | 0 | 0 | 0 | 1 | 0 | 0 | 0 | 0 | 0 | 0 | 0 | 0 | 0 | 0 | 0 | 0 | 0 | 0 | 0 | 0 | 0 | 0 | 0 | 0 | 0 | 0 | 0 | 0 | 0 | 0 | 0 | 0 | 0 | 0 | 0 | Northern_California_Li_Battery_4hr | Northern_California_Li_Battery_8hr | Northern_California_Solar |  | Solano_Wind |  |  |  | Northern_California | Solano
PG&E GBA | Contra Costa PP | 230 | CA | 94509 | CONTRA COSTA | 8 | 0 | 0 | 0 | 0 | 0 | 0 | 0 | 0 | 0 | 0 | 0 | 0 | 0 | 0 | 0 | 0 | 0 | 0 | 0 | 0 | 0 | 0 | 0 | 0 | 0 | 0 | 0 | 0 | 0 | 0 | 0 | 0 | 0 | 0 | 0 | 0 | 0 | 0 | 0 | 1 | 0 | 0 | 0 | 0 | 0 | 0 | 0 | 0 | 0 | 0 | 0 | 0 | 0 | 1 | 1 | 1 | 0 | 0 | 1 | 1 | 0 | 0 | 0 | 0 | 0 | 1 | 1 | 0 | 0 | 0 | 0 | 0 | 0 | 0 | 0 | 0 | 0 | 0 | 0 | 0 | 0 | 0 | 0 | 0 | 0 | 0 | 0 | 0 | 0 | 0 | 0 | 0 | 0 | 0 | 0 | 0 | 0 | Northern_California_Li_Battery_4hr | Northern_California_Li_Battery_8hr | Northern_California_Solar |  | Solano_Wind |  |  |  | Northern_California | Solano
SCE NOL | Control | 115 | CA | 93514 | INYO | 4 | 0 | 0 | 0 | 0 | 0 | 0 | 0 | 0 | 0 | 0 | 1 | 1 | 1 | 1 | 0 | 0 | 0 | 0 | 0 | 0 | 0 | 0 | 0 | 0 | 0 | 0 | 0 | 0 | 0 | 0 | 0 | 0 | 0 | 0 | 0 | 0 | 0 | 0 | 0 | 0 | 0 | 0 | 0 | 0 | 0 | 0 | 0 | 0 | 0 | 0 | 0 | 0 | 0 | 0 | 0 | 0 | 0 | 0 | 0 | 0 | 0 | 0 | 0 | 0 | 0 | 0 | 0 | 0 | 0 | 0 | 0 | 0 | 0 | 0 | 0 | 0 | 0 | 0 | 0 | 0 | 0 | 0 | 0 | 0 | 0 | 0 | 0 | 0 | 0 | 0 | 0 | 0 | 0 | 0 | 0 | 0 | 0 | Greater_Kramer_Li_Battery_4hr | Greater_Kramer_Li_Battery_8hr | Greater_Kramer_Solar | Inyokern_North_Kramer_Geothermal | Greater_Kramer_Wind |  |  |  | Greater_Kramer | Greater_Kramer (Exclude)
SCE NOL | Control | 55 | CA | 93514 | INYO | 4 | 0 | 0 | 0 | 0 | 0 | 0 | 0 | 0 | 0 | 0 | 1 | 1 | 1 | 1 | 0 | 0 | 0 | 0 | 0 | 0 | 0 | 0 | 0 | 0 | 0 | 0 | 0 | 0 | 0 | 0 | 0 | 0 | 0 | 0 | 0 | 0 | 0 | 0 | 0 | 0 | 0 | 0 | 0 | 0 | 0 | 0 | 0 | 0 | 0 | 0 | 0 | 0 | 0 | 0 | 0 | 0 | 0 | 0 | 0 | 0 | 0 | 0 | 0 | 0 | 0 | 0 | 0 | 0 | 0 | 0 | 0 | 0 | 0 | 0 | 0 | 0 | 0 | 0 | 0 | 0 | 0 | 0 | 0 | 0 | 0 | 0 | 0 | 0 | 0 | 0 | 0 | 0 | 0 | 0 | 0 | 0 | 0 | Greater_Kramer_Li_Battery_4hr | Greater_Kramer_Li_Battery_8hr | Greater_Kramer_Solar |  | Greater_Kramer_Wind |  |  |  | Greater_Kramer | Greater_Kramer (Exclude)
PG&E GBA | Cooley Landing | 115 | CA | 94303 | San Mateo | 3 | 0 | 0 | 0 | 0 | 0 | 0 | 0 | 0 | 0 | 0 | 0 | 0 | 0 | 0 | 0 | 0 | 0 | 0 | 0 | 0 | 0 | 0 | 0 | 0 | 0 | 0 | 0 | 0 | 0 | 0 | 0 | 0 | 0 | 0 | 0 | 0 | 0 | 0 | 0 | 1 | 0 | 0 | 0 | 0 | 0 | 0 | 0 | 0 | 0 | 0 | 0 | 0 | 1 | 0 | 0 | 1 | 0 | 0 | 0 | 0 | 0 | 0 | 0 | 0 | 0 | 0 | 0 | 0 | 0 | 0 | 0 | 0 | 0 | 0 | 0 | 0 | 0 | 0 | 0 | 0 | 0 | 0 | 0 | 0 | 0 | 0 | 0 | 0 | 0 | 0 | 0 | 0 | 0 | 0 | 0 | 0 | 0 | Northern_California_Li_Battery_4hr | Northern_California_Li_Battery_8hr | Northern_California_Solar |  | Kern_Greater_Carrizo_Wind |  |  |  | Northern_California | Peninsula_Monterey
PG&E GBA | Cooley Landing | 60 | CA | 94303 | San Mateo | 2 | 0 | 0 | 0 | 0 | 0 | 0 | 0 | 0 | 0 | 0 | 0 | 0 | 0 | 0 | 0 | 0 | 0 | 0 | 0 | 0 | 0 | 0 | 0 | 0 | 0 | 0 | 0 | 0 | 0 | 0 | 0 | 0 | 0 | 0 | 0 | 0 | 0 | 0 | 0 | 0 | 0 | 0 | 0 | 0 | 0 | 0 | 0 | 0 | 0 | 0 | 0 | 0 | 0 | 0 | 0 | 1 | 0 | 0 | 0 | 0 | 0 | 0 | 0 | 0 | 0 | 1 | 0 | 0 | 0 | 0 | 0 | 0 | 0 | 0 | 0 | 0 | 0 | 0 | 0 | 0 | 0 | 0 | 0 | 0 | 0 | 0 | 0 | 0 | 0 | 0 | 0 | 0 | 0 | 0 | 0 | 0 | 0 | Northern_California_Li_Battery_4hr | Northern_California_Li_Battery_8hr | Northern_California_Solar |  | Kern_Greater_Carrizo_Wind |  |  |  | Northern_California | Peninsula_Monterey
SCE NOL | Coolwater | 230 | CA | 92327 | SAN BERNARDINO | 3 | 0 | 0 | 0 | 0 | 0 | 0 | 0 | 0 | 0 | 0 | 0 | 1 | 1 | 1 | 0 | 0 | 0 | 0 | 0 | 0 | 0 | 0 | 0 | 0 | 0 | 0 | 0 | 0 | 0 | 0 | 0 | 0 | 0 | 0 | 0 | 0 | 0 | 0 | 0 | 0 | 0 | 0 | 0 | 0 | 0 | 0 | 0 | 0 | 0 | 0 | 0 | 0 | 0 | 0 | 0 | 0 | 0 | 0 | 0 | 0 | 0 | 0 | 0 | 0 | 0 | 0 | 0 | 0 | 0 | 0 | 0 | 0 | 0 | 0 | 0 | 0 | 0 | 0 | 0 | 0 | 0 | 0 | 0 | 0 | 0 | 0 | 0 | 0 | 0 | 0 | 0 | 0 | 0 | 0 | 0 | 0 | 0 | Greater_Kramer_Li_Battery_4hr | Greater_Kramer_Li_Battery_8hr | Greater_Kramer_Solar |  | Greater_Kramer_Wind |  |  |  | Greater_Kramer | Greater_Kramer
SCE NOL | Coolwater | 115 | CA | 92327 | SAN BERNARDINO | 3 | 0 | 0 | 0 | 0 | 0 | 0 | 0 | 0 | 0 | 0 | 0 | 1 | 1 | 1 | 0 | 0 | 0 | 0 | 0 | 0 | 0 | 0 | 0 | 0 | 0 | 0 | 0 | 0 | 0 | 0 | 0 | 0 | 0 | 0 | 0 | 0 | 0 | 0 | 0 | 0 | 0 | 0 | 0 | 0 | 0 | 0 | 0 | 0 | 0 | 0 | 0 | 0 | 0 | 0 | 0 | 0 | 0 | 0 | 0 | 0 | 0 | 0 | 0 | 0 | 0 | 0 | 0 | 0 | 0 | 0 | 0 | 0 | 0 | 0 | 0 | 0 | 0 | 0 | 0 | 0 | 0 | 0 | 0 | 0 | 0 | 0 | 0 | 0 | 0 | 0 | 0 | 0 | 0 | 0 | 0 | 0 | 0 | Greater_Kramer_Li_Battery_4hr | Greater_Kramer_Li_Battery_8hr | Greater_Kramer_Solar |  | Greater_Kramer_Wind |  |  |  | Greater_Kramer | Greater_Kramer
PG&E KERN | Copus | 70 | CA | 93311 | Kern | 7 | 0 | 0 | 0 | 0 | 0 | 0 | 0 | 0 | 0 | 0 | 0 | 0 | 0 | 0 | 0 | 0 | 0 | 0 | 0 | 0 | 0 | 0 | 0 | 0 | 0 | 0 | 0 | 0 | 0 | 0 | 0 | 0 | 0 | 0 | 0 | 0 | 0 | 0 | 0 | 0 | 0 | 0 | 0 | 0 | 0 | 0 | 0 | 0 | 0 | 0 | 0 | 0 | 0 | 0 | 0 | 0 | 0 | 0 | 0 | 0 | 0 | 0 | 0 | 0 | 0 | 0 | 0 | 0 | 0 | 0 | 1 | 1 | 1 | 0 | 1 | 0 | 0 | 0 | 1 | 1 | 0 | 0 | 0 | 0 | 0 | 0 | 0 | 0 | 0 | 0 | 0 | 0 | 0 | 0 | 1 | 0 | 0 | Southern_PGAE_Li_Battery_4hr | Southern_PGAE_Li_Battery_8hr | Southern_PGAE_Solar |  | Central_Valley_North_Los_Banos_Wind |  |  |  | Southern_PGAE | Central_Valley_North_Los_Banos
PG&E FRESNO | Corcoran | 70 | CA | 93212 | KINGS | 9 | 0 | 0 | 0 | 0 | 0 | 0 | 0 | 0 | 0 | 0 | 0 | 0 | 0 | 0 | 0 | 0 | 0 | 0 | 0 | 0 | 0 | 0 | 0 | 0 | 0 | 0 | 0 | 0 | 0 | 0 | 0 | 0 | 0 | 0 | 0 | 0 | 0 | 0 | 0 | 0 | 0 | 0 | 0 | 0 | 0 | 1 | 0 | 0 | 0 | 0 | 0 | 0 | 0 | 0 | 0 | 0 | 0 | 0 | 0 | 0 | 0 | 0 | 0 | 0 | 0 | 0 | 0 | 0 | 0 | 0 | 0 | 0 | 0 | 0 | 0 | 0 | 0 | 0 | 1 | 1 | 0 | 1 | 0 | 1 | 1 | 1 | 0 | 0 | 0 | 1 | 0 | 0 | 0 | 0 | 1 | 0 | 0 | Southern_PGAE_Li_Battery_4hr | Southern_PGAE_Li_Battery_8hr | Southern_PGAE_Solar |  | Central_Valley_North_Los_Banos_Wind |  |  |  | Southern_PGAE | Central_Valley_North_Los_Banos
PG&E FRESNO | Corcoran | 115 | CA | 93212 | KINGS | 8 | 0 | 0 | 0 | 0 | 0 | 0 | 0 | 0 | 0 | 0 | 0 | 0 | 0 | 0 | 0 | 0 | 0 | 0 | 0 | 0 | 0 | 0 | 0 | 0 | 0 | 0 | 0 | 0 | 0 | 0 | 0 | 0 | 0 | 0 | 0 | 0 | 0 | 0 | 0 | 0 | 0 | 0 | 0 | 0 | 0 | 1 | 0 | 0 | 0 | 0 | 0 | 0 | 0 | 0 | 0 | 0 | 0 | 0 | 0 | 0 | 0 | 0 | 0 | 0 | 0 | 0 | 0 | 0 | 0 | 0 | 0 | 0 | 0 | 0 | 0 | 0 | 0 | 0 | 1 | 0 | 0 | 1 | 0 | 1 | 1 | 1 | 0 | 0 | 0 | 1 | 0 | 0 | 0 | 0 | 1 | 0 | 0 | Southern_PGAE_Li_Battery_4hr | Southern_PGAE_Li_Battery_8hr | Southern_PGAE_Solar |  | Central_Valley_North_Los_Banos_Wind |  |  |  | Southern_PGAE | Central_Valley_North_Los_Banos
PG&E NGBA | Corona | 115 | CA | 94954 | SONOMA | 3 | 0 | 0 | 0 | 0 | 0 | 0 | 0 | 0 | 0 | 0 | 0 | 0 | 0 | 0 | 0 | 0 | 0 | 0 | 0 | 0 | 0 | 0 | 0 | 0 | 0 | 0 | 0 | 0 | 0 | 0 | 0 | 0 | 0 | 0 | 0 | 0 | 0 | 0 | 0 | 1 | 0 | 0 | 0 | 0 | 0 | 0 | 0 | 0 | 0 | 0 | 0 | 0 | 1 | 0 | 0 | 0 | 0 | 0 | 0 | 0 | 0 | 0 | 0 | 0 | 0 | 0 | 1 | 0 | 0 | 0 | 0 | 0 | 0 | 0 | 0 | 0 | 0 | 0 | 0 | 0 | 0 | 0 | 0 | 0 | 0 | 0 | 0 | 0 | 0 | 0 | 0 | 0 | 0 | 0 | 0 | 0 | 0 | Northern_California_Li_Battery_4hr | Northern_California_Li_Battery_8hr | Northern_California_Solar |  | Northern_California_Wind |  |  |  | Northern_California | Mendocino_Marin
PG&E NGBA | Cortina | 230 | CA | 95987 | COLUSA | 3 | 0 | 0 | 0 | 0 | 0 | 0 | 0 | 0 | 0 | 0 | 0 | 0 | 0 | 0 | 0 | 0 | 0 | 0 | 0 | 0 | 0 | 0 | 0 | 0 | 0 | 0 | 0 | 0 | 0 | 0 | 0 | 0 | 0 | 0 | 0 | 0 | 0 | 0 | 0 | 1 | 0 | 0 | 0 | 0 | 0 | 0 | 0 | 0 | 0 | 0 | 0 | 0 | 1 | 0 | 0 | 0 | 0 | 0 | 0 | 0 | 0 | 0 | 0 | 0 | 0 | 0 | 1 | 0 | 0 | 0 | 0 | 0 | 0 | 0 | 0 | 0 | 0 | 0 | 0 | 0 | 0 | 0 | 0 | 0 | 0 | 0 | 0 | 0 | 0 | 0 | 0 | 0 | 0 | 0 | 0 | 0 | 0 | Northern_California_Li_Battery_4hr | Northern_California_Li_Battery_8hr | Northern_California_Solar |  | Northern_California_Wind |  |  |  | Northern_California | Northern_California
PG&E NGBA | Cortina | 115 | CA | 95987 | COLUSA | 3 | 0 | 0 | 0 | 0 | 0 | 0 | 0 | 0 | 0 | 0 | 0 | 0 | 0 | 0 | 0 | 0 | 0 | 0 | 0 | 0 | 0 | 0 | 0 | 0 | 0 | 0 | 0 | 0 | 0 | 0 | 0 | 0 | 0 | 0 | 0 | 0 | 0 | 0 | 0 | 1 | 0 | 0 | 0 | 0 | 0 | 0 | 0 | 0 | 0 | 0 | 0 | 0 | 0 | 0 | 0 | 1 | 0 | 0 | 0 | 0 | 0 | 0 | 0 | 0 | 0 | 0 | 1 | 0 | 0 | 0 | 0 | 0 | 0 | 0 | 0 | 0 | 0 | 0 | 0 | 0 | 0 | 0 | 0 | 0 | 0 | 0 | 0 | 0 | 0 | 0 | 0 | 0 | 0 | 0 | 0 | 0 | 0 | Northern_California_Li_Battery_4hr | Northern_California_Li_Battery_8hr | Northern_California_Solar |  | Northern_California_Wind |  |  |  | Northern_California | Northern_California
PG&E GBA | Cottle | 230 | CA | 95361 | STANISLAUS | 12 | 0 | 0 | 0 | 0 | 0 | 0 | 0 | 0 | 0 | 0 | 0 | 0 | 0 | 0 | 0 | 0 | 0 | 0 | 0 | 0 | 0 | 0 | 0 | 0 | 0 | 0 | 0 | 0 | 0 | 0 | 0 | 0 | 0 | 0 | 0 | 0 | 0 | 0 | 0 | 0 | 0 | 0 | 0 | 0 | 0 | 1 | 0 | 0 | 0 | 0 | 0 | 0 | 0 | 0 | 0 | 0 | 0 | 0 | 0 | 1 | 1 | 0 | 0 | 0 | 0 | 0 | 0 | 0 | 0 | 0 | 0 | 0 | 0 | 0 | 0 | 0 | 0 | 0 | 1 | 1 | 0 | 1 | 1 | 0 | 1 | 0 | 0 | 1 | 1 | 1 | 0 | 0 | 1 | 0 | 0 | 0 | 0 | Southern_PGAE_Li_Battery_4hr | Southern_PGAE_Li_Battery_8hr | Southern_PGAE_Solar |  | Central_Valley_North_Los_Banos_Wind |  |  |  | Southern_PGAE | Central_Valley_North_Los_Banos
PG&E NGBA | Cottonwood | 115 | CA | 96022 | SHASTA | 1 | 0 | 0 | 0 | 0 | 0 | 0 | 0 | 0 | 0 | 0 | 0 | 0 | 0 | 0 | 0 | 0 | 0 | 0 | 0 | 0 | 0 | 0 | 0 | 0 | 0 | 0 | 0 | 0 | 0 | 0 | 0 | 0 | 0 | 0 | 0 | 0 | 0 | 0 | 0 | 1 | 0 | 0 | 0 | 0 | 0 | 0 | 0 | 0 | 0 | 0 | 0 | 0 | 0 | 0 | 0 | 0 | 0 | 0 | 0 | 0 | 0 | 0 | 0 | 0 | 0 | 0 | 0 | 0 | 0 | 0 | 0 | 0 | 0 | 0 | 0 | 0 | 0 | 0 | 0 | 0 | 0 | 0 | 0 | 0 | 0 | 0 | 0 | 0 | 0 | 0 | 0 | 0 | 0 | 0 | 0 | 0 | 0 | Northern_California_Li_Battery_4hr | Northern_California_Li_Battery_8hr | Northern_California_Solar |  | Northern_California_Wind |  |  |  | Northern_California | Northern_California
PG&E NGBA | Cottonwood | 230 | CA | 96022 | SHASTA | 1 | 0 | 0 | 0 | 0 | 0 | 0 | 0 | 0 | 0 | 0 | 0 | 0 | 0 | 0 | 0 | 0 | 0 | 0 | 0 | 0 | 0 | 0 | 0 | 0 | 0 | 0 | 0 | 0 | 0 | 0 | 0 | 0 | 0 | 0 | 0 | 0 | 0 | 0 | 0 | 1 | 0 | 0 | 0 | 0 | 0 | 0 | 0 | 0 | 0 | 0 | 0 | 0 | 0 | 0 | 0 | 0 | 0 | 0 | 0 | 0 | 0 | 0 | 0 | 0 | 0 | 0 | 0 | 0 | 0 | 0 | 0 | 0 | 0 | 0 | 0 | 0 | 0 | 0 | 0 | 0 | 0 | 0 | 0 | 0 | 0 | 0 | 0 | 0 | 0 | 0 | 0 | 0 | 0 | 0 | 0 | 0 | 0 | Northern_California_Li_Battery_4hr | Northern_California_Li_Battery_8hr | Northern_California_Solar |  | Northern_California_Wind |  |  |  | Northern_California | Northern_California
PG&E NGBA | Cottonwood | 60 | CA | 96022 | SHASTA | 1 | 0 | 0 | 0 | 0 | 0 | 0 | 0 | 0 | 0 | 0 | 0 | 0 | 0 | 0 | 0 | 0 | 0 | 0 | 0 | 0 | 0 | 0 | 0 | 0 | 0 | 0 | 0 | 0 | 0 | 0 | 0 | 0 | 0 | 0 | 0 | 0 | 0 | 0 | 0 | 1 | 0 | 0 | 0 | 0 | 0 | 0 | 0 | 0 | 0 | 0 | 0 | 0 | 0 | 0 | 0 | 0 | 0 | 0 | 0 | 0 | 0 | 0 | 0 | 0 | 0 | 0 | 0 | 0 | 0 | 0 | 0 | 0 | 0 | 0 | 0 | 0 | 0 | 0 | 0 | 0 | 0 | 0 | 0 | 0 | 0 | 0 | 0 | 0 | 0 | 0 | 0 | 0 | 0 | 0 | 0 | 0 | 0 | Northern_California_Li_Battery_4hr | Northern_California_Li_Battery_8hr | Northern_California_Solar |  | Northern_California_Wind |  |  |  | Northern_California | Northern_California
PG&E NGBA | Cove Road | 230 | CA | 96065 | SHASTA | 1 | 0 | 0 | 0 | 0 | 0 | 0 | 0 | 0 | 0 | 0 | 0 | 0 | 0 | 0 | 0 | 0 | 0 | 0 | 0 | 0 | 0 | 0 | 0 | 0 | 0 | 0 | 0 | 0 | 0 | 0 | 0 | 0 | 0 | 0 | 0 | 0 | 0 | 0 | 0 | 1 | 0 | 0 | 0 | 0 | 0 | 0 | 0 | 0 | 0 | 0 | 0 | 0 | 0 | 0 | 0 | 0 | 0 | 0 | 0 | 0 | 0 | 0 | 0 | 0 | 0 | 0 | 0 | 0 | 0 | 0 | 0 | 0 | 0 | 0 | 0 | 0 | 0 | 0 | 0 | 0 | 0 | 0 | 0 | 0 | 0 | 0 | 0 | 0 | 0 | 0 | 0 | 0 | 0 | 0 | 0 | 0 | 0 | Northern_California_Li_Battery_4hr | Northern_California_Li_Battery_8hr | Northern_California_Solar |  | Northern_California_Wind |  |  |  | Northern_California | Northern_California
PG&E GBA | Coyote | 230 | CA | 95037 | SANTA CLARA | 2 | 0 | 0 | 0 | 0 | 0 | 0 | 0 | 0 | 0 | 0 | 0 | 0 | 0 | 0 | 0 | 0 | 0 | 0 | 0 | 0 | 0 | 0 | 0 | 0 | 0 | 0 | 0 | 0 | 0 | 0 | 0 | 0 | 0 | 0 | 0 | 0 | 0 | 0 | 0 | 0 | 0 | 0 | 0 | 0 | 0 | 0 | 0 | 0 | 0 | 0 | 0 | 0 | 0 | 0 | 0 | 1 | 0 | 0 | 0 | 1 | 0 | 0 | 0 | 0 | 0 | 0 | 0 | 0 | 0 | 0 | 0 | 0 | 0 | 0 | 0 | 0 | 0 | 0 | 0 | 0 | 0 | 0 | 0 | 0 | 0 | 0 | 0 | 0 | 0 | 0 | 0 | 0 | 0 | 0 | 0 | 0 | 0 | Northern_California_Li_Battery_4hr | Northern_California_Li_Battery_8hr | Northern_California_Solar |  | Kern_Greater_Carrizo_Wind |  |  |  | Northern_California | Peninsula_Monterey
PG&E GBA | Crazy Horse Canyon | 115 | CA |  | Monterey | 2 | 0 | 0 | 0 | 0 | 0 | 0 | 0 | 0 | 0 | 0 | 0 | 0 | 0 | 0 | 0 | 0 | 0 | 0 | 0 | 0 | 0 | 0 | 0 | 0 | 0 | 0 | 0 | 0 | 0 | 0 | 0 | 0 | 0 | 0 | 0 | 0 | 0 | 0 | 0 | 0 | 0 | 0 | 0 | 0 | 0 | 0 | 0 | 0 | 0 | 0 | 0 | 0 | 0 | 0 | 0 | 0 | 0 | 0 | 0 | 0 | 0 | 0 | 0 | 0 | 1 | 0 | 0 | 0 | 0 | 0 | 0 | 0 | 0 | 0 | 0 | 0 | 0 | 0 | 0 | 0 | 0 | 0 | 0 | 0 | 0 | 0 | 0 | 0 | 0 | 0 | 0 | 0 | 0 | 0 | 0 | 0 | 1 | Southern_PGAE_Li_Battery_4hr | Southern_PGAE_Li_Battery_8hr | Southern_PGAE_Solar |  | Kern_Greater_Carrizo_Wind |  |  |  | Southern_PGAE | Peninsula_Monterey
SDGE | Creelman | 69 | CA | 92065 | SAN DIEGO | 5 | 0 | 0 | 0 | 0 | 0 | 0 | 0 | 0 | 0 | 0 | 0 | 0 | 0 | 0 | 0 | 0 | 0 | 0 | 0 | 0 | 0 | 0 | 0 | 0 | 0 | 1 | 0 | 1 | 0 | 0 | 1 | 0 | 1 | 0 | 0 | 0 | 0 | 1 | 0 | 0 | 0 | 0 | 0 | 0 | 0 | 0 | 0 | 0 | 0 | 0 | 0 | 0 | 0 | 0 | 0 | 0 | 0 | 0 | 0 | 0 | 0 | 0 | 0 | 0 | 0 | 0 | 0 | 0 | 0 | 0 | 0 | 0 | 0 | 0 | 0 | 0 | 0 | 0 | 0 | 0 | 0 | 0 | 0 | 0 | 0 | 0 | 0 | 0 | 0 | 0 | 0 | 0 | 0 | 0 | 0 | 0 | 0 | San_Diego_Li_Battery_4hr | San_Diego_Li_Battery_8hr | San_Diego_Solar |  | 0 |  |  |  | Greater_SD | Greater_SD
PG&E FRESNO | Crescent | 70 | CA | 93660 | Fresno | 7 | 0 | 0 | 0 | 0 | 0 | 0 | 0 | 0 | 0 | 0 | 0 | 0 | 0 | 0 | 0 | 0 | 0 | 0 | 0 | 0 | 0 | 0 | 0 | 0 | 0 | 0 | 0 | 0 | 0 | 0 | 0 | 0 | 0 | 0 | 0 | 0 | 0 | 0 | 0 | 0 | 0 | 0 | 0 | 0 | 0 | 1 | 0 | 0 | 0 | 0 | 0 | 0 | 0 | 0 | 0 | 0 | 0 | 0 | 0 | 0 | 0 | 0 | 0 | 0 | 0 | 0 | 0 | 0 | 0 | 0 | 0 | 0 | 0 | 0 | 0 | 0 | 0 | 0 | 1 | 1 | 0 | 1 | 0 | 0 | 0 | 1 | 0 | 0 | 0 | 1 | 0 | 1 | 0 | 0 | 0 | 0 | 0 | Southern_PGAE_Li_Battery_4hr | Southern_PGAE_Li_Battery_8hr | Southern_PGAE_Solar |  | Central_Valley_North_Los_Banos_Wind |  |  |  | Southern_PGAE | Central_Valley_North_Los_Banos
PG&E FRESNO | Cressey | 115 | CA | 95388 | Merced | 9 | 0 | 0 | 0 | 0 | 0 | 0 | 0 | 0 | 0 | 0 | 0 | 0 | 0 | 0 | 0 | 0 | 0 | 0 | 0 | 0 | 0 | 0 | 0 | 0 | 0 | 0 | 0 | 0 | 0 | 0 | 0 | 0 | 0 | 0 | 0 | 0 | 0 | 0 | 0 | 0 | 0 | 0 | 0 | 0 | 0 | 1 | 0 | 0 | 0 | 0 | 0 | 0 | 0 | 0 | 0 | 0 | 0 | 0 | 0 | 1 | 0 | 0 | 0 | 0 | 0 | 0 | 0 | 0 | 0 | 0 | 0 | 0 | 0 | 0 | 0 | 0 | 0 | 0 | 0 | 1 | 0 | 1 | 1 | 1 | 0 | 1 | 0 | 1 | 0 | 0 | 0 | 0 | 1 | 0 | 0 | 0 | 0 | Southern_PGAE_Li_Battery_4hr | Southern_PGAE_Li_Battery_8hr | Southern_PGAE_Solar |  | Central_Valley_North_Los_Banos_Wind |  |  |  | Southern_PGAE | Central_Valley_North_Los_Banos
PG&E NGBA | Cresta | 230 | CA | 95965 | BUTTE | 9 | 0 | 0 | 0 | 0 | 0 | 0 | 0 | 0 | 0 | 0 | 0 | 0 | 0 | 0 | 0 | 0 | 0 | 0 | 0 | 0 | 0 | 0 | 0 | 0 | 0 | 0 | 0 | 0 | 0 | 0 | 0 | 0 | 0 | 0 | 0 | 0 | 0 | 0 | 0 | 1 | 1 | 0 | 1 | 0 | 1 | 1 | 1 | 1 | 0 | 0 | 0 | 0 | 0 | 0 | 0 | 0 | 0 | 0 | 0 | 1 | 1 | 0 | 0 | 0 | 0 | 0 | 0 | 0 | 0 | 0 | 0 | 0 | 0 | 0 | 0 | 0 | 0 | 0 | 0 | 0 | 0 | 0 | 0 | 0 | 0 | 0 | 0 | 0 | 0 | 0 | 0 | 0 | 0 | 0 | 0 | 0 | 0 | Northern_California_Li_Battery_4hr | Northern_California_Li_Battery_8hr | Northern_California_Solar |  | Northern_California_Wind |  |  |  | Northern_California | Northern_California
SDGE | Crestwood | 69 | CA | 91905 | San Diego | 5 | 0 | 0 | 0 | 0 | 0 | 0 | 0 | 0 | 0 | 0 | 0 | 0 | 0 | 0 | 0 | 0 | 0 | 0 | 0 | 0 | 0 | 0 | 0 | 0 | 0 | 0 | 0 | 1 | 0 | 1 | 1 | 0 | 1 | 0 | 0 | 0 | 1 | 0 | 0 | 0 | 0 | 0 | 0 | 0 | 0 | 0 | 0 | 0 | 0 | 0 | 0 | 0 | 0 | 0 | 0 | 0 | 0 | 0 | 0 | 0 | 0 | 0 | 0 | 0 | 0 | 0 | 0 | 0 | 0 | 0 | 0 | 0 | 0 | 0 | 0 | 0 | 0 | 0 | 0 | 0 | 0 | 0 | 0 | 0 | 0 | 0 | 0 | 0 | 0 | 0 | 0 | 0 | 0 | 0 | 0 | 0 | 0 | Greater_Imperial_Li_Battery_4hr | Greater_Imperial_Li_Battery_8hr | Greater_Imperial_Solar |  | Greater_Imperial_Wind |  |  |  | Greater_Imperial | Greater_Imperial
PG&E GBA | Crow Creek | 60 | CA | 95360 | STANISLAUS | 7 | 0 | 0 | 0 | 0 | 0 | 0 | 0 | 0 | 0 | 0 | 0 | 0 | 0 | 0 | 0 | 0 | 0 | 0 | 0 | 0 | 0 | 0 | 0 | 0 | 0 | 0 | 0 | 0 | 0 | 0 | 0 | 0 | 0 | 0 | 0 | 0 | 0 | 0 | 0 | 0 | 0 | 0 | 0 | 0 | 0 | 1 | 0 | 0 | 0 | 0 | 0 | 0 | 0 | 0 | 0 | 1 | 0 | 1 | 0 | 1 | 0 | 0 | 1 | 1 | 0 | 1 | 0 | 0 | 0 | 0 | 0 | 0 | 0 | 0 | 0 | 0 | 0 | 0 | 0 | 0 | 0 | 0 | 0 | 0 | 0 | 0 | 0 | 0 | 0 | 0 | 0 | 0 | 0 | 0 | 0 | 0 | 0 | Southern_PGAE_Li_Battery_4hr | Southern_PGAE_Li_Battery_8hr | Southern_PGAE_Solar |  | Central_Valley_North_Los_Banos_Wind |  |  |  | Southern_PGAE | Central_Valley_North_Los_Banos
PG&E GBA | Crows Landing | 60 | CA | 95360 | STANISLAUS | 7 | 0 | 0 | 0 | 0 | 0 | 0 | 0 | 0 | 0 | 0 | 0 | 0 | 0 | 0 | 0 | 0 | 0 | 0 | 0 | 0 | 0 | 0 | 0 | 0 | 0 | 0 | 0 | 0 | 0 | 0 | 0 | 0 | 0 | 0 | 0 | 0 | 0 | 0 | 0 | 0 | 0 | 0 | 0 | 0 | 0 | 1 | 0 | 0 | 0 | 0 | 0 | 0 | 0 | 0 | 0 | 1 | 0 | 1 | 0 | 1 | 0 | 0 | 1 | 1 | 0 | 1 | 0 | 0 | 0 | 0 | 0 | 0 | 0 | 0 | 0 | 0 | 0 | 0 | 0 | 0 | 0 | 0 | 0 | 0 | 0 | 0 | 0 | 0 | 0 | 0 | 0 | 0 | 0 | 0 | 0 | 0 | 0 | Southern_PGAE_Li_Battery_4hr | Southern_PGAE_Li_Battery_8hr | Southern_PGAE_Solar |  | Central_Valley_North_Los_Banos_Wind |  |  |  | Southern_PGAE | Central_Valley_North_Los_Banos
PG&E GBA | Curtis | 115 | CA | 95370 | TUOLUMNE | 5 | 0 | 0 | 0 | 0 | 0 | 0 | 0 | 0 | 0 | 0 | 0 | 0 | 0 | 0 | 0 | 0 | 0 | 0 | 0 | 0 | 0 | 0 | 0 | 0 | 0 | 0 | 0 | 0 | 0 | 0 | 0 | 0 | 0 | 0 | 0 | 0 | 0 | 0 | 0 | 0 | 0 | 0 | 0 | 0 | 0 | 1 | 0 | 0 | 0 | 0 | 0 | 0 | 0 | 0 | 0 | 1 | 0 | 1 | 0 | 1 | 0 | 0 | 0 | 0 | 0 | 1 | 0 | 0 | 0 | 0 | 0 | 0 | 0 | 0 | 0 | 0 | 0 | 0 | 0 | 0 | 0 | 0 | 0 | 0 | 0 | 0 | 0 | 0 | 0 | 0 | 0 | 0 | 0 | 0 | 0 | 0 | 0 | Northern_California_Li_Battery_4hr | Northern_California_Li_Battery_8hr | Northern_California_Solar |  | Central_Valley_North_Los_Banos_Wind |  |  |  | Northern_California | El_Dorado_Mariposa
PG&E FRESNO | Dairyland | 115 | CA | 93610 | MADERA | 8 | 0 | 0 | 0 | 0 | 0 | 0 | 0 | 0 | 0 | 0 | 0 | 0 | 0 | 0 | 0 | 0 | 0 | 0 | 0 | 0 | 0 | 0 | 0 | 0 | 0 | 0 | 0 | 0 | 0 | 0 | 0 | 0 | 0 | 0 | 0 | 0 | 0 | 0 | 0 | 0 | 0 | 0 | 0 | 0 | 0 | 1 | 0 | 0 | 0 | 0 | 0 | 0 | 0 | 0 | 0 | 0 | 0 | 0 | 0 | 0 | 0 | 0 | 0 | 0 | 0 | 0 | 0 | 0 | 0 | 0 | 0 | 0 | 0 | 0 | 0 | 0 | 0 | 0 | 0 | 1 | 0 | 1 | 1 | 1 | 0 | 1 | 0 | 1 | 0 | 0 | 0 | 0 | 1 | 0 | 0 | 0 | 0 | Southern_PGAE_Li_Battery_4hr | Southern_PGAE_Li_Battery_8hr | Southern_PGAE_Solar |  | Central_Valley_North_Los_Banos_Wind |  |  |  | Southern_PGAE | Central_Valley_North_Los_Banos
PG&E NGBA | Davis | 115 | CA | 95616 | YOLO | 5 | 0 | 0 | 0 | 0 | 0 | 0 | 0 | 0 | 0 | 0 | 0 | 0 | 0 | 0 | 0 | 0 | 0 | 0 | 0 | 0 | 0 | 0 | 0 | 0 | 0 | 0 | 0 | 0 | 0 | 0 | 0 | 0 | 0 | 0 | 0 | 0 | 0 | 0 | 0 | 1 | 0 | 0 | 0 | 0 | 0 | 0 | 0 | 0 | 0 | 0 | 0 | 0 | 0 | 1 | 1 | 1 | 0 | 0 | 0 | 0 | 0 | 0 | 0 | 0 | 0 | 0 | 1 | 0 | 0 | 0 | 0 | 0 | 0 | 0 | 0 | 0 | 0 | 0 | 0 | 0 | 0 | 0 | 0 | 0 | 0 | 0 | 0 | 0 | 0 | 0 | 0 | 0 | 0 | 0 | 0 | 0 | 0 | Northern_California_Li_Battery_4hr | Northern_California_Li_Battery_8hr | Northern_California_Solar |  | Solano_Wind |  |  |  | Northern_California | Solano
SCE Metro | Del Amo | 500 | CA | 90703 | LOS ANGELES | 1 | 0 | 0 | 0 | 0 | 0 | 0 | 0 | 0 | 0 | 1 | 0 | 0 | 0 | 0 | 0 | 0 | 0 | 0 | 0 | 0 | 0 | 0 | 0 | 0 | 0 | 0 | 0 | 0 | 0 | 0 | 0 | 0 | 0 | 0 | 0 | 0 | 0 | 0 | 0 | 0 | 0 | 0 | 0 | 0 | 0 | 0 | 0 | 0 | 0 | 0 | 0 | 0 | 0 | 0 | 0 | 0 | 0 | 0 | 0 | 0 | 0 | 0 | 0 | 0 | 0 | 0 | 0 | 0 | 0 | 0 | 0 | 0 | 0 | 0 | 0 | 0 | 0 | 0 | 0 | 0 | 0 | 0 | 0 | 0 | 0 | 0 | 0 | 0 | 0 | 0 | 0 | 0 | 0 | 0 | 0 | 0 | 0 | Greater_LA_Li_Battery_4hr | Greater_LA_Li_Battery_8hr | Greater_LA_Solar |  | 0 |  |  |  | Greater_LA | Greater_LA
SCE Metro | Del Amo | 230 | CA | 90703 | LOS ANGELES | 1 | 0 | 0 | 0 | 0 | 0 | 0 | 0 | 0 | 0 | 1 | 0 | 0 | 0 | 0 | 0 | 0 | 0 | 0 | 0 | 0 | 0 | 0 | 0 | 0 | 0 | 0 | 0 | 0 | 0 | 0 | 0 | 0 | 0 | 0 | 0 | 0 | 0 | 0 | 0 | 0 | 0 | 0 | 0 | 0 | 0 | 0 | 0 | 0 | 0 | 0 | 0 | 0 | 0 | 0 | 0 | 0 | 0 | 0 | 0 | 0 | 0 | 0 | 0 | 0 | 0 | 0 | 0 | 0 | 0 | 0 | 0 | 0 | 0 | 0 | 0 | 0 | 0 | 0 | 0 | 0 | 0 | 0 | 0 | 0 | 0 | 0 | 0 | 0 | 0 | 0 | 0 | 0 | 0 | 0 | 0 | 0 | 0 | Greater_LA_Li_Battery_4hr | Greater_LA_Li_Battery_8hr | Greater_LA_Solar |  | 0 |  |  |  | Greater_LA | Greater_LA
SCE Eastern | Delaney | 500 | AZ | 85354 | MARICOPA | 4 | 0 | 0 | 0 | 0 | 0 | 0 | 0 | 0 | 0 | 0 | 0 | 0 | 0 | 0 | 0 | 0 | 1 | 1 | 0 | 0 | 0 | 1 | 0 | 0 | 1 | 0 | 0 | 0 | 0 | 0 | 0 | 0 | 0 | 0 | 0 | 0 | 0 | 0 | 0 | 0 | 0 | 0 | 0 | 0 | 0 | 0 | 0 | 0 | 0 | 0 | 0 | 0 | 0 | 0 | 0 | 0 | 0 | 0 | 0 | 0 | 0 | 0 | 0 | 0 | 0 | 0 | 0 | 0 | 0 | 0 | 0 | 0 | 0 | 0 | 0 | 0 | 0 | 0 | 0 | 0 | 0 | 0 | 0 | 0 | 0 | 0 | 0 | 0 | 0 | 0 | 0 | 0 | 0 | 0 | 0 | 0 | 0 | Arizona_Li_Battery_4hr | Arizona_Li_Battery_8hr | Arizona_Solar |  | 0 |  |  |  | Arizona | Arizona
PG&E NGBA | Delevan | 230 | CA | 95979 | COLUSA | 2 | 0 | 0 | 0 | 0 | 0 | 0 | 0 | 0 | 0 | 0 | 0 | 0 | 0 | 0 | 0 | 0 | 0 | 0 | 0 | 0 | 0 | 0 | 0 | 0 | 0 | 0 | 0 | 0 | 0 | 0 | 0 | 0 | 0 | 0 | 0 | 0 | 0 | 0 | 0 | 1 | 0 | 0 | 0 | 0 | 0 | 0 | 0 | 0 | 0 | 0 | 0 | 0 | 0 | 0 | 0 | 0 | 0 | 0 | 0 | 0 | 0 | 0 | 0 | 0 | 0 | 0 | 1 | 0 | 0 | 0 | 0 | 0 | 0 | 0 | 0 | 0 | 0 | 0 | 0 | 0 | 0 | 0 | 0 | 0 | 0 | 0 | 0 | 0 | 0 | 0 | 0 | 0 | 0 | 0 | 0 | 0 | 0 | Northern_California_Li_Battery_4hr | Northern_California_Li_Battery_8hr | Northern_California_Solar |  | Northern_California_Wind |  |  |  | Northern_California | Northern_California
PG&E GBA | Delta PP | 230 | CA | 94514 | CONTRA COSTA | 4 | 0 | 0 | 0 | 0 | 0 | 0 | 0 | 0 | 0 | 0 | 0 | 0 | 0 | 0 | 0 | 0 | 0 | 0 | 0 | 0 | 0 | 0 | 0 | 0 | 0 | 0 | 0 | 0 | 0 | 0 | 0 | 0 | 0 | 0 | 0 | 0 | 0 | 0 | 0 | 1 | 0 | 0 | 0 | 0 | 0 | 0 | 0 | 0 | 0 | 0 | 0 | 0 | 0 | 1 | 0 | 1 | 0 | 0 | 0 | 0 | 0 | 0 | 0 | 0 | 0 | 1 | 0 | 0 | 0 | 0 | 0 | 0 | 0 | 0 | 0 | 0 | 0 | 0 | 0 | 0 | 0 | 0 | 0 | 0 | 0 | 0 | 0 | 0 | 0 | 0 | 0 | 0 | 0 | 0 | 0 | 0 | 0 | Northern_California_Li_Battery_4hr | Northern_California_Li_Battery_8hr | Northern_California_Solar |  | Solano_Wind |  |  |  | Northern_California | Solano
EOP | Desert View | 230 | NV | 89124 | CLARK | 3 | 0 | 0 | 0 | 0 | 0 | 0 | 0 | 0 | 0 | 0 | 0 | 0 | 0 | 0 | 0 | 0 | 0 | 0 | 0 | 0 | 0 | 0 | 1 | 1 | 1 | 0 | 0 | 0 | 0 | 0 | 0 | 0 | 0 | 0 | 0 | 0 | 0 | 0 | 0 | 0 | 0 | 0 | 0 | 0 | 0 | 0 | 0 | 0 | 0 | 0 | 0 | 0 | 0 | 0 | 0 | 0 | 0 | 0 | 0 | 0 | 0 | 0 | 0 | 0 | 0 | 0 | 0 | 0 | 0 | 0 | 0 | 0 | 0 | 0 | 0 | 0 | 0 | 0 | 0 | 0 | 0 | 0 | 0 | 0 | 0 | 0 | 0 | 0 | 0 | 0 | 0 | 0 | 0 | 0 | 0 | 0 | 0 | Southern_NV_Eldorado_Li_Battery_4hr | Southern_NV_Eldorado_Li_Battery_8hr | Southern_NV_Eldorado_Solar |  | Southern_NV_Eldorado_Wind |  |  |  | Southern_NV_Eldorado | Southern_NV_Eldorado
SCE Eastern | Devers | 230 | CA | 92240 | RIVERSIDE | 2 | 0 | 0 | 0 | 0 | 0 | 0 | 0 | 0 | 0 | 0 | 0 | 0 | 0 | 0 | 0 | 0 | 0 | 0 | 0 | 1 | 0 | 1 | 0 | 0 | 0 | 0 | 0 | 0 | 0 | 0 | 0 | 0 | 0 | 0 | 0 | 0 | 0 | 0 | 0 | 0 | 0 | 0 | 0 | 0 | 0 | 0 | 0 | 0 | 0 | 0 | 0 | 0 | 0 | 0 | 0 | 0 | 0 | 0 | 0 | 0 | 0 | 0 | 0 | 0 | 0 | 0 | 0 | 0 | 0 | 0 | 0 | 0 | 0 | 0 | 0 | 0 | 0 | 0 | 0 | 0 | 0 | 0 | 0 | 0 | 0 | 0 | 0 | 0 | 0 | 0 | 0 | 0 | 0 | 0 | 0 | 0 | 0 | Riverside_Li_Battery_4hr | Riverside_Li_Battery_8hr | Riverside_Solar |  | Riverside_Palm_Springs_Wind |  |  |  | Riverside | Riverside
SCE Eastern | Devers | 500 | CA | 92240 | RIVERSIDE | 2 | 0 | 0 | 0 | 0 | 0 | 0 | 0 | 0 | 0 | 0 | 0 | 0 | 0 | 0 | 0 | 0 | 0 | 0 | 0 | 1 | 0 | 1 | 0 | 0 | 0 | 0 | 0 | 0 | 0 | 0 | 0 | 0 | 0 | 0 | 0 | 0 | 0 | 0 | 0 | 0 | 0 | 0 | 0 | 0 | 0 | 0 | 0 | 0 | 0 | 0 | 0 | 0 | 0 | 0 | 0 | 0 | 0 | 0 | 0 | 0 | 0 | 0 | 0 | 0 | 0 | 0 | 0 | 0 | 0 | 0 | 0 | 0 | 0 | 0 | 0 | 0 | 0 | 0 | 0 | 0 | 0 | 0 | 0 | 0 | 0 | 0 | 0 | 0 | 0 | 0 | 0 | 0 | 0 | 0 | 0 | 0 | 0 | Riverside_Li_Battery_4hr | Riverside_Li_Battery_8hr | Riverside_Solar |  | Riverside_Palm_Springs_Wind |  |  |  | Riverside | Riverside
PG&E KERN | Diablo Canyon | 230 | CA | 93405 | SAN LUIS OBISPO | 5 | 0 | 0 | 0 | 0 | 0 | 0 | 0 | 0 | 0 | 0 | 0 | 0 | 0 | 0 | 0 | 0 | 0 | 0 | 0 | 0 | 0 | 0 | 0 | 0 | 0 | 0 | 0 | 0 | 0 | 0 | 0 | 0 | 0 | 0 | 0 | 0 | 0 | 0 | 0 | 0 | 0 | 0 | 0 | 0 | 0 | 0 | 0 | 0 | 0 | 0 | 0 | 0 | 0 | 0 | 0 | 0 | 0 | 0 | 0 | 0 | 0 | 0 | 0 | 0 | 0 | 0 | 0 | 1 | 1 | 0 | 0 | 0 | 0 | 0 | 0 | 0 | 0 | 0 | 0 | 1 | 0 | 0 | 0 | 0 | 0 | 1 | 0 | 0 | 0 | 0 | 0 | 0 | 0 | 0 | 0 | 1 | 0 | Southern_PGAE_Li_Battery_4hr | Southern_PGAE_Li_Battery_8hr | Southern_PGAE_Solar |  | Kern_Greater_Carrizo_Wind |  |  |  | Southern_PGAE | Kern_Greater_Carrizo
PG&E KERN | Diablo Canyon | 500 | CA | 93405 | SAN LUIS OBISPO | 2 | 0 | 0 | 0 | 0 | 0 | 0 | 0 | 0 | 0 | 0 | 0 | 0 | 0 | 0 | 0 | 0 | 0 | 0 | 0 | 0 | 0 | 0 | 0 | 0 | 0 | 0 | 0 | 0 | 0 | 0 | 0 | 0 | 0 | 0 | 0 | 0 | 0 | 0 | 0 | 0 | 0 | 0 | 0 | 0 | 0 | 0 | 0 | 0 | 0 | 0 | 0 | 0 | 0 | 0 | 0 | 0 | 0 | 0 | 0 | 0 | 0 | 0 | 0 | 0 | 0 | 0 | 0 | 0 | 0 | 0 | 0 | 0 | 0 | 0 | 0 | 0 | 0 | 0 | 0 | 0 | 0 | 0 | 0 | 0 | 0 | 0 | 0 | 0 | 0 | 0 | 0 | 0 | 0 | 1 | 1 | 0 | 0 | Southern_PGAE_Li_Battery_4hr | Southern_PGAE_Li_Battery_8hr | Southern_PGAE_Solar |  | Kern_Greater_Carrizo_Wind |  | Morro_Bay_Offshore_Wind |  | Southern_PGAE | Kern_Greater_Carrizo
PG&E KERN | Divide | 115 | CA | 93455 | Santa Barbara | 5 | 0 | 0 | 0 | 0 | 0 | 0 | 0 | 0 | 0 | 0 | 0 | 0 | 0 | 0 | 0 | 0 | 0 | 0 | 0 | 0 | 0 | 0 | 0 | 0 | 0 | 0 | 0 | 0 | 0 | 0 | 0 | 0 | 0 | 0 | 0 | 0 | 0 | 0 | 0 | 0 | 0 | 0 | 0 | 0 | 0 | 0 | 0 | 0 | 0 | 0 | 0 | 0 | 0 | 0 | 0 | 0 | 0 | 0 | 0 | 0 | 0 | 0 | 0 | 0 | 0 | 0 | 0 | 1 | 1 | 0 | 0 | 0 | 0 | 0 | 0 | 0 | 0 | 0 | 0 | 1 | 0 | 0 | 0 | 0 | 0 | 1 | 0 | 0 | 0 | 0 | 0 | 0 | 0 | 0 | 0 | 1 | 0 | Southern_PGAE_Li_Battery_4hr | Southern_PGAE_Li_Battery_8hr | Southern_PGAE_Solar |  | Kern_Greater_Carrizo_Wind |  |  |  | Southern_PGAE | Kern_Greater_Carrizo
PG&E GBA | Dixon Landing | 115 | CA | 94538 | ALAMEDA | 2 | 0 | 0 | 0 | 0 | 0 | 0 | 0 | 0 | 0 | 0 | 0 | 0 | 0 | 0 | 0 | 0 | 0 | 0 | 0 | 0 | 0 | 0 | 0 | 0 | 0 | 0 | 0 | 0 | 0 | 0 | 0 | 0 | 0 | 0 | 0 | 0 | 0 | 0 | 0 | 0 | 0 | 0 | 0 | 0 | 0 | 0 | 0 | 0 | 0 | 0 | 0 | 0 | 0 | 0 | 0 | 1 | 0 | 0 | 0 | 1 | 0 | 0 | 0 | 0 | 0 | 0 | 0 | 0 | 0 | 0 | 0 | 0 | 0 | 0 | 0 | 0 | 0 | 0 | 0 | 0 | 0 | 0 | 0 | 0 | 0 | 0 | 0 | 0 | 0 | 0 | 0 | 0 | 0 | 0 | 0 | 0 | 0 | Northern_California_Li_Battery_4hr | Northern_California_Li_Battery_8hr | Northern_California_Solar |  | Solano_Wind |  |  |  | Northern_California | Solano
PG&E FRESNO | Dos Amigos | 230 | CA | 93635 | MERCED | 2 | 0 | 0 | 0 | 0 | 0 | 0 | 0 | 0 | 0 | 0 | 0 | 0 | 0 | 0 | 0 | 0 | 0 | 0 | 0 | 0 | 0 | 0 | 0 | 0 | 0 | 0 | 0 | 0 | 0 | 0 | 0 | 0 | 0 | 0 | 0 | 0 | 0 | 0 | 0 | 0 | 0 | 0 | 0 | 0 | 0 | 0 | 0 | 0 | 0 | 0 | 0 | 0 | 0 | 0 | 0 | 0 | 0 | 0 | 0 | 0 | 0 | 0 | 0 | 0 | 0 | 0 | 0 | 0 | 0 | 0 | 0 | 0 | 0 | 0 | 0 | 0 | 0 | 0 | 1 | 0 | 0 | 0 | 0 | 0 | 0 | 1 | 0 | 0 | 0 | 0 | 0 | 0 | 0 | 0 | 0 | 0 | 0 | Southern_PGAE_Li_Battery_4hr | Southern_PGAE_Li_Battery_8hr | Southern_PGAE_Solar |  | Central_Valley_North_Los_Banos_Wind |  |  |  | Southern_PGAE | Central_Valley_North_Los_Banos
PG&E NGBA | Drum | 115 | CA | 95701 | PLACER | 8 | 0 | 0 | 0 | 0 | 0 | 0 | 0 | 0 | 0 | 0 | 0 | 0 | 0 | 0 | 0 | 0 | 0 | 0 | 0 | 0 | 0 | 0 | 0 | 0 | 0 | 0 | 0 | 0 | 0 | 0 | 0 | 0 | 0 | 0 | 0 | 0 | 0 | 0 | 0 | 1 | 1 | 0 | 1 | 0 | 0 | 1 | 1 | 1 | 0 | 0 | 0 | 0 | 0 | 0 | 0 | 0 | 0 | 0 | 0 | 1 | 1 | 0 | 0 | 0 | 0 | 0 | 0 | 0 | 0 | 0 | 0 | 0 | 0 | 0 | 0 | 0 | 0 | 0 | 0 | 0 | 0 | 0 | 0 | 0 | 0 | 0 | 0 | 0 | 0 | 0 | 0 | 0 | 0 | 0 | 0 | 0 | 0 | Northern_California_Li_Battery_4hr | Northern_California_Li_Battery_8hr | Northern_California_Solar |  | Northern_California_Wind |  |  |  | Northern_California | Northern_California
PG&E GBA | Dumbarton | 115 | CA | 94555 | ALAMEDA | 2 | 0 | 0 | 0 | 0 | 0 | 0 | 0 | 0 | 0 | 0 | 0 | 0 | 0 | 0 | 0 | 0 | 0 | 0 | 0 | 0 | 0 | 0 | 0 | 0 | 0 | 0 | 0 | 0 | 0 | 0 | 0 | 0 | 0 | 0 | 0 | 0 | 0 | 0 | 0 | 1 | 0 | 0 | 0 | 0 | 0 | 0 | 0 | 0 | 0 | 0 | 0 | 0 | 1 | 0 | 0 | 0 | 0 | 0 | 0 | 0 | 0 | 0 | 0 | 0 | 0 | 0 | 0 | 0 | 0 | 0 | 0 | 0 | 0 | 0 | 0 | 0 | 0 | 0 | 0 | 0 | 0 | 0 | 0 | 0 | 0 | 0 | 0 | 0 | 0 | 0 | 0 | 0 | 0 | 0 | 0 | 0 | 0 | Northern_California_Li_Battery_4hr | Northern_California_Li_Battery_8hr | Northern_California_Solar |  | Solano_Wind |  |  |  | Northern_California | Solano
SCE NOL | Dunn Siding | 115 | CA | 92338 | San Bernardino | 3 | 0 | 0 | 0 | 0 | 0 | 0 | 0 | 0 | 0 | 0 | 0 | 1 | 1 | 1 | 0 | 0 | 0 | 0 | 0 | 0 | 0 | 0 | 0 | 0 | 0 | 0 | 0 | 0 | 0 | 0 | 0 | 0 | 0 | 0 | 0 | 0 | 0 | 0 | 0 | 0 | 0 | 0 | 0 | 0 | 0 | 0 | 0 | 0 | 0 | 0 | 0 | 0 | 0 | 0 | 0 | 0 | 0 | 0 | 0 | 0 | 0 | 0 | 0 | 0 | 0 | 0 | 0 | 0 | 0 | 0 | 0 | 0 | 0 | 0 | 0 | 0 | 0 | 0 | 0 | 0 | 0 | 0 | 0 | 0 | 0 | 0 | 0 | 0 | 0 | 0 | 0 | 0 | 0 | 0 | 0 | 0 | 0 | Greater_Kramer_Li_Battery_4hr | Greater_Kramer_Li_Battery_8hr | Greater_Kramer_Solar |  | Greater_Kramer_Wind |  |  |  | Greater_Kramer | Greater_Kramer (Exclude)
SCE Eastern | Eagle Mountain | 230 | CA | 92239 | RIVERSIDE | 3 | 0 | 0 | 0 | 0 | 0 | 0 | 0 | 0 | 0 | 0 | 0 | 0 | 0 | 0 | 0 | 0 | 0 | 0 | 1 | 1 | 0 | 1 | 0 | 0 | 0 | 0 | 0 | 0 | 0 | 0 | 0 | 0 | 0 | 0 | 0 | 0 | 0 | 0 | 0 | 0 | 0 | 0 | 0 | 0 | 0 | 0 | 0 | 0 | 0 | 0 | 0 | 0 | 0 | 0 | 0 | 0 | 0 | 0 | 0 | 0 | 0 | 0 | 0 | 0 | 0 | 0 | 0 | 0 | 0 | 0 | 0 | 0 | 0 | 0 | 0 | 0 | 0 | 0 | 0 | 0 | 0 | 0 | 0 | 0 | 0 | 0 | 0 | 0 | 0 | 0 | 0 | 0 | 0 | 0 | 0 | 0 | 0 | Riverside_Li_Battery_4hr | Riverside_Li_Battery_8hr | Riverside_Solar |  | Riverside_Palm_Springs_Wind |  |  |  | Riverside | Riverside (Exclude)
PG&E NGBA | Eagle Rock (PGE) | 60 | CA | 95441 | SONOMA | 3 | 0 | 0 | 0 | 0 | 0 | 0 | 0 | 0 | 0 | 0 | 0 | 0 | 0 | 0 | 0 | 0 | 0 | 0 | 0 | 0 | 0 | 0 | 0 | 0 | 0 | 0 | 0 | 0 | 0 | 0 | 0 | 0 | 0 | 0 | 0 | 0 | 0 | 0 | 0 | 1 | 0 | 0 | 0 | 0 | 0 | 0 | 0 | 0 | 0 | 0 | 0 | 0 | 1 | 0 | 0 | 0 | 0 | 0 | 0 | 0 | 0 | 0 | 0 | 0 | 0 | 0 | 1 | 0 | 0 | 0 | 0 | 0 | 0 | 0 | 0 | 0 | 0 | 0 | 0 | 0 | 0 | 0 | 0 | 0 | 0 | 0 | 0 | 0 | 0 | 0 | 0 | 0 | 0 | 0 | 0 | 0 | 0 | Northern_California_Li_Battery_4hr | Northern_California_Li_Battery_8hr | Northern_California_Solar | Northern_California_Geothermal | Northern_California_Wind |  |  |  | Northern_California | Mendocino_Marin
PG&E NGBA | Eagle Rock (PGE) | 115 | CA | 95441 | SONOMA | 6 | 0 | 0 | 0 | 0 | 0 | 0 | 0 | 0 | 0 | 0 | 0 | 0 | 0 | 0 | 0 | 0 | 0 | 0 | 0 | 0 | 0 | 0 | 0 | 0 | 0 | 0 | 0 | 0 | 0 | 0 | 0 | 0 | 0 | 0 | 0 | 0 | 0 | 0 | 0 | 1 | 0 | 1 | 0 | 0 | 0 | 0 | 0 | 0 | 0 | 0 | 0 | 0 | 1 | 0 | 1 | 1 | 0 | 0 | 0 | 0 | 0 | 0 | 0 | 0 | 0 | 0 | 1 | 0 | 0 | 0 | 0 | 0 | 0 | 0 | 0 | 0 | 0 | 0 | 0 | 0 | 0 | 0 | 0 | 0 | 0 | 0 | 0 | 0 | 0 | 0 | 0 | 0 | 0 | 0 | 0 | 0 | 0 | Northern_California_Li_Battery_4hr | Northern_California_Li_Battery_8hr | Northern_California_Solar | Northern_California_Geothermal | Northern_California_Wind |  |  |  | Northern_California | Mendocino_Marin
SCE Metro | Eagle Rock (SCE) | 230 | CA | 91206 | LOS ANGELES | 1 | 0 | 0 | 0 | 0 | 0 | 0 | 0 | 0 | 0 | 1 | 0 | 0 | 0 | 0 | 0 | 0 | 0 | 0 | 0 | 0 | 0 | 0 | 0 | 0 | 0 | 0 | 0 | 0 | 0 | 0 | 0 | 0 | 0 | 0 | 0 | 0 | 0 | 0 | 0 | 0 | 0 | 0 | 0 | 0 | 0 | 0 | 0 | 0 | 0 | 0 | 0 | 0 | 0 | 0 | 0 | 0 | 0 | 0 | 0 | 0 | 0 | 0 | 0 | 0 | 0 | 0 | 0 | 0 | 0 | 0 | 0 | 0 | 0 | 0 | 0 | 0 | 0 | 0 | 0 | 0 | 0 | 0 | 0 | 0 | 0 | 0 | 0 | 0 | 0 | 0 | 0 | 0 | 0 | 0 | 0 | 0 | 0 | Greater_LA_Li_Battery_4hr | Greater_LA_Li_Battery_8hr | Greater_LA_Solar |  | 0 |  |  |  | Greater_LA | Greater_LA
PG&E NGBA | East Marysville | 115 | CA | 95901 | Yuba | 4 | 0 | 0 | 0 | 0 | 0 | 0 | 0 | 0 | 0 | 0 | 0 | 0 | 0 | 0 | 0 | 0 | 0 | 0 | 0 | 0 | 0 | 0 | 0 | 0 | 0 | 0 | 0 | 0 | 0 | 0 | 0 | 0 | 0 | 0 | 0 | 0 | 0 | 0 | 0 | 1 | 0 | 0 | 0 | 0 | 0 | 1 | 0 | 1 | 0 | 0 | 0 | 0 | 0 | 0 | 0 | 0 | 0 | 0 | 0 | 1 | 0 | 0 | 0 | 0 | 0 | 0 | 0 | 0 | 0 | 0 | 0 | 0 | 0 | 0 | 0 | 0 | 0 | 0 | 0 | 0 | 0 | 0 | 0 | 0 | 0 | 0 | 0 | 0 | 0 | 0 | 0 | 0 | 0 | 0 | 0 | 0 | 0 | Northern_California_Li_Battery_4hr | Northern_California_Li_Battery_8hr | Northern_California_Solar |  | Northern_California_Wind |  |  |  | Northern_California | Northern_California
PG&E NGBA | East Nicolaus | 115 | CA | 95659 | SUTTER | 5 | 0 | 0 | 0 | 0 | 0 | 0 | 0 | 0 | 0 | 0 | 0 | 0 | 0 | 0 | 0 | 0 | 0 | 0 | 0 | 0 | 0 | 0 | 0 | 0 | 0 | 0 | 0 | 0 | 0 | 0 | 0 | 0 | 0 | 0 | 0 | 0 | 0 | 0 | 0 | 1 | 0 | 0 | 0 | 0 | 0 | 1 | 0 | 1 | 0 | 0 | 0 | 0 | 0 | 0 | 0 | 0 | 0 | 0 | 0 | 1 | 1 | 0 | 0 | 0 | 0 | 0 | 0 | 0 | 0 | 0 | 0 | 0 | 0 | 0 | 0 | 0 | 0 | 0 | 0 | 0 | 0 | 0 | 0 | 0 | 0 | 0 | 0 | 0 | 0 | 0 | 0 | 0 | 0 | 0 | 0 | 0 | 0 | Northern_California_Li_Battery_4hr | Northern_California_Li_Battery_8hr | Northern_California_Solar |  | Northern_California_Wind |  |  |  | Northern_California | Northern_California
PG&E NGBA | East Nicolaus | 60 | CA | 95659 | SUTTER | 5 | 0 | 0 | 0 | 0 | 0 | 0 | 0 | 0 | 0 | 0 | 0 | 0 | 0 | 0 | 0 | 0 | 0 | 0 | 0 | 0 | 0 | 0 | 0 | 0 | 0 | 0 | 0 | 0 | 0 | 0 | 0 | 0 | 0 | 0 | 0 | 0 | 0 | 0 | 0 | 1 | 0 | 0 | 0 | 0 | 0 | 1 | 0 | 1 | 0 | 0 | 0 | 0 | 0 | 0 | 0 | 0 | 0 | 0 | 0 | 1 | 1 | 0 | 0 | 0 | 0 | 0 | 0 | 0 | 0 | 0 | 0 | 0 | 0 | 0 | 0 | 0 | 0 | 0 | 0 | 0 | 0 | 0 | 0 | 0 | 0 | 0 | 0 | 0 | 0 | 0 | 0 | 0 | 0 | 0 | 0 | 0 | 0 | Northern_California_Li_Battery_4hr | Northern_California_Li_Battery_8hr | Northern_California_Solar |  | Northern_California_Wind |  |  |  | Northern_California | Northern_California
PG&E GBA | Eastshore | 115 | CA | 94545 | ALAMEDA | 2 | 0 | 0 | 0 | 0 | 0 | 0 | 0 | 0 | 0 | 0 | 0 | 0 | 0 | 0 | 0 | 0 | 0 | 0 | 0 | 0 | 0 | 0 | 0 | 0 | 0 | 0 | 0 | 0 | 0 | 0 | 0 | 0 | 0 | 0 | 0 | 0 | 0 | 0 | 0 | 1 | 0 | 0 | 0 | 0 | 0 | 0 | 0 | 0 | 0 | 0 | 0 | 0 | 1 | 0 | 0 | 0 | 0 | 0 | 0 | 0 | 0 | 0 | 0 | 0 | 0 | 0 | 0 | 0 | 0 | 0 | 0 | 0 | 0 | 0 | 0 | 0 | 0 | 0 | 0 | 0 | 0 | 0 | 0 | 0 | 0 | 0 | 0 | 0 | 0 | 0 | 0 | 0 | 0 | 0 | 0 | 0 | 0 | Northern_California_Li_Battery_4hr | Northern_California_Li_Battery_8hr | Northern_California_Solar |  | Solano_Wind |  |  |  | Northern_California | Solano
PG&E GBA | Eastshore | 230 | CA | 94545 | ALAMEDA | 7 | 0 | 0 | 0 | 0 | 0 | 0 | 0 | 0 | 0 | 0 | 0 | 0 | 0 | 0 | 0 | 0 | 0 | 0 | 0 | 0 | 0 | 0 | 0 | 0 | 0 | 0 | 0 | 0 | 0 | 0 | 0 | 0 | 0 | 0 | 0 | 0 | 0 | 0 | 0 | 1 | 0 | 0 | 0 | 0 | 0 | 0 | 0 | 0 | 0 | 1 | 1 | 0 | 1 | 0 | 0 | 1 | 0 | 0 | 0 | 0 | 0 | 1 | 0 | 0 | 0 | 1 | 0 | 0 | 0 | 0 | 0 | 0 | 0 | 0 | 0 | 0 | 0 | 0 | 0 | 0 | 0 | 0 | 0 | 0 | 0 | 0 | 0 | 0 | 0 | 0 | 0 | 0 | 0 | 0 | 0 | 0 | 0 | Northern_California_Li_Battery_4hr | Northern_California_Li_Battery_8hr | Northern_California_Solar |  | Solano_Wind |  |  |  | Northern_California | Solano
SDGE | ECO | 138 | CA | 91934 | SAN DIEGO | 6 | 0 | 0 | 0 | 0 | 0 | 0 | 0 | 0 | 0 | 0 | 0 | 0 | 0 | 0 | 0 | 0 | 0 | 0 | 0 | 0 | 0 | 0 | 0 | 0 | 0 | 0 | 0 | 0 | 1 | 0 | 1 | 1 | 1 | 0 | 0 | 1 | 1 | 0 | 0 | 0 | 0 | 0 | 0 | 0 | 0 | 0 | 0 | 0 | 0 | 0 | 0 | 0 | 0 | 0 | 0 | 0 | 0 | 0 | 0 | 0 | 0 | 0 | 0 | 0 | 0 | 0 | 0 | 0 | 0 | 0 | 0 | 0 | 0 | 0 | 0 | 0 | 0 | 0 | 0 | 0 | 0 | 0 | 0 | 0 | 0 | 0 | 0 | 0 | 0 | 0 | 0 | 0 | 0 | 0 | 0 | 0 | 0 | Greater_Imperial_Li_Battery_4hr | Greater_Imperial_Li_Battery_8hr | Greater_Imperial_Solar |  | Greater_Imperial_Wind |  |  |  | Greater_Imperial | Greater_Imperial
SDGE | ECO | 230 | CA | 91934 | SAN DIEGO | 6 | 0 | 0 | 0 | 0 | 0 | 0 | 0 | 0 | 0 | 0 | 0 | 0 | 0 | 0 | 0 | 0 | 0 | 0 | 0 | 0 | 0 | 0 | 0 | 0 | 0 | 0 | 0 | 0 | 1 | 0 | 1 | 1 | 1 | 0 | 0 | 1 | 1 | 0 | 0 | 0 | 0 | 0 | 0 | 0 | 0 | 0 | 0 | 0 | 0 | 0 | 0 | 0 | 0 | 0 | 0 | 0 | 0 | 0 | 0 | 0 | 0 | 0 | 0 | 0 | 0 | 0 | 0 | 0 | 0 | 0 | 0 | 0 | 0 | 0 | 0 | 0 | 0 | 0 | 0 | 0 | 0 | 0 | 0 | 0 | 0 | 0 | 0 | 0 | 0 | 0 | 0 | 0 | 0 | 0 | 0 | 0 | 0 | Greater_Imperial_Li_Battery_4hr | Greater_Imperial_Li_Battery_8hr | Greater_Imperial_Solar |  | Baja_California_Wind |  |  |  | Greater_Imperial | Greater_Imperial
SDGE | ECO | 500 | CA | 91934 | SAN DIEGO | 6 | 0 | 0 | 0 | 0 | 0 | 0 | 0 | 0 | 0 | 0 | 0 | 0 | 0 | 0 | 0 | 0 | 0 | 0 | 0 | 0 | 0 | 0 | 0 | 0 | 0 | 0 | 0 | 0 | 1 | 0 | 1 | 1 | 1 | 0 | 0 | 1 | 1 | 0 | 0 | 0 | 0 | 0 | 0 | 0 | 0 | 0 | 0 | 0 | 0 | 0 | 0 | 0 | 0 | 0 | 0 | 0 | 0 | 0 | 0 | 0 | 0 | 0 | 0 | 0 | 0 | 0 | 0 | 0 | 0 | 0 | 0 | 0 | 0 | 0 | 0 | 0 | 0 | 0 | 0 | 0 | 0 | 0 | 0 | 0 | 0 | 0 | 0 | 0 | 0 | 0 | 0 | 0 | 0 | 0 | 0 | 0 | 0 | Greater_Imperial_Li_Battery_4hr | Greater_Imperial_Li_Battery_8hr | Greater_Imperial_Solar |  | Baja_California_Wind |  |  |  | Greater_Imperial | Greater_Imperial
PG&E GBA | Edenvale | 115 | CA | 95123 | Santa Clara | 2 | 0 | 0 | 0 | 0 | 0 | 0 | 0 | 0 | 0 | 0 | 0 | 0 | 0 | 0 | 0 | 0 | 0 | 0 | 0 | 0 | 0 | 0 | 0 | 0 | 0 | 0 | 0 | 0 | 0 | 0 | 0 | 0 | 0 | 0 | 0 | 0 | 0 | 0 | 0 | 0 | 0 | 0 | 0 | 0 | 0 | 0 | 0 | 0 | 0 | 0 | 0 | 0 | 0 | 0 | 0 | 0 | 0 | 0 | 0 | 1 | 0 | 0 | 0 | 0 | 0 | 0 | 0 | 0 | 0 | 0 | 0 | 0 | 0 | 0 | 0 | 0 | 0 | 0 | 0 | 0 | 0 | 0 | 0 | 0 | 0 | 0 | 0 | 0 | 0 | 0 | 0 | 0 | 0 | 0 | 0 | 0 | 1 | Northern_California_Li_Battery_4hr | Northern_California_Li_Battery_8hr | Northern_California_Solar |  | Kern_Greater_Carrizo_Wind |  |  |  | Northern_California | Peninsula_Monterey
PG&E GBA | Edes | 115 | CA | 94603 | ALAMEDA | 3 | 0 | 0 | 0 | 0 | 0 | 0 | 0 | 0 | 0 | 0 | 0 | 0 | 0 | 0 | 0 | 0 | 0 | 0 | 0 | 0 | 0 | 0 | 0 | 0 | 0 | 0 | 0 | 0 | 0 | 0 | 0 | 0 | 0 | 0 | 0 | 0 | 0 | 0 | 0 | 1 | 0 | 0 | 0 | 0 | 0 | 0 | 0 | 0 | 0 | 0 | 0 | 0 | 1 | 0 | 0 | 1 | 0 | 0 | 0 | 0 | 0 | 0 | 0 | 0 | 0 | 0 | 0 | 0 | 0 | 0 | 0 | 0 | 0 | 0 | 0 | 0 | 0 | 0 | 0 | 0 | 0 | 0 | 0 | 0 | 0 | 0 | 0 | 0 | 0 | 0 | 0 | 0 | 0 | 0 | 0 | 0 | 0 | Northern_California_Li_Battery_4hr | Northern_California_Li_Battery_8hr | Northern_California_Solar |  | Solano_Wind |  |  |  | Northern_California | Solano
PG&E GBA | Eight Mile | 230 | CA | 95209 | SAN JOAQUIN | 5 | 0 | 0 | 0 | 0 | 0 | 0 | 0 | 0 | 0 | 0 | 0 | 0 | 0 | 0 | 0 | 0 | 0 | 0 | 0 | 0 | 0 | 0 | 0 | 0 | 0 | 0 | 0 | 0 | 0 | 0 | 0 | 0 | 0 | 0 | 0 | 0 | 0 | 0 | 0 | 1 | 0 | 0 | 0 | 0 | 0 | 1 | 0 | 1 | 0 | 0 | 0 | 0 | 0 | 0 | 0 | 0 | 0 | 0 | 0 | 1 | 1 | 0 | 0 | 0 | 0 | 0 | 0 | 0 | 0 | 0 | 0 | 0 | 0 | 0 | 0 | 0 | 0 | 0 | 0 | 0 | 0 | 0 | 0 | 0 | 0 | 0 | 0 | 0 | 0 | 0 | 0 | 0 | 0 | 0 | 0 | 0 | 0 | Northern_California_Li_Battery_4hr | Northern_California_Li_Battery_8hr | Northern_California_Solar |  | Solano_Wind |  |  |  | Northern_California | Solano
SDGE | El Cajon | 69 | CA | 92020 | SAN DIEGO | 4 | 0 | 0 | 0 | 0 | 0 | 0 | 0 | 0 | 0 | 0 | 0 | 0 | 0 | 0 | 0 | 0 | 0 | 0 | 0 | 0 | 0 | 0 | 0 | 0 | 0 | 0 | 0 | 1 | 1 | 0 | 1 | 0 | 1 | 0 | 0 | 0 | 0 | 0 | 0 | 0 | 0 | 0 | 0 | 0 | 0 | 0 | 0 | 0 | 0 | 0 | 0 | 0 | 0 | 0 | 0 | 0 | 0 | 0 | 0 | 0 | 0 | 0 | 0 | 0 | 0 | 0 | 0 | 0 | 0 | 0 | 0 | 0 | 0 | 0 | 0 | 0 | 0 | 0 | 0 | 0 | 0 | 0 | 0 | 0 | 0 | 0 | 0 | 0 | 0 | 0 | 0 | 0 | 0 | 0 | 0 | 0 | 0 | San_Diego_Li_Battery_4hr | San_Diego_Li_Battery_8hr | San_Diego_Solar |  | 0 |  |  |  | Greater_SD | Greater_SD
SCE Eastern | El Casco | 230 | CA | 92373 | RIVERSIDE | 2 | 0 | 0 | 0 | 0 | 0 | 0 | 0 | 0 | 0 | 0 | 0 | 0 | 0 | 0 | 0 | 0 | 0 | 0 | 0 | 1 | 0 | 1 | 0 | 0 | 0 | 0 | 0 | 0 | 0 | 0 | 0 | 0 | 0 | 0 | 0 | 0 | 0 | 0 | 0 | 0 | 0 | 0 | 0 | 0 | 0 | 0 | 0 | 0 | 0 | 0 | 0 | 0 | 0 | 0 | 0 | 0 | 0 | 0 | 0 | 0 | 0 | 0 | 0 | 0 | 0 | 0 | 0 | 0 | 0 | 0 | 0 | 0 | 0 | 0 | 0 | 0 | 0 | 0 | 0 | 0 | 0 | 0 | 0 | 0 | 0 | 0 | 0 | 0 | 0 | 0 | 0 | 0 | 0 | 0 | 0 | 0 | 0 | Riverside_Li_Battery_4hr | Riverside_Li_Battery_8hr | Riverside_Solar |  | Riverside_Palm_Springs_Wind |  |  |  | Riverside | Riverside (Exclude)
PG&E GBA | El Cerrito G | 115 | CA | 94530 | Contra Costa | 3 | 0 | 0 | 0 | 0 | 0 | 0 | 0 | 0 | 0 | 0 | 0 | 0 | 0 | 0 | 0 | 0 | 0 | 0 | 0 | 0 | 0 | 0 | 0 | 0 | 0 | 0 | 0 | 0 | 0 | 0 | 0 | 0 | 0 | 0 | 0 | 0 | 0 | 0 | 0 | 1 | 0 | 0 | 0 | 0 | 0 | 0 | 0 | 0 | 0 | 0 | 0 | 0 | 1 | 0 | 0 | 1 | 0 | 0 | 0 | 0 | 0 | 0 | 0 | 0 | 0 | 0 | 0 | 0 | 0 | 0 | 0 | 0 | 0 | 0 | 0 | 0 | 0 | 0 | 0 | 0 | 0 | 0 | 0 | 0 | 0 | 0 | 0 | 0 | 0 | 0 | 0 | 0 | 0 | 0 | 0 | 0 | 0 | Northern_California_Li_Battery_4hr | Northern_California_Li_Battery_8hr | Northern_California_Solar |  | Solano_Wind |  |  |  | Northern_California | Solano
PG&E NGBA | El Dorado PH | 115 | CA | 95726 | El Dorado | 6 | 0 | 0 | 0 | 0 | 0 | 0 | 0 | 0 | 0 | 0 | 0 | 0 | 0 | 0 | 0 | 0 | 0 | 0 | 0 | 0 | 0 | 0 | 0 | 0 | 0 | 0 | 0 | 0 | 0 | 0 | 0 | 0 | 0 | 0 | 0 | 0 | 0 | 0 | 0 | 1 | 0 | 0 | 0 | 0 | 0 | 1 | 1 | 1 | 0 | 0 | 0 | 0 | 0 | 0 | 0 | 0 | 0 | 0 | 0 | 1 | 1 | 0 | 0 | 0 | 0 | 0 | 0 | 0 | 0 | 0 | 0 | 0 | 0 | 0 | 0 | 0 | 0 | 0 | 0 | 0 | 0 | 0 | 0 | 0 | 0 | 0 | 0 | 0 | 0 | 0 | 0 | 0 | 0 | 0 | 0 | 0 | 0 | Northern_California_Li_Battery_4hr | Northern_California_Li_Battery_8hr | Northern_California_Solar |  | Central_Valley_North_Los_Banos_Wind |  |  |  | Northern_California | El_Dorado_Mariposa
PG&E FRESNO | El Nido (PGE) | 115 | CA | 95317 | MERCED | 12 | 0 | 0 | 0 | 0 | 0 | 0 | 0 | 0 | 0 | 0 | 0 | 0 | 0 | 0 | 0 | 0 | 0 | 0 | 0 | 0 | 0 | 0 | 0 | 0 | 0 | 0 | 0 | 0 | 0 | 0 | 0 | 0 | 0 | 0 | 0 | 0 | 0 | 0 | 0 | 0 | 0 | 0 | 0 | 0 | 0 | 1 | 0 | 0 | 0 | 0 | 0 | 0 | 0 | 0 | 0 | 0 | 0 | 0 | 0 | 1 | 0 | 0 | 0 | 0 | 0 | 0 | 0 | 0 | 0 | 0 | 0 | 0 | 0 | 0 | 0 | 0 | 0 | 0 | 1 | 1 | 0 | 1 | 1 | 0 | 1 | 1 | 0 | 1 | 1 | 1 | 0 | 0 | 1 | 0 | 0 | 0 | 0 | Southern_PGAE_Li_Battery_4hr | Southern_PGAE_Li_Battery_8hr | Southern_PGAE_Solar |  | Central_Valley_North_Los_Banos_Wind |  |  |  | Southern_PGAE | Central_Valley_North_Los_Banos
SCE Metro | El Nido (SCE) | 230 | CA | 90260 | LOS ANGELES | 2 | 0 | 0 | 0 | 0 | 0 | 0 | 0 | 0 | 1 | 1 | 0 | 0 | 0 | 0 | 0 | 0 | 0 | 0 | 0 | 0 | 0 | 0 | 0 | 0 | 0 | 0 | 0 | 0 | 0 | 0 | 0 | 0 | 0 | 0 | 0 | 0 | 0 | 0 | 0 | 0 | 0 | 0 | 0 | 0 | 0 | 0 | 0 | 0 | 0 | 0 | 0 | 0 | 0 | 0 | 0 | 0 | 0 | 0 | 0 | 0 | 0 | 0 | 0 | 0 | 0 | 0 | 0 | 0 | 0 | 0 | 0 | 0 | 0 | 0 | 0 | 0 | 0 | 0 | 0 | 0 | 0 | 0 | 0 | 0 | 0 | 0 | 0 | 0 | 0 | 0 | 0 | 0 | 0 | 0 | 0 | 0 | 0 | Greater_LA_Li_Battery_4hr | Greater_LA_Li_Battery_8hr | Greater_LA_Solar |  | 0 |  |  |  | Greater_LA | Greater_LA
PG&E GBA | El Patio | 115 | CA | 95008 | SANTA CLARA | 3 | 0 | 0 | 0 | 0 | 0 | 0 | 0 | 0 | 0 | 0 | 0 | 0 | 0 | 0 | 0 | 0 | 0 | 0 | 0 | 0 | 0 | 0 | 0 | 0 | 0 | 0 | 0 | 0 | 0 | 0 | 0 | 0 | 0 | 0 | 0 | 0 | 0 | 0 | 0 | 0 | 0 | 0 | 0 | 0 | 0 | 0 | 0 | 0 | 0 | 0 | 0 | 0 | 0 | 0 | 0 | 1 | 0 | 0 | 0 | 1 | 0 | 0 | 0 | 0 | 0 | 0 | 0 | 0 | 0 | 0 | 0 | 0 | 0 | 0 | 0 | 0 | 0 | 0 | 0 | 0 | 0 | 0 | 0 | 0 | 0 | 0 | 0 | 0 | 0 | 0 | 0 | 0 | 0 | 0 | 0 | 0 | 1 | Northern_California_Li_Battery_4hr | Northern_California_Li_Battery_8hr | Northern_California_Solar |  | Kern_Greater_Carrizo_Wind |  |  |  | Northern_California | Peninsula_Monterey
SCE Metro | El Segundo | 230 | CA | 90245 | LOS ANGELES | 1 | 0 | 0 | 0 | 0 | 0 | 0 | 0 | 0 | 0 | 1 | 0 | 0 | 0 | 0 | 0 | 0 | 0 | 0 | 0 | 0 | 0 | 0 | 0 | 0 | 0 | 0 | 0 | 0 | 0 | 0 | 0 | 0 | 0 | 0 | 0 | 0 | 0 | 0 | 0 | 0 | 0 | 0 | 0 | 0 | 0 | 0 | 0 | 0 | 0 | 0 | 0 | 0 | 0 | 0 | 0 | 0 | 0 | 0 | 0 | 0 | 0 | 0 | 0 | 0 | 0 | 0 | 0 | 0 | 0 | 0 | 0 | 0 | 0 | 0 | 0 | 0 | 0 | 0 | 0 | 0 | 0 | 0 | 0 | 0 | 0 | 0 | 0 | 0 | 0 | 0 | 0 | 0 | 0 | 0 | 0 | 0 | 0 | Greater_LA_Li_Battery_4hr | Greater_LA_Li_Battery_8hr | Greater_LA_Solar |  | 0 |  |  |  | Greater_LA | Greater_LA
EOP | Eldorado | 230 | NV | 89046 | CLARK | 2 | 0 | 0 | 0 | 0 | 0 | 0 | 0 | 0 | 0 | 0 | 0 | 0 | 0 | 0 | 0 | 0 | 0 | 0 | 0 | 0 | 0 | 0 | 0 | 1 | 1 | 0 | 0 | 0 | 0 | 0 | 0 | 0 | 0 | 0 | 0 | 0 | 0 | 0 | 0 | 0 | 0 | 0 | 0 | 0 | 0 | 0 | 0 | 0 | 0 | 0 | 0 | 0 | 0 | 0 | 0 | 0 | 0 | 0 | 0 | 0 | 0 | 0 | 0 | 0 | 0 | 0 | 0 | 0 | 0 | 0 | 0 | 0 | 0 | 0 | 0 | 0 | 0 | 0 | 0 | 0 | 0 | 0 | 0 | 0 | 0 | 0 | 0 | 0 | 0 | 0 | 0 | 0 | 0 | 0 | 0 | 0 | 0 | Southern_NV_Eldorado_Li_Battery_4hr | Southern_NV_Eldorado_Li_Battery_8hr | Southern_NV_Eldorado_Solar | Northern_Nevada_Geothermal | Southern_NV_Eldorado_Wind | SW_Ext_Tx_Wind |  |  | Southern_NV_Eldorado | Southern_NV_Eldorado
EOP | Eldorado | 500 | NV | 89046 | CLARK | 1 | 0 | 0 | 0 | 0 | 0 | 0 | 0 | 0 | 0 | 0 | 0 | 0 | 0 | 0 | 0 | 0 | 0 | 0 | 0 | 0 | 0 | 0 | 0 | 0 | 1 | 0 | 0 | 0 | 0 | 0 | 0 | 0 | 0 | 0 | 0 | 0 | 0 | 0 | 0 | 0 | 0 | 0 | 0 | 0 | 0 | 0 | 0 | 0 | 0 | 0 | 0 | 0 | 0 | 0 | 0 | 0 | 0 | 0 | 0 | 0 | 0 | 0 | 0 | 0 | 0 | 0 | 0 | 0 | 0 | 0 | 0 | 0 | 0 | 0 | 0 | 0 | 0 | 0 | 0 | 0 | 0 | 0 | 0 | 0 | 0 | 0 | 0 | 0 | 0 | 0 | 0 | 0 | 0 | 0 | 0 | 0 | 0 | Southern_NV_Eldorado_Li_Battery_4hr | Southern_NV_Eldorado_Li_Battery_8hr | Southern_NV_Eldorado_Solar | Northern_Nevada_Geothermal | Southern_NV_Eldorado_Wind | Wyoming_Wind |  |  | Southern_NV_Eldorado | Southern_NV_Eldorado
SCE Northern | Elizabeth Lake | 66 | CA | 91384 | Los Angeles | 2 | 0 | 0 | 1 | 0 | 0 | 0 | 0 | 0 | 0 | 0 | 0 | 0 | 0 | 0 | 0 | 0 | 0 | 0 | 0 | 0 | 0 | 0 | 0 | 0 | 1 | 0 | 0 | 0 | 0 | 0 | 0 | 0 | 0 | 0 | 0 | 0 | 0 | 0 | 0 | 0 | 0 | 0 | 0 | 0 | 0 | 0 | 0 | 0 | 0 | 0 | 0 | 0 | 0 | 0 | 0 | 0 | 0 | 0 | 0 | 0 | 0 | 0 | 0 | 0 | 0 | 0 | 0 | 0 | 0 | 0 | 0 | 0 | 0 | 0 | 0 | 0 | 0 | 0 | 0 | 0 | 0 | 0 | 0 | 0 | 0 | 0 | 0 | 0 | 0 | 0 | 0 | 0 | 0 | 0 | 0 | 0 | 0 | Greater_LA_Li_Battery_4hr | Greater_LA_Li_Battery_8hr | Greater_LA_Solar |  | Tehachapi_Wind |  |  |  | Greater_LA | Tehachapi
PG&E KERN | Elk Hills | 230 | CA | 93268 | KERN | 6 | 0 | 0 | 0 | 0 | 0 | 0 | 0 | 0 | 0 | 0 | 0 | 0 | 0 | 0 | 0 | 0 | 0 | 0 | 0 | 0 | 0 | 0 | 0 | 0 | 0 | 0 | 0 | 0 | 0 | 0 | 0 | 0 | 0 | 0 | 0 | 0 | 0 | 0 | 0 | 0 | 0 | 0 | 0 | 0 | 0 | 0 | 0 | 0 | 0 | 0 | 0 | 0 | 0 | 0 | 0 | 0 | 0 | 0 | 0 | 0 | 0 | 0 | 0 | 0 | 0 | 0 | 0 | 1 | 1 | 0 | 1 | 0 | 0 | 0 | 1 | 0 | 0 | 0 | 1 | 0 | 0 | 0 | 0 | 0 | 0 | 0 | 0 | 0 | 0 | 0 | 0 | 0 | 0 | 0 | 1 | 0 | 0 | Southern_PGAE_Li_Battery_4hr | Southern_PGAE_Li_Battery_8hr | Southern_PGAE_Solar |  | Central_Valley_North_Los_Banos_Wind |  |  |  | Southern_PGAE | Central_Valley_North_Los_Banos
SDGE | Elliot | 69 | CA | 92124 | SAN DIEGO | 3 | 0 | 0 | 0 | 0 | 0 | 0 | 0 | 0 | 0 | 0 | 0 | 0 | 0 | 0 | 0 | 0 | 0 | 0 | 0 | 0 | 0 | 0 | 0 | 0 | 0 | 0 | 0 | 0 | 1 | 0 | 1 | 0 | 1 | 0 | 0 | 0 | 0 | 0 | 0 | 0 | 0 | 0 | 0 | 0 | 0 | 0 | 0 | 0 | 0 | 0 | 0 | 0 | 0 | 0 | 0 | 0 | 0 | 0 | 0 | 0 | 0 | 0 | 0 | 0 | 0 | 0 | 0 | 0 | 0 | 0 | 0 | 0 | 0 | 0 | 0 | 0 | 0 | 0 | 0 | 0 | 0 | 0 | 0 | 0 | 0 | 0 | 0 | 0 | 0 | 0 | 0 | 0 | 0 | 0 | 0 | 0 | 0 | San_Diego_Li_Battery_4hr | San_Diego_Li_Battery_8hr | San_Diego_Solar |  | 0 |  |  |  | Greater_SD | Greater_SD
SCE Metro | Ellis | 230 | CA | 92646 | ORANGE | 1 | 0 | 0 | 0 | 0 | 0 | 0 | 0 | 0 | 0 | 1 | 0 | 0 | 0 | 0 | 0 | 0 | 0 | 0 | 0 | 0 | 0 | 0 | 0 | 0 | 0 | 0 | 0 | 0 | 0 | 0 | 0 | 0 | 0 | 0 | 0 | 0 | 0 | 0 | 0 | 0 | 0 | 0 | 0 | 0 | 0 | 0 | 0 | 0 | 0 | 0 | 0 | 0 | 0 | 0 | 0 | 0 | 0 | 0 | 0 | 0 | 0 | 0 | 0 | 0 | 0 | 0 | 0 | 0 | 0 | 0 | 0 | 0 | 0 | 0 | 0 | 0 | 0 | 0 | 0 | 0 | 0 | 0 | 0 | 0 | 0 | 0 | 0 | 0 | 0 | 0 | 0 | 0 | 0 | 0 | 0 | 0 | 0 | Greater_LA_Li_Battery_4hr | Greater_LA_Li_Battery_8hr | Greater_LA_Solar |  | 0 |  |  |  | Greater_LA | Greater_LA
SDGE | Encina | 138 | CA | 92008 | SAN DIEGO | 2 | 0 | 0 | 0 | 0 | 0 | 0 | 0 | 0 | 0 | 0 | 0 | 0 | 0 | 0 | 0 | 0 | 0 | 0 | 0 | 0 | 0 | 0 | 0 | 0 | 0 | 0 | 0 | 0 | 0 | 0 | 1 | 0 | 1 | 0 | 0 | 0 | 0 | 0 | 0 | 0 | 0 | 0 | 0 | 0 | 0 | 0 | 0 | 0 | 0 | 0 | 0 | 0 | 0 | 0 | 0 | 0 | 0 | 0 | 0 | 0 | 0 | 0 | 0 | 0 | 0 | 0 | 0 | 0 | 0 | 0 | 0 | 0 | 0 | 0 | 0 | 0 | 0 | 0 | 0 | 0 | 0 | 0 | 0 | 0 | 0 | 0 | 0 | 0 | 0 | 0 | 0 | 0 | 0 | 0 | 0 | 0 | 0 | San_Diego_Li_Battery_4hr | San_Diego_Li_Battery_8hr | San_Diego_Solar |  | 0 |  |  |  | Greater_SD | Greater_SD
SDGE | Encina | 230 | CA | 92008 | SAN DIEGO | 2 | 0 | 0 | 0 | 0 | 0 | 0 | 0 | 0 | 0 | 0 | 0 | 0 | 0 | 0 | 0 | 0 | 0 | 0 | 0 | 0 | 0 | 0 | 0 | 0 | 0 | 0 | 0 | 0 | 0 | 0 | 1 | 0 | 1 | 0 | 0 | 0 | 0 | 0 | 0 | 0 | 0 | 0 | 0 | 0 | 0 | 0 | 0 | 0 | 0 | 0 | 0 | 0 | 0 | 0 | 0 | 0 | 0 | 0 | 0 | 0 | 0 | 0 | 0 | 0 | 0 | 0 | 0 | 0 | 0 | 0 | 0 | 0 | 0 | 0 | 0 | 0 | 0 | 0 | 0 | 0 | 0 | 0 | 0 | 0 | 0 | 0 | 0 | 0 | 0 | 0 | 0 | 0 | 0 | 0 | 0 | 0 | 0 | San_Diego_Li_Battery_4hr | San_Diego_Li_Battery_8hr | San_Diego_Solar |  | 0 |  |  |  | Greater_SD | Greater_SD
SDGE | Escondido | 230 | CA | 92029 | SAN DIEGO | 5 | 0 | 0 | 0 | 0 | 0 | 0 | 0 | 0 | 0 | 0 | 0 | 0 | 0 | 0 | 0 | 0 | 0 | 0 | 0 | 0 | 0 | 0 | 0 | 0 | 0 | 1 | 0 | 0 | 1 | 0 | 1 | 0 | 1 | 0 | 0 | 0 | 0 | 1 | 0 | 0 | 0 | 0 | 0 | 0 | 0 | 0 | 0 | 0 | 0 | 0 | 0 | 0 | 0 | 0 | 0 | 0 | 0 | 0 | 0 | 0 | 0 | 0 | 0 | 0 | 0 | 0 | 0 | 0 | 0 | 0 | 0 | 0 | 0 | 0 | 0 | 0 | 0 | 0 | 0 | 0 | 0 | 0 | 0 | 0 | 0 | 0 | 0 | 0 | 0 | 0 | 0 | 0 | 0 | 0 | 0 | 0 | 0 | San_Diego_Li_Battery_4hr | San_Diego_Li_Battery_8hr | San_Diego_Solar |  | 0 |  |  |  | Greater_SD | Greater_SD
SDGE | Escondido | 69 | CA | 92029 | SAN DIEGO | 4 | 0 | 0 | 0 | 0 | 0 | 0 | 0 | 0 | 0 | 0 | 0 | 0 | 0 | 0 | 0 | 0 | 0 | 0 | 0 | 0 | 0 | 0 | 0 | 0 | 0 | 1 | 0 | 0 | 0 | 0 | 1 | 0 | 1 | 0 | 0 | 0 | 0 | 1 | 0 | 0 | 0 | 0 | 0 | 0 | 0 | 0 | 0 | 0 | 0 | 0 | 0 | 0 | 0 | 0 | 0 | 0 | 0 | 0 | 0 | 0 | 0 | 0 | 0 | 0 | 0 | 0 | 0 | 0 | 0 | 0 | 0 | 0 | 0 | 0 | 0 | 0 | 0 | 0 | 0 | 0 | 0 | 0 | 0 | 0 | 0 | 0 | 0 | 0 | 0 | 0 | 0 | 0 | 0 | 0 | 0 | 0 | 0 | San_Diego_Li_Battery_4hr | San_Diego_Li_Battery_8hr | San_Diego_Solar |  | 0 |  |  |  | Greater_SD | Greater_SD
PG&E KERN | Estrella | 230 | CA | 93446 | San Luis Obispo | 5 | 0 | 0 | 0 | 0 | 0 | 0 | 0 | 0 | 0 | 0 | 0 | 0 | 0 | 0 | 0 | 0 | 0 | 0 | 0 | 0 | 0 | 0 | 0 | 0 | 0 | 0 | 0 | 0 | 0 | 0 | 0 | 0 | 0 | 0 | 0 | 0 | 0 | 0 | 0 | 0 | 0 | 0 | 0 | 0 | 0 | 0 | 0 | 0 | 0 | 0 | 0 | 0 | 0 | 0 | 0 | 0 | 0 | 0 | 0 | 0 | 0 | 0 | 0 | 0 | 0 | 0 | 0 | 1 | 1 | 0 | 0 | 0 | 0 | 0 | 0 | 0 | 0 | 0 | 0 | 1 | 0 | 0 | 0 | 0 | 0 | 1 | 0 | 0 | 0 | 0 | 0 | 0 | 0 | 0 | 0 | 1 | 0 | Southern_PGAE_Li_Battery_4hr | Southern_PGAE_Li_Battery_8hr | Southern_PGAE_Solar |  | Kern_Greater_Carrizo_Wind |  |  |  | Southern_PGAE | Kern_Greater_Carrizo
SCE Eastern | Etiwanda | 230 | CA | 91739 | SAN BERNARDINO | 1 | 0 | 0 | 0 | 0 | 0 | 0 | 0 | 0 | 0 | 0 | 0 | 0 | 0 | 0 | 0 | 0 | 0 | 0 | 0 | 1 | 0 | 0 | 0 | 0 | 0 | 0 | 0 | 0 | 0 | 0 | 0 | 0 | 0 | 0 | 0 | 0 | 0 | 0 | 0 | 0 | 0 | 0 | 0 | 0 | 0 | 0 | 0 | 0 | 0 | 0 | 0 | 0 | 0 | 0 | 0 | 0 | 0 | 0 | 0 | 0 | 0 | 0 | 0 | 0 | 0 | 0 | 0 | 0 | 0 | 0 | 0 | 0 | 0 | 0 | 0 | 0 | 0 | 0 | 0 | 0 | 0 | 0 | 0 | 0 | 0 | 0 | 0 | 0 | 0 | 0 | 0 | 0 | 0 | 0 | 0 | 0 | 0 | Greater_LA_Li_Battery_4hr | Greater_LA_Li_Battery_8hr | Greater_LA_Solar |  | Greater_Kramer_Wind |  |  |  | Greater_LA | Greater_Kramer
PG&E GBA | Evergreen | 115 | CA | 95111 | SANTA CLARA | 2 | 0 | 0 | 0 | 0 | 0 | 0 | 0 | 0 | 0 | 0 | 0 | 0 | 0 | 0 | 0 | 0 | 0 | 0 | 0 | 0 | 0 | 0 | 0 | 0 | 0 | 0 | 0 | 0 | 0 | 0 | 0 | 0 | 0 | 0 | 0 | 0 | 0 | 0 | 0 | 0 | 0 | 0 | 0 | 0 | 0 | 0 | 0 | 0 | 0 | 0 | 0 | 0 | 0 | 0 | 0 | 1 | 0 | 0 | 0 | 1 | 0 | 0 | 0 | 0 | 0 | 0 | 0 | 0 | 0 | 0 | 0 | 0 | 0 | 0 | 0 | 0 | 0 | 0 | 0 | 0 | 0 | 0 | 0 | 0 | 0 | 0 | 0 | 0 | 0 | 0 | 0 | 0 | 0 | 0 | 0 | 0 | 0 | Northern_California_Li_Battery_4hr | Northern_California_Li_Battery_8hr | Northern_California_Solar |  | Kern_Greater_Carrizo_Wind |  |  |  | Northern_California | Peninsula_Monterey
PG&E GBA | Evergreen | 60 | CA | 95111 | SANTA CLARA | 2 | 0 | 0 | 0 | 0 | 0 | 0 | 0 | 0 | 0 | 0 | 0 | 0 | 0 | 0 | 0 | 0 | 0 | 0 | 0 | 0 | 0 | 0 | 0 | 0 | 0 | 0 | 0 | 0 | 0 | 0 | 0 | 0 | 0 | 0 | 0 | 0 | 0 | 0 | 0 | 0 | 0 | 0 | 0 | 0 | 0 | 0 | 0 | 0 | 0 | 0 | 0 | 0 | 0 | 0 | 0 | 0 | 0 | 0 | 0 | 1 | 0 | 0 | 0 | 0 | 0 | 0 | 0 | 0 | 0 | 0 | 0 | 0 | 0 | 0 | 0 | 0 | 0 | 0 | 0 | 0 | 0 | 0 | 0 | 0 | 0 | 0 | 0 | 0 | 0 | 0 | 0 | 0 | 0 | 0 | 0 | 0 | 1 | Northern_California_Li_Battery_4hr | Northern_California_Li_Battery_8hr | Northern_California_Solar |  | Kern_Greater_Carrizo_Wind |  |  |  | Northern_California | Peninsula_Monterey
PG&E FRESNO | Excelsior | 115 | CA | 93210 | FRESNO | 9 | 0 | 0 | 0 | 0 | 0 | 0 | 0 | 0 | 0 | 0 | 0 | 0 | 0 | 0 | 0 | 0 | 0 | 0 | 0 | 0 | 0 | 0 | 0 | 0 | 0 | 0 | 0 | 0 | 0 | 0 | 0 | 0 | 0 | 0 | 0 | 0 | 0 | 0 | 0 | 0 | 0 | 0 | 0 | 0 | 0 | 1 | 0 | 0 | 0 | 0 | 0 | 0 | 0 | 0 | 0 | 0 | 0 | 0 | 0 | 0 | 0 | 0 | 0 | 0 | 0 | 0 | 0 | 0 | 0 | 0 | 0 | 0 | 0 | 0 | 0 | 0 | 0 | 0 | 1 | 1 | 1 | 1 | 1 | 0 | 0 | 1 | 1 | 1 | 0 | 0 | 0 | 0 | 0 | 0 | 0 | 0 | 0 | Southern_PGAE_Li_Battery_4hr | Southern_PGAE_Li_Battery_8hr | Southern_PGAE_Solar |  | Central_Valley_North_Los_Banos_Wind |  |  |  | Southern_PGAE | Central_Valley_North_Los_Banos
PG&E FRESNO | Exchequer | 115 | CA | 95369 | MARIPOSA | 13 | 0 | 0 | 0 | 0 | 0 | 0 | 0 | 0 | 0 | 0 | 0 | 0 | 0 | 0 | 0 | 0 | 0 | 0 | 0 | 0 | 0 | 0 | 0 | 0 | 0 | 0 | 0 | 0 | 0 | 0 | 0 | 0 | 0 | 0 | 0 | 0 | 0 | 0 | 0 | 0 | 0 | 0 | 0 | 0 | 0 | 1 | 0 | 0 | 0 | 0 | 0 | 0 | 0 | 0 | 0 | 0 | 0 | 0 | 0 | 1 | 0 | 0 | 0 | 0 | 0 | 0 | 0 | 0 | 0 | 0 | 0 | 0 | 0 | 0 | 0 | 0 | 0 | 0 | 1 | 0 | 0 | 1 | 1 | 1 | 1 | 1 | 0 | 1 | 1 | 1 | 1 | 0 | 1 | 0 | 0 | 0 | 0 | Southern_PGAE_Li_Battery_4hr | Southern_PGAE_Li_Battery_8hr | Southern_PGAE_Solar |  | Central_Valley_North_Los_Banos_Wind |  |  |  | Southern_PGAE | El_Dorado_Mariposa
PG&E KERN | Fairway | 115 | CA | 93455 | SANTA BARBARA | 5 | 0 | 0 | 0 | 0 | 0 | 0 | 0 | 0 | 0 | 0 | 0 | 0 | 0 | 0 | 0 | 0 | 0 | 0 | 0 | 0 | 0 | 0 | 0 | 0 | 0 | 0 | 0 | 0 | 0 | 0 | 0 | 0 | 0 | 0 | 0 | 0 | 0 | 0 | 0 | 0 | 0 | 0 | 0 | 0 | 0 | 0 | 0 | 0 | 0 | 0 | 0 | 0 | 0 | 0 | 0 | 0 | 0 | 0 | 0 | 0 | 0 | 0 | 0 | 0 | 0 | 0 | 0 | 1 | 1 | 0 | 0 | 0 | 0 | 0 | 0 | 0 | 0 | 0 | 0 | 1 | 0 | 0 | 0 | 0 | 0 | 1 | 0 | 0 | 0 | 0 | 0 | 0 | 0 | 0 | 0 | 1 | 0 | Southern_PGAE_Li_Battery_4hr | Southern_PGAE_Li_Battery_8hr | Southern_PGAE_Solar |  | Kern_Greater_Carrizo_Wind |  |  |  | Southern_PGAE | Kern_Greater_Carrizo
PG&E KERN | Famoso | 115 | CA | 93250 | KERN | 4 | 0 | 0 | 0 | 0 | 0 | 0 | 0 | 0 | 0 | 0 | 0 | 0 | 0 | 0 | 0 | 0 | 0 | 0 | 0 | 0 | 0 | 0 | 0 | 0 | 0 | 0 | 0 | 0 | 0 | 0 | 0 | 0 | 0 | 0 | 0 | 0 | 0 | 0 | 0 | 0 | 0 | 0 | 0 | 0 | 0 | 0 | 0 | 0 | 0 | 0 | 0 | 0 | 0 | 0 | 0 | 0 | 0 | 0 | 0 | 0 | 0 | 0 | 0 | 0 | 0 | 0 | 0 | 1 | 1 | 0 | 0 | 0 | 0 | 0 | 0 | 1 | 0 | 0 | 0 | 1 | 0 | 0 | 0 | 0 | 0 | 0 | 0 | 0 | 0 | 0 | 0 | 0 | 0 | 0 | 0 | 0 | 0 | Southern_PGAE_Li_Battery_4hr | Southern_PGAE_Li_Battery_8hr | Southern_PGAE_Solar |  | Central_Valley_North_Los_Banos_Wind |  |  |  | Southern_PGAE | Central_Valley_North_Los_Banos
PG&E NGBA | Fern Road | 500 | CA |  |  | 1 | 0 | 0 | 0 | 0 | 0 | 0 | 0 | 0 | 0 | 0 | 0 | 0 | 0 | 0 | 0 | 0 | 0 | 0 | 0 | 0 | 0 | 0 | 0 | 0 | 0 | 0 | 0 | 0 | 0 | 0 | 0 | 0 | 0 | 0 | 0 | 0 | 0 | 0 | 0 | 1 | 0 | 0 | 0 | 0 | 0 | 0 | 0 | 0 | 0 | 0 | 0 | 0 | 0 | 0 | 0 | 0 | 0 | 0 | 0 | 0 | 0 | 0 | 0 | 0 | 0 | 0 | 0 | 0 | 0 | 0 | 0 | 0 | 0 | 0 | 0 | 0 | 0 | 0 | 0 | 0 | 0 | 0 | 0 | 0 | 0 | 0 | 0 | 0 | 0 | 0 | 0 | 0 | 0 | 0 | 0 | 0 | 0 | Northern_California_Li_Battery_4hr | Northern_California_Li_Battery_8hr | Northern_California_Solar |  | Northern_California_Wind |  |  |  | Northern_California | Northern_California
PG&E GBA | Fibreboard (SPI Sonora) | 115 | CA | 94509 | CONTRA COSTA | 5 | 0 | 0 | 0 | 0 | 0 | 0 | 0 | 0 | 0 | 0 | 0 | 0 | 0 | 0 | 0 | 0 | 0 | 0 | 0 | 0 | 0 | 0 | 0 | 0 | 0 | 0 | 0 | 0 | 0 | 0 | 0 | 0 | 0 | 0 | 0 | 0 | 0 | 0 | 0 | 0 | 0 | 0 | 0 | 0 | 0 | 1 | 0 | 0 | 0 | 0 | 0 | 0 | 0 | 0 | 0 | 1 | 0 | 1 | 0 | 1 | 0 | 0 | 0 | 0 | 0 | 1 | 0 | 0 | 0 | 0 | 0 | 0 | 0 | 0 | 0 | 0 | 0 | 0 | 0 | 0 | 0 | 0 | 0 | 0 | 0 | 0 | 0 | 0 | 0 | 0 | 0 | 0 | 0 | 0 | 0 | 0 | 0 | Northern_California_Li_Battery_4hr | Northern_California_Li_Battery_8hr | Northern_California_Solar |  | Solano_Wind |  |  |  | Northern_California | Solano
PG&E FRESNO | Figarden | 230 | CA | 93711 | FRESNO | 8 | 0 | 0 | 0 | 0 | 0 | 0 | 0 | 0 | 0 | 0 | 0 | 0 | 0 | 0 | 0 | 0 | 0 | 0 | 0 | 0 | 0 | 0 | 0 | 0 | 0 | 0 | 0 | 0 | 0 | 0 | 0 | 0 | 0 | 0 | 0 | 0 | 0 | 0 | 0 | 0 | 0 | 0 | 0 | 0 | 0 | 0 | 0 | 0 | 0 | 0 | 0 | 0 | 0 | 0 | 0 | 0 | 0 | 0 | 0 | 1 | 0 | 0 | 0 | 0 | 0 | 0 | 0 | 0 | 0 | 0 | 0 | 0 | 0 | 0 | 0 | 0 | 0 | 0 | 0 | 1 | 0 | 1 | 1 | 1 | 0 | 1 | 0 | 1 | 0 | 0 | 0 | 0 | 1 | 0 | 0 | 0 | 0 | Southern_PGAE_Li_Battery_4hr | Southern_PGAE_Li_Battery_8hr | Southern_PGAE_Solar |  | Central_Valley_North_Los_Banos_Wind |  |  |  | Southern_PGAE | Central_Valley_North_Los_Banos
PG&E FRESNO | Fink | 230 | CA |  |  | 1 | 0 | 0 | 0 | 0 | 0 | 0 | 0 | 0 | 0 | 0 | 0 | 0 | 0 | 0 | 0 | 0 | 0 | 0 | 0 | 0 | 0 | 0 | 0 | 0 | 0 | 0 | 0 | 0 | 0 | 0 | 0 | 0 | 0 | 0 | 0 | 0 | 0 | 0 | 0 | 0 | 0 | 0 | 0 | 0 | 0 | 0 | 0 | 0 | 0 | 0 | 0 | 0 | 0 | 0 | 0 | 0 | 0 | 0 | 0 | 0 | 0 | 0 | 0 | 0 | 0 | 0 | 0 | 0 | 0 | 0 | 0 | 0 | 0 | 0 | 0 | 0 | 0 | 0 | 0 | 0 | 0 | 0 | 0 | 0 | 0 | 1 | 0 | 0 | 0 | 0 | 0 | 0 | 0 | 0 | 0 | 0 | 0 | Southern_PGAE_Li_Battery_4hr | Southern_PGAE_Li_Battery_8hr | Southern_PGAE_Solar |  | Central_Valley_North_Los_Banos_Wind |  |  |  | Southern_PGAE | Central_Valley_North_Los_Banos
PG&E NGBA | Fitch Mountain | 60 | CA | 95448 | Sonoma | 3 | 0 | 0 | 0 | 0 | 0 | 0 | 0 | 0 | 0 | 0 | 0 | 0 | 0 | 0 | 0 | 0 | 0 | 0 | 0 | 0 | 0 | 0 | 0 | 0 | 0 | 0 | 0 | 0 | 0 | 0 | 0 | 0 | 0 | 0 | 0 | 0 | 0 | 0 | 0 | 1 | 0 | 0 | 0 | 0 | 0 | 0 | 0 | 0 | 0 | 0 | 0 | 0 | 1 | 0 | 0 | 0 | 0 | 0 | 0 | 0 | 0 | 0 | 0 | 0 | 0 | 0 | 1 | 0 | 0 | 0 | 0 | 0 | 0 | 0 | 0 | 0 | 0 | 0 | 0 | 0 | 0 | 0 | 0 | 0 | 0 | 0 | 0 | 0 | 0 | 0 | 0 | 0 | 0 | 0 | 0 | 0 | 0 | Northern_California_Li_Battery_4hr | Northern_California_Li_Battery_8hr | Northern_California_Solar |  | Northern_California_Wind |  |  |  | Northern_California | Mendocino_Marin
PG&E GBA | FMC | 115 | CA | 95110 | SANTA CLARA | 2 | 0 | 0 | 0 | 0 | 0 | 0 | 0 | 0 | 0 | 0 | 0 | 0 | 0 | 0 | 0 | 0 | 0 | 0 | 0 | 0 | 0 | 0 | 0 | 0 | 0 | 0 | 0 | 0 | 0 | 0 | 0 | 0 | 0 | 0 | 0 | 0 | 0 | 0 | 0 | 0 | 0 | 0 | 0 | 0 | 0 | 0 | 0 | 0 | 0 | 0 | 0 | 0 | 0 | 0 | 0 | 1 | 0 | 0 | 0 | 1 | 0 | 0 | 0 | 0 | 0 | 0 | 0 | 0 | 0 | 0 | 0 | 0 | 0 | 0 | 0 | 0 | 0 | 0 | 0 | 0 | 0 | 0 | 0 | 0 | 0 | 0 | 0 | 0 | 0 | 0 | 0 | 0 | 0 | 0 | 0 | 0 | 0 | Northern_California_Li_Battery_4hr | Northern_California_Li_Battery_8hr | Northern_California_Solar |  | Kern_Greater_Carrizo_Wind |  |  |  | Northern_California | Peninsula_Monterey
PG&E GBA | Fremont | 115 | CA | 94538 | Alameda | 2 | 0 | 0 | 0 | 0 | 0 | 0 | 0 | 0 | 0 | 0 | 0 | 0 | 0 | 0 | 0 | 0 | 0 | 0 | 0 | 0 | 0 | 0 | 0 | 0 | 0 | 0 | 0 | 0 | 0 | 0 | 0 | 0 | 0 | 0 | 0 | 0 | 0 | 0 | 0 | 0 | 0 | 0 | 0 | 0 | 0 | 0 | 0 | 0 | 0 | 0 | 0 | 0 | 1 | 0 | 0 | 1 | 0 | 0 | 0 | 0 | 0 | 0 | 0 | 0 | 0 | 0 | 0 | 0 | 0 | 0 | 0 | 0 | 0 | 0 | 0 | 0 | 0 | 0 | 0 | 0 | 0 | 0 | 0 | 0 | 0 | 0 | 0 | 0 | 0 | 0 | 0 | 0 | 0 | 0 | 0 | 0 | 0 | Northern_California_Li_Battery_4hr | Northern_California_Li_Battery_8hr | Northern_California_Solar |  | Solano_Wind |  |  |  | Northern_California | Solano
PG&E GBA | French Camp | 60 | CA | 95231 | San Joaquin | 3 | 0 | 0 | 0 | 0 | 0 | 0 | 0 | 0 | 0 | 0 | 0 | 0 | 0 | 0 | 0 | 0 | 0 | 0 | 0 | 0 | 0 | 0 | 0 | 0 | 0 | 0 | 0 | 0 | 0 | 0 | 0 | 0 | 0 | 0 | 0 | 0 | 0 | 0 | 0 | 0 | 0 | 0 | 0 | 0 | 0 | 1 | 0 | 0 | 0 | 0 | 0 | 0 | 0 | 0 | 0 | 0 | 0 | 0 | 0 | 1 | 0 | 0 | 0 | 0 | 0 | 0 | 0 | 0 | 0 | 0 | 0 | 0 | 0 | 0 | 0 | 0 | 0 | 0 | 0 | 0 | 0 | 0 | 0 | 0 | 0 | 1 | 0 | 0 | 0 | 0 | 0 | 0 | 0 | 0 | 0 | 0 | 0 | Northern_California_Li_Battery_4hr | Northern_California_Li_Battery_8hr | Northern_California_Solar |  | Solano_Wind |  |  |  | Northern_California | Solano
PG&E GBA | Frogtown | 115 | CA | 95222 | CALAVERAS | 3 | 0 | 0 | 0 | 0 | 0 | 0 | 0 | 0 | 0 | 0 | 0 | 0 | 0 | 0 | 0 | 0 | 0 | 0 | 0 | 0 | 0 | 0 | 0 | 0 | 0 | 0 | 0 | 0 | 0 | 0 | 0 | 0 | 0 | 0 | 0 | 0 | 0 | 0 | 0 | 0 | 0 | 0 | 0 | 0 | 0 | 1 | 0 | 0 | 0 | 0 | 0 | 0 | 0 | 0 | 0 | 1 | 0 | 0 | 0 | 1 | 0 | 0 | 0 | 0 | 0 | 0 | 0 | 0 | 0 | 0 | 0 | 0 | 0 | 0 | 0 | 0 | 0 | 0 | 0 | 0 | 0 | 0 | 0 | 0 | 0 | 0 | 0 | 0 | 0 | 0 | 0 | 0 | 0 | 0 | 0 | 0 | 0 | Northern_California_Li_Battery_4hr | Northern_California_Li_Battery_8hr | Northern_California_Solar |  | Central_Valley_North_Los_Banos_Wind |  |  |  | Northern_California | El_Dorado_Mariposa
PG&E NGBA | Fulton | 115 | CA | 95403 | SONOMA | 10 | 0 | 0 | 0 | 0 | 0 | 0 | 0 | 0 | 0 | 0 | 0 | 0 | 0 | 0 | 0 | 0 | 0 | 0 | 0 | 0 | 0 | 0 | 0 | 0 | 0 | 0 | 0 | 0 | 0 | 0 | 0 | 0 | 0 | 0 | 0 | 0 | 0 | 0 | 0 | 1 | 0 | 1 | 0 | 0 | 0 | 0 | 0 | 0 | 0 | 0 | 0 | 1 | 1 | 1 | 1 | 1 | 0 | 0 | 0 | 1 | 0 | 0 | 0 | 0 | 0 | 1 | 1 | 0 | 0 | 0 | 0 | 0 | 0 | 0 | 0 | 0 | 0 | 0 | 0 | 0 | 0 | 0 | 0 | 0 | 0 | 0 | 0 | 0 | 0 | 0 | 0 | 0 | 0 | 0 | 0 | 0 | 0 | Northern_California_Li_Battery_4hr | Northern_California_Li_Battery_8hr | Northern_California_Solar | Northern_California_Geothermal | Northern_California_Wind |  |  |  | Northern_California | Mendocino_Marin
PG&E NGBA | Fulton | 230 | CA | 95403 | SONOMA | 10 | 0 | 0 | 0 | 0 | 0 | 0 | 0 | 0 | 0 | 0 | 0 | 0 | 0 | 0 | 0 | 0 | 0 | 0 | 0 | 0 | 0 | 0 | 0 | 0 | 0 | 0 | 0 | 0 | 0 | 0 | 0 | 0 | 0 | 0 | 0 | 0 | 0 | 0 | 0 | 1 | 0 | 1 | 0 | 0 | 0 | 0 | 0 | 0 | 0 | 0 | 0 | 0 | 1 | 1 | 1 | 1 | 0 | 0 | 1 | 1 | 0 | 0 | 0 | 0 | 0 | 1 | 1 | 0 | 0 | 0 | 0 | 0 | 0 | 0 | 0 | 0 | 0 | 0 | 0 | 0 | 0 | 0 | 0 | 0 | 0 | 0 | 0 | 0 | 0 | 0 | 0 | 0 | 0 | 0 | 0 | 0 | 0 | Northern_California_Li_Battery_4hr | Northern_California_Li_Battery_8hr | Northern_California_Solar | Northern_California_Geothermal | Northern_California_Wind |  |  |  | Northern_California | Mendocino_Marin
PG&E NGBA | Fulton | 60 | CA | 95403 | SONOMA | 3 | 0 | 0 | 0 | 0 | 0 | 0 | 0 | 0 | 0 | 0 | 0 | 0 | 0 | 0 | 0 | 0 | 0 | 0 | 0 | 0 | 0 | 0 | 0 | 0 | 0 | 0 | 0 | 0 | 0 | 0 | 0 | 0 | 0 | 0 | 0 | 0 | 0 | 0 | 0 | 1 | 0 | 0 | 0 | 0 | 0 | 0 | 0 | 0 | 0 | 0 | 0 | 0 | 1 | 0 | 0 | 0 | 0 | 0 | 0 | 0 | 0 | 0 | 0 | 0 | 0 | 0 | 1 | 0 | 0 | 0 | 0 | 0 | 0 | 0 | 0 | 0 | 0 | 0 | 0 | 0 | 0 | 0 | 0 | 0 | 0 | 0 | 0 | 0 | 0 | 0 | 0 | 0 | 0 | 0 | 0 | 0 | 0 | Northern_California_Li_Battery_4hr | Northern_California_Li_Battery_8hr | Northern_California_Solar | Northern_California_Geothermal | Northern_California_Wind |  |  |  | Northern_California | Mendocino_Marin
PG&E KERN | Ganso | 115 | CA | 93280 | KERN | 4 | 0 | 0 | 0 | 0 | 0 | 0 | 0 | 0 | 0 | 0 | 0 | 0 | 0 | 0 | 0 | 0 | 0 | 0 | 0 | 0 | 0 | 0 | 0 | 0 | 0 | 0 | 0 | 0 | 0 | 0 | 0 | 0 | 0 | 0 | 0 | 0 | 0 | 0 | 0 | 0 | 0 | 0 | 0 | 0 | 0 | 0 | 0 | 0 | 0 | 0 | 0 | 0 | 0 | 0 | 0 | 0 | 0 | 0 | 0 | 0 | 0 | 0 | 0 | 0 | 0 | 0 | 0 | 1 | 0 | 0 | 0 | 0 | 0 | 0 | 1 | 0 | 0 | 0 | 1 | 1 | 0 | 0 | 0 | 0 | 0 | 0 | 0 | 0 | 0 | 0 | 0 | 0 | 0 | 0 | 0 | 0 | 0 | Southern_PGAE_Li_Battery_4hr | Southern_PGAE_Li_Battery_8hr | Southern_PGAE_Solar |  | Central_Valley_North_Los_Banos_Wind |  |  |  | Southern_PGAE | Central_Valley_North_Los_Banos
PG&E FRESNO | Gates | 230 | CA | 93234 | FRESNO | 7 | 0 | 0 | 0 | 0 | 0 | 0 | 0 | 0 | 0 | 0 | 0 | 0 | 0 | 0 | 0 | 0 | 0 | 0 | 0 | 0 | 0 | 0 | 0 | 0 | 0 | 0 | 0 | 0 | 0 | 0 | 0 | 0 | 0 | 0 | 0 | 0 | 0 | 0 | 0 | 0 | 0 | 0 | 0 | 0 | 0 | 0 | 0 | 0 | 0 | 0 | 0 | 0 | 0 | 0 | 0 | 0 | 0 | 0 | 0 | 0 | 0 | 0 | 0 | 0 | 0 | 0 | 0 | 1 | 0 | 0 | 0 | 0 | 0 | 0 | 0 | 0 | 0 | 0 | 1 | 1 | 0 | 1 | 0 | 0 | 0 | 1 | 0 | 0 | 0 | 0 | 0 | 0 | 0 | 0 | 1 | 1 | 0 | Southern_PGAE_Li_Battery_4hr | Southern_PGAE_Li_Battery_8hr | Southern_PGAE_Solar |  | Central_Valley_North_Los_Banos_Wind |  |  |  | Southern_PGAE | Central_Valley_North_Los_Banos
PG&E FRESNO | Gates | 500 | CA | 93234 | FRESNO | 6 | 0 | 0 | 0 | 0 | 0 | 0 | 0 | 0 | 0 | 0 | 0 | 0 | 0 | 0 | 0 | 0 | 0 | 0 | 0 | 0 | 0 | 0 | 0 | 0 | 0 | 0 | 0 | 0 | 0 | 0 | 0 | 0 | 0 | 0 | 0 | 0 | 0 | 0 | 0 | 0 | 0 | 0 | 0 | 0 | 0 | 0 | 0 | 0 | 0 | 0 | 0 | 0 | 0 | 0 | 0 | 0 | 0 | 0 | 0 | 0 | 0 | 0 | 0 | 0 | 0 | 0 | 0 | 0 | 0 | 0 | 0 | 0 | 0 | 0 | 0 | 0 | 0 | 0 | 1 | 1 | 0 | 1 | 0 | 0 | 0 | 1 | 0 | 0 | 0 | 0 | 0 | 0 | 0 | 0 | 1 | 1 | 0 | Southern_PGAE_Li_Battery_4hr | Southern_PGAE_Li_Battery_8hr | Southern_PGAE_Solar |  | Central_Valley_North_Los_Banos_Wind |  |  |  | Southern_PGAE | Central_Valley_North_Los_Banos
PG&E NGBA | Geysers 12 | 230 | CA | 95448 | SONOMA | 10 | 0 | 0 | 0 | 0 | 0 | 0 | 0 | 0 | 0 | 0 | 0 | 0 | 0 | 0 | 0 | 0 | 0 | 0 | 0 | 0 | 0 | 0 | 0 | 0 | 0 | 0 | 0 | 0 | 0 | 0 | 0 | 0 | 0 | 0 | 0 | 0 | 0 | 0 | 0 | 1 | 0 | 1 | 0 | 0 | 0 | 0 | 0 | 0 | 0 | 0 | 0 | 0 | 1 | 1 | 1 | 1 | 0 | 0 | 1 | 1 | 0 | 0 | 0 | 0 | 0 | 1 | 1 | 0 | 0 | 0 | 0 | 0 | 0 | 0 | 0 | 0 | 0 | 0 | 0 | 0 | 0 | 0 | 0 | 0 | 0 | 0 | 0 | 0 | 0 | 0 | 0 | 0 | 0 | 0 | 0 | 0 | 0 | Northern_California_Li_Battery_4hr | Northern_California_Li_Battery_8hr | Northern_California_Solar | Northern_California_Geothermal | Northern_California_Wind |  |  |  | Northern_California | Mendocino_Marin
PG&E NGBA | Geysers 17 | 230 | CA |  |  | 10 | 0 | 0 | 0 | 0 | 0 | 0 | 0 | 0 | 0 | 0 | 0 | 0 | 0 | 0 | 0 | 0 | 0 | 0 | 0 | 0 | 0 | 0 | 0 | 0 | 0 | 0 | 0 | 0 | 0 | 0 | 0 | 0 | 0 | 0 | 0 | 0 | 0 | 0 | 0 | 1 | 0 | 1 | 0 | 0 | 0 | 0 | 0 | 0 | 0 | 0 | 0 | 0 | 1 | 1 | 1 | 1 | 0 | 0 | 1 | 1 | 0 | 0 | 0 | 0 | 0 | 1 | 1 | 0 | 0 | 0 | 0 | 0 | 0 | 0 | 0 | 0 | 0 | 0 | 0 | 0 | 0 | 0 | 0 | 0 | 0 | 0 | 0 | 0 | 0 | 0 | 0 | 0 | 0 | 0 | 0 | 0 | 0 | Northern_California_Li_Battery_4hr | Northern_California_Li_Battery_8hr | Northern_California_Solar | Northern_California_Geothermal | Northern_California_Wind |  |  |  | Northern_California | Mendocino_Marin
PG&E NGBA | Geysers 3 | 115 | CA | 95448 | SONOMA | 6 | 0 | 0 | 0 | 0 | 0 | 0 | 0 | 0 | 0 | 0 | 0 | 0 | 0 | 0 | 0 | 0 | 0 | 0 | 0 | 0 | 0 | 0 | 0 | 0 | 0 | 0 | 0 | 0 | 0 | 0 | 0 | 0 | 0 | 0 | 0 | 0 | 0 | 0 | 0 | 1 | 0 | 1 | 0 | 0 | 0 | 0 | 0 | 0 | 0 | 0 | 0 | 0 | 1 | 0 | 1 | 1 | 0 | 0 | 0 | 0 | 0 | 0 | 0 | 0 | 0 | 0 | 1 | 0 | 0 | 0 | 0 | 0 | 0 | 0 | 0 | 0 | 0 | 0 | 0 | 0 | 0 | 0 | 0 | 0 | 0 | 0 | 0 | 0 | 0 | 0 | 0 | 0 | 0 | 0 | 0 | 0 | 0 | Northern_California_Li_Battery_4hr | Northern_California_Li_Battery_8hr | Northern_California_Solar | Northern_California_Geothermal | Northern_California_Wind |  |  |  | Northern_California | Mendocino_Marin
PG&E NGBA | Glenn | 230 | CA | 95963 | GLENN | 1 | 0 | 0 | 0 | 0 | 0 | 0 | 0 | 0 | 0 | 0 | 0 | 0 | 0 | 0 | 0 | 0 | 0 | 0 | 0 | 0 | 0 | 0 | 0 | 0 | 0 | 0 | 0 | 0 | 0 | 0 | 0 | 0 | 0 | 0 | 0 | 0 | 0 | 0 | 0 | 1 | 0 | 0 | 0 | 0 | 0 | 0 | 0 | 0 | 0 | 0 | 0 | 0 | 0 | 0 | 0 | 0 | 0 | 0 | 0 | 0 | 0 | 0 | 0 | 0 | 0 | 0 | 0 | 0 | 0 | 0 | 0 | 0 | 0 | 0 | 0 | 0 | 0 | 0 | 0 | 0 | 0 | 0 | 0 | 0 | 0 | 0 | 0 | 0 | 0 | 0 | 0 | 0 | 0 | 0 | 0 | 0 | 0 | Northern_California_Li_Battery_4hr | Northern_California_Li_Battery_8hr | Northern_California_Solar |  | Northern_California_Wind |  |  |  | Northern_California | Northern_California
PG&E NGBA | Glenn | 60 | CA | 95963 | GLENN | 1 | 0 | 0 | 0 | 0 | 0 | 0 | 0 | 0 | 0 | 0 | 0 | 0 | 0 | 0 | 0 | 0 | 0 | 0 | 0 | 0 | 0 | 0 | 0 | 0 | 0 | 0 | 0 | 0 | 0 | 0 | 0 | 0 | 0 | 0 | 0 | 0 | 0 | 0 | 0 | 1 | 0 | 0 | 0 | 0 | 0 | 0 | 0 | 0 | 0 | 0 | 0 | 0 | 0 | 0 | 0 | 0 | 0 | 0 | 0 | 0 | 0 | 0 | 0 | 0 | 0 | 0 | 0 | 0 | 0 | 0 | 0 | 0 | 0 | 0 | 0 | 0 | 0 | 0 | 0 | 0 | 0 | 0 | 0 | 0 | 0 | 0 | 0 | 0 | 0 | 0 | 0 | 0 | 0 | 0 | 0 | 0 | 0 | Northern_California_Li_Battery_4hr | Northern_California_Li_Battery_8hr | Northern_California_Solar |  | Northern_California_Wind |  |  |  | Northern_California | Northern_California
PG&E NGBA | Gold Hill | 115 | CA | 95630 | SACRAMENTO | 5 | 0 | 0 | 0 | 0 | 0 | 0 | 0 | 0 | 0 | 0 | 0 | 0 | 0 | 0 | 0 | 0 | 0 | 0 | 0 | 0 | 0 | 0 | 0 | 0 | 0 | 0 | 0 | 0 | 0 | 0 | 0 | 0 | 0 | 0 | 0 | 0 | 0 | 0 | 0 | 1 | 0 | 0 | 0 | 0 | 0 | 1 | 0 | 1 | 0 | 0 | 0 | 0 | 0 | 0 | 0 | 0 | 0 | 0 | 0 | 1 | 1 | 0 | 0 | 0 | 0 | 0 | 0 | 0 | 0 | 0 | 0 | 0 | 0 | 0 | 0 | 0 | 0 | 0 | 0 | 0 | 0 | 0 | 0 | 0 | 0 | 0 | 0 | 0 | 0 | 0 | 0 | 0 | 0 | 0 | 0 | 0 | 0 | Northern_California_Li_Battery_4hr | Northern_California_Li_Battery_8hr | Northern_California_Solar |  | Solano_Wind |  |  |  | Northern_California | Solano
PG&E NGBA | Gold Hill | 230 | CA | 95630 | SACRAMENTO | 6 | 0 | 0 | 0 | 0 | 0 | 0 | 0 | 0 | 0 | 0 | 0 | 0 | 0 | 0 | 0 | 0 | 0 | 0 | 0 | 0 | 0 | 0 | 0 | 0 | 0 | 0 | 0 | 0 | 0 | 0 | 0 | 0 | 0 | 0 | 0 | 0 | 0 | 0 | 0 | 1 | 0 | 0 | 0 | 0 | 0 | 1 | 1 | 1 | 0 | 0 | 0 | 0 | 0 | 0 | 0 | 0 | 0 | 0 | 0 | 1 | 1 | 0 | 0 | 0 | 0 | 0 | 0 | 0 | 0 | 0 | 0 | 0 | 0 | 0 | 0 | 0 | 0 | 0 | 0 | 0 | 0 | 0 | 0 | 0 | 0 | 0 | 0 | 0 | 0 | 0 | 0 | 0 | 0 | 0 | 0 | 0 | 0 | Northern_California_Li_Battery_4hr | Northern_California_Li_Battery_8hr | Northern_California_Solar |  | Solano_Wind |  |  |  | Northern_California | Solano
SCE Northern | Goleta | 230 | CA | 93117 | SANTA BARBARA | 3 | 0 | 0 | 1 | 0 | 1 | 0 | 0 | 0 | 0 | 0 | 0 | 0 | 0 | 0 | 0 | 0 | 0 | 0 | 0 | 0 | 0 | 0 | 0 | 0 | 1 | 0 | 0 | 0 | 0 | 0 | 0 | 0 | 0 | 0 | 0 | 0 | 0 | 0 | 0 | 0 | 0 | 0 | 0 | 0 | 0 | 0 | 0 | 0 | 0 | 0 | 0 | 0 | 0 | 0 | 0 | 0 | 0 | 0 | 0 | 0 | 0 | 0 | 0 | 0 | 0 | 0 | 0 | 0 | 0 | 0 | 0 | 0 | 0 | 0 | 0 | 0 | 0 | 0 | 0 | 0 | 0 | 0 | 0 | 0 | 0 | 0 | 0 | 0 | 0 | 0 | 0 | 0 | 0 | 0 | 0 | 0 | 0 | Greater_LA_Li_Battery_4hr | Greater_LA_Li_Battery_8hr | Greater_LA_Solar |  | Kern_Greater_Carrizo_Wind |  |  |  | Greater_LA | Kern_Greater_Carrizo
SCE Metro | Goodrich | 230 | CA | 91107 | LOS ANGELES | 1 | 0 | 0 | 0 | 0 | 0 | 0 | 0 | 0 | 0 | 1 | 0 | 0 | 0 | 0 | 0 | 0 | 0 | 0 | 0 | 0 | 0 | 0 | 0 | 0 | 0 | 0 | 0 | 0 | 0 | 0 | 0 | 0 | 0 | 0 | 0 | 0 | 0 | 0 | 0 | 0 | 0 | 0 | 0 | 0 | 0 | 0 | 0 | 0 | 0 | 0 | 0 | 0 | 0 | 0 | 0 | 0 | 0 | 0 | 0 | 0 | 0 | 0 | 0 | 0 | 0 | 0 | 0 | 0 | 0 | 0 | 0 | 0 | 0 | 0 | 0 | 0 | 0 | 0 | 0 | 0 | 0 | 0 | 0 | 0 | 0 | 0 | 0 | 0 | 0 | 0 | 0 | 0 | 0 | 0 | 0 | 0 | 0 | Greater_LA_Li_Battery_4hr | Greater_LA_Li_Battery_8hr | Greater_LA_Solar |  | 0 |  |  |  | Greater_LA | Greater_LA
PG&E KERN | Goose Lake | 115 | CA | 93280 | KERN | 4 | 0 | 0 | 0 | 0 | 0 | 0 | 0 | 0 | 0 | 0 | 0 | 0 | 0 | 0 | 0 | 0 | 0 | 0 | 0 | 0 | 0 | 0 | 0 | 0 | 0 | 0 | 0 | 0 | 0 | 0 | 0 | 0 | 0 | 0 | 0 | 0 | 0 | 0 | 0 | 0 | 0 | 0 | 0 | 0 | 0 | 0 | 0 | 0 | 0 | 0 | 0 | 0 | 0 | 0 | 0 | 0 | 0 | 0 | 0 | 0 | 0 | 0 | 0 | 0 | 0 | 0 | 0 | 1 | 1 | 0 | 0 | 0 | 0 | 0 | 0 | 1 | 0 | 0 | 0 | 1 | 0 | 0 | 0 | 0 | 0 | 0 | 0 | 0 | 0 | 0 | 0 | 0 | 0 | 0 | 0 | 0 | 0 | Southern_PGAE_Li_Battery_4hr | Southern_PGAE_Li_Battery_8hr | Southern_PGAE_Solar |  | Central_Valley_North_Los_Banos_Wind |  |  |  | Southern_PGAE | Central_Valley_North_Los_Banos
SCE Metro | Gould | 230 | CA | 91011 | LOS ANGELES | 1 | 0 | 0 | 0 | 0 | 0 | 0 | 0 | 0 | 0 | 1 | 0 | 0 | 0 | 0 | 0 | 0 | 0 | 0 | 0 | 0 | 0 | 0 | 0 | 0 | 0 | 0 | 0 | 0 | 0 | 0 | 0 | 0 | 0 | 0 | 0 | 0 | 0 | 0 | 0 | 0 | 0 | 0 | 0 | 0 | 0 | 0 | 0 | 0 | 0 | 0 | 0 | 0 | 0 | 0 | 0 | 0 | 0 | 0 | 0 | 0 | 0 | 0 | 0 | 0 | 0 | 0 | 0 | 0 | 0 | 0 | 0 | 0 | 0 | 0 | 0 | 0 | 0 | 0 | 0 | 0 | 0 | 0 | 0 | 0 | 0 | 0 | 0 | 0 | 0 | 0 | 0 | 0 | 0 | 0 | 0 | 0 | 0 | Greater_LA_Li_Battery_4hr | Greater_LA_Li_Battery_8hr | Greater_LA_Solar |  | 0 |  |  |  | Greater_LA | Greater_LA
PG&E NGBA | Grand Island | 115 | CA | 95690 | Sacramento | 6 | 0 | 0 | 0 | 0 | 0 | 0 | 0 | 0 | 0 | 0 | 0 | 0 | 0 | 0 | 0 | 0 | 0 | 0 | 0 | 0 | 0 | 0 | 0 | 0 | 0 | 0 | 0 | 0 | 0 | 0 | 0 | 0 | 0 | 0 | 0 | 0 | 0 | 0 | 0 | 1 | 0 | 0 | 0 | 0 | 1 | 1 | 0 | 1 | 0 | 0 | 0 | 0 | 0 | 0 | 0 | 0 | 0 | 0 | 0 | 1 | 1 | 0 | 0 | 0 | 0 | 0 | 0 | 0 | 0 | 0 | 0 | 0 | 0 | 0 | 0 | 0 | 0 | 0 | 0 | 0 | 0 | 0 | 0 | 0 | 0 | 0 | 0 | 0 | 0 | 0 | 0 | 0 | 0 | 0 | 0 | 0 | 0 | Northern_California_Li_Battery_4hr | Northern_California_Li_Battery_8hr | Northern_California_Solar |  | Solano_Wind |  |  |  | Northern_California | Solano
SDGE | Granite | 69 | CA | 95827 | Sacramento | 3 | 0 | 0 | 0 | 0 | 0 | 0 | 0 | 0 | 0 | 0 | 0 | 0 | 0 | 0 | 0 | 0 | 0 | 0 | 0 | 0 | 0 | 0 | 0 | 0 | 0 | 0 | 0 | 1 | 0 | 0 | 1 | 0 | 1 | 0 | 0 | 0 | 0 | 0 | 0 | 0 | 0 | 0 | 0 | 0 | 0 | 0 | 0 | 0 | 0 | 0 | 0 | 0 | 0 | 0 | 0 | 0 | 0 | 0 | 0 | 0 | 0 | 0 | 0 | 0 | 0 | 0 | 0 | 0 | 0 | 0 | 0 | 0 | 0 | 0 | 0 | 0 | 0 | 0 | 0 | 0 | 0 | 0 | 0 | 0 | 0 | 0 | 0 | 0 | 0 | 0 | 0 | 0 | 0 | 0 | 0 | 0 | 0 | Northern_California_Li_Battery_4hr | Northern_California_Li_Battery_8hr | Northern_California_Solar |  | Solano_Wind |  |  |  | Northern_California | Solano
PG&E GBA | Grant | 115 | CA | 94579 | ALAMEDA | 2 | 0 | 0 | 0 | 0 | 0 | 0 | 0 | 0 | 0 | 0 | 0 | 0 | 0 | 0 | 0 | 0 | 0 | 0 | 0 | 0 | 0 | 0 | 0 | 0 | 0 | 0 | 0 | 0 | 0 | 0 | 0 | 0 | 0 | 0 | 0 | 0 | 0 | 0 | 0 | 1 | 0 | 0 | 0 | 0 | 0 | 0 | 0 | 0 | 0 | 0 | 0 | 0 | 1 | 0 | 0 | 0 | 0 | 0 | 0 | 0 | 0 | 0 | 0 | 0 | 0 | 0 | 0 | 0 | 0 | 0 | 0 | 0 | 0 | 0 | 0 | 0 | 0 | 0 | 0 | 0 | 0 | 0 | 0 | 0 | 0 | 0 | 0 | 0 | 0 | 0 | 0 | 0 | 0 | 0 | 0 | 0 | 0 | Northern_California_Li_Battery_4hr | Northern_California_Li_Battery_8hr | Northern_California_Solar |  | Solano_Wind |  |  |  | Northern_California | Solano
PG&E GBA | Green Valley | 115 | CA | 95076 | SANTA CRUZ | 5 | 0 | 0 | 0 | 0 | 0 | 0 | 0 | 0 | 0 | 0 | 0 | 0 | 0 | 0 | 0 | 0 | 0 | 0 | 0 | 0 | 0 | 0 | 0 | 0 | 0 | 0 | 0 | 0 | 0 | 0 | 0 | 0 | 0 | 0 | 0 | 0 | 0 | 0 | 0 | 0 | 0 | 0 | 0 | 0 | 0 | 0 | 0 | 0 | 0 | 0 | 0 | 0 | 1 | 0 | 0 | 1 | 0 | 0 | 0 | 1 | 0 | 0 | 0 | 0 | 1 | 0 | 0 | 0 | 0 | 0 | 0 | 0 | 0 | 0 | 0 | 0 | 0 | 0 | 0 | 0 | 0 | 0 | 0 | 0 | 0 | 0 | 0 | 0 | 0 | 0 | 0 | 0 | 0 | 0 | 0 | 0 | 1 | Northern_California_Li_Battery_4hr | Northern_California_Li_Battery_8hr | Northern_California_Solar |  | Kern_Greater_Carrizo_Wind |  |  |  | Northern_California | Peninsula_Monterey
PG&E NGBA | Greenleaf 1 | 115 | CA |  |  | 7 | 0 | 0 | 0 | 0 | 0 | 0 | 0 | 0 | 0 | 0 | 0 | 0 | 0 | 0 | 0 | 0 | 0 | 0 | 0 | 0 | 0 | 0 | 0 | 0 | 0 | 0 | 0 | 0 | 0 | 0 | 0 | 0 | 0 | 0 | 0 | 0 | 0 | 0 | 0 | 1 | 0 | 0 | 0 | 0 | 1 | 1 | 1 | 1 | 0 | 0 | 0 | 0 | 0 | 0 | 0 | 0 | 0 | 0 | 0 | 1 | 1 | 0 | 0 | 0 | 0 | 0 | 0 | 0 | 0 | 0 | 0 | 0 | 0 | 0 | 0 | 0 | 0 | 0 | 0 | 0 | 0 | 0 | 0 | 0 | 0 | 0 | 0 | 0 | 0 | 0 | 0 | 0 | 0 | 0 | 0 | 0 | 0 | Northern_California_Li_Battery_4hr | Northern_California_Li_Battery_8hr | Northern_California_Solar |  | Northern_California_Wind |  |  |  | Northern_California | Northern_California
PG&E FRESNO | Gregg | 230 | CA | 93636 | MADERA | 10 | 0 | 0 | 0 | 0 | 0 | 0 | 0 | 0 | 0 | 0 | 0 | 0 | 0 | 0 | 0 | 0 | 0 | 0 | 0 | 0 | 0 | 0 | 0 | 0 | 0 | 0 | 0 | 0 | 0 | 0 | 0 | 0 | 0 | 0 | 0 | 0 | 0 | 0 | 0 | 0 | 0 | 0 | 0 | 0 | 0 | 1 | 0 | 0 | 0 | 0 | 0 | 0 | 0 | 0 | 0 | 0 | 0 | 0 | 0 | 0 | 0 | 0 | 0 | 0 | 0 | 0 | 0 | 0 | 0 | 0 | 0 | 0 | 0 | 0 | 0 | 0 | 0 | 0 | 1 | 1 | 0 | 1 | 1 | 1 | 0 | 1 | 0 | 1 | 1 | 1 | 0 | 0 | 0 | 0 | 0 | 0 | 0 | Southern_PGAE_Li_Battery_4hr | Southern_PGAE_Li_Battery_8hr | Southern_PGAE_Solar |  | Central_Valley_North_Los_Banos_Wind |  |  |  | Southern_PGAE | Central_Valley_North_Los_Banos
PG&E FRESNO | Grimmway-Malaga | 115 | CA | 93307 | KERN | 6 | 0 | 0 | 0 | 0 | 0 | 0 | 0 | 0 | 0 | 0 | 0 | 0 | 0 | 0 | 0 | 0 | 0 | 0 | 0 | 0 | 0 | 0 | 0 | 0 | 0 | 0 | 0 | 0 | 0 | 0 | 0 | 0 | 0 | 0 | 0 | 0 | 0 | 0 | 0 | 0 | 0 | 0 | 0 | 0 | 0 | 1 | 0 | 0 | 0 | 0 | 0 | 0 | 0 | 0 | 0 | 0 | 0 | 0 | 0 | 0 | 0 | 0 | 0 | 0 | 0 | 0 | 0 | 0 | 0 | 0 | 0 | 0 | 0 | 0 | 0 | 0 | 0 | 0 | 1 | 1 | 0 | 1 | 0 | 0 | 0 | 1 | 0 | 0 | 0 | 1 | 0 | 0 | 0 | 0 | 0 | 0 | 0 | Southern_PGAE_Li_Battery_4hr | Southern_PGAE_Li_Battery_8hr | Southern_PGAE_Solar |  | Central_Valley_North_Los_Banos_Wind |  |  |  | Southern_PGAE | Central_Valley_North_Los_Banos
PG&E NGBA | Grizzly | 230 | CA | 95915 | PLUMAS | 9 | 0 | 0 | 0 | 0 | 0 | 0 | 0 | 0 | 0 | 0 | 0 | 0 | 0 | 0 | 0 | 0 | 0 | 0 | 0 | 0 | 0 | 0 | 0 | 0 | 0 | 0 | 0 | 0 | 0 | 0 | 0 | 0 | 0 | 0 | 0 | 0 | 0 | 0 | 0 | 1 | 1 | 0 | 1 | 0 | 1 | 1 | 1 | 1 | 0 | 0 | 0 | 0 | 0 | 0 | 0 | 0 | 0 | 0 | 0 | 1 | 1 | 0 | 0 | 0 | 0 | 0 | 0 | 0 | 0 | 0 | 0 | 0 | 0 | 0 | 0 | 0 | 0 | 0 | 0 | 0 | 0 | 0 | 0 | 0 | 0 | 0 | 0 | 0 | 0 | 0 | 0 | 0 | 0 | 0 | 0 | 0 | 0 | Northern_California_Li_Battery_4hr | Northern_California_Li_Battery_8hr | Northern_California_Solar |  | Northern_California_Wind |  |  |  | Northern_California | Northern_California
PG&E FRESNO | Guernsey | 70 | CA | 93230 | Kings | 7 | 0 | 0 | 0 | 0 | 0 | 0 | 0 | 0 | 0 | 0 | 0 | 0 | 0 | 0 | 0 | 0 | 0 | 0 | 0 | 0 | 0 | 0 | 0 | 0 | 0 | 0 | 0 | 0 | 0 | 0 | 0 | 0 | 0 | 0 | 0 | 0 | 0 | 0 | 0 | 0 | 0 | 0 | 0 | 0 | 0 | 1 | 0 | 0 | 0 | 0 | 0 | 0 | 0 | 0 | 0 | 0 | 0 | 0 | 0 | 0 | 0 | 0 | 0 | 0 | 0 | 0 | 0 | 0 | 0 | 0 | 0 | 0 | 0 | 0 | 0 | 0 | 0 | 0 | 1 | 1 | 0 | 1 | 0 | 0 | 0 | 1 | 0 | 0 | 0 | 1 | 0 | 0 | 0 | 0 | 1 | 0 | 0 | Southern_PGAE_Li_Battery_4hr | Southern_PGAE_Li_Battery_8hr | Southern_PGAE_Solar |  | Central_Valley_North_Los_Banos_Wind |  |  |  | Southern_PGAE | Central_Valley_North_Los_Banos
PG&E FRESNO | GWF Hanford | 115 | CA | 94565 | CONTRA COSTA | 7 | 0 | 0 | 0 | 0 | 0 | 0 | 0 | 0 | 0 | 0 | 0 | 0 | 0 | 0 | 0 | 0 | 0 | 0 | 0 | 0 | 0 | 0 | 0 | 0 | 0 | 0 | 0 | 0 | 0 | 0 | 0 | 0 | 0 | 0 | 0 | 0 | 0 | 0 | 0 | 0 | 0 | 0 | 0 | 0 | 0 | 1 | 0 | 0 | 0 | 0 | 0 | 0 | 0 | 0 | 0 | 0 | 0 | 0 | 0 | 0 | 0 | 0 | 0 | 0 | 0 | 0 | 0 | 0 | 0 | 0 | 0 | 0 | 0 | 0 | 0 | 0 | 0 | 0 | 1 | 1 | 0 | 1 | 0 | 1 | 0 | 1 | 0 | 0 | 0 | 1 | 0 | 0 | 0 | 0 | 0 | 0 | 0 | Northern_California_Li_Battery_4hr | Northern_California_Li_Battery_8hr | Northern_California_Solar |  | Solano_Wind |  |  |  | Northern_California | Solano
PG&E FRESNO | Haas | 230 | CA | 93664 | FRESNO | 6 | 0 | 0 | 0 | 0 | 0 | 0 | 0 | 0 | 0 | 0 | 0 | 0 | 0 | 0 | 0 | 0 | 0 | 0 | 0 | 0 | 0 | 0 | 0 | 0 | 0 | 0 | 0 | 0 | 0 | 0 | 0 | 0 | 0 | 0 | 0 | 0 | 0 | 0 | 0 | 0 | 0 | 0 | 0 | 0 | 0 | 1 | 0 | 0 | 0 | 0 | 0 | 0 | 0 | 0 | 0 | 0 | 0 | 0 | 0 | 0 | 0 | 0 | 0 | 0 | 0 | 0 | 0 | 0 | 0 | 0 | 0 | 0 | 0 | 0 | 0 | 0 | 0 | 0 | 1 | 1 | 0 | 1 | 0 | 0 | 0 | 1 | 0 | 0 | 0 | 1 | 0 | 0 | 0 | 0 | 0 | 0 | 0 | Southern_PGAE_Li_Battery_4hr | Southern_PGAE_Li_Battery_8hr | Southern_PGAE_Solar |  | Central_Valley_North_Los_Banos_Wind |  |  |  | Southern_PGAE | Central_Valley_North_Los_Banos
PG&E FRESNO | Hammonds | 115 | CA | 93622 | Fresno | 4 | 0 | 0 | 0 | 0 | 0 | 0 | 0 | 0 | 0 | 0 | 0 | 0 | 0 | 0 | 0 | 0 | 0 | 0 | 0 | 0 | 0 | 0 | 0 | 0 | 0 | 0 | 0 | 0 | 0 | 0 | 0 | 0 | 0 | 0 | 0 | 0 | 0 | 0 | 0 | 0 | 0 | 0 | 0 | 0 | 0 | 0 | 0 | 0 | 0 | 0 | 0 | 0 | 0 | 0 | 0 | 0 | 0 | 0 | 0 | 0 | 0 | 0 | 0 | 0 | 0 | 0 | 0 | 0 | 0 | 0 | 0 | 0 | 0 | 0 | 0 | 0 | 0 | 0 | 0 | 1 | 0 | 0 | 0 | 0 | 0 | 1 | 0 | 1 | 0 | 0 | 0 | 0 | 1 | 0 | 0 | 0 | 0 | Southern_PGAE_Li_Battery_4hr | Southern_PGAE_Li_Battery_8hr | Southern_PGAE_Solar |  | Central_Valley_North_Los_Banos_Wind |  |  |  | Southern_PGAE | Central_Valley_North_Los_Banos
SCE Metro | HarborGen | 230 | CA | 90813 | LOS ANGELES | 1 | 0 | 0 | 0 | 0 | 0 | 0 | 0 | 0 | 0 | 1 | 0 | 0 | 0 | 0 | 0 | 0 | 0 | 0 | 0 | 0 | 0 | 0 | 0 | 0 | 0 | 0 | 0 | 0 | 0 | 0 | 0 | 0 | 0 | 0 | 0 | 0 | 0 | 0 | 0 | 0 | 0 | 0 | 0 | 0 | 0 | 0 | 0 | 0 | 0 | 0 | 0 | 0 | 0 | 0 | 0 | 0 | 0 | 0 | 0 | 0 | 0 | 0 | 0 | 0 | 0 | 0 | 0 | 0 | 0 | 0 | 0 | 0 | 0 | 0 | 0 | 0 | 0 | 0 | 0 | 0 | 0 | 0 | 0 | 0 | 0 | 0 | 0 | 0 | 0 | 0 | 0 | 0 | 0 | 0 | 0 | 0 | 0 | Greater_LA_Li_Battery_4hr | Greater_LA_Li_Battery_8hr | Greater_LA_Solar |  | 0 |  |  |  | Greater_LA | Greater_LA
PG&E NGBA | Harris | 60 | CA | 95503 | Humboldt | 1 | 0 | 0 | 0 | 0 | 0 | 0 | 0 | 0 | 0 | 0 | 0 | 0 | 0 | 0 | 0 | 0 | 0 | 0 | 0 | 0 | 0 | 0 | 0 | 0 | 0 | 0 | 0 | 0 | 0 | 0 | 0 | 0 | 0 | 0 | 0 | 0 | 0 | 0 | 0 | 1 | 0 | 0 | 0 | 0 | 0 | 0 | 0 | 0 | 0 | 0 | 0 | 0 | 0 | 0 | 0 | 0 | 0 | 0 | 0 | 0 | 0 | 0 | 0 | 0 | 0 | 0 | 0 | 0 | 0 | 0 | 0 | 0 | 0 | 0 | 0 | 0 | 0 | 0 | 0 | 0 | 0 | 0 | 0 | 0 | 0 | 0 | 0 | 0 | 0 | 0 | 0 | 0 | 0 | 0 | 0 | 0 | 0 | Northern_California_Li_Battery_4hr | Northern_California_Li_Battery_8hr | Northern_California_Solar |  | Humboldt_Wind |  |  |  | Northern_California | Humboldt
EOP | Harry Allen | 500 | NV | 89040 | CLARK | 2 | 0 | 0 | 0 | 0 | 0 | 0 | 0 | 0 | 0 | 0 | 0 | 0 | 0 | 0 | 0 | 0 | 0 | 0 | 0 | 0 | 0 | 0 | 0 | 1 | 1 | 0 | 0 | 0 | 0 | 0 | 0 | 0 | 0 | 0 | 0 | 0 | 0 | 0 | 0 | 0 | 0 | 0 | 0 | 0 | 0 | 0 | 0 | 0 | 0 | 0 | 0 | 0 | 0 | 0 | 0 | 0 | 0 | 0 | 0 | 0 | 0 | 0 | 0 | 0 | 0 | 0 | 0 | 0 | 0 | 0 | 0 | 0 | 0 | 0 | 0 | 0 | 0 | 0 | 0 | 0 | 0 | 0 | 0 | 0 | 0 | 0 | 0 | 0 | 0 | 0 | 0 | 0 | 0 | 0 | 0 | 0 | 0 | 0 | 0 | 0 |  | 0 | Idaho_Wind |  |  | Nevada | Nevada
PG&E NGBA | Hartley | 60 | CA | 95453 | Lake | 3 | 0 | 0 | 0 | 0 | 0 | 0 | 0 | 0 | 0 | 0 | 0 | 0 | 0 | 0 | 0 | 0 | 0 | 0 | 0 | 0 | 0 | 0 | 0 | 0 | 0 | 0 | 0 | 0 | 0 | 0 | 0 | 0 | 0 | 0 | 0 | 0 | 0 | 0 | 0 | 1 | 0 | 0 | 0 | 0 | 0 | 0 | 0 | 0 | 0 | 0 | 0 | 0 | 1 | 0 | 0 | 0 | 0 | 0 | 0 | 0 | 0 | 0 | 0 | 0 | 0 | 0 | 1 | 0 | 0 | 0 | 0 | 0 | 0 | 0 | 0 | 0 | 0 | 0 | 0 | 0 | 0 | 0 | 0 | 0 | 0 | 0 | 0 | 0 | 0 | 0 | 0 | 0 | 0 | 0 | 0 | 0 | 0 | Northern_California_Li_Battery_4hr | Northern_California_Li_Battery_8hr | Northern_California_Solar |  | Northern_California_Wind |  |  |  | Northern_California | Northern_California
SCE NOL | Harvard | 115 | CA | 92365 | San Bernardino | 3 | 0 | 0 | 0 | 0 | 0 | 0 | 0 | 0 | 0 | 0 | 0 | 1 | 1 | 1 | 0 | 0 | 0 | 0 | 0 | 0 | 0 | 0 | 0 | 0 | 0 | 0 | 0 | 0 | 0 | 0 | 0 | 0 | 0 | 0 | 0 | 0 | 0 | 0 | 0 | 0 | 0 | 0 | 0 | 0 | 0 | 0 | 0 | 0 | 0 | 0 | 0 | 0 | 0 | 0 | 0 | 0 | 0 | 0 | 0 | 0 | 0 | 0 | 0 | 0 | 0 | 0 | 0 | 0 | 0 | 0 | 0 | 0 | 0 | 0 | 0 | 0 | 0 | 0 | 0 | 0 | 0 | 0 | 0 | 0 | 0 | 0 | 0 | 0 | 0 | 0 | 0 | 0 | 0 | 0 | 0 | 0 | 0 | Greater_Kramer_Li_Battery_4hr | Greater_Kramer_Li_Battery_8hr | Greater_Kramer_Solar |  | Greater_Kramer_Wind |  |  |  | Greater_Kramer | Greater_Kramer (Exclude)
SDGE | Hassayampa | 500 | AZ | 85354 | MARICOPA | 3 | 0 | 0 | 0 | 0 | 0 | 0 | 0 | 0 | 0 | 0 | 0 | 0 | 0 | 0 | 0 | 0 | 0 | 1 | 0 | 0 | 0 | 0 | 0 | 0 | 1 | 0 | 0 | 0 | 0 | 0 | 0 | 1 | 0 | 0 | 0 | 0 | 0 | 0 | 0 | 0 | 0 | 0 | 0 | 0 | 0 | 0 | 0 | 0 | 0 | 0 | 0 | 0 | 0 | 0 | 0 | 0 | 0 | 0 | 0 | 0 | 0 | 0 | 0 | 0 | 0 | 0 | 0 | 0 | 0 | 0 | 0 | 0 | 0 | 0 | 0 | 0 | 0 | 0 | 0 | 0 | 0 | 0 | 0 | 0 | 0 | 0 | 0 | 0 | 0 | 0 | 0 | 0 | 0 | 0 | 0 | 0 | 0 | Arizona_Li_Battery_4hr | Arizona_Li_Battery_8hr | Arizona_Solar |  | 0 |  |  |  | Arizona | Arizona
PG&E FRESNO | Helm | 230 | CA | 93660 | FRESNO | 6 | 0 | 0 | 0 | 0 | 0 | 0 | 0 | 0 | 0 | 0 | 0 | 0 | 0 | 0 | 0 | 0 | 0 | 0 | 0 | 0 | 0 | 0 | 0 | 0 | 0 | 0 | 0 | 0 | 0 | 0 | 0 | 0 | 0 | 0 | 0 | 0 | 0 | 0 | 0 | 0 | 0 | 0 | 0 | 0 | 0 | 1 | 0 | 0 | 0 | 0 | 0 | 0 | 0 | 0 | 0 | 0 | 0 | 0 | 0 | 0 | 0 | 0 | 0 | 0 | 0 | 0 | 0 | 0 | 0 | 0 | 0 | 0 | 0 | 0 | 0 | 0 | 0 | 0 | 1 | 1 | 0 | 1 | 0 | 0 | 0 | 1 | 0 | 0 | 0 | 1 | 0 | 0 | 0 | 0 | 0 | 0 | 0 | Southern_PGAE_Li_Battery_4hr | Southern_PGAE_Li_Battery_8hr | Southern_PGAE_Solar |  | Central_Valley_North_Los_Banos_Wind |  |  |  | Southern_PGAE | Central_Valley_North_Los_Banos
PG&E FRESNO | Helm | 70 | CA | 93660 | FRESNO | 4 | 0 | 0 | 0 | 0 | 0 | 0 | 0 | 0 | 0 | 0 | 0 | 0 | 0 | 0 | 0 | 0 | 0 | 0 | 0 | 0 | 0 | 0 | 0 | 0 | 0 | 0 | 0 | 0 | 0 | 0 | 0 | 0 | 0 | 0 | 0 | 0 | 0 | 0 | 0 | 0 | 0 | 0 | 0 | 0 | 0 | 0 | 0 | 0 | 0 | 0 | 0 | 0 | 0 | 0 | 0 | 0 | 0 | 0 | 0 | 0 | 0 | 0 | 0 | 0 | 0 | 0 | 0 | 0 | 0 | 0 | 0 | 0 | 0 | 0 | 0 | 0 | 0 | 0 | 0 | 1 | 0 | 1 | 0 | 0 | 0 | 1 | 0 | 0 | 0 | 0 | 0 | 1 | 0 | 0 | 0 | 0 | 0 | Southern_PGAE_Li_Battery_4hr | Southern_PGAE_Li_Battery_8hr | Southern_PGAE_Solar |  | Central_Valley_North_Los_Banos_Wind |  |  |  | Southern_PGAE | Central_Valley_North_Los_Banos
PG&E FRESNO | Henrietta | 115 | CA | 93245 | KINGS | 4 | 0 | 0 | 0 | 0 | 0 | 0 | 0 | 0 | 0 | 0 | 0 | 0 | 0 | 0 | 0 | 0 | 0 | 0 | 0 | 0 | 0 | 0 | 0 | 0 | 0 | 0 | 0 | 0 | 0 | 0 | 0 | 0 | 0 | 0 | 0 | 0 | 0 | 0 | 0 | 0 | 0 | 0 | 0 | 0 | 0 | 0 | 0 | 0 | 0 | 0 | 0 | 0 | 0 | 0 | 0 | 0 | 0 | 0 | 0 | 0 | 0 | 0 | 0 | 0 | 0 | 0 | 0 | 0 | 1 | 0 | 0 | 0 | 0 | 0 | 0 | 0 | 0 | 0 | 0 | 1 | 0 | 1 | 0 | 0 | 0 | 1 | 0 | 0 | 0 | 0 | 0 | 0 | 0 | 0 | 0 | 0 | 0 | Southern_PGAE_Li_Battery_4hr | Southern_PGAE_Li_Battery_8hr | Southern_PGAE_Solar |  | Central_Valley_North_Los_Banos_Wind |  |  |  | Southern_PGAE | Central_Valley_North_Los_Banos
PG&E FRESNO | Henrietta | 230 | CA | 93245 | KINGS | 3 | 0 | 0 | 0 | 0 | 0 | 0 | 0 | 0 | 0 | 0 | 0 | 0 | 0 | 0 | 0 | 0 | 0 | 0 | 0 | 0 | 0 | 0 | 0 | 0 | 0 | 0 | 0 | 0 | 0 | 0 | 0 | 0 | 0 | 0 | 0 | 0 | 0 | 0 | 0 | 0 | 0 | 0 | 0 | 0 | 0 | 0 | 0 | 0 | 0 | 0 | 0 | 0 | 0 | 0 | 0 | 0 | 0 | 0 | 0 | 0 | 0 | 0 | 0 | 0 | 0 | 0 | 0 | 0 | 1 | 0 | 0 | 0 | 0 | 0 | 0 | 0 | 0 | 0 | 0 | 1 | 0 | 1 | 0 | 0 | 0 | 0 | 0 | 0 | 0 | 0 | 0 | 0 | 0 | 0 | 0 | 0 | 0 | Southern_PGAE_Li_Battery_4hr | Southern_PGAE_Li_Battery_8hr | Southern_PGAE_Solar |  | Central_Valley_North_Los_Banos_Wind |  |  |  | Southern_PGAE | Central_Valley_North_Los_Banos
PG&E FRESNO | Henrietta | 70 | CA | 93245 | KINGS | 6 | 0 | 0 | 0 | 0 | 0 | 0 | 0 | 0 | 0 | 0 | 0 | 0 | 0 | 0 | 0 | 0 | 0 | 0 | 0 | 0 | 0 | 0 | 0 | 0 | 0 | 0 | 0 | 0 | 0 | 0 | 0 | 0 | 0 | 0 | 0 | 0 | 0 | 0 | 0 | 0 | 0 | 0 | 0 | 0 | 0 | 1 | 0 | 0 | 0 | 0 | 0 | 0 | 0 | 0 | 0 | 0 | 0 | 0 | 0 | 0 | 0 | 0 | 0 | 0 | 0 | 0 | 0 | 0 | 0 | 0 | 0 | 0 | 0 | 0 | 0 | 0 | 0 | 0 | 1 | 0 | 0 | 1 | 0 | 0 | 0 | 1 | 0 | 0 | 0 | 1 | 0 | 0 | 0 | 0 | 1 | 0 | 0 | Southern_PGAE_Li_Battery_4hr | Southern_PGAE_Li_Battery_8hr | Southern_PGAE_Solar |  | Central_Valley_North_Los_Banos_Wind |  |  |  | Southern_PGAE | Central_Valley_North_Los_Banos
PG&E FRESNO | Herndon | 115 | CA | 93722 | FRESNO | 7 | 0 | 0 | 0 | 0 | 0 | 0 | 0 | 0 | 0 | 0 | 0 | 0 | 0 | 0 | 0 | 0 | 0 | 0 | 0 | 0 | 0 | 0 | 0 | 0 | 0 | 0 | 0 | 0 | 0 | 0 | 0 | 0 | 0 | 0 | 0 | 0 | 0 | 0 | 0 | 0 | 0 | 0 | 0 | 0 | 0 | 0 | 0 | 0 | 0 | 0 | 0 | 0 | 0 | 0 | 0 | 0 | 0 | 0 | 0 | 0 | 0 | 0 | 0 | 0 | 0 | 0 | 0 | 0 | 0 | 0 | 0 | 0 | 0 | 0 | 0 | 0 | 0 | 0 | 0 | 1 | 0 | 1 | 1 | 1 | 0 | 1 | 0 | 1 | 0 | 0 | 0 | 0 | 1 | 0 | 0 | 0 | 0 | Southern_PGAE_Li_Battery_4hr | Southern_PGAE_Li_Battery_8hr | Southern_PGAE_Solar |  | Central_Valley_North_Los_Banos_Wind |  |  |  | Southern_PGAE | Central_Valley_North_Los_Banos
PG&E FRESNO | Herndon | 230 | CA | 93722 | FRESNO | 8 | 0 | 0 | 0 | 0 | 0 | 0 | 0 | 0 | 0 | 0 | 0 | 0 | 0 | 0 | 0 | 0 | 0 | 0 | 0 | 0 | 0 | 0 | 0 | 0 | 0 | 0 | 0 | 0 | 0 | 0 | 0 | 0 | 0 | 0 | 0 | 0 | 0 | 0 | 0 | 0 | 0 | 0 | 0 | 0 | 0 | 0 | 0 | 0 | 0 | 0 | 0 | 0 | 0 | 0 | 0 | 0 | 0 | 0 | 0 | 1 | 0 | 0 | 0 | 0 | 0 | 0 | 0 | 0 | 0 | 0 | 0 | 0 | 0 | 0 | 0 | 0 | 0 | 0 | 0 | 1 | 0 | 1 | 1 | 1 | 0 | 1 | 0 | 1 | 0 | 0 | 0 | 0 | 1 | 0 | 0 | 0 | 0 | Southern_PGAE_Li_Battery_4hr | Southern_PGAE_Li_Battery_8hr | Southern_PGAE_Solar |  | Central_Valley_North_Los_Banos_Wind |  |  |  | Southern_PGAE | Central_Valley_North_Los_Banos
PG&E GBA | Hicks | 230 | CA | 95124 | SANTA CLARA | 3 | 0 | 0 | 0 | 0 | 0 | 0 | 0 | 0 | 0 | 0 | 0 | 0 | 0 | 0 | 0 | 0 | 0 | 0 | 0 | 0 | 0 | 0 | 0 | 0 | 0 | 0 | 0 | 0 | 0 | 0 | 0 | 0 | 0 | 0 | 0 | 0 | 0 | 0 | 0 | 0 | 0 | 0 | 0 | 0 | 0 | 0 | 0 | 0 | 0 | 0 | 0 | 0 | 1 | 0 | 0 | 0 | 0 | 0 | 0 | 1 | 0 | 0 | 0 | 0 | 0 | 0 | 0 | 0 | 0 | 0 | 0 | 0 | 0 | 0 | 0 | 0 | 0 | 0 | 0 | 0 | 0 | 0 | 0 | 0 | 0 | 0 | 0 | 0 | 0 | 0 | 0 | 0 | 0 | 0 | 0 | 0 | 1 | Northern_California_Li_Battery_4hr | Northern_California_Li_Battery_8hr | Northern_California_Solar |  | Kern_Greater_Carrizo_Wind |  |  |  | Northern_California | Peninsula_Monterey
PG&E NGBA | Higgins | 115 | CA | 95949 | NEVADA | 7 | 0 | 0 | 0 | 0 | 0 | 0 | 0 | 0 | 0 | 0 | 0 | 0 | 0 | 0 | 0 | 0 | 0 | 0 | 0 | 0 | 0 | 0 | 0 | 0 | 0 | 0 | 0 | 0 | 0 | 0 | 0 | 0 | 0 | 0 | 0 | 0 | 0 | 0 | 0 | 1 | 0 | 0 | 1 | 0 | 0 | 1 | 1 | 1 | 0 | 0 | 0 | 0 | 0 | 0 | 0 | 0 | 0 | 0 | 0 | 1 | 1 | 0 | 0 | 0 | 0 | 0 | 0 | 0 | 0 | 0 | 0 | 0 | 0 | 0 | 0 | 0 | 0 | 0 | 0 | 0 | 0 | 0 | 0 | 0 | 0 | 0 | 0 | 0 | 0 | 0 | 0 | 0 | 0 | 0 | 0 | 0 | 0 | Northern_California_Li_Battery_4hr | Northern_California_Li_Battery_8hr | Northern_California_Solar |  | Northern_California_Wind |  |  |  | Northern_California | Northern_California
PG&E NGBA | Hilltop | 345 | CA | 96101 | MODOC | 1 | 0 | 0 | 0 | 0 | 0 | 0 | 0 | 0 | 0 | 0 | 0 | 0 | 0 | 0 | 0 | 0 | 0 | 0 | 0 | 0 | 0 | 0 | 0 | 0 | 0 | 0 | 0 | 0 | 0 | 0 | 0 | 0 | 0 | 0 | 0 | 0 | 0 | 0 | 0 | 1 | 0 | 0 | 0 | 0 | 0 | 0 | 0 | 0 | 0 | 0 | 0 | 0 | 0 | 0 | 0 | 0 | 0 | 0 | 0 | 0 | 0 | 0 | 0 | 0 | 0 | 0 | 0 | 0 | 0 | 0 | 0 | 0 | 0 | 0 | 0 | 0 | 0 | 0 | 0 | 0 | 0 | 0 | 0 | 0 | 0 | 0 | 0 | 0 | 0 | 0 | 0 | 0 | 0 | 0 | 0 | 0 | 0 | Northern_California_Li_Battery_4hr | Northern_California_Li_Battery_8hr | Northern_California_Solar |  | Northern_California_Wind |  |  |  | Northern_California | Northern_California
SCE Metro | Hinson | 230 | CA | 90810 | LOS ANGELES | 2 | 0 | 0 | 0 | 0 | 0 | 0 | 0 | 0 | 1 | 1 | 0 | 0 | 0 | 0 | 0 | 0 | 0 | 0 | 0 | 0 | 0 | 0 | 0 | 0 | 0 | 0 | 0 | 0 | 0 | 0 | 0 | 0 | 0 | 0 | 0 | 0 | 0 | 0 | 0 | 0 | 0 | 0 | 0 | 0 | 0 | 0 | 0 | 0 | 0 | 0 | 0 | 0 | 0 | 0 | 0 | 0 | 0 | 0 | 0 | 0 | 0 | 0 | 0 | 0 | 0 | 0 | 0 | 0 | 0 | 0 | 0 | 0 | 0 | 0 | 0 | 0 | 0 | 0 | 0 | 0 | 0 | 0 | 0 | 0 | 0 | 0 | 0 | 0 | 0 | 0 | 0 | 0 | 0 | 0 | 0 | 0 | 0 | Greater_LA_Li_Battery_4hr | Greater_LA_Li_Battery_8hr | Greater_LA_Solar |  | 0 |  |  |  | Greater_LA | Greater_LA
PG&E GBA | Hollister | 115 | CA | 95023 | SAN BENITO | 4 | 0 | 0 | 0 | 0 | 0 | 0 | 0 | 0 | 0 | 0 | 0 | 0 | 0 | 0 | 0 | 0 | 0 | 0 | 0 | 0 | 0 | 0 | 0 | 0 | 0 | 0 | 0 | 0 | 0 | 0 | 0 | 0 | 0 | 0 | 0 | 0 | 0 | 0 | 0 | 0 | 0 | 0 | 0 | 0 | 0 | 0 | 0 | 0 | 0 | 0 | 0 | 0 | 0 | 0 | 0 | 1 | 0 | 0 | 0 | 1 | 0 | 0 | 0 | 0 | 1 | 0 | 0 | 0 | 0 | 0 | 0 | 0 | 0 | 0 | 0 | 0 | 0 | 0 | 0 | 0 | 0 | 0 | 0 | 0 | 0 | 0 | 0 | 0 | 0 | 0 | 0 | 0 | 0 | 0 | 0 | 0 | 1 | Southern_PGAE_Li_Battery_4hr | Southern_PGAE_Li_Battery_8hr | Southern_PGAE_Solar |  | Kern_Greater_Carrizo_Wind |  |  |  | Southern_PGAE | Peninsula_Monterey
PG&E NGBA | Homestake | 115 | CA | 94558 | NAPA | 6 | 0 | 0 | 0 | 0 | 0 | 0 | 0 | 0 | 0 | 0 | 0 | 0 | 0 | 0 | 0 | 0 | 0 | 0 | 0 | 0 | 0 | 0 | 0 | 0 | 0 | 0 | 0 | 0 | 0 | 0 | 0 | 0 | 0 | 0 | 0 | 0 | 0 | 0 | 0 | 1 | 0 | 1 | 0 | 0 | 0 | 0 | 0 | 0 | 0 | 0 | 0 | 0 | 1 | 0 | 1 | 1 | 0 | 0 | 0 | 0 | 0 | 0 | 0 | 0 | 0 | 0 | 1 | 0 | 0 | 0 | 0 | 0 | 0 | 0 | 0 | 0 | 0 | 0 | 0 | 0 | 0 | 0 | 0 | 0 | 0 | 0 | 0 | 0 | 0 | 0 | 0 | 0 | 0 | 0 | 0 | 0 | 0 | Northern_California_Li_Battery_4hr | Northern_California_Li_Battery_8hr | Northern_California_Solar |  | Northern_California_Wind |  |  |  | Northern_California | Northern_California
PG&E NGBA | Honcut | 115 | CA | 95965 | BUTTE | 7 | 0 | 0 | 0 | 0 | 0 | 0 | 0 | 0 | 0 | 0 | 0 | 0 | 0 | 0 | 0 | 0 | 0 | 0 | 0 | 0 | 0 | 0 | 0 | 0 | 0 | 0 | 0 | 0 | 0 | 0 | 0 | 0 | 0 | 0 | 0 | 0 | 0 | 0 | 0 | 1 | 0 | 0 | 0 | 0 | 1 | 1 | 1 | 1 | 0 | 0 | 0 | 0 | 0 | 0 | 0 | 0 | 0 | 0 | 0 | 1 | 1 | 0 | 0 | 0 | 0 | 0 | 0 | 0 | 0 | 0 | 0 | 0 | 0 | 0 | 0 | 0 | 0 | 0 | 0 | 0 | 0 | 0 | 0 | 0 | 0 | 0 | 0 | 0 | 0 | 0 | 0 | 0 | 0 | 0 | 0 | 0 | 0 | Northern_California_Li_Battery_4hr | Northern_California_Li_Battery_8hr | Northern_California_Solar |  | Northern_California_Wind |  |  |  | Northern_California | Northern_California
SDGE | Hoodoo Wash | 500 | AZ | 85347 | YUMA | 3 | 0 | 0 | 0 | 0 | 0 | 0 | 0 | 0 | 0 | 0 | 0 | 0 | 0 | 0 | 0 | 0 | 0 | 0 | 0 | 0 | 0 | 0 | 0 | 0 | 1 | 0 | 0 | 0 | 0 | 0 | 0 | 1 | 1 | 0 | 0 | 0 | 0 | 0 | 0 | 0 | 0 | 0 | 0 | 0 | 0 | 0 | 0 | 0 | 0 | 0 | 0 | 0 | 0 | 0 | 0 | 0 | 0 | 0 | 0 | 0 | 0 | 0 | 0 | 0 | 0 | 0 | 0 | 0 | 0 | 0 | 0 | 0 | 0 | 0 | 0 | 0 | 0 | 0 | 0 | 0 | 0 | 0 | 0 | 0 | 0 | 0 | 0 | 0 | 0 | 0 | 0 | 0 | 0 | 0 | 0 | 0 | 0 | Arizona_Li_Battery_4hr | Arizona_Li_Battery_8hr | Arizona_Solar |  | 0 |  |  |  | Arizona | Arizona
PG&E NGBA | Hopland | 115 | CA | 95449 | MENDOCINO | 3 | 0 | 0 | 0 | 0 | 0 | 0 | 0 | 0 | 0 | 0 | 0 | 0 | 0 | 0 | 0 | 0 | 0 | 0 | 0 | 0 | 0 | 0 | 0 | 0 | 0 | 0 | 0 | 0 | 0 | 0 | 0 | 0 | 0 | 0 | 0 | 0 | 0 | 0 | 0 | 1 | 0 | 0 | 0 | 0 | 0 | 0 | 0 | 0 | 0 | 0 | 0 | 0 | 1 | 0 | 0 | 0 | 0 | 0 | 0 | 0 | 0 | 0 | 0 | 0 | 0 | 0 | 1 | 0 | 0 | 0 | 0 | 0 | 0 | 0 | 0 | 0 | 0 | 0 | 0 | 0 | 0 | 0 | 0 | 0 | 0 | 0 | 0 | 0 | 0 | 0 | 0 | 0 | 0 | 0 | 0 | 0 | 0 | Northern_California_Li_Battery_4hr | Northern_California_Li_Battery_8hr | Northern_California_Solar |  | Northern_California_Wind |  |  |  | Northern_California | Mendocino_Marin
PG&E NGBA | Hopland | 60 | CA | 95449 | MENDOCINO | 3 | 0 | 0 | 0 | 0 | 0 | 0 | 0 | 0 | 0 | 0 | 0 | 0 | 0 | 0 | 0 | 0 | 0 | 0 | 0 | 0 | 0 | 0 | 0 | 0 | 0 | 0 | 0 | 0 | 0 | 0 | 0 | 0 | 0 | 0 | 0 | 0 | 0 | 0 | 0 | 1 | 0 | 0 | 0 | 0 | 0 | 0 | 0 | 0 | 0 | 0 | 0 | 0 | 1 | 0 | 0 | 0 | 0 | 0 | 0 | 0 | 0 | 0 | 0 | 0 | 0 | 0 | 1 | 0 | 0 | 0 | 0 | 0 | 0 | 0 | 0 | 0 | 0 | 0 | 0 | 0 | 0 | 0 | 0 | 0 | 0 | 0 | 0 | 0 | 0 | 0 | 0 | 0 | 0 | 0 | 0 | 0 | 0 | Northern_California_Li_Battery_4hr | Northern_California_Li_Battery_8hr | Northern_California_Solar |  | Northern_California_Wind |  |  |  | Northern_California | Mendocino_Marin
PG&E NGBA | Humboldt | 115 | CA | 95503 | HUMBOLDT | 1 | 0 | 0 | 0 | 0 | 0 | 0 | 0 | 0 | 0 | 0 | 0 | 0 | 0 | 0 | 0 | 0 | 0 | 0 | 0 | 0 | 0 | 0 | 0 | 0 | 0 | 0 | 0 | 0 | 0 | 0 | 0 | 0 | 0 | 0 | 0 | 0 | 0 | 0 | 0 | 1 | 0 | 0 | 0 | 0 | 0 | 0 | 0 | 0 | 0 | 0 | 0 | 0 | 0 | 0 | 0 | 0 | 0 | 0 | 0 | 0 | 0 | 0 | 0 | 0 | 0 | 0 | 0 | 0 | 0 | 0 | 0 | 0 | 0 | 0 | 0 | 0 | 0 | 0 | 0 | 0 | 0 | 0 | 0 | 0 | 0 | 0 | 0 | 0 | 0 | 0 | 0 | 0 | 0 | 0 | 0 | 0 | 0 | Northern_California_Li_Battery_4hr | Northern_California_Li_Battery_8hr | Northern_California_Solar |  | Humboldt_Wind |  | Humboldt_Bay_Offshore_Wind |  | Northern_California | Humboldt
PG&E NGBA | Humboldt | 60 | CA | 95503 | HUMBOLDT | 1 | 0 | 0 | 0 | 0 | 0 | 0 | 0 | 0 | 0 | 0 | 0 | 0 | 0 | 0 | 0 | 0 | 0 | 0 | 0 | 0 | 0 | 0 | 0 | 0 | 0 | 0 | 0 | 0 | 0 | 0 | 0 | 0 | 0 | 0 | 0 | 0 | 0 | 0 | 0 | 1 | 0 | 0 | 0 | 0 | 0 | 0 | 0 | 0 | 0 | 0 | 0 | 0 | 0 | 0 | 0 | 0 | 0 | 0 | 0 | 0 | 0 | 0 | 0 | 0 | 0 | 0 | 0 | 0 | 0 | 0 | 0 | 0 | 0 | 0 | 0 | 0 | 0 | 0 | 0 | 0 | 0 | 0 | 0 | 0 | 0 | 0 | 0 | 0 | 0 | 0 | 0 | 0 | 0 | 0 | 0 | 0 | 0 | Northern_California_Li_Battery_4hr | Northern_California_Li_Battery_8hr | Northern_California_Solar |  | Humboldt_Wind |  |  |  | Northern_California | Humboldt
PG&E NGBA | Humboldt | 500 | CA |  |  | 2 | 0 | 0 | 0 | 0 | 0 | 0 | 0 | 0 | 0 | 0 | 0 | 0 | 0 | 0 | 0 | 0 | 0 | 0 | 0 | 0 | 0 | 0 | 0 | 0 | 0 | 0 | 0 | 0 | 0 | 0 | 0 | 0 | 0 | 0 | 0 | 0 | 0 | 0 | 0 | 1 | 0 | 0 | 0 | 0 | 0 | 0 | 0 | 0 | 1 | 0 | 0 | 0 | 0 | 0 | 0 | 0 | 0 | 0 | 0 | 0 | 0 | 0 | 0 | 0 | 0 | 0 | 0 | 0 | 0 | 0 | 0 | 0 | 0 | 0 | 0 | 0 | 0 | 0 | 0 | 0 | 0 | 0 | 0 | 0 | 0 | 0 | 0 | 0 | 0 | 0 | 0 | 0 | 0 | 0 | 0 | 0 | 0 | Northern_California_Li_Battery_4hr | Northern_California_Li_Battery_8hr | Northern_California_Solar |  | Humboldt_Wind |  | Humboldt_Bay_Offshore_Wind |  | Northern_California | Humboldt
SCE Metro | Huntington Beach | 230 | CA | 92646 | ORANGE | 1 | 0 | 0 | 0 | 0 | 0 | 0 | 0 | 0 | 0 | 1 | 0 | 0 | 0 | 0 | 0 | 0 | 0 | 0 | 0 | 0 | 0 | 0 | 0 | 0 | 0 | 0 | 0 | 0 | 0 | 0 | 0 | 0 | 0 | 0 | 0 | 0 | 0 | 0 | 0 | 0 | 0 | 0 | 0 | 0 | 0 | 0 | 0 | 0 | 0 | 0 | 0 | 0 | 0 | 0 | 0 | 0 | 0 | 0 | 0 | 0 | 0 | 0 | 0 | 0 | 0 | 0 | 0 | 0 | 0 | 0 | 0 | 0 | 0 | 0 | 0 | 0 | 0 | 0 | 0 | 0 | 0 | 0 | 0 | 0 | 0 | 0 | 0 | 0 | 0 | 0 | 0 | 0 | 0 | 0 | 0 | 0 | 0 | Greater_LA_Li_Battery_4hr | Greater_LA_Li_Battery_8hr | Greater_LA_Solar |  | 0 |  |  |  | Greater_LA | Greater_LA
PG&E NGBA | Ignacio | 115 | CA | 94945 | MARIN | 7 | 0 | 0 | 0 | 0 | 0 | 0 | 0 | 0 | 0 | 0 | 0 | 0 | 0 | 0 | 0 | 0 | 0 | 0 | 0 | 0 | 0 | 0 | 0 | 0 | 0 | 0 | 0 | 0 | 0 | 0 | 0 | 0 | 0 | 0 | 0 | 0 | 0 | 0 | 0 | 1 | 0 | 0 | 0 | 0 | 0 | 0 | 0 | 0 | 0 | 0 | 0 | 0 | 1 | 1 | 1 | 1 | 0 | 0 | 0 | 1 | 0 | 0 | 0 | 0 | 0 | 1 | 0 | 0 | 0 | 0 | 0 | 0 | 0 | 0 | 0 | 0 | 0 | 0 | 0 | 0 | 0 | 0 | 0 | 0 | 0 | 0 | 0 | 0 | 0 | 0 | 0 | 0 | 0 | 0 | 0 | 0 | 0 | Northern_California_Li_Battery_4hr | Northern_California_Li_Battery_8hr | Northern_California_Solar |  | Northern_California_Wind |  |  |  | Northern_California | Mendocino_Marin
PG&E NGBA | Ignacio | 230 | CA | 94945 | MARIN | 3 | 0 | 0 | 0 | 0 | 0 | 0 | 0 | 0 | 0 | 0 | 0 | 0 | 0 | 0 | 0 | 0 | 0 | 0 | 0 | 0 | 0 | 0 | 0 | 0 | 0 | 0 | 0 | 0 | 0 | 0 | 0 | 0 | 0 | 0 | 0 | 0 | 0 | 0 | 0 | 1 | 0 | 0 | 0 | 0 | 0 | 0 | 0 | 0 | 0 | 0 | 0 | 0 | 1 | 0 | 0 | 0 | 0 | 0 | 0 | 0 | 0 | 0 | 0 | 0 | 0 | 0 | 1 | 0 | 0 | 0 | 0 | 0 | 0 | 0 | 0 | 0 | 0 | 0 | 0 | 0 | 0 | 0 | 0 | 0 | 0 | 0 | 0 | 0 | 0 | 0 | 0 | 0 | 0 | 0 | 0 | 0 | 0 | Northern_California_Li_Battery_4hr | Northern_California_Li_Battery_8hr | Northern_California_Solar |  | Northern_California_Wind |  |  |  | Northern_California | Mendocino_Marin
PG&E NGBA | Ignacio | 60 | CA | 94945 | MARIN | 3 | 0 | 0 | 0 | 0 | 0 | 0 | 0 | 0 | 0 | 0 | 0 | 0 | 0 | 0 | 0 | 0 | 0 | 0 | 0 | 0 | 0 | 0 | 0 | 0 | 0 | 0 | 0 | 0 | 0 | 0 | 0 | 0 | 0 | 0 | 0 | 0 | 0 | 0 | 0 | 1 | 0 | 0 | 0 | 0 | 0 | 0 | 0 | 0 | 0 | 0 | 0 | 0 | 1 | 0 | 0 | 0 | 0 | 0 | 0 | 0 | 0 | 0 | 0 | 0 | 0 | 0 | 1 | 0 | 0 | 0 | 0 | 0 | 0 | 0 | 0 | 0 | 0 | 0 | 0 | 0 | 0 | 0 | 0 | 0 | 0 | 0 | 0 | 0 | 0 | 0 | 0 | 0 | 0 | 0 | 0 | 0 | 0 | Northern_California_Li_Battery_4hr | Northern_California_Li_Battery_8hr | Northern_California_Solar |  | Northern_California_Wind |  |  |  | Northern_California | Mendocino_Marin
SDGE | Imperial Beach | 69 | CA | 92154 | San Diego | 4 | 0 | 0 | 0 | 0 | 0 | 0 | 0 | 0 | 0 | 0 | 0 | 0 | 0 | 0 | 0 | 0 | 0 | 0 | 0 | 0 | 0 | 0 | 0 | 0 | 0 | 0 | 0 | 0 | 0 | 0 | 1 | 0 | 1 | 0 | 0 | 1 | 1 | 0 | 0 | 0 | 0 | 0 | 0 | 0 | 0 | 0 | 0 | 0 | 0 | 0 | 0 | 0 | 0 | 0 | 0 | 0 | 0 | 0 | 0 | 0 | 0 | 0 | 0 | 0 | 0 | 0 | 0 | 0 | 0 | 0 | 0 | 0 | 0 | 0 | 0 | 0 | 0 | 0 | 0 | 0 | 0 | 0 | 0 | 0 | 0 | 0 | 0 | 0 | 0 | 0 | 0 | 0 | 0 | 0 | 0 | 0 | 0 | San_Diego_Li_Battery_4hr | San_Diego_Li_Battery_8hr | San_Diego_Solar |  | 0 |  |  |  | Greater_SD | Greater_SD
SDGE | Imperial Valley | 230 | CA | 92251 | IMPERIAL | 6 | 0 | 0 | 0 | 0 | 0 | 0 | 0 | 0 | 0 | 0 | 0 | 0 | 0 | 0 | 0 | 0 | 0 | 0 | 0 | 0 | 0 | 0 | 0 | 0 | 0 | 0 | 0 | 0 | 1 | 0 | 1 | 1 | 1 | 0 | 0 | 1 | 1 | 0 | 0 | 0 | 0 | 0 | 0 | 0 | 0 | 0 | 0 | 0 | 0 | 0 | 0 | 0 | 0 | 0 | 0 | 0 | 0 | 0 | 0 | 0 | 0 | 0 | 0 | 0 | 0 | 0 | 0 | 0 | 0 | 0 | 0 | 0 | 0 | 0 | 0 | 0 | 0 | 0 | 0 | 0 | 0 | 0 | 0 | 0 | 0 | 0 | 0 | 0 | 0 | 0 | 0 | 0 | 0 | 0 | 0 | 0 | 0 | Greater_Imperial_Li_Battery_4hr | Greater_Imperial_Li_Battery_8hr | Greater_Imperial_Solar | Greater_Imperial_Geothermal | Greater_Imperial_Wind |  |  |  | Greater_Imperial | Greater_Imperial
SDGE | Imperial Valley | 500 | CA | 92251 | IMPERIAL | 6 | 0 | 0 | 0 | 0 | 0 | 0 | 0 | 0 | 0 | 0 | 0 | 0 | 0 | 0 | 0 | 0 | 0 | 0 | 0 | 0 | 0 | 0 | 0 | 0 | 0 | 0 | 0 | 0 | 1 | 0 | 1 | 1 | 1 | 0 | 0 | 1 | 1 | 0 | 0 | 0 | 0 | 0 | 0 | 0 | 0 | 0 | 0 | 0 | 0 | 0 | 0 | 0 | 0 | 0 | 0 | 0 | 0 | 0 | 0 | 0 | 0 | 0 | 0 | 0 | 0 | 0 | 0 | 0 | 0 | 0 | 0 | 0 | 0 | 0 | 0 | 0 | 0 | 0 | 0 | 0 | 0 | 0 | 0 | 0 | 0 | 0 | 0 | 0 | 0 | 0 | 0 | 0 | 0 | 0 | 0 | 0 | 0 | Greater_Imperial_Li_Battery_4hr | Greater_Imperial_Li_Battery_8hr | Greater_Imperial_Solar | Greater_Imperial_Geothermal | Greater_Imperial_Wind |  |  |  | Greater_Imperial | Greater_Imperial
EOP | Innovation | 138 | NV | 89020 | NYE | 3 | 0 | 0 | 0 | 0 | 0 | 0 | 0 | 0 | 0 | 0 | 0 | 0 | 0 | 0 | 0 | 0 | 0 | 0 | 0 | 0 | 0 | 0 | 1 | 1 | 1 | 0 | 0 | 0 | 0 | 0 | 0 | 0 | 0 | 0 | 0 | 0 | 0 | 0 | 0 | 0 | 0 | 0 | 0 | 0 | 0 | 0 | 0 | 0 | 0 | 0 | 0 | 0 | 0 | 0 | 0 | 0 | 0 | 0 | 0 | 0 | 0 | 0 | 0 | 0 | 0 | 0 | 0 | 0 | 0 | 0 | 0 | 0 | 0 | 0 | 0 | 0 | 0 | 0 | 0 | 0 | 0 | 0 | 0 | 0 | 0 | 0 | 0 | 0 | 0 | 0 | 0 | 0 | 0 | 0 | 0 | 0 | 0 | Southern_NV_Eldorado_Li_Battery_4hr | Southern_NV_Eldorado_Li_Battery_8hr | Southern_NV_Eldorado_Solar |  | Southern_NV_Eldorado_Wind |  |  |  | Southern_NV_Eldorado | Southern_NV_Eldorado
EOP | Innovation | 230 | NV | 89020 | NYE | 3 | 0 | 0 | 0 | 0 | 0 | 0 | 0 | 0 | 0 | 0 | 0 | 0 | 0 | 0 | 0 | 0 | 0 | 0 | 0 | 0 | 0 | 0 | 1 | 1 | 1 | 0 | 0 | 0 | 0 | 0 | 0 | 0 | 0 | 0 | 0 | 0 | 0 | 0 | 0 | 0 | 0 | 0 | 0 | 0 | 0 | 0 | 0 | 0 | 0 | 0 | 0 | 0 | 0 | 0 | 0 | 0 | 0 | 0 | 0 | 0 | 0 | 0 | 0 | 0 | 0 | 0 | 0 | 0 | 0 | 0 | 0 | 0 | 0 | 0 | 0 | 0 | 0 | 0 | 0 | 0 | 0 | 0 | 0 | 0 | 0 | 0 | 0 | 0 | 0 | 0 | 0 | 0 | 0 | 0 | 0 | 0 | 0 | Southern_NV_Eldorado_Li_Battery_4hr | Southern_NV_Eldorado_Li_Battery_8hr | Southern_NV_Eldorado_Solar |  | Southern_NV_Eldorado_Wind |  |  |  | Southern_NV_Eldorado | Southern_NV_Eldorado
SCE NOL | Inyokern | 115 | CA | 93555 | KERN | 3 | 0 | 0 | 0 | 0 | 0 | 0 | 0 | 0 | 0 | 0 | 0 | 1 | 1 | 1 | 0 | 0 | 0 | 0 | 0 | 0 | 0 | 0 | 0 | 0 | 0 | 0 | 0 | 0 | 0 | 0 | 0 | 0 | 0 | 0 | 0 | 0 | 0 | 0 | 0 | 0 | 0 | 0 | 0 | 0 | 0 | 0 | 0 | 0 | 0 | 0 | 0 | 0 | 0 | 0 | 0 | 0 | 0 | 0 | 0 | 0 | 0 | 0 | 0 | 0 | 0 | 0 | 0 | 0 | 0 | 0 | 0 | 0 | 0 | 0 | 0 | 0 | 0 | 0 | 0 | 0 | 0 | 0 | 0 | 0 | 0 | 0 | 0 | 0 | 0 | 0 | 0 | 0 | 0 | 0 | 0 | 0 | 0 | Greater_Kramer_Li_Battery_4hr | Greater_Kramer_Li_Battery_8hr | Greater_Kramer_Solar | Inyokern_North_Kramer_Geothermal | Greater_Kramer_Wind |  |  |  | Greater_Kramer | Greater_Kramer (Exclude)
EOP | IS Tap | 138 | NV |  |  | 3 | 0 | 0 | 0 | 0 | 0 | 0 | 0 | 0 | 0 | 0 | 0 | 0 | 0 | 0 | 0 | 0 | 0 | 0 | 0 | 0 | 0 | 0 | 1 | 1 | 1 | 0 | 0 | 0 | 0 | 0 | 0 | 0 | 0 | 0 | 0 | 0 | 0 | 0 | 0 | 0 | 0 | 0 | 0 | 0 | 0 | 0 | 0 | 0 | 0 | 0 | 0 | 0 | 0 | 0 | 0 | 0 | 0 | 0 | 0 | 0 | 0 | 0 | 0 | 0 | 0 | 0 | 0 | 0 | 0 | 0 | 0 | 0 | 0 | 0 | 0 | 0 | 0 | 0 | 0 | 0 | 0 | 0 | 0 | 0 | 0 | 0 | 0 | 0 | 0 | 0 | 0 | 0 | 0 | 0 | 0 | 0 | 0 | Southern_NV_Eldorado_Li_Battery_4hr | Southern_NV_Eldorado_Li_Battery_8hr | Southern_NV_Eldorado_Solar |  | Southern_NV_Eldorado_Wind |  |  |  | Southern_NV_Eldorado | Southern_NV_Eldorado
EOP | Ivanpah | 115 | CA | 92364 | SAN BERNARDINO | 2 | 0 | 0 | 0 | 0 | 0 | 0 | 0 | 0 | 0 | 0 | 0 | 0 | 0 | 0 | 0 | 0 | 0 | 0 | 0 | 0 | 0 | 0 | 0 | 1 | 1 | 0 | 0 | 0 | 0 | 0 | 0 | 0 | 0 | 0 | 0 | 0 | 0 | 0 | 0 | 0 | 0 | 0 | 0 | 0 | 0 | 0 | 0 | 0 | 0 | 0 | 0 | 0 | 0 | 0 | 0 | 0 | 0 | 0 | 0 | 0 | 0 | 0 | 0 | 0 | 0 | 0 | 0 | 0 | 0 | 0 | 0 | 0 | 0 | 0 | 0 | 0 | 0 | 0 | 0 | 0 | 0 | 0 | 0 | 0 | 0 | 0 | 0 | 0 | 0 | 0 | 0 | 0 | 0 | 0 | 0 | 0 | 0 | Southern_NV_Eldorado_Li_Battery_4hr | Southern_NV_Eldorado_Li_Battery_8hr | Southern_NV_Eldorado_Solar |  | Southern_NV_Eldorado_Wind |  |  |  | Southern_NV_Eldorado | Southern_NV_Eldorado
EOP | Ivanpah | 230 | CA | 92364 | SAN BERNARDINO | 2 | 0 | 0 | 0 | 0 | 0 | 0 | 0 | 0 | 0 | 0 | 0 | 0 | 0 | 0 | 0 | 0 | 0 | 0 | 0 | 0 | 0 | 0 | 0 | 1 | 1 | 0 | 0 | 0 | 0 | 0 | 0 | 0 | 0 | 0 | 0 | 0 | 0 | 0 | 0 | 0 | 0 | 0 | 0 | 0 | 0 | 0 | 0 | 0 | 0 | 0 | 0 | 0 | 0 | 0 | 0 | 0 | 0 | 0 | 0 | 0 | 0 | 0 | 0 | 0 | 0 | 0 | 0 | 0 | 0 | 0 | 0 | 0 | 0 | 0 | 0 | 0 | 0 | 0 | 0 | 0 | 0 | 0 | 0 | 0 | 0 | 0 | 0 | 0 | 0 | 0 | 0 | 0 | 0 | 0 | 0 | 0 | 0 | Southern_NV_Eldorado_Li_Battery_4hr | Southern_NV_Eldorado_Li_Battery_8hr | Southern_NV_Eldorado_Solar |  | Southern_NV_Eldorado_Wind |  |  |  | Southern_NV_Eldorado | Southern_NV_Eldorado
EOP | Jackass (DOE) | 138 | NV | 89020 | NYE | 3 | 0 | 0 | 0 | 0 | 0 | 0 | 0 | 0 | 0 | 0 | 0 | 0 | 0 | 0 | 0 | 0 | 0 | 0 | 0 | 0 | 0 | 0 | 1 | 1 | 1 | 0 | 0 | 0 | 0 | 0 | 0 | 0 | 0 | 0 | 0 | 0 | 0 | 0 | 0 | 0 | 0 | 0 | 0 | 0 | 0 | 0 | 0 | 0 | 0 | 0 | 0 | 0 | 0 | 0 | 0 | 0 | 0 | 0 | 0 | 0 | 0 | 0 | 0 | 0 | 0 | 0 | 0 | 0 | 0 | 0 | 0 | 0 | 0 | 0 | 0 | 0 | 0 | 0 | 0 | 0 | 0 | 0 | 0 | 0 | 0 | 0 | 0 | 0 | 0 | 0 | 0 | 0 | 0 | 0 | 0 | 0 | 0 | Southern_NV_Eldorado_Li_Battery_4hr | Southern_NV_Eldorado_Li_Battery_8hr | Southern_NV_Eldorado_Solar |  | Southern_NV_Eldorado_Wind |  |  |  | Southern_NV_Eldorado | Southern_NV_Eldorado
PG&E NGBA | James B Black | 230 | CA | 96065 | SHASTA | 1 | 0 | 0 | 0 | 0 | 0 | 0 | 0 | 0 | 0 | 0 | 0 | 0 | 0 | 0 | 0 | 0 | 0 | 0 | 0 | 0 | 0 | 0 | 0 | 0 | 0 | 0 | 0 | 0 | 0 | 0 | 0 | 0 | 0 | 0 | 0 | 0 | 0 | 0 | 0 | 1 | 0 | 0 | 0 | 0 | 0 | 0 | 0 | 0 | 0 | 0 | 0 | 0 | 0 | 0 | 0 | 0 | 0 | 0 | 0 | 0 | 0 | 0 | 0 | 0 | 0 | 0 | 0 | 0 | 0 | 0 | 0 | 0 | 0 | 0 | 0 | 0 | 0 | 0 | 0 | 0 | 0 | 0 | 0 | 0 | 0 | 0 | 0 | 0 | 0 | 0 | 0 | 0 | 0 | 0 | 0 | 0 | 0 | Northern_California_Li_Battery_4hr | Northern_California_Li_Battery_8hr | Northern_California_Solar |  | Northern_California_Wind |  |  |  | Northern_California | Northern_California
PG&E GBA | Jefferson | 230 | CA | 92253 | Riverside | 3 | 0 | 0 | 0 | 0 | 0 | 0 | 0 | 0 | 0 | 0 | 0 | 0 | 0 | 0 | 0 | 0 | 0 | 0 | 0 | 0 | 0 | 0 | 0 | 0 | 0 | 0 | 0 | 0 | 0 | 0 | 0 | 0 | 0 | 0 | 0 | 0 | 0 | 0 | 0 | 0 | 0 | 0 | 0 | 0 | 0 | 0 | 0 | 0 | 0 | 0 | 0 | 0 | 1 | 0 | 0 | 0 | 0 | 0 | 0 | 1 | 0 | 0 | 0 | 0 | 0 | 0 | 0 | 0 | 0 | 0 | 0 | 0 | 0 | 0 | 0 | 0 | 0 | 0 | 0 | 0 | 0 | 0 | 0 | 0 | 0 | 0 | 0 | 0 | 0 | 0 | 0 | 0 | 0 | 0 | 0 | 0 | 1 | Riverside_Li_Battery_4hr | Riverside_Li_Battery_8hr | Riverside_Solar |  | Riverside_Palm_Springs_Wind |  |  |  | Riverside | Riverside
PG&E NGBA | Jessup | 115 | CA | 96007 | SHASTA | 1 | 0 | 0 | 0 | 0 | 0 | 0 | 0 | 0 | 0 | 0 | 0 | 0 | 0 | 0 | 0 | 0 | 0 | 0 | 0 | 0 | 0 | 0 | 0 | 0 | 0 | 0 | 0 | 0 | 0 | 0 | 0 | 0 | 0 | 0 | 0 | 0 | 0 | 0 | 0 | 1 | 0 | 0 | 0 | 0 | 0 | 0 | 0 | 0 | 0 | 0 | 0 | 0 | 0 | 0 | 0 | 0 | 0 | 0 | 0 | 0 | 0 | 0 | 0 | 0 | 0 | 0 | 0 | 0 | 0 | 0 | 0 | 0 | 0 | 0 | 0 | 0 | 0 | 0 | 0 | 0 | 0 | 0 | 0 | 0 | 0 | 0 | 0 | 0 | 0 | 0 | 0 | 0 | 0 | 0 | 0 | 0 | 0 | Northern_California_Li_Battery_4hr | Northern_California_Li_Battery_8hr | Northern_California_Solar |  | Northern_California_Wind |  |  |  | Northern_California | Northern_California
SCE Metro | Johanna | 230 | CA | 92705 | ORANGE | 1 | 0 | 0 | 0 | 0 | 0 | 0 | 0 | 0 | 0 | 1 | 0 | 0 | 0 | 0 | 0 | 0 | 0 | 0 | 0 | 0 | 0 | 0 | 0 | 0 | 0 | 0 | 0 | 0 | 0 | 0 | 0 | 0 | 0 | 0 | 0 | 0 | 0 | 0 | 0 | 0 | 0 | 0 | 0 | 0 | 0 | 0 | 0 | 0 | 0 | 0 | 0 | 0 | 0 | 0 | 0 | 0 | 0 | 0 | 0 | 0 | 0 | 0 | 0 | 0 | 0 | 0 | 0 | 0 | 0 | 0 | 0 | 0 | 0 | 0 | 0 | 0 | 0 | 0 | 0 | 0 | 0 | 0 | 0 | 0 | 0 | 0 | 0 | 0 | 0 | 0 | 0 | 0 | 0 | 0 | 0 | 0 | 0 | Greater_LA_Li_Battery_4hr | Greater_LA_Li_Battery_8hr | Greater_LA_Solar |  | 0 |  |  |  | Greater_LA | Greater_LA
SCE Eastern | Julian Hinds | 230 | CA | 92239 | RIVERSIDE | 3 | 0 | 0 | 0 | 0 | 0 | 0 | 0 | 0 | 0 | 0 | 0 | 0 | 0 | 0 | 0 | 0 | 0 | 0 | 1 | 1 | 0 | 1 | 0 | 0 | 0 | 0 | 0 | 0 | 0 | 0 | 0 | 0 | 0 | 0 | 0 | 0 | 0 | 0 | 0 | 0 | 0 | 0 | 0 | 0 | 0 | 0 | 0 | 0 | 0 | 0 | 0 | 0 | 0 | 0 | 0 | 0 | 0 | 0 | 0 | 0 | 0 | 0 | 0 | 0 | 0 | 0 | 0 | 0 | 0 | 0 | 0 | 0 | 0 | 0 | 0 | 0 | 0 | 0 | 0 | 0 | 0 | 0 | 0 | 0 | 0 | 0 | 0 | 0 | 0 | 0 | 0 | 0 | 0 | 0 | 0 | 0 | 0 | Riverside_Li_Battery_4hr | Riverside_Li_Battery_8hr | Riverside_Solar |  | Riverside_Palm_Springs_Wind |  |  |  | Riverside | Riverside (Exclude)
PG&E GBA | Kasson | 115 | CA | 95304 | SAN JOAQUIN | 3 | 0 | 0 | 0 | 0 | 0 | 0 | 0 | 0 | 0 | 0 | 0 | 0 | 0 | 0 | 0 | 0 | 0 | 0 | 0 | 0 | 0 | 0 | 0 | 0 | 0 | 0 | 0 | 0 | 0 | 0 | 0 | 0 | 0 | 0 | 0 | 0 | 0 | 0 | 0 | 0 | 0 | 0 | 0 | 0 | 0 | 1 | 0 | 0 | 0 | 0 | 0 | 0 | 0 | 0 | 0 | 1 | 0 | 0 | 0 | 1 | 0 | 0 | 0 | 0 | 0 | 0 | 0 | 0 | 0 | 0 | 0 | 0 | 0 | 0 | 0 | 0 | 0 | 0 | 0 | 0 | 0 | 0 | 0 | 0 | 0 | 0 | 0 | 0 | 0 | 0 | 0 | 0 | 0 | 0 | 0 | 0 | 0 | Northern_California_Li_Battery_4hr | Northern_California_Li_Battery_8hr | Northern_California_Solar |  | Solano_Wind |  |  |  | Northern_California | Solano
PG&E GBA | Kasson | 60 | CA | 95304 | SAN JOAQUIN | 4 | 0 | 0 | 0 | 0 | 0 | 0 | 0 | 0 | 0 | 0 | 0 | 0 | 0 | 0 | 0 | 0 | 0 | 0 | 0 | 0 | 0 | 0 | 0 | 0 | 0 | 0 | 0 | 0 | 0 | 0 | 0 | 0 | 0 | 0 | 0 | 0 | 0 | 0 | 0 | 0 | 0 | 0 | 0 | 0 | 0 | 1 | 0 | 0 | 0 | 0 | 0 | 0 | 0 | 0 | 0 | 1 | 0 | 0 | 0 | 1 | 0 | 0 | 0 | 1 | 0 | 0 | 0 | 0 | 0 | 0 | 0 | 0 | 0 | 0 | 0 | 0 | 0 | 0 | 0 | 0 | 0 | 0 | 0 | 0 | 0 | 0 | 0 | 0 | 0 | 0 | 0 | 0 | 0 | 0 | 0 | 0 | 0 | Northern_California_Li_Battery_4hr | Northern_California_Li_Battery_8hr | Northern_California_Solar |  | Solano_Wind |  |  |  | Northern_California | Solano
PG&E FRESNO | Kearney | 230 | CA |  |  | 9 | 0 | 0 | 0 | 0 | 0 | 0 | 0 | 0 | 0 | 0 | 0 | 0 | 0 | 0 | 0 | 0 | 0 | 0 | 0 | 0 | 0 | 0 | 0 | 0 | 0 | 0 | 0 | 0 | 0 | 0 | 0 | 0 | 0 | 0 | 0 | 0 | 0 | 0 | 0 | 0 | 0 | 0 | 0 | 0 | 0 | 1 | 0 | 0 | 0 | 0 | 0 | 0 | 0 | 0 | 0 | 0 | 0 | 0 | 0 | 0 | 0 | 0 | 0 | 0 | 0 | 0 | 0 | 0 | 0 | 0 | 0 | 0 | 0 | 0 | 0 | 0 | 0 | 0 | 1 | 1 | 0 | 1 | 1 | 1 | 0 | 1 | 0 | 1 | 0 | 1 | 0 | 0 | 0 | 0 | 0 | 0 | 0 | Southern_PGAE_Li_Battery_4hr | Southern_PGAE_Li_Battery_8hr | Southern_PGAE_Solar |  | Central_Valley_North_Los_Banos_Wind |  |  |  | Southern_PGAE | Central_Valley_North_Los_Banos
PG&E FRESNO | Kearney | 70 | CA |  |  | 11 | 0 | 0 | 0 | 0 | 0 | 0 | 0 | 0 | 0 | 0 | 0 | 0 | 0 | 0 | 0 | 0 | 0 | 0 | 0 | 0 | 0 | 0 | 0 | 0 | 0 | 0 | 0 | 0 | 0 | 0 | 0 | 0 | 0 | 0 | 0 | 0 | 0 | 0 | 0 | 0 | 0 | 0 | 0 | 0 | 0 | 1 | 0 | 0 | 0 | 0 | 0 | 0 | 0 | 0 | 0 | 0 | 0 | 0 | 0 | 0 | 0 | 0 | 0 | 0 | 0 | 0 | 0 | 0 | 0 | 0 | 0 | 0 | 0 | 0 | 0 | 0 | 0 | 0 | 1 | 0 | 0 | 1 | 1 | 1 | 1 | 1 | 0 | 1 | 1 | 1 | 0 | 0 | 1 | 0 | 0 | 0 | 0 | Southern_PGAE_Li_Battery_4hr | Southern_PGAE_Li_Battery_8hr | Southern_PGAE_Solar |  | Central_Valley_North_Los_Banos_Wind |  |  |  | Southern_PGAE | Central_Valley_North_Los_Banos
PG&E GBA | Kelso | 230 | CA | 94514 | ALAMEDA | 4 | 0 | 0 | 0 | 0 | 0 | 0 | 0 | 0 | 0 | 0 | 0 | 0 | 0 | 0 | 0 | 0 | 0 | 0 | 0 | 0 | 0 | 0 | 0 | 0 | 0 | 0 | 0 | 0 | 0 | 0 | 0 | 0 | 0 | 0 | 0 | 0 | 0 | 0 | 0 | 1 | 0 | 0 | 0 | 0 | 0 | 0 | 0 | 0 | 0 | 0 | 0 | 0 | 0 | 1 | 0 | 1 | 0 | 0 | 0 | 0 | 0 | 0 | 0 | 0 | 0 | 1 | 0 | 0 | 0 | 0 | 0 | 0 | 0 | 0 | 0 | 0 | 0 | 0 | 0 | 0 | 0 | 0 | 0 | 0 | 0 | 0 | 0 | 0 | 0 | 0 | 0 | 0 | 0 | 0 | 0 | 0 | 0 | Northern_California_Li_Battery_4hr | Northern_California_Li_Battery_8hr | Northern_California_Solar |  | Solano_Wind |  |  |  | Northern_California | Solano
PG&E FRESNO | Kerchoff 1 | 115 | CA | 93626 | Madera | 9 | 0 | 0 | 0 | 0 | 0 | 0 | 0 | 0 | 0 | 0 | 0 | 0 | 0 | 0 | 0 | 0 | 0 | 0 | 0 | 0 | 0 | 0 | 0 | 0 | 0 | 0 | 0 | 0 | 0 | 0 | 0 | 0 | 0 | 0 | 0 | 0 | 0 | 0 | 0 | 0 | 0 | 0 | 0 | 0 | 0 | 1 | 0 | 0 | 0 | 0 | 0 | 0 | 0 | 0 | 0 | 0 | 0 | 0 | 0 | 0 | 0 | 0 | 0 | 0 | 0 | 0 | 0 | 0 | 0 | 0 | 0 | 0 | 0 | 0 | 0 | 0 | 0 | 0 | 1 | 0 | 0 | 1 | 1 | 0 | 0 | 1 | 0 | 1 | 0 | 1 | 1 | 0 | 1 | 0 | 0 | 0 | 0 | Southern_PGAE_Li_Battery_4hr | Southern_PGAE_Li_Battery_8hr | Southern_PGAE_Solar |  | Central_Valley_North_Los_Banos_Wind |  |  |  | Southern_PGAE | Central_Valley_North_Los_Banos
PG&E KERN | Kern Oil | 115 | CA | 93308 | KERN | 5 | 0 | 0 | 0 | 0 | 0 | 0 | 0 | 0 | 0 | 0 | 0 | 0 | 0 | 0 | 0 | 0 | 0 | 0 | 0 | 0 | 0 | 0 | 0 | 0 | 0 | 0 | 0 | 0 | 0 | 0 | 0 | 0 | 0 | 0 | 0 | 0 | 0 | 0 | 0 | 0 | 0 | 0 | 0 | 0 | 0 | 0 | 0 | 0 | 0 | 0 | 0 | 0 | 0 | 0 | 0 | 0 | 0 | 0 | 0 | 0 | 0 | 0 | 0 | 0 | 0 | 0 | 0 | 0 | 1 | 0 | 1 | 0 | 0 | 0 | 1 | 0 | 0 | 0 | 1 | 0 | 0 | 0 | 0 | 0 | 0 | 0 | 0 | 0 | 0 | 0 | 0 | 0 | 0 | 0 | 1 | 0 | 0 | Southern_PGAE_Li_Battery_4hr | Southern_PGAE_Li_Battery_8hr | Southern_PGAE_Solar |  | Central_Valley_North_Los_Banos_Wind |  |  |  | Southern_PGAE | Central_Valley_North_Los_Banos
PG&E KERN | Kern PP | 115 | CA | 93312 | KERN | 5 | 0 | 0 | 0 | 0 | 0 | 0 | 0 | 0 | 0 | 0 | 0 | 0 | 0 | 0 | 0 | 0 | 0 | 0 | 0 | 0 | 0 | 0 | 0 | 0 | 0 | 0 | 0 | 0 | 0 | 0 | 0 | 0 | 0 | 0 | 0 | 0 | 0 | 0 | 0 | 0 | 0 | 0 | 0 | 0 | 0 | 0 | 0 | 0 | 0 | 0 | 0 | 0 | 0 | 0 | 0 | 0 | 0 | 0 | 0 | 0 | 0 | 0 | 0 | 0 | 0 | 0 | 0 | 0 | 1 | 0 | 1 | 0 | 0 | 0 | 0 | 0 | 0 | 0 | 1 | 1 | 0 | 0 | 0 | 0 | 0 | 0 | 0 | 0 | 0 | 0 | 0 | 0 | 0 | 0 | 1 | 0 | 0 | Southern_PGAE_Li_Battery_4hr | Southern_PGAE_Li_Battery_8hr | Southern_PGAE_Solar |  | Central_Valley_North_Los_Banos_Wind |  |  |  | Southern_PGAE | Central_Valley_North_Los_Banos
PG&E KERN | Kern PP | 230 | CA | 93312 | KERN | 4 | 0 | 0 | 0 | 0 | 0 | 0 | 0 | 0 | 0 | 0 | 0 | 0 | 0 | 0 | 0 | 0 | 0 | 0 | 0 | 0 | 0 | 0 | 0 | 0 | 0 | 0 | 0 | 0 | 0 | 0 | 0 | 0 | 0 | 0 | 0 | 0 | 0 | 0 | 0 | 0 | 0 | 0 | 0 | 0 | 0 | 0 | 0 | 0 | 0 | 0 | 0 | 0 | 0 | 0 | 0 | 0 | 0 | 0 | 0 | 0 | 0 | 0 | 0 | 0 | 0 | 0 | 0 | 1 | 0 | 0 | 0 | 0 | 0 | 0 | 0 | 0 | 0 | 0 | 1 | 1 | 0 | 0 | 0 | 0 | 0 | 0 | 0 | 0 | 0 | 0 | 0 | 0 | 0 | 0 | 1 | 0 | 0 | Southern_PGAE_Li_Battery_4hr | Southern_PGAE_Li_Battery_8hr | Southern_PGAE_Solar |  | Central_Valley_North_Los_Banos_Wind |  |  |  | Southern_PGAE | Central_Valley_North_Los_Banos
PG&E KERN | Kern PP | 70 | CA | 93312 | KERN | 3 | 0 | 0 | 0 | 0 | 0 | 0 | 0 | 0 | 0 | 0 | 0 | 0 | 0 | 0 | 0 | 0 | 0 | 0 | 0 | 0 | 0 | 0 | 0 | 0 | 0 | 0 | 0 | 0 | 0 | 0 | 0 | 0 | 0 | 0 | 0 | 0 | 0 | 0 | 0 | 0 | 0 | 0 | 0 | 0 | 0 | 0 | 0 | 0 | 0 | 0 | 0 | 0 | 0 | 0 | 0 | 0 | 0 | 0 | 0 | 0 | 0 | 0 | 0 | 0 | 0 | 0 | 0 | 1 | 1 | 0 | 0 | 0 | 0 | 0 | 0 | 0 | 0 | 0 | 0 | 1 | 0 | 0 | 0 | 0 | 0 | 0 | 0 | 0 | 0 | 0 | 0 | 0 | 0 | 0 | 0 | 0 | 0 | Southern_PGAE_Li_Battery_4hr | Southern_PGAE_Li_Battery_8hr | Southern_PGAE_Solar |  | Central_Valley_North_Los_Banos_Wind |  |  |  | Southern_PGAE | Central_Valley_North_Los_Banos
PG&E KERN | Kernridge | 115 | CA | 93251 | KERN | 5 | 0 | 0 | 0 | 0 | 0 | 0 | 0 | 0 | 0 | 0 | 0 | 0 | 0 | 0 | 0 | 0 | 0 | 0 | 0 | 0 | 0 | 0 | 0 | 0 | 0 | 0 | 0 | 0 | 0 | 0 | 0 | 0 | 0 | 0 | 0 | 0 | 0 | 0 | 0 | 0 | 0 | 0 | 0 | 0 | 0 | 0 | 0 | 0 | 0 | 0 | 0 | 0 | 0 | 0 | 0 | 0 | 0 | 0 | 0 | 0 | 0 | 0 | 0 | 0 | 0 | 0 | 0 | 1 | 1 | 0 | 0 | 0 | 0 | 0 | 1 | 0 | 0 | 0 | 1 | 0 | 0 | 0 | 0 | 0 | 0 | 0 | 0 | 0 | 0 | 0 | 0 | 0 | 0 | 0 | 1 | 0 | 0 | Southern_PGAE_Li_Battery_4hr | Southern_PGAE_Li_Battery_8hr | Southern_PGAE_Solar |  | Central_Valley_North_Los_Banos_Wind |  |  |  | Southern_PGAE | Central_Valley_North_Los_Banos
PG&E FRESNO | Kingsburg | 115 | CA | 93631 | Fresno | 8 | 0 | 0 | 0 | 0 | 0 | 0 | 0 | 0 | 0 | 0 | 0 | 0 | 0 | 0 | 0 | 0 | 0 | 0 | 0 | 0 | 0 | 0 | 0 | 0 | 0 | 0 | 0 | 0 | 0 | 0 | 0 | 0 | 0 | 0 | 0 | 0 | 0 | 0 | 0 | 0 | 0 | 0 | 0 | 0 | 0 | 1 | 0 | 0 | 0 | 0 | 0 | 0 | 0 | 0 | 0 | 0 | 0 | 0 | 0 | 0 | 0 | 0 | 0 | 0 | 0 | 0 | 0 | 0 | 0 | 0 | 0 | 0 | 0 | 0 | 0 | 0 | 0 | 0 | 1 | 0 | 0 | 1 | 0 | 1 | 1 | 1 | 0 | 0 | 0 | 1 | 0 | 0 | 0 | 0 | 1 | 0 | 0 | Southern_PGAE_Li_Battery_4hr | Southern_PGAE_Li_Battery_8hr | Southern_PGAE_Solar |  | Central_Valley_North_Los_Banos_Wind |  |  |  | Southern_PGAE | Central_Valley_North_Los_Banos
PG&E GBA | Kirker | 115 | CA | 94565 | CONTRA COSTA | 1 | 0 | 0 | 0 | 0 | 0 | 0 | 0 | 0 | 0 | 0 | 0 | 0 | 0 | 0 | 0 | 0 | 0 | 0 | 0 | 0 | 0 | 0 | 0 | 0 | 0 | 0 | 0 | 0 | 0 | 0 | 0 | 0 | 0 | 0 | 0 | 0 | 0 | 0 | 0 | 1 | 0 | 0 | 0 | 0 | 0 | 0 | 0 | 0 | 0 | 0 | 0 | 0 | 0 | 0 | 0 | 0 | 0 | 0 | 0 | 0 | 0 | 0 | 0 | 0 | 0 | 0 | 0 | 0 | 0 | 0 | 0 | 0 | 0 | 0 | 0 | 0 | 0 | 0 | 0 | 0 | 0 | 0 | 0 | 0 | 0 | 0 | 0 | 0 | 0 | 0 | 0 | 0 | 0 | 0 | 0 | 0 | 0 | Northern_California_Li_Battery_4hr | Northern_California_Li_Battery_8hr | Northern_California_Solar |  | Solano_Wind |  |  |  | Northern_California | Solano
PG&E NGBA | Knights Landing | 115 | CA | 95645 | YOLO | 8 | 0 | 0 | 0 | 0 | 0 | 0 | 0 | 0 | 0 | 0 | 0 | 0 | 0 | 0 | 0 | 0 | 0 | 0 | 0 | 0 | 0 | 0 | 0 | 0 | 0 | 0 | 0 | 0 | 0 | 0 | 0 | 0 | 0 | 0 | 0 | 0 | 0 | 0 | 0 | 1 | 1 | 0 | 1 | 0 | 1 | 1 | 0 | 1 | 0 | 0 | 0 | 0 | 0 | 0 | 0 | 0 | 0 | 0 | 0 | 1 | 1 | 0 | 0 | 0 | 0 | 0 | 0 | 0 | 0 | 0 | 0 | 0 | 0 | 0 | 0 | 0 | 0 | 0 | 0 | 0 | 0 | 0 | 0 | 0 | 0 | 0 | 0 | 0 | 0 | 0 | 0 | 0 | 0 | 0 | 0 | 0 | 0 | Northern_California_Li_Battery_4hr | Northern_California_Li_Battery_8hr | Northern_California_Solar |  | Northern_California_Wind |  |  |  | Northern_California | Northern_California
PG&E NGBA | Konocti | 60 | CA | 95451 | Lake | 6 | 0 | 0 | 0 | 0 | 0 | 0 | 0 | 0 | 0 | 0 | 0 | 0 | 0 | 0 | 0 | 0 | 0 | 0 | 0 | 0 | 0 | 0 | 0 | 0 | 0 | 0 | 0 | 0 | 0 | 0 | 0 | 0 | 0 | 0 | 0 | 0 | 0 | 0 | 0 | 1 | 0 | 1 | 0 | 0 | 0 | 0 | 0 | 0 | 0 | 0 | 0 | 0 | 1 | 0 | 1 | 1 | 0 | 0 | 0 | 0 | 0 | 0 | 0 | 0 | 0 | 0 | 1 | 0 | 0 | 0 | 0 | 0 | 0 | 0 | 0 | 0 | 0 | 0 | 0 | 0 | 0 | 0 | 0 | 0 | 0 | 0 | 0 | 0 | 0 | 0 | 0 | 0 | 0 | 0 | 0 | 0 | 0 | Northern_California_Li_Battery_4hr | Northern_California_Li_Battery_8hr | Northern_California_Solar |  | Northern_California_Wind |  |  |  | Northern_California | Northern_California
SCE NOL | Kramer | 115 | CA | 93516 | SAN BERNARDINO | 3 | 0 | 0 | 0 | 0 | 0 | 0 | 0 | 0 | 0 | 0 | 0 | 1 | 1 | 1 | 0 | 0 | 0 | 0 | 0 | 0 | 0 | 0 | 0 | 0 | 0 | 0 | 0 | 0 | 0 | 0 | 0 | 0 | 0 | 0 | 0 | 0 | 0 | 0 | 0 | 0 | 0 | 0 | 0 | 0 | 0 | 0 | 0 | 0 | 0 | 0 | 0 | 0 | 0 | 0 | 0 | 0 | 0 | 0 | 0 | 0 | 0 | 0 | 0 | 0 | 0 | 0 | 0 | 0 | 0 | 0 | 0 | 0 | 0 | 0 | 0 | 0 | 0 | 0 | 0 | 0 | 0 | 0 | 0 | 0 | 0 | 0 | 0 | 0 | 0 | 0 | 0 | 0 | 0 | 0 | 0 | 0 | 0 | Greater_Kramer_Li_Battery_4hr | Greater_Kramer_Li_Battery_8hr | Greater_Kramer_Solar |  | Greater_Kramer_Wind |  |  |  | Greater_Kramer | Greater_Kramer (Exclude)
SCE NOL | Kramer | 230 | CA | 93516 | SAN BERNARDINO | 3 | 0 | 0 | 0 | 0 | 0 | 0 | 0 | 0 | 0 | 0 | 0 | 1 | 1 | 1 | 0 | 0 | 0 | 0 | 0 | 0 | 0 | 0 | 0 | 0 | 0 | 0 | 0 | 0 | 0 | 0 | 0 | 0 | 0 | 0 | 0 | 0 | 0 | 0 | 0 | 0 | 0 | 0 | 0 | 0 | 0 | 0 | 0 | 0 | 0 | 0 | 0 | 0 | 0 | 0 | 0 | 0 | 0 | 0 | 0 | 0 | 0 | 0 | 0 | 0 | 0 | 0 | 0 | 0 | 0 | 0 | 0 | 0 | 0 | 0 | 0 | 0 | 0 | 0 | 0 | 0 | 0 | 0 | 0 | 0 | 0 | 0 | 0 | 0 | 0 | 0 | 0 | 0 | 0 | 0 | 0 | 0 | 0 | Greater_Kramer_Li_Battery_4hr | Greater_Kramer_Li_Battery_8hr | Greater_Kramer_Solar |  | Greater_Kramer_Wind |  |  |  | Greater_Kramer | Greater_Kramer (Exclude)
SCE Metro | La Cienega | 230 | CA | 90056 | LOS ANGELES | 2 | 0 | 0 | 0 | 0 | 0 | 0 | 0 | 0 | 1 | 1 | 0 | 0 | 0 | 0 | 0 | 0 | 0 | 0 | 0 | 0 | 0 | 0 | 0 | 0 | 0 | 0 | 0 | 0 | 0 | 0 | 0 | 0 | 0 | 0 | 0 | 0 | 0 | 0 | 0 | 0 | 0 | 0 | 0 | 0 | 0 | 0 | 0 | 0 | 0 | 0 | 0 | 0 | 0 | 0 | 0 | 0 | 0 | 0 | 0 | 0 | 0 | 0 | 0 | 0 | 0 | 0 | 0 | 0 | 0 | 0 | 0 | 0 | 0 | 0 | 0 | 0 | 0 | 0 | 0 | 0 | 0 | 0 | 0 | 0 | 0 | 0 | 0 | 0 | 0 | 0 | 0 | 0 | 0 | 0 | 0 | 0 | 0 | Greater_LA_Li_Battery_4hr | Greater_LA_Li_Battery_8hr | Greater_LA_Solar |  | 0 |  |  |  | Greater_LA | Greater_LA
SCE Metro | La Fresa | 230 | CA | 90504 | LOS ANGELES | 2 | 0 | 0 | 0 | 0 | 0 | 0 | 0 | 0 | 1 | 1 | 0 | 0 | 0 | 0 | 0 | 0 | 0 | 0 | 0 | 0 | 0 | 0 | 0 | 0 | 0 | 0 | 0 | 0 | 0 | 0 | 0 | 0 | 0 | 0 | 0 | 0 | 0 | 0 | 0 | 0 | 0 | 0 | 0 | 0 | 0 | 0 | 0 | 0 | 0 | 0 | 0 | 0 | 0 | 0 | 0 | 0 | 0 | 0 | 0 | 0 | 0 | 0 | 0 | 0 | 0 | 0 | 0 | 0 | 0 | 0 | 0 | 0 | 0 | 0 | 0 | 0 | 0 | 0 | 0 | 0 | 0 | 0 | 0 | 0 | 0 | 0 | 0 | 0 | 0 | 0 | 0 | 0 | 0 | 0 | 0 | 0 | 0 | Greater_LA_Li_Battery_4hr | Greater_LA_Li_Battery_8hr | Greater_LA_Solar |  | 0 |  |  |  | Greater_LA | Greater_LA
SCE Metro | Laguna Bell | 230 | CA | 90040 | LOS ANGELES | 1 | 0 | 0 | 0 | 0 | 0 | 0 | 0 | 0 | 0 | 1 | 0 | 0 | 0 | 0 | 0 | 0 | 0 | 0 | 0 | 0 | 0 | 0 | 0 | 0 | 0 | 0 | 0 | 0 | 0 | 0 | 0 | 0 | 0 | 0 | 0 | 0 | 0 | 0 | 0 | 0 | 0 | 0 | 0 | 0 | 0 | 0 | 0 | 0 | 0 | 0 | 0 | 0 | 0 | 0 | 0 | 0 | 0 | 0 | 0 | 0 | 0 | 0 | 0 | 0 | 0 | 0 | 0 | 0 | 0 | 0 | 0 | 0 | 0 | 0 | 0 | 0 | 0 | 0 | 0 | 0 | 0 | 0 | 0 | 0 | 0 | 0 | 0 | 0 | 0 | 0 | 0 | 0 | 0 | 0 | 0 | 0 | 0 | Greater_LA_Li_Battery_4hr | Greater_LA_Li_Battery_8hr | Greater_LA_Solar |  | 0 |  |  |  | Greater_LA | Greater_LA
PG&E KERN | Lakeview | 70 | CA | 93313 | KERN | 4 | 0 | 0 | 0 | 0 | 0 | 0 | 0 | 0 | 0 | 0 | 0 | 0 | 0 | 0 | 0 | 0 | 0 | 0 | 0 | 0 | 0 | 0 | 0 | 0 | 0 | 0 | 0 | 0 | 0 | 0 | 0 | 0 | 0 | 0 | 0 | 0 | 0 | 0 | 0 | 0 | 0 | 0 | 0 | 0 | 0 | 0 | 0 | 0 | 0 | 0 | 0 | 0 | 0 | 0 | 0 | 0 | 0 | 0 | 0 | 0 | 0 | 0 | 0 | 0 | 0 | 0 | 0 | 0 | 0 | 0 | 0 | 0 | 0 | 0 | 0 | 0 | 1 | 0 | 1 | 1 | 0 | 0 | 0 | 0 | 0 | 0 | 0 | 0 | 0 | 0 | 0 | 0 | 0 | 0 | 1 | 0 | 0 | Southern_PGAE_Li_Battery_4hr | Southern_PGAE_Li_Battery_8hr | Southern_PGAE_Solar |  | Central_Valley_North_Los_Banos_Wind |  |  |  | Southern_PGAE | Central_Valley_North_Los_Banos
PG&E NGBA | Lakeville | 230 | CA | 94954 | SONOMA | 10 | 0 | 0 | 0 | 0 | 0 | 0 | 0 | 0 | 0 | 0 | 0 | 0 | 0 | 0 | 0 | 0 | 0 | 0 | 0 | 0 | 0 | 0 | 0 | 0 | 0 | 0 | 0 | 0 | 0 | 0 | 0 | 0 | 0 | 0 | 0 | 0 | 0 | 0 | 0 | 1 | 0 | 0 | 0 | 0 | 0 | 0 | 0 | 0 | 0 | 0 | 0 | 1 | 1 | 1 | 1 | 1 | 0 | 0 | 1 | 1 | 0 | 0 | 0 | 0 | 0 | 1 | 1 | 0 | 0 | 0 | 0 | 0 | 0 | 0 | 0 | 0 | 0 | 0 | 0 | 0 | 0 | 0 | 0 | 0 | 0 | 0 | 0 | 0 | 0 | 0 | 0 | 0 | 0 | 0 | 0 | 0 | 0 | Northern_California_Li_Battery_4hr | Northern_California_Li_Battery_8hr | Northern_California_Solar |  | Northern_California_Wind |  |  |  | Northern_California | Mendocino_Marin
PG&E NGBA | Lakeville | 60 | CA | 94954 | SONOMA | 9 | 0 | 0 | 0 | 0 | 0 | 0 | 0 | 0 | 0 | 0 | 0 | 0 | 0 | 0 | 0 | 0 | 0 | 0 | 0 | 0 | 0 | 0 | 0 | 0 | 0 | 0 | 0 | 0 | 0 | 0 | 0 | 0 | 0 | 0 | 0 | 0 | 0 | 0 | 0 | 1 | 0 | 0 | 0 | 0 | 0 | 0 | 0 | 0 | 0 | 0 | 0 | 1 | 1 | 1 | 1 | 1 | 0 | 0 | 0 | 1 | 0 | 0 | 0 | 0 | 0 | 1 | 1 | 0 | 0 | 0 | 0 | 0 | 0 | 0 | 0 | 0 | 0 | 0 | 0 | 0 | 0 | 0 | 0 | 0 | 0 | 0 | 0 | 0 | 0 | 0 | 0 | 0 | 0 | 0 | 0 | 0 | 0 | Northern_California_Li_Battery_4hr | Northern_California_Li_Battery_8hr | Northern_California_Solar |  | Northern_California_Wind |  |  |  | Northern_California | Mendocino_Marin
PG&E NGBA | Lakeville | 115 | CA | 94954 | SONOMA | 9 | 0 | 0 | 0 | 0 | 0 | 0 | 0 | 0 | 0 | 0 | 0 | 0 | 0 | 0 | 0 | 0 | 0 | 0 | 0 | 0 | 0 | 0 | 0 | 0 | 0 | 0 | 0 | 0 | 0 | 0 | 0 | 0 | 0 | 0 | 0 | 0 | 0 | 0 | 0 | 1 | 0 | 0 | 0 | 0 | 0 | 0 | 0 | 0 | 0 | 0 | 0 | 1 | 1 | 1 | 1 | 1 | 0 | 0 | 0 | 1 | 0 | 0 | 0 | 0 | 0 | 1 | 1 | 0 | 0 | 0 | 0 | 0 | 0 | 0 | 0 | 0 | 0 | 0 | 0 | 0 | 0 | 0 | 0 | 0 | 0 | 0 | 0 | 0 | 0 | 0 | 0 | 0 | 0 | 0 | 0 | 0 | 0 | Northern_California_Li_Battery_4hr | Northern_California_Li_Battery_8hr | Northern_California_Solar |  | Northern_California_Wind |  |  |  | Northern_California | Mendocino_Marin
PG&E GBA | Lakewood | 115 | CA | 94597 | Contra Costa | 1 | 0 | 0 | 0 | 0 | 0 | 0 | 0 | 0 | 0 | 0 | 0 | 0 | 0 | 0 | 0 | 0 | 0 | 0 | 0 | 0 | 0 | 0 | 0 | 0 | 0 | 0 | 0 | 0 | 0 | 0 | 0 | 0 | 0 | 0 | 0 | 0 | 0 | 0 | 0 | 1 | 0 | 0 | 0 | 0 | 0 | 0 | 0 | 0 | 0 | 0 | 0 | 0 | 0 | 0 | 0 | 0 | 0 | 0 | 0 | 0 | 0 | 0 | 0 | 0 | 0 | 0 | 0 | 0 | 0 | 0 | 0 | 0 | 0 | 0 | 0 | 0 | 0 | 0 | 0 | 0 | 0 | 0 | 0 | 0 | 0 | 0 | 0 | 0 | 0 | 0 | 0 | 0 | 0 | 0 | 0 | 0 | 0 | Northern_California_Li_Battery_4hr | Northern_California_Li_Battery_8hr | Northern_California_Solar |  | Solano_Wind |  |  |  | Northern_California | Solano
PG&E NGBA | Lambie | 230 | CA | 94585 | SOLANO | 8 | 0 | 0 | 0 | 0 | 0 | 0 | 0 | 0 | 0 | 0 | 0 | 0 | 0 | 0 | 0 | 0 | 0 | 0 | 0 | 0 | 0 | 0 | 0 | 0 | 0 | 0 | 0 | 0 | 0 | 0 | 0 | 0 | 0 | 0 | 0 | 0 | 0 | 0 | 0 | 1 | 0 | 0 | 0 | 0 | 0 | 0 | 0 | 0 | 0 | 0 | 0 | 0 | 0 | 1 | 1 | 1 | 0 | 0 | 1 | 1 | 0 | 0 | 0 | 0 | 0 | 1 | 1 | 0 | 0 | 0 | 0 | 0 | 0 | 0 | 0 | 0 | 0 | 0 | 0 | 0 | 0 | 0 | 0 | 0 | 0 | 0 | 0 | 0 | 0 | 0 | 0 | 0 | 0 | 0 | 0 | 0 | 0 | Northern_California_Li_Battery_4hr | Northern_California_Li_Battery_8hr | Northern_California_Solar |  | Solano_Wind |  |  |  | Northern_California | Solano
PG&E GBA | Lammers | 115 | CA | 95377 | SAN JOAQUIN | 5 | 0 | 0 | 0 | 0 | 0 | 0 | 0 | 0 | 0 | 0 | 0 | 0 | 0 | 0 | 0 | 0 | 0 | 0 | 0 | 0 | 0 | 0 | 0 | 0 | 0 | 0 | 0 | 0 | 0 | 0 | 0 | 0 | 0 | 0 | 0 | 0 | 0 | 0 | 0 | 0 | 0 | 0 | 0 | 0 | 0 | 1 | 0 | 0 | 0 | 0 | 0 | 0 | 0 | 0 | 0 | 1 | 0 | 1 | 0 | 1 | 0 | 0 | 0 | 0 | 0 | 1 | 0 | 0 | 0 | 0 | 0 | 0 | 0 | 0 | 0 | 0 | 0 | 0 | 0 | 0 | 0 | 0 | 0 | 0 | 0 | 0 | 0 | 0 | 0 | 0 | 0 | 0 | 0 | 0 | 0 | 0 | 0 | Northern_California_Li_Battery_4hr | Northern_California_Li_Battery_8hr | Northern_California_Solar |  | Solano_Wind |  |  |  | Northern_California | Solano
PG&E KERN | Lamont | 115 | CA | 93307 | KERN | 5 | 0 | 0 | 0 | 0 | 0 | 0 | 0 | 0 | 0 | 0 | 0 | 0 | 0 | 0 | 0 | 0 | 0 | 0 | 0 | 0 | 0 | 0 | 0 | 0 | 0 | 0 | 0 | 0 | 0 | 0 | 0 | 0 | 0 | 0 | 0 | 0 | 0 | 0 | 0 | 0 | 0 | 0 | 0 | 0 | 0 | 0 | 0 | 0 | 0 | 0 | 0 | 0 | 0 | 0 | 0 | 0 | 0 | 0 | 0 | 0 | 0 | 0 | 0 | 0 | 0 | 0 | 0 | 0 | 0 | 0 | 1 | 0 | 0 | 1 | 0 | 0 | 0 | 0 | 1 | 1 | 0 | 0 | 0 | 0 | 0 | 0 | 0 | 0 | 0 | 0 | 0 | 0 | 0 | 0 | 1 | 0 | 0 | Southern_PGAE_Li_Battery_4hr | Southern_PGAE_Li_Battery_8hr | Southern_PGAE_Solar |  | Central_Valley_North_Los_Banos_Wind |  |  |  | Southern_PGAE | Central_Valley_North_Los_Banos
PG&E FRESNO | Las Aguilas | 230 | CA |  |  | 5 | 0 | 0 | 0 | 0 | 0 | 0 | 0 | 0 | 0 | 0 | 0 | 0 | 0 | 0 | 0 | 0 | 0 | 0 | 0 | 0 | 0 | 0 | 0 | 0 | 0 | 0 | 0 | 0 | 0 | 0 | 0 | 0 | 0 | 0 | 0 | 0 | 0 | 0 | 0 | 0 | 0 | 0 | 0 | 0 | 0 | 0 | 0 | 0 | 0 | 0 | 0 | 0 | 0 | 0 | 0 | 0 | 0 | 0 | 0 | 0 | 0 | 0 | 0 | 0 | 0 | 0 | 0 | 0 | 0 | 0 | 0 | 0 | 0 | 0 | 0 | 0 | 0 | 0 | 1 | 1 | 0 | 1 | 0 | 0 | 0 | 1 | 0 | 0 | 0 | 0 | 0 | 0 | 0 | 0 | 0 | 0 | 1 | Southern_PGAE_Li_Battery_4hr | Southern_PGAE_Li_Battery_8hr | Southern_PGAE_Solar |  | Kern_Greater_Carrizo_Wind |  |  |  | Southern_PGAE | Peninsula_Monterey
EOP | Lathrop | 138 | NV | 89020 | NYE | 3 | 0 | 0 | 0 | 0 | 0 | 0 | 0 | 0 | 0 | 0 | 0 | 0 | 0 | 0 | 0 | 0 | 0 | 0 | 0 | 0 | 0 | 0 | 1 | 1 | 1 | 0 | 0 | 0 | 0 | 0 | 0 | 0 | 0 | 0 | 0 | 0 | 0 | 0 | 0 | 0 | 0 | 0 | 0 | 0 | 0 | 0 | 0 | 0 | 0 | 0 | 0 | 0 | 0 | 0 | 0 | 0 | 0 | 0 | 0 | 0 | 0 | 0 | 0 | 0 | 0 | 0 | 0 | 0 | 0 | 0 | 0 | 0 | 0 | 0 | 0 | 0 | 0 | 0 | 0 | 0 | 0 | 0 | 0 | 0 | 0 | 0 | 0 | 0 | 0 | 0 | 0 | 0 | 0 | 0 | 0 | 0 | 0 | Southern_NV_Eldorado_Li_Battery_4hr | Southern_NV_Eldorado_Li_Battery_8hr | Southern_NV_Eldorado_Solar |  | Southern_NV_Eldorado_Wind |  |  |  | Southern_NV_Eldorado | Southern_NV_Eldorado
EOP | Lathrop | 230 | NV | 89020 | NYE | 3 | 0 | 0 | 0 | 0 | 0 | 0 | 0 | 0 | 0 | 0 | 0 | 0 | 0 | 0 | 0 | 0 | 0 | 0 | 0 | 0 | 0 | 0 | 1 | 1 | 1 | 0 | 0 | 0 | 0 | 0 | 0 | 0 | 0 | 0 | 0 | 0 | 0 | 0 | 0 | 0 | 0 | 0 | 0 | 0 | 0 | 0 | 0 | 0 | 0 | 0 | 0 | 0 | 0 | 0 | 0 | 0 | 0 | 0 | 0 | 0 | 0 | 0 | 0 | 0 | 0 | 0 | 0 | 0 | 0 | 0 | 0 | 0 | 0 | 0 | 0 | 0 | 0 | 0 | 0 | 0 | 0 | 0 | 0 | 0 | 0 | 0 | 0 | 0 | 0 | 0 | 0 | 0 | 0 | 0 | 0 | 0 | 0 | Southern_NV_Eldorado_Li_Battery_4hr | Southern_NV_Eldorado_Li_Battery_8hr | Southern_NV_Eldorado_Solar |  | Southern_NV_Eldorado_Wind |  |  |  | Southern_NV_Eldorado | Southern_NV_Eldorado
PG&E FRESNO | Le Grand | 115 | CA | 95333 | MERCED | 13 | 0 | 0 | 0 | 0 | 0 | 0 | 0 | 0 | 0 | 0 | 0 | 0 | 0 | 0 | 0 | 0 | 0 | 0 | 0 | 0 | 0 | 0 | 0 | 0 | 0 | 0 | 0 | 0 | 0 | 0 | 0 | 0 | 0 | 0 | 0 | 0 | 0 | 0 | 0 | 0 | 0 | 0 | 0 | 0 | 0 | 1 | 0 | 0 | 0 | 0 | 0 | 0 | 0 | 0 | 0 | 0 | 0 | 0 | 0 | 0 | 0 | 0 | 0 | 0 | 0 | 0 | 0 | 0 | 0 | 0 | 0 | 0 | 0 | 0 | 0 | 0 | 0 | 0 | 1 | 1 | 0 | 1 | 1 | 1 | 1 | 1 | 0 | 1 | 1 | 1 | 1 | 0 | 1 | 0 | 0 | 0 | 0 | Southern_PGAE_Li_Battery_4hr | Southern_PGAE_Li_Battery_8hr | Southern_PGAE_Solar |  | Central_Valley_North_Los_Banos_Wind |  |  |  | Southern_PGAE | Central_Valley_North_Los_Banos
PG&E FRESNO | Lemoore | 70 | CA | 93245 | Kings | 3 | 0 | 0 | 0 | 0 | 0 | 0 | 0 | 0 | 0 | 0 | 0 | 0 | 0 | 0 | 0 | 0 | 0 | 0 | 0 | 0 | 0 | 0 | 0 | 0 | 0 | 0 | 0 | 0 | 0 | 0 | 0 | 0 | 0 | 0 | 0 | 0 | 0 | 0 | 0 | 0 | 0 | 0 | 0 | 0 | 0 | 0 | 0 | 0 | 0 | 0 | 0 | 0 | 0 | 0 | 0 | 0 | 0 | 0 | 0 | 0 | 0 | 0 | 0 | 0 | 0 | 0 | 0 | 0 | 1 | 0 | 0 | 0 | 0 | 0 | 0 | 0 | 0 | 0 | 0 | 1 | 0 | 1 | 0 | 0 | 0 | 0 | 0 | 0 | 0 | 0 | 0 | 0 | 0 | 0 | 0 | 0 | 0 | Southern_PGAE_Li_Battery_4hr | Southern_PGAE_Li_Battery_8hr | Southern_PGAE_Solar |  | Central_Valley_North_Los_Banos_Wind |  |  |  | Southern_PGAE | Central_Valley_North_Los_Banos
PG&E KERN | Lerdo | 115 | CA | 93308 | KERN | 6 | 0 | 0 | 0 | 0 | 0 | 0 | 0 | 0 | 0 | 0 | 0 | 0 | 0 | 0 | 0 | 0 | 0 | 0 | 0 | 0 | 0 | 0 | 0 | 0 | 0 | 0 | 0 | 0 | 0 | 0 | 0 | 0 | 0 | 0 | 0 | 0 | 0 | 0 | 0 | 0 | 0 | 0 | 0 | 0 | 0 | 0 | 0 | 0 | 0 | 0 | 0 | 0 | 0 | 0 | 0 | 0 | 0 | 0 | 0 | 0 | 0 | 0 | 0 | 0 | 0 | 0 | 0 | 1 | 1 | 0 | 1 | 0 | 0 | 0 | 1 | 0 | 0 | 0 | 1 | 0 | 0 | 0 | 0 | 0 | 0 | 0 | 0 | 0 | 0 | 0 | 0 | 0 | 0 | 0 | 1 | 0 | 0 | Southern_PGAE_Li_Battery_4hr | Southern_PGAE_Li_Battery_8hr | Southern_PGAE_Solar |  | Central_Valley_North_Los_Banos_Wind |  |  |  | Southern_PGAE | Central_Valley_North_Los_Banos
SCE Metro | Lewis | 230 | CA | 92805 | ORANGE | 1 | 0 | 0 | 0 | 0 | 0 | 0 | 0 | 0 | 0 | 1 | 0 | 0 | 0 | 0 | 0 | 0 | 0 | 0 | 0 | 0 | 0 | 0 | 0 | 0 | 0 | 0 | 0 | 0 | 0 | 0 | 0 | 0 | 0 | 0 | 0 | 0 | 0 | 0 | 0 | 0 | 0 | 0 | 0 | 0 | 0 | 0 | 0 | 0 | 0 | 0 | 0 | 0 | 0 | 0 | 0 | 0 | 0 | 0 | 0 | 0 | 0 | 0 | 0 | 0 | 0 | 0 | 0 | 0 | 0 | 0 | 0 | 0 | 0 | 0 | 0 | 0 | 0 | 0 | 0 | 0 | 0 | 0 | 0 | 0 | 0 | 0 | 0 | 0 | 0 | 0 | 0 | 0 | 0 | 0 | 0 | 0 | 0 | Greater_LA_Li_Battery_4hr | Greater_LA_Li_Battery_8hr | Greater_LA_Solar |  | 0 |  |  |  | Greater_LA | Greater_LA
SCE Metro | Lighthipe | 230 | CA | 90805 | LOS ANGELES | 2 | 0 | 0 | 0 | 0 | 0 | 0 | 0 | 0 | 1 | 1 | 0 | 0 | 0 | 0 | 0 | 0 | 0 | 0 | 0 | 0 | 0 | 0 | 0 | 0 | 0 | 0 | 0 | 0 | 0 | 0 | 0 | 0 | 0 | 0 | 0 | 0 | 0 | 0 | 0 | 0 | 0 | 0 | 0 | 0 | 0 | 0 | 0 | 0 | 0 | 0 | 0 | 0 | 0 | 0 | 0 | 0 | 0 | 0 | 0 | 0 | 0 | 0 | 0 | 0 | 0 | 0 | 0 | 0 | 0 | 0 | 0 | 0 | 0 | 0 | 0 | 0 | 0 | 0 | 0 | 0 | 0 | 0 | 0 | 0 | 0 | 0 | 0 | 0 | 0 | 0 | 0 | 0 | 0 | 0 | 0 | 0 | 0 | Greater_LA_Li_Battery_4hr | Greater_LA_Li_Battery_8hr | Greater_LA_Solar |  | 0 |  |  |  | Greater_LA | Greater_LA
SDGE | Lilac | 69 | CA | 92082 | San Diego | 5 | 0 | 0 | 0 | 0 | 0 | 0 | 0 | 0 | 0 | 0 | 0 | 0 | 0 | 0 | 0 | 0 | 0 | 0 | 0 | 0 | 0 | 0 | 0 | 0 | 0 | 1 | 0 | 0 | 0 | 0 | 1 | 0 | 1 | 1 | 0 | 0 | 0 | 1 | 0 | 0 | 0 | 0 | 0 | 0 | 0 | 0 | 0 | 0 | 0 | 0 | 0 | 0 | 0 | 0 | 0 | 0 | 0 | 0 | 0 | 0 | 0 | 0 | 0 | 0 | 0 | 0 | 0 | 0 | 0 | 0 | 0 | 0 | 0 | 0 | 0 | 0 | 0 | 0 | 0 | 0 | 0 | 0 | 0 | 0 | 0 | 0 | 0 | 0 | 0 | 0 | 0 | 0 | 0 | 0 | 0 | 0 | 0 | San_Diego_Li_Battery_4hr | San_Diego_Li_Battery_8hr | San_Diego_Solar |  | 0 |  |  |  | Greater_SD | Greater_SD
PG&E NGBA | Lincoln | 115 | CA | 95648 | PLACER | 9 | 0 | 0 | 0 | 0 | 0 | 0 | 0 | 0 | 0 | 0 | 0 | 0 | 0 | 0 | 0 | 0 | 0 | 0 | 0 | 0 | 0 | 0 | 0 | 0 | 0 | 0 | 0 | 0 | 0 | 0 | 0 | 0 | 0 | 0 | 0 | 0 | 0 | 0 | 0 | 1 | 1 | 0 | 1 | 0 | 1 | 1 | 1 | 1 | 0 | 0 | 0 | 0 | 0 | 0 | 0 | 0 | 0 | 0 | 0 | 1 | 1 | 0 | 0 | 0 | 0 | 0 | 0 | 0 | 0 | 0 | 0 | 0 | 0 | 0 | 0 | 0 | 0 | 0 | 0 | 0 | 0 | 0 | 0 | 0 | 0 | 0 | 0 | 0 | 0 | 0 | 0 | 0 | 0 | 0 | 0 | 0 | 0 | Northern_California_Li_Battery_4hr | Northern_California_Li_Battery_8hr | Northern_California_Solar |  | Northern_California_Wind |  |  |  | Northern_California | Northern_California
PG&E KERN | Live Oak | 115 | CA | 93308 | KERN | 4 | 0 | 0 | 0 | 0 | 0 | 0 | 0 | 0 | 0 | 0 | 0 | 0 | 0 | 0 | 0 | 0 | 0 | 0 | 0 | 0 | 0 | 0 | 0 | 0 | 0 | 0 | 0 | 0 | 0 | 0 | 0 | 0 | 0 | 0 | 0 | 0 | 0 | 0 | 0 | 0 | 0 | 0 | 0 | 0 | 0 | 0 | 0 | 0 | 0 | 0 | 0 | 0 | 0 | 0 | 0 | 0 | 0 | 0 | 0 | 0 | 0 | 0 | 0 | 0 | 0 | 0 | 0 | 0 | 1 | 0 | 1 | 0 | 0 | 0 | 0 | 0 | 0 | 0 | 1 | 0 | 0 | 0 | 0 | 0 | 0 | 0 | 0 | 0 | 0 | 0 | 0 | 0 | 0 | 0 | 1 | 0 | 0 | Southern_PGAE_Li_Battery_4hr | Southern_PGAE_Li_Battery_8hr | Southern_PGAE_Solar |  | Central_Valley_North_Los_Banos_Wind |  |  |  | Southern_PGAE | Central_Valley_North_Los_Banos
PG&E GBA | Llagas | 115 | CA | 95020 | SANTA CLARA | 4 | 0 | 0 | 0 | 0 | 0 | 0 | 0 | 0 | 0 | 0 | 0 | 0 | 0 | 0 | 0 | 0 | 0 | 0 | 0 | 0 | 0 | 0 | 0 | 0 | 0 | 0 | 0 | 0 | 0 | 0 | 0 | 0 | 0 | 0 | 0 | 0 | 0 | 0 | 0 | 0 | 0 | 0 | 0 | 0 | 0 | 0 | 0 | 0 | 0 | 0 | 0 | 0 | 1 | 0 | 0 | 1 | 0 | 0 | 0 | 1 | 0 | 0 | 0 | 0 | 1 | 0 | 0 | 0 | 0 | 0 | 0 | 0 | 0 | 0 | 0 | 0 | 0 | 0 | 0 | 0 | 0 | 0 | 0 | 0 | 0 | 0 | 0 | 0 | 0 | 0 | 0 | 0 | 0 | 0 | 0 | 0 | 0 | Northern_California_Li_Battery_4hr | Northern_California_Li_Battery_8hr | Northern_California_Solar |  | Kern_Greater_Carrizo_Wind |  |  |  | Northern_California | Peninsula_Monterey
PG&E GBA | Lockeford | 115 | CA | 95240 | SAN JOAQUIN | 3 | 0 | 0 | 0 | 0 | 0 | 0 | 0 | 0 | 0 | 0 | 0 | 0 | 0 | 0 | 0 | 0 | 0 | 0 | 0 | 0 | 0 | 0 | 0 | 0 | 0 | 0 | 0 | 0 | 0 | 0 | 0 | 0 | 0 | 0 | 0 | 0 | 0 | 0 | 0 | 0 | 0 | 0 | 0 | 0 | 0 | 1 | 0 | 0 | 0 | 0 | 0 | 0 | 0 | 0 | 0 | 0 | 0 | 0 | 0 | 1 | 1 | 0 | 0 | 0 | 0 | 0 | 0 | 0 | 0 | 0 | 0 | 0 | 0 | 0 | 0 | 0 | 0 | 0 | 0 | 0 | 0 | 0 | 0 | 0 | 0 | 0 | 0 | 0 | 0 | 0 | 0 | 0 | 0 | 0 | 0 | 0 | 0 | Northern_California_Li_Battery_4hr | Northern_California_Li_Battery_8hr | Northern_California_Solar |  | Solano_Wind |  |  |  | Northern_California | Solano
PG&E GBA | Lockeford | 230 | CA | 95240 | SAN JOAQUIN | 5 | 0 | 0 | 0 | 0 | 0 | 0 | 0 | 0 | 0 | 0 | 0 | 0 | 0 | 0 | 0 | 0 | 0 | 0 | 0 | 0 | 0 | 0 | 0 | 0 | 0 | 0 | 0 | 0 | 0 | 0 | 0 | 0 | 0 | 0 | 0 | 0 | 0 | 0 | 0 | 1 | 0 | 0 | 0 | 0 | 0 | 1 | 0 | 0 | 0 | 0 | 0 | 0 | 0 | 0 | 0 | 0 | 0 | 0 | 0 | 1 | 1 | 0 | 0 | 0 | 0 | 0 | 0 | 0 | 0 | 0 | 0 | 0 | 0 | 0 | 0 | 0 | 0 | 0 | 0 | 0 | 0 | 0 | 0 | 0 | 0 | 1 | 0 | 0 | 0 | 0 | 0 | 0 | 0 | 0 | 0 | 0 | 0 | Northern_California_Li_Battery_4hr | Northern_California_Li_Battery_8hr | Northern_California_Solar |  | Solano_Wind |  |  |  | Northern_California | Solano
PG&E GBA | Lockeford | 60 | CA | 95240 | SAN JOAQUIN | 5 | 0 | 0 | 0 | 0 | 0 | 0 | 0 | 0 | 0 | 0 | 0 | 0 | 0 | 0 | 0 | 0 | 0 | 0 | 0 | 0 | 0 | 0 | 0 | 0 | 0 | 0 | 0 | 0 | 0 | 0 | 0 | 0 | 0 | 0 | 0 | 0 | 0 | 0 | 0 | 1 | 0 | 0 | 0 | 0 | 0 | 1 | 0 | 0 | 0 | 0 | 0 | 0 | 0 | 0 | 0 | 0 | 0 | 0 | 0 | 1 | 1 | 0 | 0 | 0 | 0 | 0 | 0 | 0 | 0 | 0 | 0 | 0 | 0 | 0 | 0 | 0 | 0 | 0 | 0 | 0 | 0 | 0 | 0 | 0 | 0 | 1 | 0 | 0 | 0 | 0 | 0 | 0 | 0 | 0 | 0 | 0 | 0 | Northern_California_Li_Battery_4hr | Northern_California_Li_Battery_8hr | Northern_California_Solar |  | Solano_Wind |  |  |  | Northern_California | Solano
PG&E GBA | Lodi | 230 | CA | 95240 | SAN JOAQUIN | 5 | 0 | 0 | 0 | 0 | 0 | 0 | 0 | 0 | 0 | 0 | 0 | 0 | 0 | 0 | 0 | 0 | 0 | 0 | 0 | 0 | 0 | 0 | 0 | 0 | 0 | 0 | 0 | 0 | 0 | 0 | 0 | 0 | 0 | 0 | 0 | 0 | 0 | 0 | 0 | 1 | 0 | 0 | 0 | 0 | 0 | 1 | 0 | 1 | 0 | 0 | 0 | 0 | 0 | 0 | 0 | 0 | 0 | 0 | 0 | 1 | 1 | 0 | 0 | 0 | 0 | 0 | 0 | 0 | 0 | 0 | 0 | 0 | 0 | 0 | 0 | 0 | 0 | 0 | 0 | 0 | 0 | 0 | 0 | 0 | 0 | 0 | 0 | 0 | 0 | 0 | 0 | 0 | 0 | 0 | 0 | 0 | 0 | Northern_California_Li_Battery_4hr | Northern_California_Li_Battery_8hr | Northern_California_Solar |  | Solano_Wind |  |  |  | Northern_California | Solano
PG&E NGBA | Logan Creek | 230 | CA | 95988 | GLENN | 2 | 0 | 0 | 0 | 0 | 0 | 0 | 0 | 0 | 0 | 0 | 0 | 0 | 0 | 0 | 0 | 0 | 0 | 0 | 0 | 0 | 0 | 0 | 0 | 0 | 0 | 0 | 0 | 0 | 0 | 0 | 0 | 0 | 0 | 0 | 0 | 0 | 0 | 0 | 0 | 1 | 0 | 0 | 0 | 0 | 0 | 0 | 0 | 0 | 0 | 0 | 0 | 0 | 0 | 0 | 0 | 0 | 0 | 0 | 0 | 0 | 0 | 0 | 0 | 0 | 0 | 0 | 1 | 0 | 0 | 0 | 0 | 0 | 0 | 0 | 0 | 0 | 0 | 0 | 0 | 0 | 0 | 0 | 0 | 0 | 0 | 0 | 0 | 0 | 0 | 0 | 0 | 0 | 0 | 0 | 0 | 0 | 0 | Northern_California_Li_Battery_4hr | Northern_California_Li_Battery_8hr | Northern_California_Solar |  | Northern_California_Wind |  |  |  | Northern_California | Northern_California
PG&E GBA | Lone Tree | 230 | CA | 94531 | CONTRA COSTA | 3 | 0 | 0 | 0 | 0 | 0 | 0 | 0 | 0 | 0 | 0 | 0 | 0 | 0 | 0 | 0 | 0 | 0 | 0 | 0 | 0 | 0 | 0 | 0 | 0 | 0 | 0 | 0 | 0 | 0 | 0 | 0 | 0 | 0 | 0 | 0 | 0 | 0 | 0 | 0 | 1 | 0 | 0 | 0 | 0 | 0 | 0 | 0 | 0 | 0 | 0 | 0 | 0 | 0 | 0 | 0 | 1 | 0 | 0 | 0 | 0 | 0 | 0 | 0 | 0 | 0 | 0 | 1 | 0 | 0 | 0 | 0 | 0 | 0 | 0 | 0 | 0 | 0 | 0 | 0 | 0 | 0 | 0 | 0 | 0 | 0 | 0 | 0 | 0 | 0 | 0 | 0 | 0 | 0 | 0 | 0 | 0 | 0 | Northern_California_Li_Battery_4hr | Northern_California_Li_Battery_8hr | Northern_California_Solar |  | Solano_Wind |  |  |  | Northern_California | Solano
PG&E FRESNO | Los Banos | 230 | CA | 95322 | MERCED | 3 | 0 | 0 | 0 | 0 | 0 | 0 | 0 | 0 | 0 | 0 | 0 | 0 | 0 | 0 | 0 | 0 | 0 | 0 | 0 | 0 | 0 | 0 | 0 | 0 | 0 | 0 | 0 | 0 | 0 | 0 | 0 | 0 | 0 | 0 | 0 | 0 | 0 | 0 | 0 | 0 | 0 | 0 | 0 | 0 | 0 | 0 | 0 | 0 | 0 | 0 | 0 | 0 | 0 | 0 | 0 | 0 | 0 | 0 | 0 | 0 | 0 | 0 | 0 | 0 | 0 | 0 | 0 | 0 | 0 | 0 | 0 | 0 | 0 | 0 | 0 | 0 | 0 | 0 | 1 | 1 | 0 | 0 | 0 | 0 | 0 | 1 | 0 | 0 | 0 | 0 | 0 | 0 | 0 | 0 | 0 | 0 | 0 | Southern_PGAE_Li_Battery_4hr | Southern_PGAE_Li_Battery_8hr | Southern_PGAE_Solar |  | Central_Valley_North_Los_Banos_Wind |  |  |  | Southern_PGAE | Central_Valley_North_Los_Banos
PG&E FRESNO | Los Banos | 500 | CA | 95322 | MERCED | 1 | 0 | 0 | 0 | 0 | 0 | 0 | 0 | 0 | 0 | 0 | 0 | 0 | 0 | 0 | 0 | 0 | 0 | 0 | 0 | 0 | 0 | 0 | 0 | 0 | 0 | 0 | 0 | 0 | 0 | 0 | 0 | 0 | 0 | 0 | 0 | 0 | 0 | 0 | 0 | 0 | 0 | 0 | 0 | 0 | 0 | 0 | 0 | 0 | 0 | 0 | 0 | 0 | 0 | 0 | 0 | 0 | 0 | 0 | 0 | 0 | 0 | 0 | 0 | 0 | 0 | 0 | 0 | 0 | 0 | 0 | 0 | 0 | 0 | 0 | 0 | 0 | 0 | 0 | 0 | 0 | 0 | 0 | 0 | 0 | 0 | 0 | 0 | 0 | 0 | 0 | 0 | 0 | 0 | 0 | 0 | 0 | 1 | Southern_PGAE_Li_Battery_4hr | Southern_PGAE_Li_Battery_8hr | Southern_PGAE_Solar |  | Central_Valley_North_Los_Banos_Wind |  |  |  | Southern_PGAE | Central_Valley_North_Los_Banos
SDGE | Los Coches | 138 | CA | 93960 | Monterey | 4 | 0 | 0 | 0 | 0 | 0 | 0 | 0 | 0 | 0 | 0 | 0 | 0 | 0 | 0 | 0 | 0 | 0 | 0 | 0 | 0 | 0 | 0 | 0 | 0 | 0 | 0 | 1 | 1 | 0 | 0 | 1 | 0 | 1 | 0 | 0 | 0 | 0 | 0 | 0 | 0 | 0 | 0 | 0 | 0 | 0 | 0 | 0 | 0 | 0 | 0 | 0 | 0 | 0 | 0 | 0 | 0 | 0 | 0 | 0 | 0 | 0 | 0 | 0 | 0 | 0 | 0 | 0 | 0 | 0 | 0 | 0 | 0 | 0 | 0 | 0 | 0 | 0 | 0 | 0 | 0 | 0 | 0 | 0 | 0 | 0 | 0 | 0 | 0 | 0 | 0 | 0 | 0 | 0 | 0 | 0 | 0 | 0 | Southern_PGAE_Li_Battery_4hr | Southern_PGAE_Li_Battery_8hr | Southern_PGAE_Solar |  | Kern_Greater_Carrizo_Wind |  |  |  | Southern_PGAE | Peninsula_Monterey
SDGE | Los Coches | 69 | CA | 93960 | Monterey | 3 | 0 | 0 | 0 | 0 | 0 | 0 | 0 | 0 | 0 | 0 | 0 | 0 | 0 | 0 | 0 | 0 | 0 | 0 | 0 | 0 | 0 | 0 | 0 | 0 | 0 | 0 | 0 | 1 | 0 | 0 | 1 | 0 | 1 | 0 | 0 | 0 | 0 | 0 | 0 | 0 | 0 | 0 | 0 | 0 | 0 | 0 | 0 | 0 | 0 | 0 | 0 | 0 | 0 | 0 | 0 | 0 | 0 | 0 | 0 | 0 | 0 | 0 | 0 | 0 | 0 | 0 | 0 | 0 | 0 | 0 | 0 | 0 | 0 | 0 | 0 | 0 | 0 | 0 | 0 | 0 | 0 | 0 | 0 | 0 | 0 | 0 | 0 | 0 | 0 | 0 | 0 | 0 | 0 | 0 | 0 | 0 | 0 | Southern_PGAE_Li_Battery_4hr | Southern_PGAE_Li_Battery_8hr | Southern_PGAE_Solar |  | Kern_Greater_Carrizo_Wind |  |  |  | Southern_PGAE | Peninsula_Monterey
PG&E GBA | Los Esteros | 115 | CA | 95134 | SANTA CLARA | 3 | 0 | 0 | 0 | 0 | 0 | 0 | 0 | 0 | 0 | 0 | 0 | 0 | 0 | 0 | 0 | 0 | 0 | 0 | 0 | 0 | 0 | 0 | 0 | 0 | 0 | 0 | 0 | 0 | 0 | 0 | 0 | 0 | 0 | 0 | 0 | 0 | 0 | 0 | 0 | 0 | 0 | 0 | 0 | 0 | 0 | 0 | 0 | 0 | 0 | 0 | 0 | 0 | 0 | 0 | 0 | 1 | 0 | 0 | 0 | 1 | 0 | 0 | 0 | 0 | 0 | 1 | 0 | 0 | 0 | 0 | 0 | 0 | 0 | 0 | 0 | 0 | 0 | 0 | 0 | 0 | 0 | 0 | 0 | 0 | 0 | 0 | 0 | 0 | 0 | 0 | 0 | 0 | 0 | 0 | 0 | 0 | 0 | Northern_California_Li_Battery_4hr | Northern_California_Li_Battery_8hr | Northern_California_Solar |  | Kern_Greater_Carrizo_Wind |  |  |  | Northern_California | Peninsula_Monterey
PG&E GBA | Los Esteros | 230 | CA | 95134 | SANTA CLARA | 3 | 0 | 0 | 0 | 0 | 0 | 0 | 0 | 0 | 0 | 0 | 0 | 0 | 0 | 0 | 0 | 0 | 0 | 0 | 0 | 0 | 0 | 0 | 0 | 0 | 0 | 0 | 0 | 0 | 0 | 0 | 0 | 0 | 0 | 0 | 0 | 0 | 0 | 0 | 0 | 0 | 0 | 0 | 0 | 0 | 0 | 0 | 0 | 0 | 0 | 0 | 0 | 0 | 0 | 0 | 0 | 1 | 0 | 0 | 0 | 1 | 0 | 0 | 0 | 0 | 0 | 1 | 0 | 0 | 0 | 0 | 0 | 0 | 0 | 0 | 0 | 0 | 0 | 0 | 0 | 0 | 0 | 0 | 0 | 0 | 0 | 0 | 0 | 0 | 0 | 0 | 0 | 0 | 0 | 0 | 0 | 0 | 0 | Northern_California_Li_Battery_4hr | Northern_California_Li_Battery_8hr | Northern_California_Solar |  | Kern_Greater_Carrizo_Wind |  |  |  | Northern_California | Peninsula_Monterey
PG&E GBA | Los Positas | 230 | CA | 94551 | ALAMEDA | 4 | 0 | 0 | 0 | 0 | 0 | 0 | 0 | 0 | 0 | 0 | 0 | 0 | 0 | 0 | 0 | 0 | 0 | 0 | 0 | 0 | 0 | 0 | 0 | 0 | 0 | 0 | 0 | 0 | 0 | 0 | 0 | 0 | 0 | 0 | 0 | 0 | 0 | 0 | 0 | 1 | 0 | 0 | 0 | 0 | 0 | 0 | 0 | 0 | 0 | 0 | 0 | 0 | 0 | 0 | 0 | 1 | 0 | 0 | 0 | 1 | 0 | 0 | 0 | 0 | 0 | 0 | 1 | 0 | 0 | 0 | 0 | 0 | 0 | 0 | 0 | 0 | 0 | 0 | 0 | 0 | 0 | 0 | 0 | 0 | 0 | 0 | 0 | 0 | 0 | 0 | 0 | 0 | 0 | 0 | 0 | 0 | 0 | Northern_California_Li_Battery_4hr | Northern_California_Li_Battery_8hr | Northern_California_Solar |  | Solano_Wind |  |  |  | Northern_California | Solano
PG&E GBA | Los Positas | 60 | CA | 94551 | ALAMEDA | 3 | 0 | 0 | 0 | 0 | 0 | 0 | 0 | 0 | 0 | 0 | 0 | 0 | 0 | 0 | 0 | 0 | 0 | 0 | 0 | 0 | 0 | 0 | 0 | 0 | 0 | 0 | 0 | 0 | 0 | 0 | 0 | 0 | 0 | 0 | 0 | 0 | 0 | 0 | 0 | 1 | 0 | 0 | 0 | 0 | 0 | 0 | 0 | 0 | 0 | 0 | 0 | 0 | 0 | 0 | 0 | 1 | 0 | 0 | 0 | 0 | 0 | 0 | 0 | 0 | 0 | 0 | 1 | 0 | 0 | 0 | 0 | 0 | 0 | 0 | 0 | 0 | 0 | 0 | 0 | 0 | 0 | 0 | 0 | 0 | 0 | 0 | 0 | 0 | 0 | 0 | 0 | 0 | 0 | 0 | 0 | 0 | 0 | Northern_California_Li_Battery_4hr | Northern_California_Li_Battery_8hr | Northern_California_Solar |  | Solano_Wind |  |  |  | Northern_California | Solano
SDGE | Loveland | 69 | CA | 91901 | SAN DIEGO | 5 | 0 | 0 | 0 | 0 | 0 | 0 | 0 | 0 | 0 | 0 | 0 | 0 | 0 | 0 | 0 | 0 | 0 | 0 | 0 | 0 | 0 | 0 | 0 | 0 | 0 | 0 | 0 | 1 | 0 | 1 | 1 | 0 | 1 | 0 | 0 | 0 | 1 | 0 | 0 | 0 | 0 | 0 | 0 | 0 | 0 | 0 | 0 | 0 | 0 | 0 | 0 | 0 | 0 | 0 | 0 | 0 | 0 | 0 | 0 | 0 | 0 | 0 | 0 | 0 | 0 | 0 | 0 | 0 | 0 | 0 | 0 | 0 | 0 | 0 | 0 | 0 | 0 | 0 | 0 | 0 | 0 | 0 | 0 | 0 | 0 | 0 | 0 | 0 | 0 | 0 | 0 | 0 | 0 | 0 | 0 | 0 | 0 | San_Diego_Li_Battery_4hr | San_Diego_Li_Battery_8hr | San_Diego_Solar |  | 0 |  |  |  | Greater_SD | Greater_SD
SCE NOL | Lugo | 230 | CA | 92344 | SAN BERNARDINO | 1 | 0 | 0 | 0 | 0 | 0 | 0 | 0 | 0 | 0 | 0 | 0 | 0 | 0 | 1 | 0 | 0 | 0 | 0 | 0 | 0 | 0 | 0 | 0 | 0 | 0 | 0 | 0 | 0 | 0 | 0 | 0 | 0 | 0 | 0 | 0 | 0 | 0 | 0 | 0 | 0 | 0 | 0 | 0 | 0 | 0 | 0 | 0 | 0 | 0 | 0 | 0 | 0 | 0 | 0 | 0 | 0 | 0 | 0 | 0 | 0 | 0 | 0 | 0 | 0 | 0 | 0 | 0 | 0 | 0 | 0 | 0 | 0 | 0 | 0 | 0 | 0 | 0 | 0 | 0 | 0 | 0 | 0 | 0 | 0 | 0 | 0 | 0 | 0 | 0 | 0 | 0 | 0 | 0 | 0 | 0 | 0 | 0 | Greater_Kramer_Li_Battery_4hr | Greater_Kramer_Li_Battery_8hr | Greater_Kramer_Solar |  | Greater_Kramer_Wind |  |  |  | Greater_Kramer | Greater_Kramer
SCE Metro | Lugo | 500 | CA | 92344 | SAN BERNARDINO | 1 | 0 | 0 | 0 | 0 | 0 | 0 | 0 | 0 | 0 | 1 | 0 | 0 | 0 | 0 | 0 | 0 | 0 | 0 | 0 | 0 | 0 | 0 | 0 | 0 | 0 | 0 | 0 | 0 | 0 | 0 | 0 | 0 | 0 | 0 | 0 | 0 | 0 | 0 | 0 | 0 | 0 | 0 | 0 | 0 | 0 | 0 | 0 | 0 | 0 | 0 | 0 | 0 | 0 | 0 | 0 | 0 | 0 | 0 | 0 | 0 | 0 | 0 | 0 | 0 | 0 | 0 | 0 | 0 | 0 | 0 | 0 | 0 | 0 | 0 | 0 | 0 | 0 | 0 | 0 | 0 | 0 | 0 | 0 | 0 | 0 | 0 | 0 | 0 | 0 | 0 | 0 | 0 | 0 | 0 | 0 | 0 | 0 | Greater_Kramer_Li_Battery_4hr | Greater_Kramer_Li_Battery_8hr | Greater_Kramer_Solar | Utah_Geothermal | Greater_Kramer_Wind | New_Mexico_Wind |  |  | Greater_Kramer | Greater_Kramer
PG&E FRESNO | Madera | 70 | CA | 93637 | MADERA | 9 | 0 | 0 | 0 | 0 | 0 | 0 | 0 | 0 | 0 | 0 | 0 | 0 | 0 | 0 | 0 | 0 | 0 | 0 | 0 | 0 | 0 | 0 | 0 | 0 | 0 | 0 | 0 | 0 | 0 | 0 | 0 | 0 | 0 | 0 | 0 | 0 | 0 | 0 | 0 | 0 | 0 | 0 | 0 | 0 | 0 | 1 | 0 | 0 | 0 | 0 | 0 | 0 | 0 | 0 | 0 | 0 | 0 | 0 | 0 | 1 | 0 | 0 | 0 | 0 | 0 | 0 | 0 | 0 | 0 | 0 | 0 | 0 | 0 | 0 | 0 | 0 | 0 | 0 | 0 | 1 | 0 | 1 | 1 | 1 | 0 | 1 | 0 | 1 | 0 | 0 | 0 | 0 | 1 | 0 | 0 | 0 | 0 | Southern_PGAE_Li_Battery_4hr | Southern_PGAE_Li_Battery_8hr | Southern_PGAE_Solar |  | Central_Valley_North_Los_Banos_Wind |  |  |  | Southern_PGAE | Central_Valley_North_Los_Banos
PG&E NGBA | Madison | 115 | CA | 95653 | YOLO | 5 | 0 | 0 | 0 | 0 | 0 | 0 | 0 | 0 | 0 | 0 | 0 | 0 | 0 | 0 | 0 | 0 | 0 | 0 | 0 | 0 | 0 | 0 | 0 | 0 | 0 | 0 | 0 | 0 | 0 | 0 | 0 | 0 | 0 | 0 | 0 | 0 | 0 | 0 | 0 | 1 | 0 | 0 | 0 | 0 | 0 | 0 | 0 | 0 | 0 | 0 | 0 | 0 | 0 | 1 | 1 | 1 | 0 | 0 | 0 | 0 | 0 | 0 | 0 | 0 | 0 | 0 | 1 | 0 | 0 | 0 | 0 | 0 | 0 | 0 | 0 | 0 | 0 | 0 | 0 | 0 | 0 | 0 | 0 | 0 | 0 | 0 | 0 | 0 | 0 | 0 | 0 | 0 | 0 | 0 | 0 | 0 | 0 | Northern_California_Li_Battery_4hr | Northern_California_Li_Battery_8hr | Northern_California_Solar |  | Solano_Wind |  |  |  | Northern_California | Solano
PG&E KERN | Magunden | 115 | CA | 93306 | KERN | 4 | 0 | 0 | 0 | 0 | 0 | 0 | 0 | 0 | 0 | 0 | 0 | 0 | 0 | 0 | 0 | 0 | 0 | 0 | 0 | 0 | 0 | 0 | 0 | 0 | 0 | 0 | 0 | 0 | 0 | 0 | 0 | 0 | 0 | 0 | 0 | 0 | 0 | 0 | 0 | 0 | 0 | 0 | 0 | 0 | 0 | 0 | 0 | 0 | 0 | 0 | 0 | 0 | 0 | 0 | 0 | 0 | 0 | 0 | 0 | 0 | 0 | 0 | 0 | 0 | 0 | 0 | 0 | 0 | 0 | 0 | 1 | 0 | 0 | 0 | 0 | 0 | 0 | 0 | 1 | 1 | 0 | 0 | 0 | 0 | 0 | 0 | 0 | 0 | 0 | 0 | 0 | 0 | 0 | 0 | 1 | 0 | 0 | Southern_PGAE_Li_Battery_4hr | Southern_PGAE_Li_Battery_8hr | Southern_PGAE_Solar |  | Central_Valley_North_Los_Banos_Wind |  |  |  | Southern_PGAE | Central_Valley_North_Los_Banos
SCE Northern | Magunden | 230 | CA | 93306 | KERN | 3 | 1 | 0 | 1 | 0 | 0 | 0 | 1 | 0 | 0 | 0 | 0 | 0 | 0 | 0 | 0 | 0 | 0 | 0 | 0 | 0 | 0 | 0 | 0 | 0 | 0 | 0 | 0 | 0 | 0 | 0 | 0 | 0 | 0 | 0 | 0 | 0 | 0 | 0 | 0 | 0 | 0 | 0 | 0 | 0 | 0 | 0 | 0 | 0 | 0 | 0 | 0 | 0 | 0 | 0 | 0 | 0 | 0 | 0 | 0 | 0 | 0 | 0 | 0 | 0 | 0 | 0 | 0 | 0 | 0 | 0 | 0 | 0 | 0 | 0 | 0 | 0 | 0 | 0 | 0 | 0 | 0 | 0 | 0 | 0 | 0 | 0 | 0 | 0 | 0 | 0 | 0 | 0 | 0 | 0 | 0 | 0 | 0 | Southern_PGAE_Li_Battery_4hr | Southern_PGAE_Li_Battery_8hr | Southern_PGAE_Solar |  | Central_Valley_North_Los_Banos_Wind |  |  |  | Southern_PGAE | Central_Valley_North_Los_Banos
PG&E FRESNO | Malaga | 115 | CA | 93725 | Fresno | 8 | 0 | 0 | 0 | 0 | 0 | 0 | 0 | 0 | 0 | 0 | 0 | 0 | 0 | 0 | 0 | 0 | 0 | 0 | 0 | 0 | 0 | 0 | 0 | 0 | 0 | 0 | 0 | 0 | 0 | 0 | 0 | 0 | 0 | 0 | 0 | 0 | 0 | 0 | 0 | 0 | 0 | 0 | 0 | 0 | 0 | 1 | 0 | 0 | 0 | 0 | 0 | 0 | 0 | 0 | 0 | 0 | 0 | 0 | 0 | 0 | 0 | 0 | 0 | 0 | 0 | 0 | 0 | 0 | 0 | 0 | 0 | 0 | 0 | 0 | 0 | 0 | 0 | 0 | 1 | 0 | 0 | 1 | 0 | 1 | 1 | 1 | 0 | 0 | 0 | 1 | 0 | 0 | 0 | 0 | 1 | 0 | 0 | Southern_PGAE_Li_Battery_4hr | Southern_PGAE_Li_Battery_8hr | Southern_PGAE_Solar |  | Central_Valley_North_Los_Banos_Wind |  |  |  | Southern_PGAE | Central_Valley_North_Los_Banos
PG&E NGBA | Malin | 500 | OR |  |  | 1 | 0 | 0 | 0 | 0 | 0 | 0 | 0 | 0 | 0 | 0 | 0 | 0 | 0 | 0 | 0 | 0 | 0 | 0 | 0 | 0 | 0 | 0 | 0 | 0 | 0 | 0 | 0 | 0 | 0 | 0 | 0 | 0 | 0 | 0 | 0 | 0 | 0 | 0 | 0 | 1 | 0 | 0 | 0 | 0 | 0 | 0 | 0 | 0 | 0 | 0 | 0 | 0 | 0 | 0 | 0 | 0 | 0 | 0 | 0 | 0 | 0 | 0 | 0 | 0 | 0 | 0 | 0 | 0 | 0 | 0 | 0 | 0 | 0 | 0 | 0 | 0 | 0 | 0 | 0 | 0 | 0 | 0 | 0 | 0 | 0 | 0 | 0 | 0 | 0 | 0 | 0 | 0 | 0 | 0 | 0 | 0 | 0 | 0 | 0 | 0 | Pacific_Northwest_Geothermal | 0 |  |  |  | Oregon | Oregon
SCE Northern | Mandalay | 230 | CA | 93035 | VENTURA | 3 | 0 | 0 | 1 | 0 | 1 | 0 | 0 | 0 | 0 | 0 | 0 | 0 | 0 | 0 | 0 | 0 | 0 | 0 | 0 | 0 | 0 | 0 | 0 | 0 | 1 | 0 | 0 | 0 | 0 | 0 | 0 | 0 | 0 | 0 | 0 | 0 | 0 | 0 | 0 | 0 | 0 | 0 | 0 | 0 | 0 | 0 | 0 | 0 | 0 | 0 | 0 | 0 | 0 | 0 | 0 | 0 | 0 | 0 | 0 | 0 | 0 | 0 | 0 | 0 | 0 | 0 | 0 | 0 | 0 | 0 | 0 | 0 | 0 | 0 | 0 | 0 | 0 | 0 | 0 | 0 | 0 | 0 | 0 | 0 | 0 | 0 | 0 | 0 | 0 | 0 | 0 | 0 | 0 | 0 | 0 | 0 | 0 | Greater_LA_Li_Battery_4hr | Greater_LA_Li_Battery_8hr | Greater_LA_Solar |  | 0 |  |  |  | Greater_LA | Greater_LA
PG&E FRESNO | Manning | 230 | CA |  |  | 2 | 0 | 0 | 0 | 0 | 0 | 0 | 0 | 0 | 0 | 0 | 0 | 0 | 0 | 0 | 0 | 0 | 0 | 0 | 0 | 0 | 0 | 0 | 0 | 0 | 0 | 0 | 0 | 0 | 0 | 0 | 0 | 0 | 0 | 0 | 0 | 0 | 0 | 0 | 0 | 0 | 0 | 0 | 0 | 0 | 0 | 0 | 0 | 0 | 0 | 0 | 0 | 0 | 0 | 0 | 0 | 0 | 0 | 0 | 0 | 0 | 0 | 0 | 0 | 0 | 0 | 0 | 0 | 0 | 0 | 0 | 0 | 0 | 0 | 0 | 0 | 0 | 0 | 0 | 0 | 1 | 0 | 1 | 0 | 0 | 0 | 0 | 0 | 0 | 0 | 0 | 0 | 0 | 0 | 0 | 0 | 0 | 0 | Southern_PGAE_Li_Battery_4hr | Southern_PGAE_Li_Battery_8hr | Southern_PGAE_Solar |  | Central_Valley_North_Los_Banos_Wind |  |  |  | Southern_PGAE | Central_Valley_North_Los_Banos
PG&E FRESNO | Manning | 500 | CA |  |  | 1 | 0 | 0 | 0 | 0 | 0 | 0 | 0 | 0 | 0 | 0 | 0 | 0 | 0 | 0 | 0 | 0 | 0 | 0 | 0 | 0 | 0 | 0 | 0 | 0 | 0 | 0 | 0 | 0 | 0 | 0 | 0 | 0 | 0 | 0 | 0 | 0 | 0 | 0 | 0 | 0 | 0 | 0 | 0 | 0 | 0 | 0 | 0 | 0 | 0 | 0 | 0 | 0 | 0 | 0 | 0 | 0 | 0 | 0 | 0 | 0 | 0 | 0 | 0 | 0 | 0 | 0 | 0 | 0 | 0 | 0 | 0 | 0 | 0 | 0 | 0 | 0 | 0 | 1 | 0 | 0 | 0 | 0 | 0 | 0 | 0 | 0 | 0 | 0 | 0 | 0 | 0 | 0 | 0 | 0 | 0 | 0 | 0 | Southern_PGAE_Li_Battery_4hr | Southern_PGAE_Li_Battery_8hr | Southern_PGAE_Solar |  | Central_Valley_North_Los_Banos_Wind |  |  |  | Southern_PGAE | Central_Valley_North_Los_Banos
PG&E GBA | Manteca | 115 | CA | 95336 | SAN JOAQUIN | 10 | 0 | 0 | 0 | 0 | 0 | 0 | 0 | 0 | 0 | 0 | 0 | 0 | 0 | 0 | 0 | 0 | 0 | 0 | 0 | 0 | 0 | 0 | 0 | 0 | 0 | 0 | 0 | 0 | 0 | 0 | 0 | 0 | 0 | 0 | 0 | 0 | 0 | 0 | 0 | 0 | 0 | 0 | 0 | 0 | 0 | 1 | 0 | 0 | 0 | 0 | 0 | 0 | 0 | 0 | 0 | 1 | 0 | 1 | 0 | 1 | 0 | 0 | 0 | 0 | 0 | 1 | 0 | 1 | 0 | 0 | 0 | 0 | 0 | 0 | 0 | 0 | 0 | 0 | 1 | 1 | 0 | 0 | 0 | 0 | 0 | 0 | 0 | 0 | 0 | 0 | 0 | 0 | 0 | 0 | 1 | 1 | 0 | Northern_California_Li_Battery_4hr | Northern_California_Li_Battery_8hr | Northern_California_Solar |  | Solano_Wind |  |  |  | Northern_California | Solano
SDGE | Margarita | 138 | CA | 92675 | ORANGE | 3 | 0 | 0 | 0 | 0 | 0 | 0 | 0 | 0 | 0 | 0 | 0 | 0 | 0 | 0 | 0 | 0 | 0 | 0 | 0 | 0 | 0 | 0 | 0 | 0 | 0 | 1 | 0 | 0 | 0 | 0 | 0 | 0 | 0 | 0 | 0 | 0 | 0 | 1 | 1 | 0 | 0 | 0 | 0 | 0 | 0 | 0 | 0 | 0 | 0 | 0 | 0 | 0 | 0 | 0 | 0 | 0 | 0 | 0 | 0 | 0 | 0 | 0 | 0 | 0 | 0 | 0 | 0 | 0 | 0 | 0 | 0 | 0 | 0 | 0 | 0 | 0 | 0 | 0 | 0 | 0 | 0 | 0 | 0 | 0 | 0 | 0 | 0 | 0 | 0 | 0 | 0 | 0 | 0 | 0 | 0 | 0 | 0 | Greater_LA_Li_Battery_4hr | Greater_LA_Li_Battery_8hr | Greater_LA_Solar |  | 0 |  |  |  | Greater_LA | Greater_LA
PG&E GBA | Martin | 230 | CA | 94014 | SAN MATEO | 2 | 0 | 0 | 0 | 0 | 0 | 0 | 0 | 0 | 0 | 0 | 0 | 0 | 0 | 0 | 0 | 0 | 0 | 0 | 0 | 0 | 0 | 0 | 0 | 0 | 0 | 0 | 0 | 0 | 0 | 0 | 0 | 0 | 0 | 0 | 0 | 0 | 0 | 0 | 0 | 1 | 0 | 0 | 0 | 0 | 0 | 0 | 0 | 0 | 0 | 0 | 0 | 0 | 1 | 0 | 0 | 0 | 0 | 0 | 0 | 0 | 0 | 0 | 0 | 0 | 0 | 0 | 0 | 0 | 0 | 0 | 0 | 0 | 0 | 0 | 0 | 0 | 0 | 0 | 0 | 0 | 0 | 0 | 0 | 0 | 0 | 0 | 0 | 0 | 0 | 0 | 0 | 0 | 0 | 0 | 0 | 0 | 0 | Northern_California_Li_Battery_4hr | Northern_California_Li_Battery_8hr | Northern_California_Solar |  | Kern_Greater_Carrizo_Wind |  |  |  | Northern_California | Peninsula_Monterey
PG&E GBA | Martin | 115 | CA | 94014 | SAN MATEO | 3 | 0 | 0 | 0 | 0 | 0 | 0 | 0 | 0 | 0 | 0 | 0 | 0 | 0 | 0 | 0 | 0 | 0 | 0 | 0 | 0 | 0 | 0 | 0 | 0 | 0 | 0 | 0 | 0 | 0 | 0 | 0 | 0 | 0 | 0 | 0 | 0 | 0 | 0 | 0 | 0 | 0 | 0 | 0 | 0 | 0 | 0 | 0 | 0 | 0 | 0 | 0 | 0 | 1 | 0 | 0 | 1 | 0 | 0 | 0 | 0 | 0 | 0 | 0 | 0 | 0 | 1 | 0 | 0 | 0 | 0 | 0 | 0 | 0 | 0 | 0 | 0 | 0 | 0 | 0 | 0 | 0 | 0 | 0 | 0 | 0 | 0 | 0 | 0 | 0 | 0 | 0 | 0 | 0 | 0 | 0 | 0 | 0 | Northern_California_Li_Battery_4hr | Northern_California_Li_Battery_8hr | Northern_California_Solar |  | Kern_Greater_Carrizo_Wind |  |  |  | Northern_California | Peninsula_Monterey
PG&E GBA | Martinez | 115 | CA | 94553 | CONTRA COSTA | 9 | 0 | 0 | 0 | 0 | 0 | 0 | 0 | 0 | 0 | 0 | 0 | 0 | 0 | 0 | 0 | 0 | 0 | 0 | 0 | 0 | 0 | 0 | 0 | 0 | 0 | 0 | 0 | 0 | 0 | 0 | 0 | 0 | 0 | 0 | 0 | 0 | 0 | 0 | 0 | 1 | 0 | 0 | 0 | 0 | 0 | 0 | 0 | 0 | 0 | 1 | 0 | 0 | 1 | 1 | 1 | 1 | 0 | 0 | 1 | 1 | 0 | 0 | 0 | 0 | 0 | 1 | 0 | 0 | 0 | 0 | 0 | 0 | 0 | 0 | 0 | 0 | 0 | 0 | 0 | 0 | 0 | 0 | 0 | 0 | 0 | 0 | 0 | 0 | 0 | 0 | 0 | 0 | 0 | 0 | 0 | 0 | 0 | Northern_California_Li_Battery_4hr | Northern_California_Li_Battery_8hr | Northern_California_Solar |  | Solano_Wind |  |  |  | Northern_California | Solano
PG&E FRESNO | Mc Mullin | 230 | CA | 93706 | FRESNO | 6 | 0 | 0 | 0 | 0 | 0 | 0 | 0 | 0 | 0 | 0 | 0 | 0 | 0 | 0 | 0 | 0 | 0 | 0 | 0 | 0 | 0 | 0 | 0 | 0 | 0 | 0 | 0 | 0 | 0 | 0 | 0 | 0 | 0 | 0 | 0 | 0 | 0 | 0 | 0 | 0 | 0 | 0 | 0 | 0 | 0 | 1 | 0 | 0 | 0 | 0 | 0 | 0 | 0 | 0 | 0 | 0 | 0 | 0 | 0 | 0 | 0 | 0 | 0 | 0 | 0 | 0 | 0 | 0 | 0 | 0 | 0 | 0 | 0 | 0 | 0 | 0 | 0 | 0 | 1 | 1 | 0 | 1 | 0 | 0 | 0 | 1 | 0 | 0 | 0 | 1 | 0 | 0 | 0 | 0 | 0 | 0 | 0 | Southern_PGAE_Li_Battery_4hr | Southern_PGAE_Li_Battery_8hr | Southern_PGAE_Solar |  | Central_Valley_North_Los_Banos_Wind |  |  |  | Southern_PGAE | Central_Valley_North_Los_Banos
PG&E FRESNO | McCall | 115 | CA | 93625 | FRESNO | 6 | 0 | 0 | 0 | 0 | 0 | 0 | 0 | 0 | 0 | 0 | 0 | 0 | 0 | 0 | 0 | 0 | 0 | 0 | 0 | 0 | 0 | 0 | 0 | 0 | 0 | 0 | 0 | 0 | 0 | 0 | 0 | 0 | 0 | 0 | 0 | 0 | 0 | 0 | 0 | 0 | 0 | 0 | 0 | 0 | 0 | 1 | 0 | 0 | 0 | 0 | 0 | 0 | 0 | 0 | 0 | 0 | 0 | 0 | 0 | 0 | 0 | 0 | 0 | 0 | 0 | 0 | 0 | 0 | 0 | 0 | 0 | 0 | 0 | 0 | 0 | 0 | 0 | 0 | 1 | 0 | 0 | 1 | 0 | 1 | 0 | 1 | 0 | 0 | 0 | 1 | 0 | 0 | 0 | 0 | 0 | 0 | 0 | Southern_PGAE_Li_Battery_4hr | Southern_PGAE_Li_Battery_8hr | Southern_PGAE_Solar |  | Central_Valley_North_Los_Banos_Wind |  |  |  | Southern_PGAE | Central_Valley_North_Los_Banos
PG&E FRESNO | McCall | 230 | CA | 93625 | FRESNO | 6 | 0 | 0 | 0 | 0 | 0 | 0 | 0 | 0 | 0 | 0 | 0 | 0 | 0 | 0 | 0 | 0 | 0 | 0 | 0 | 0 | 0 | 0 | 0 | 0 | 0 | 0 | 0 | 0 | 0 | 0 | 0 | 0 | 0 | 0 | 0 | 0 | 0 | 0 | 0 | 0 | 0 | 0 | 0 | 0 | 0 | 1 | 0 | 0 | 0 | 0 | 0 | 0 | 0 | 0 | 0 | 0 | 0 | 0 | 0 | 0 | 0 | 0 | 0 | 0 | 0 | 0 | 0 | 0 | 0 | 0 | 0 | 0 | 0 | 0 | 0 | 0 | 0 | 0 | 1 | 1 | 0 | 1 | 0 | 0 | 0 | 1 | 0 | 0 | 0 | 1 | 0 | 0 | 0 | 0 | 0 | 0 | 0 | Southern_PGAE_Li_Battery_4hr | Southern_PGAE_Li_Battery_8hr | Southern_PGAE_Solar |  | Central_Valley_North_Los_Banos_Wind |  |  |  | Southern_PGAE | Central_Valley_North_Los_Banos
PG&E GBA | Meadow Lane | 115 | CA | 94520 | Contra Costa | 1 | 0 | 0 | 0 | 0 | 0 | 0 | 0 | 0 | 0 | 0 | 0 | 0 | 0 | 0 | 0 | 0 | 0 | 0 | 0 | 0 | 0 | 0 | 0 | 0 | 0 | 0 | 0 | 0 | 0 | 0 | 0 | 0 | 0 | 0 | 0 | 0 | 0 | 0 | 0 | 1 | 0 | 0 | 0 | 0 | 0 | 0 | 0 | 0 | 0 | 0 | 0 | 0 | 0 | 0 | 0 | 0 | 0 | 0 | 0 | 0 | 0 | 0 | 0 | 0 | 0 | 0 | 0 | 0 | 0 | 0 | 0 | 0 | 0 | 0 | 0 | 0 | 0 | 0 | 0 | 0 | 0 | 0 | 0 | 0 | 0 | 0 | 0 | 0 | 0 | 0 | 0 | 0 | 0 | 0 | 0 | 0 | 0 | Northern_California_Li_Battery_4hr | Northern_California_Li_Battery_8hr | Northern_California_Solar |  | Solano_Wind |  |  |  | Northern_California | Solano
PG&E GBA | Melones | 115 | CA | 95222 | CALAVERAS | 5 | 0 | 0 | 0 | 0 | 0 | 0 | 0 | 0 | 0 | 0 | 0 | 0 | 0 | 0 | 0 | 0 | 0 | 0 | 0 | 0 | 0 | 0 | 0 | 0 | 0 | 0 | 0 | 0 | 0 | 0 | 0 | 0 | 0 | 0 | 0 | 0 | 0 | 0 | 0 | 0 | 0 | 0 | 0 | 0 | 0 | 1 | 0 | 0 | 0 | 0 | 0 | 0 | 0 | 0 | 0 | 1 | 0 | 1 | 0 | 1 | 0 | 0 | 0 | 0 | 0 | 1 | 0 | 0 | 0 | 0 | 0 | 0 | 0 | 0 | 0 | 0 | 0 | 0 | 0 | 0 | 0 | 0 | 0 | 0 | 0 | 0 | 0 | 0 | 0 | 0 | 0 | 0 | 0 | 0 | 0 | 0 | 0 | Northern_California_Li_Battery_4hr | Northern_California_Li_Battery_8hr | Northern_California_Solar |  | Central_Valley_North_Los_Banos_Wind |  |  |  | Northern_California | El_Dorado_Mariposa
PG&E GBA | Melones | 230 | CA | 95222 | CALAVERAS | 5 | 0 | 0 | 0 | 0 | 0 | 0 | 0 | 0 | 0 | 0 | 0 | 0 | 0 | 0 | 0 | 0 | 0 | 0 | 0 | 0 | 0 | 0 | 0 | 0 | 0 | 0 | 0 | 0 | 0 | 0 | 0 | 0 | 0 | 0 | 0 | 0 | 0 | 0 | 0 | 0 | 0 | 0 | 0 | 0 | 0 | 1 | 0 | 0 | 0 | 0 | 0 | 0 | 0 | 0 | 0 | 1 | 0 | 1 | 0 | 1 | 0 | 0 | 0 | 0 | 0 | 1 | 0 | 0 | 0 | 0 | 0 | 0 | 0 | 0 | 0 | 0 | 0 | 0 | 0 | 0 | 0 | 0 | 0 | 0 | 0 | 0 | 0 | 0 | 0 | 0 | 0 | 0 | 0 | 0 | 0 | 0 | 0 | Northern_California_Li_Battery_4hr | Northern_California_Li_Battery_8hr | Northern_California_Solar |  | Central_Valley_North_Los_Banos_Wind |  |  |  | Northern_California | El_Dorado_Mariposa
SDGE | Melrose | 69 | CA | 92083 | San Diego | 4 | 0 | 0 | 0 | 0 | 0 | 0 | 0 | 0 | 0 | 0 | 0 | 0 | 0 | 0 | 0 | 0 | 0 | 0 | 0 | 0 | 0 | 0 | 0 | 0 | 0 | 1 | 0 | 0 | 0 | 0 | 0 | 0 | 1 | 1 | 0 | 0 | 0 | 1 | 0 | 0 | 0 | 0 | 0 | 0 | 0 | 0 | 0 | 0 | 0 | 0 | 0 | 0 | 0 | 0 | 0 | 0 | 0 | 0 | 0 | 0 | 0 | 0 | 0 | 0 | 0 | 0 | 0 | 0 | 0 | 0 | 0 | 0 | 0 | 0 | 0 | 0 | 0 | 0 | 0 | 0 | 0 | 0 | 0 | 0 | 0 | 0 | 0 | 0 | 0 | 0 | 0 | 0 | 0 | 0 | 0 | 0 | 0 | San_Diego_Li_Battery_4hr | San_Diego_Li_Battery_8hr | San_Diego_Solar |  | 0 |  |  |  | Greater_SD | Greater_SD
PG&E NGBA | Mendocino | 115 | CA | 95470 | MENDOCINO | 3 | 0 | 0 | 0 | 0 | 0 | 0 | 0 | 0 | 0 | 0 | 0 | 0 | 0 | 0 | 0 | 0 | 0 | 0 | 0 | 0 | 0 | 0 | 0 | 0 | 0 | 0 | 0 | 0 | 0 | 0 | 0 | 0 | 0 | 0 | 0 | 0 | 0 | 0 | 0 | 1 | 0 | 0 | 0 | 0 | 0 | 0 | 0 | 0 | 0 | 0 | 0 | 0 | 1 | 0 | 0 | 0 | 0 | 0 | 0 | 0 | 0 | 0 | 0 | 0 | 0 | 0 | 1 | 0 | 0 | 0 | 0 | 0 | 0 | 0 | 0 | 0 | 0 | 0 | 0 | 0 | 0 | 0 | 0 | 0 | 0 | 0 | 0 | 0 | 0 | 0 | 0 | 0 | 0 | 0 | 0 | 0 | 0 | Northern_California_Li_Battery_4hr | Northern_California_Li_Battery_8hr | Northern_California_Solar |  | Northern_California_Wind |  |  |  | Northern_California | Mendocino_Marin
PG&E NGBA | Mendocino | 60 | CA | 95470 | MENDOCINO | 6 | 0 | 0 | 0 | 0 | 0 | 0 | 0 | 0 | 0 | 0 | 0 | 0 | 0 | 0 | 0 | 0 | 0 | 0 | 0 | 0 | 0 | 0 | 0 | 0 | 0 | 0 | 0 | 0 | 0 | 0 | 0 | 0 | 0 | 0 | 0 | 0 | 0 | 0 | 0 | 1 | 0 | 1 | 0 | 0 | 0 | 0 | 0 | 0 | 0 | 0 | 0 | 0 | 1 | 0 | 1 | 1 | 0 | 0 | 0 | 0 | 0 | 0 | 0 | 0 | 0 | 0 | 1 | 0 | 0 | 0 | 0 | 0 | 0 | 0 | 0 | 0 | 0 | 0 | 0 | 0 | 0 | 0 | 0 | 0 | 0 | 0 | 0 | 0 | 0 | 0 | 0 | 0 | 0 | 0 | 0 | 0 | 0 | Northern_California_Li_Battery_4hr | Northern_California_Li_Battery_8hr | Northern_California_Solar |  | Northern_California_Wind |  |  |  | Northern_California | Mendocino_Marin
PG&E FRESNO | Mendota | 115 | CA | 93640 | FRESNO | 13 | 0 | 0 | 0 | 0 | 0 | 0 | 0 | 0 | 0 | 0 | 0 | 0 | 0 | 0 | 0 | 0 | 0 | 0 | 0 | 0 | 0 | 0 | 0 | 0 | 0 | 0 | 0 | 0 | 0 | 0 | 0 | 0 | 0 | 0 | 0 | 0 | 0 | 0 | 0 | 0 | 0 | 0 | 0 | 0 | 0 | 1 | 0 | 0 | 0 | 0 | 0 | 0 | 0 | 0 | 0 | 0 | 0 | 0 | 0 | 0 | 0 | 0 | 0 | 0 | 0 | 0 | 0 | 0 | 0 | 0 | 0 | 0 | 0 | 0 | 0 | 0 | 0 | 0 | 1 | 1 | 1 | 1 | 1 | 1 | 1 | 1 | 0 | 1 | 0 | 1 | 1 | 0 | 1 | 0 | 0 | 0 | 0 | Southern_PGAE_Li_Battery_4hr | Southern_PGAE_Li_Battery_8hr | Southern_PGAE_Solar |  | Central_Valley_North_Los_Banos_Wind |  |  |  | Southern_PGAE | Central_Valley_North_Los_Banos
PG&E GBA | Menlo | 60 | CA | 94025 | San Mateo | 3 | 0 | 0 | 0 | 0 | 0 | 0 | 0 | 0 | 0 | 0 | 0 | 0 | 0 | 0 | 0 | 0 | 0 | 0 | 0 | 0 | 0 | 0 | 0 | 0 | 0 | 0 | 0 | 0 | 0 | 0 | 0 | 0 | 0 | 0 | 0 | 0 | 0 | 0 | 0 | 1 | 0 | 0 | 0 | 0 | 0 | 0 | 0 | 0 | 0 | 0 | 0 | 0 | 1 | 0 | 0 | 1 | 0 | 0 | 0 | 0 | 0 | 0 | 0 | 0 | 0 | 0 | 0 | 0 | 0 | 0 | 0 | 0 | 0 | 0 | 0 | 0 | 0 | 0 | 0 | 0 | 0 | 0 | 0 | 0 | 0 | 0 | 0 | 0 | 0 | 0 | 0 | 0 | 0 | 0 | 0 | 0 | 0 | Northern_California_Li_Battery_4hr | Northern_California_Li_Battery_8hr | Northern_California_Solar |  | Kern_Greater_Carrizo_Wind |  |  |  | Northern_California | Peninsula_Monterey
PG&E FRESNO | Merced | 115 | CA | 95341 | MERCED | 13 | 0 | 0 | 0 | 0 | 0 | 0 | 0 | 0 | 0 | 0 | 0 | 0 | 0 | 0 | 0 | 0 | 0 | 0 | 0 | 0 | 0 | 0 | 0 | 0 | 0 | 0 | 0 | 0 | 0 | 0 | 0 | 0 | 0 | 0 | 0 | 0 | 0 | 0 | 0 | 0 | 0 | 0 | 0 | 0 | 0 | 1 | 0 | 0 | 0 | 0 | 0 | 0 | 0 | 0 | 0 | 0 | 0 | 0 | 0 | 1 | 0 | 0 | 0 | 0 | 0 | 0 | 0 | 0 | 0 | 0 | 0 | 0 | 0 | 0 | 0 | 0 | 0 | 0 | 1 | 1 | 0 | 1 | 1 | 1 | 1 | 1 | 0 | 1 | 1 | 1 | 0 | 0 | 1 | 0 | 0 | 0 | 0 | Southern_PGAE_Li_Battery_4hr | Southern_PGAE_Li_Battery_8hr | Southern_PGAE_Solar |  | Central_Valley_North_Los_Banos_Wind |  |  |  | Southern_PGAE | Central_Valley_North_Los_Banos
EOP | Mercury | 138 | NV | 89020 | NYE | 3 | 0 | 0 | 0 | 0 | 0 | 0 | 0 | 0 | 0 | 0 | 0 | 0 | 0 | 0 | 0 | 0 | 0 | 0 | 0 | 0 | 0 | 0 | 1 | 1 | 1 | 0 | 0 | 0 | 0 | 0 | 0 | 0 | 0 | 0 | 0 | 0 | 0 | 0 | 0 | 0 | 0 | 0 | 0 | 0 | 0 | 0 | 0 | 0 | 0 | 0 | 0 | 0 | 0 | 0 | 0 | 0 | 0 | 0 | 0 | 0 | 0 | 0 | 0 | 0 | 0 | 0 | 0 | 0 | 0 | 0 | 0 | 0 | 0 | 0 | 0 | 0 | 0 | 0 | 0 | 0 | 0 | 0 | 0 | 0 | 0 | 0 | 0 | 0 | 0 | 0 | 0 | 0 | 0 | 0 | 0 | 0 | 0 | Southern_NV_Eldorado_Li_Battery_4hr | Southern_NV_Eldorado_Li_Battery_8hr | Southern_NV_Eldorado_Solar |  | Southern_NV_Eldorado_Wind |  |  |  | Southern_NV_Eldorado | Southern_NV_Eldorado
PG&E FRESNO | Mercy Springs | 70 | CA | 93635 | Merced | 3 | 0 | 0 | 0 | 0 | 0 | 0 | 0 | 0 | 0 | 0 | 0 | 0 | 0 | 0 | 0 | 0 | 0 | 0 | 0 | 0 | 0 | 0 | 0 | 0 | 0 | 0 | 0 | 0 | 0 | 0 | 0 | 0 | 0 | 0 | 0 | 0 | 0 | 0 | 0 | 0 | 0 | 0 | 0 | 0 | 0 | 0 | 0 | 0 | 0 | 0 | 0 | 0 | 0 | 0 | 0 | 0 | 0 | 0 | 0 | 0 | 0 | 0 | 0 | 0 | 0 | 0 | 0 | 0 | 0 | 0 | 0 | 0 | 0 | 0 | 0 | 0 | 0 | 0 | 1 | 1 | 0 | 0 | 0 | 0 | 0 | 1 | 0 | 0 | 0 | 0 | 0 | 0 | 0 | 0 | 0 | 0 | 0 | Southern_PGAE_Li_Battery_4hr | Southern_PGAE_Li_Battery_8hr | Southern_PGAE_Solar |  | Central_Valley_North_Los_Banos_Wind |  |  |  | Southern_PGAE | Central_Valley_North_Los_Banos
PG&E NGBA | Meridian | 60 | CA | 95957 | Sutter | 3 | 0 | 0 | 0 | 0 | 0 | 0 | 0 | 0 | 0 | 0 | 0 | 0 | 0 | 0 | 0 | 0 | 0 | 0 | 0 | 0 | 0 | 0 | 0 | 0 | 0 | 0 | 0 | 0 | 0 | 0 | 0 | 0 | 0 | 0 | 0 | 0 | 0 | 0 | 0 | 1 | 0 | 0 | 0 | 0 | 0 | 0 | 0 | 0 | 0 | 0 | 0 | 0 | 1 | 0 | 0 | 0 | 0 | 0 | 0 | 0 | 0 | 0 | 0 | 0 | 0 | 0 | 1 | 0 | 0 | 0 | 0 | 0 | 0 | 0 | 0 | 0 | 0 | 0 | 0 | 0 | 0 | 0 | 0 | 0 | 0 | 0 | 0 | 0 | 0 | 0 | 0 | 0 | 0 | 0 | 0 | 0 | 0 | Northern_California_Li_Battery_4hr | Northern_California_Li_Battery_8hr | Northern_California_Solar |  | Northern_California_Wind |  |  |  | Northern_California | Northern_California
PG&E KERN | Mesa (PGE) | 115 | CA | 93444 | SAN LUIS OBISPO | 5 | 0 | 0 | 0 | 0 | 0 | 0 | 0 | 0 | 0 | 0 | 0 | 0 | 0 | 0 | 0 | 0 | 0 | 0 | 0 | 0 | 0 | 0 | 0 | 0 | 0 | 0 | 0 | 0 | 0 | 0 | 0 | 0 | 0 | 0 | 0 | 0 | 0 | 0 | 0 | 0 | 0 | 0 | 0 | 0 | 0 | 0 | 0 | 0 | 0 | 0 | 0 | 0 | 0 | 0 | 0 | 0 | 0 | 0 | 0 | 0 | 0 | 0 | 0 | 0 | 0 | 0 | 0 | 1 | 1 | 0 | 0 | 0 | 0 | 0 | 0 | 0 | 0 | 0 | 0 | 1 | 0 | 0 | 0 | 0 | 0 | 1 | 0 | 0 | 0 | 0 | 0 | 0 | 0 | 0 | 0 | 1 | 0 | Southern_PGAE_Li_Battery_4hr | Southern_PGAE_Li_Battery_8hr | Southern_PGAE_Solar |  | Kern_Greater_Carrizo_Wind |  |  |  | Southern_PGAE | Kern_Greater_Carrizo
PG&E KERN | Mesa (PGE) | 230 | CA | 93444 | SAN LUIS OBISPO | 5 | 0 | 0 | 0 | 0 | 0 | 0 | 0 | 0 | 0 | 0 | 0 | 0 | 0 | 0 | 0 | 0 | 0 | 0 | 0 | 0 | 0 | 0 | 0 | 0 | 0 | 0 | 0 | 0 | 0 | 0 | 0 | 0 | 0 | 0 | 0 | 0 | 0 | 0 | 0 | 0 | 0 | 0 | 0 | 0 | 0 | 0 | 0 | 0 | 0 | 0 | 0 | 0 | 0 | 0 | 0 | 0 | 0 | 0 | 0 | 0 | 0 | 0 | 0 | 0 | 0 | 0 | 0 | 1 | 0 | 0 | 0 | 0 | 0 | 0 | 0 | 0 | 0 | 0 | 1 | 1 | 0 | 0 | 0 | 0 | 0 | 0 | 0 | 0 | 0 | 0 | 0 | 0 | 0 | 0 | 1 | 1 | 0 | Southern_PGAE_Li_Battery_4hr | Southern_PGAE_Li_Battery_8hr | Southern_PGAE_Solar |  | Kern_Greater_Carrizo_Wind |  |  |  | Southern_PGAE | Kern_Greater_Carrizo
SCE Metro | Mesa (SCE) | 230 | CA | 91755 | LOS ANGELES | 1 | 0 | 0 | 0 | 0 | 0 | 0 | 0 | 0 | 0 | 1 | 0 | 0 | 0 | 0 | 0 | 0 | 0 | 0 | 0 | 0 | 0 | 0 | 0 | 0 | 0 | 0 | 0 | 0 | 0 | 0 | 0 | 0 | 0 | 0 | 0 | 0 | 0 | 0 | 0 | 0 | 0 | 0 | 0 | 0 | 0 | 0 | 0 | 0 | 0 | 0 | 0 | 0 | 0 | 0 | 0 | 0 | 0 | 0 | 0 | 0 | 0 | 0 | 0 | 0 | 0 | 0 | 0 | 0 | 0 | 0 | 0 | 0 | 0 | 0 | 0 | 0 | 0 | 0 | 0 | 0 | 0 | 0 | 0 | 0 | 0 | 0 | 0 | 0 | 0 | 0 | 0 | 0 | 0 | 0 | 0 | 0 | 0 | Greater_LA_Li_Battery_4hr | Greater_LA_Li_Battery_8hr | Greater_LA_Solar |  | 0 |  |  |  | Greater_LA | Greater_LA
SCE Metro | Mesa (SCE) | 500 | CA | 91755 | LOS ANGELES | 1 | 0 | 0 | 0 | 0 | 0 | 0 | 0 | 0 | 0 | 1 | 0 | 0 | 0 | 0 | 0 | 0 | 0 | 0 | 0 | 0 | 0 | 0 | 0 | 0 | 0 | 0 | 0 | 0 | 0 | 0 | 0 | 0 | 0 | 0 | 0 | 0 | 0 | 0 | 0 | 0 | 0 | 0 | 0 | 0 | 0 | 0 | 0 | 0 | 0 | 0 | 0 | 0 | 0 | 0 | 0 | 0 | 0 | 0 | 0 | 0 | 0 | 0 | 0 | 0 | 0 | 0 | 0 | 0 | 0 | 0 | 0 | 0 | 0 | 0 | 0 | 0 | 0 | 0 | 0 | 0 | 0 | 0 | 0 | 0 | 0 | 0 | 0 | 0 | 0 | 0 | 0 | 0 | 0 | 0 | 0 | 0 | 0 | Greater_LA_Li_Battery_4hr | Greater_LA_Li_Battery_8hr | Greater_LA_Solar |  | 0 |  |  |  | Greater_LA | Greater_LA
SDGE | Mesa Heights | 69 | CA | 92111 | San Diego | 1 | 0 | 0 | 0 | 0 | 0 | 0 | 0 | 0 | 0 | 0 | 0 | 0 | 0 | 0 | 0 | 0 | 0 | 0 | 0 | 0 | 0 | 0 | 0 | 0 | 0 | 0 | 0 | 0 | 0 | 0 | 0 | 0 | 1 | 0 | 0 | 0 | 0 | 0 | 0 | 0 | 0 | 0 | 0 | 0 | 0 | 0 | 0 | 0 | 0 | 0 | 0 | 0 | 0 | 0 | 0 | 0 | 0 | 0 | 0 | 0 | 0 | 0 | 0 | 0 | 0 | 0 | 0 | 0 | 0 | 0 | 0 | 0 | 0 | 0 | 0 | 0 | 0 | 0 | 0 | 0 | 0 | 0 | 0 | 0 | 0 | 0 | 0 | 0 | 0 | 0 | 0 | 0 | 0 | 0 | 0 | 0 | 0 | San_Diego_Li_Battery_4hr | San_Diego_Li_Battery_8hr | San_Diego_Solar |  | 0 |  |  |  | Greater_SD | Greater_SD
PG&E GBA | Metcalf | 115 | CA | 95013 | SANTA CLARA | 2 | 0 | 0 | 0 | 0 | 0 | 0 | 0 | 0 | 0 | 0 | 0 | 0 | 0 | 0 | 0 | 0 | 0 | 0 | 0 | 0 | 0 | 0 | 0 | 0 | 0 | 0 | 0 | 0 | 0 | 0 | 0 | 0 | 0 | 0 | 0 | 0 | 0 | 0 | 0 | 0 | 0 | 0 | 0 | 0 | 0 | 0 | 0 | 0 | 0 | 0 | 0 | 0 | 0 | 0 | 0 | 1 | 0 | 0 | 0 | 1 | 0 | 0 | 0 | 0 | 0 | 0 | 0 | 0 | 0 | 0 | 0 | 0 | 0 | 0 | 0 | 0 | 0 | 0 | 0 | 0 | 0 | 0 | 0 | 0 | 0 | 0 | 0 | 0 | 0 | 0 | 0 | 0 | 0 | 0 | 0 | 0 | 0 | Northern_California_Li_Battery_4hr | Northern_California_Li_Battery_8hr | Northern_California_Solar |  | Kern_Greater_Carrizo_Wind |  |  |  | Northern_California | Peninsula_Monterey
PG&E GBA | Metcalf | 230 | CA | 95013 | SANTA CLARA | 2 | 0 | 0 | 0 | 0 | 0 | 0 | 0 | 0 | 0 | 0 | 0 | 0 | 0 | 0 | 0 | 0 | 0 | 0 | 0 | 0 | 0 | 0 | 0 | 0 | 0 | 0 | 0 | 0 | 0 | 0 | 0 | 0 | 0 | 0 | 0 | 0 | 0 | 0 | 0 | 0 | 0 | 0 | 0 | 0 | 0 | 0 | 0 | 0 | 0 | 0 | 0 | 0 | 0 | 0 | 0 | 1 | 0 | 0 | 0 | 1 | 0 | 0 | 0 | 0 | 0 | 0 | 0 | 0 | 0 | 0 | 0 | 0 | 0 | 0 | 0 | 0 | 0 | 0 | 0 | 0 | 0 | 0 | 0 | 0 | 0 | 0 | 0 | 0 | 0 | 0 | 0 | 0 | 0 | 0 | 0 | 0 | 0 | Northern_California_Li_Battery_4hr | Northern_California_Li_Battery_8hr | Northern_California_Solar |  | Kern_Greater_Carrizo_Wind |  |  |  | Northern_California | Peninsula_Monterey
PG&E GBA | Metcalf | 500 | CA | 95013 | SANTA CLARA | 1 | 0 | 0 | 0 | 0 | 0 | 0 | 0 | 0 | 0 | 0 | 0 | 0 | 0 | 0 | 0 | 0 | 0 | 0 | 0 | 0 | 0 | 0 | 0 | 0 | 0 | 0 | 0 | 0 | 0 | 0 | 0 | 0 | 0 | 0 | 0 | 0 | 0 | 0 | 0 | 0 | 0 | 0 | 0 | 0 | 0 | 0 | 0 | 0 | 0 | 0 | 0 | 0 | 0 | 0 | 0 | 0 | 0 | 0 | 0 | 0 | 0 | 0 | 0 | 0 | 0 | 0 | 0 | 0 | 0 | 0 | 0 | 0 | 0 | 0 | 0 | 0 | 0 | 0 | 0 | 0 | 0 | 0 | 0 | 0 | 0 | 0 | 0 | 0 | 0 | 0 | 0 | 0 | 0 | 0 | 0 | 0 | 1 | Northern_California_Li_Battery_4hr | Northern_California_Li_Battery_8hr | Northern_California_Solar |  | Kern_Greater_Carrizo_Wind |  |  |  | Northern_California | Peninsula_Monterey
PG&E KERN | Midway | 115 | CA | 93206 | KERN | 6 | 0 | 0 | 0 | 0 | 0 | 0 | 0 | 0 | 0 | 0 | 0 | 0 | 0 | 0 | 0 | 0 | 0 | 0 | 0 | 0 | 0 | 0 | 0 | 0 | 0 | 0 | 0 | 0 | 0 | 0 | 0 | 0 | 0 | 0 | 0 | 0 | 0 | 0 | 0 | 0 | 0 | 0 | 0 | 0 | 0 | 0 | 0 | 0 | 0 | 0 | 0 | 0 | 0 | 0 | 0 | 0 | 0 | 0 | 0 | 0 | 0 | 0 | 0 | 0 | 0 | 0 | 0 | 1 | 1 | 0 | 0 | 0 | 0 | 0 | 1 | 0 | 0 | 0 | 1 | 1 | 0 | 0 | 0 | 0 | 0 | 0 | 0 | 0 | 0 | 0 | 0 | 0 | 0 | 0 | 1 | 0 | 0 | Southern_PGAE_Li_Battery_4hr | Southern_PGAE_Li_Battery_8hr | Southern_PGAE_Solar |  | Central_Valley_North_Los_Banos_Wind |  |  |  | Southern_PGAE | Central_Valley_North_Los_Banos
PG&E KERN | Midway | 230 | CA | 93206 | KERN | 5 | 0 | 0 | 0 | 0 | 0 | 0 | 0 | 0 | 0 | 0 | 0 | 0 | 0 | 0 | 0 | 0 | 0 | 0 | 0 | 0 | 0 | 0 | 0 | 0 | 0 | 0 | 0 | 0 | 0 | 0 | 0 | 0 | 0 | 0 | 0 | 0 | 0 | 0 | 0 | 0 | 0 | 0 | 0 | 0 | 0 | 0 | 0 | 0 | 0 | 0 | 0 | 0 | 0 | 0 | 0 | 0 | 0 | 0 | 0 | 0 | 0 | 0 | 0 | 0 | 0 | 0 | 0 | 1 | 1 | 0 | 0 | 0 | 0 | 0 | 0 | 0 | 0 | 0 | 1 | 1 | 0 | 0 | 0 | 0 | 0 | 0 | 0 | 0 | 0 | 0 | 0 | 0 | 0 | 0 | 1 | 0 | 0 | Southern_PGAE_Li_Battery_4hr | Southern_PGAE_Li_Battery_8hr | Southern_PGAE_Solar |  | Central_Valley_North_Los_Banos_Wind |  |  |  | Southern_PGAE | Central_Valley_North_Los_Banos
PG&E KERN | Midway | 500 | CA | 93206 | KERN | 1 | 0 | 0 | 0 | 0 | 0 | 0 | 0 | 0 | 0 | 0 | 0 | 0 | 0 | 0 | 0 | 0 | 0 | 0 | 0 | 0 | 0 | 0 | 0 | 0 | 0 | 0 | 0 | 0 | 0 | 0 | 0 | 0 | 0 | 0 | 0 | 0 | 0 | 0 | 0 | 0 | 0 | 0 | 0 | 0 | 0 | 0 | 0 | 0 | 0 | 0 | 0 | 0 | 0 | 0 | 0 | 0 | 0 | 0 | 0 | 0 | 0 | 0 | 0 | 0 | 0 | 0 | 0 | 0 | 0 | 0 | 0 | 0 | 0 | 0 | 0 | 0 | 0 | 0 | 0 | 0 | 0 | 0 | 0 | 0 | 0 | 0 | 0 | 0 | 0 | 0 | 0 | 0 | 0 | 0 | 1 | 0 | 0 | Southern_PGAE_Li_Battery_4hr | Southern_PGAE_Li_Battery_8hr | Southern_PGAE_Solar |  | Central_Valley_North_Los_Banos_Wind |  |  |  | Southern_PGAE | Central_Valley_North_Los_Banos
SDGE | Miguel | 230 | CA | 91902 | SAN DIEGO | 5 | 0 | 0 | 0 | 0 | 0 | 0 | 0 | 0 | 0 | 0 | 0 | 0 | 0 | 0 | 0 | 0 | 0 | 0 | 0 | 0 | 0 | 0 | 0 | 0 | 0 | 0 | 0 | 0 | 1 | 0 | 1 | 0 | 1 | 0 | 0 | 1 | 1 | 0 | 0 | 0 | 0 | 0 | 0 | 0 | 0 | 0 | 0 | 0 | 0 | 0 | 0 | 0 | 0 | 0 | 0 | 0 | 0 | 0 | 0 | 0 | 0 | 0 | 0 | 0 | 0 | 0 | 0 | 0 | 0 | 0 | 0 | 0 | 0 | 0 | 0 | 0 | 0 | 0 | 0 | 0 | 0 | 0 | 0 | 0 | 0 | 0 | 0 | 0 | 0 | 0 | 0 | 0 | 0 | 0 | 0 | 0 | 0 | San_Diego_Li_Battery_4hr | San_Diego_Li_Battery_8hr | San_Diego_Solar |  | 0 |  |  |  | Greater_SD | Greater_SD
SDGE | Miguel | 500 | CA | 91902 | SAN DIEGO | 5 | 0 | 0 | 0 | 0 | 0 | 0 | 0 | 0 | 0 | 0 | 0 | 0 | 0 | 0 | 0 | 0 | 0 | 0 | 0 | 0 | 0 | 0 | 0 | 0 | 0 | 0 | 0 | 0 | 1 | 0 | 1 | 0 | 1 | 0 | 0 | 1 | 1 | 0 | 0 | 0 | 0 | 0 | 0 | 0 | 0 | 0 | 0 | 0 | 0 | 0 | 0 | 0 | 0 | 0 | 0 | 0 | 0 | 0 | 0 | 0 | 0 | 0 | 0 | 0 | 0 | 0 | 0 | 0 | 0 | 0 | 0 | 0 | 0 | 0 | 0 | 0 | 0 | 0 | 0 | 0 | 0 | 0 | 0 | 0 | 0 | 0 | 0 | 0 | 0 | 0 | 0 | 0 | 0 | 0 | 0 | 0 | 0 | San_Diego_Li_Battery_4hr | San_Diego_Li_Battery_8hr | San_Diego_Solar |  | 0 |  |  |  | Greater_SD | Greater_SD
SDGE | Miguel | 69 | CA | 91902 | SAN DIEGO | 6 | 0 | 0 | 0 | 0 | 0 | 0 | 0 | 0 | 0 | 0 | 0 | 0 | 0 | 0 | 0 | 0 | 0 | 0 | 0 | 0 | 0 | 0 | 0 | 0 | 0 | 0 | 0 | 1 | 0 | 1 | 1 | 0 | 1 | 0 | 0 | 1 | 1 | 0 | 0 | 0 | 0 | 0 | 0 | 0 | 0 | 0 | 0 | 0 | 0 | 0 | 0 | 0 | 0 | 0 | 0 | 0 | 0 | 0 | 0 | 0 | 0 | 0 | 0 | 0 | 0 | 0 | 0 | 0 | 0 | 0 | 0 | 0 | 0 | 0 | 0 | 0 | 0 | 0 | 0 | 0 | 0 | 0 | 0 | 0 | 0 | 0 | 0 | 0 | 0 | 0 | 0 | 0 | 0 | 0 | 0 | 0 | 0 | San_Diego_Li_Battery_4hr | San_Diego_Li_Battery_8hr | San_Diego_Solar |  | 0 |  |  |  | Greater_SD | Greater_SD
PG&E GBA | Millbrae | 115 | CA | 94030 | San Mateo | 3 | 0 | 0 | 0 | 0 | 0 | 0 | 0 | 0 | 0 | 0 | 0 | 0 | 0 | 0 | 0 | 0 | 0 | 0 | 0 | 0 | 0 | 0 | 0 | 0 | 0 | 0 | 0 | 0 | 0 | 0 | 0 | 0 | 0 | 0 | 0 | 0 | 0 | 0 | 0 | 0 | 0 | 0 | 0 | 0 | 0 | 0 | 0 | 0 | 0 | 0 | 0 | 0 | 1 | 0 | 0 | 1 | 0 | 0 | 0 | 0 | 0 | 0 | 0 | 0 | 0 | 1 | 0 | 0 | 0 | 0 | 0 | 0 | 0 | 0 | 0 | 0 | 0 | 0 | 0 | 0 | 0 | 0 | 0 | 0 | 0 | 0 | 0 | 0 | 0 | 0 | 0 | 0 | 0 | 0 | 0 | 0 | 0 | Northern_California_Li_Battery_4hr | Northern_California_Li_Battery_8hr | Northern_California_Solar |  | Kern_Greater_Carrizo_Wind |  |  |  | Northern_California | Peninsula_Monterey
PG&E GBA | Miller | 115 | CA | 95360 | STANISLAUS | 5 | 0 | 0 | 0 | 0 | 0 | 0 | 0 | 0 | 0 | 0 | 0 | 0 | 0 | 0 | 0 | 0 | 0 | 0 | 0 | 0 | 0 | 0 | 0 | 0 | 0 | 0 | 0 | 0 | 0 | 0 | 0 | 0 | 0 | 0 | 0 | 0 | 0 | 0 | 0 | 0 | 0 | 0 | 0 | 0 | 0 | 1 | 0 | 0 | 0 | 0 | 0 | 0 | 0 | 0 | 0 | 1 | 0 | 1 | 0 | 1 | 0 | 0 | 0 | 0 | 0 | 1 | 0 | 0 | 0 | 0 | 0 | 0 | 0 | 0 | 0 | 0 | 0 | 0 | 0 | 0 | 0 | 0 | 0 | 0 | 0 | 0 | 0 | 0 | 0 | 0 | 0 | 0 | 0 | 0 | 0 | 0 | 0 | Southern_PGAE_Li_Battery_4hr | Southern_PGAE_Li_Battery_8hr | Southern_PGAE_Solar |  | Central_Valley_North_Los_Banos_Wind |  |  |  | Southern_PGAE | Central_Valley_North_Los_Banos
SCE Metro | Mira Loma | 230 | CA | 91761 | SAN BERNARDINO | 1 | 0 | 0 | 0 | 0 | 0 | 0 | 0 | 0 | 0 | 1 | 0 | 0 | 0 | 0 | 0 | 0 | 0 | 0 | 0 | 0 | 0 | 0 | 0 | 0 | 0 | 0 | 0 | 0 | 0 | 0 | 0 | 0 | 0 | 0 | 0 | 0 | 0 | 0 | 0 | 0 | 0 | 0 | 0 | 0 | 0 | 0 | 0 | 0 | 0 | 0 | 0 | 0 | 0 | 0 | 0 | 0 | 0 | 0 | 0 | 0 | 0 | 0 | 0 | 0 | 0 | 0 | 0 | 0 | 0 | 0 | 0 | 0 | 0 | 0 | 0 | 0 | 0 | 0 | 0 | 0 | 0 | 0 | 0 | 0 | 0 | 0 | 0 | 0 | 0 | 0 | 0 | 0 | 0 | 0 | 0 | 0 | 0 | Greater_LA_Li_Battery_4hr | Greater_LA_Li_Battery_8hr | Greater_LA_Solar |  | Greater_Kramer_Wind |  |  |  | Greater_LA | Greater_Kramer
SCE Metro | Mira Loma | 500 | CA | 91761 | SAN BERNARDINO | 1 | 0 | 0 | 0 | 0 | 0 | 0 | 0 | 0 | 0 | 1 | 0 | 0 | 0 | 0 | 0 | 0 | 0 | 0 | 0 | 0 | 0 | 0 | 0 | 0 | 0 | 0 | 0 | 0 | 0 | 0 | 0 | 0 | 0 | 0 | 0 | 0 | 0 | 0 | 0 | 0 | 0 | 0 | 0 | 0 | 0 | 0 | 0 | 0 | 0 | 0 | 0 | 0 | 0 | 0 | 0 | 0 | 0 | 0 | 0 | 0 | 0 | 0 | 0 | 0 | 0 | 0 | 0 | 0 | 0 | 0 | 0 | 0 | 0 | 0 | 0 | 0 | 0 | 0 | 0 | 0 | 0 | 0 | 0 | 0 | 0 | 0 | 0 | 0 | 0 | 0 | 0 | 0 | 0 | 0 | 0 | 0 | 0 | Greater_LA_Li_Battery_4hr | Greater_LA_Li_Battery_8hr | Greater_LA_Solar |  | Greater_Kramer_Wind |  |  |  | Greater_LA | Greater_Kramer
SCE Eastern | Mirage | 115 | CA | 92276 | RIVERSIDE | 3 | 0 | 0 | 0 | 0 | 0 | 0 | 0 | 0 | 0 | 0 | 0 | 0 | 0 | 0 | 0 | 0 | 0 | 0 | 1 | 1 | 0 | 1 | 0 | 0 | 0 | 0 | 0 | 0 | 0 | 0 | 0 | 0 | 0 | 0 | 0 | 0 | 0 | 0 | 0 | 0 | 0 | 0 | 0 | 0 | 0 | 0 | 0 | 0 | 0 | 0 | 0 | 0 | 0 | 0 | 0 | 0 | 0 | 0 | 0 | 0 | 0 | 0 | 0 | 0 | 0 | 0 | 0 | 0 | 0 | 0 | 0 | 0 | 0 | 0 | 0 | 0 | 0 | 0 | 0 | 0 | 0 | 0 | 0 | 0 | 0 | 0 | 0 | 0 | 0 | 0 | 0 | 0 | 0 | 0 | 0 | 0 | 0 | Riverside_Li_Battery_4hr | Riverside_Li_Battery_8hr | Riverside_Solar | Greater_Imperial_Geothermal | Riverside_Palm_Springs_Wind |  |  |  | Riverside | Riverside
SCE Eastern | Mirage | 230 | CA | 92276 | RIVERSIDE | 3 | 0 | 0 | 0 | 0 | 0 | 0 | 0 | 0 | 0 | 0 | 0 | 0 | 0 | 0 | 0 | 0 | 0 | 0 | 1 | 1 | 0 | 1 | 0 | 0 | 0 | 0 | 0 | 0 | 0 | 0 | 0 | 0 | 0 | 0 | 0 | 0 | 0 | 0 | 0 | 0 | 0 | 0 | 0 | 0 | 0 | 0 | 0 | 0 | 0 | 0 | 0 | 0 | 0 | 0 | 0 | 0 | 0 | 0 | 0 | 0 | 0 | 0 | 0 | 0 | 0 | 0 | 0 | 0 | 0 | 0 | 0 | 0 | 0 | 0 | 0 | 0 | 0 | 0 | 0 | 0 | 0 | 0 | 0 | 0 | 0 | 0 | 0 | 0 | 0 | 0 | 0 | 0 | 0 | 0 | 0 | 0 | 0 | Riverside_Li_Battery_4hr | Riverside_Li_Battery_8hr | Riverside_Solar | Greater_Imperial_Geothermal | Riverside_Palm_Springs_Wind |  |  |  | Riverside | Riverside
SDGE | Mission | 138 | CA | 92108 | SAN DIEGO | 2 | 0 | 0 | 0 | 0 | 0 | 0 | 0 | 0 | 0 | 0 | 0 | 0 | 0 | 0 | 0 | 0 | 0 | 0 | 0 | 0 | 0 | 0 | 0 | 0 | 0 | 0 | 0 | 0 | 0 | 0 | 1 | 0 | 1 | 0 | 0 | 0 | 0 | 0 | 0 | 0 | 0 | 0 | 0 | 0 | 0 | 0 | 0 | 0 | 0 | 0 | 0 | 0 | 0 | 0 | 0 | 0 | 0 | 0 | 0 | 0 | 0 | 0 | 0 | 0 | 0 | 0 | 0 | 0 | 0 | 0 | 0 | 0 | 0 | 0 | 0 | 0 | 0 | 0 | 0 | 0 | 0 | 0 | 0 | 0 | 0 | 0 | 0 | 0 | 0 | 0 | 0 | 0 | 0 | 0 | 0 | 0 | 0 | San_Diego_Li_Battery_4hr | San_Diego_Li_Battery_8hr | San_Diego_Solar |  | 0 |  |  |  | Greater_SD | Greater_SD
SDGE | Mission | 230 | CA | 92108 | SAN DIEGO | 3 | 0 | 0 | 0 | 0 | 0 | 0 | 0 | 0 | 0 | 0 | 0 | 0 | 0 | 0 | 0 | 0 | 0 | 0 | 0 | 0 | 0 | 0 | 0 | 0 | 0 | 0 | 0 | 0 | 1 | 0 | 1 | 0 | 1 | 0 | 0 | 0 | 0 | 0 | 0 | 0 | 0 | 0 | 0 | 0 | 0 | 0 | 0 | 0 | 0 | 0 | 0 | 0 | 0 | 0 | 0 | 0 | 0 | 0 | 0 | 0 | 0 | 0 | 0 | 0 | 0 | 0 | 0 | 0 | 0 | 0 | 0 | 0 | 0 | 0 | 0 | 0 | 0 | 0 | 0 | 0 | 0 | 0 | 0 | 0 | 0 | 0 | 0 | 0 | 0 | 0 | 0 | 0 | 0 | 0 | 0 | 0 | 0 | San_Diego_Li_Battery_4hr | San_Diego_Li_Battery_8hr | San_Diego_Solar |  | 0 |  |  |  | Greater_SD | Greater_SD
SDGE | Mission | 69 | CA | 92108 | SAN DIEGO | 2 | 0 | 0 | 0 | 0 | 0 | 0 | 0 | 0 | 0 | 0 | 0 | 0 | 0 | 0 | 0 | 0 | 0 | 0 | 0 | 0 | 0 | 0 | 0 | 0 | 0 | 0 | 0 | 0 | 0 | 0 | 1 | 0 | 1 | 0 | 0 | 0 | 0 | 0 | 0 | 0 | 0 | 0 | 0 | 0 | 0 | 0 | 0 | 0 | 0 | 0 | 0 | 0 | 0 | 0 | 0 | 0 | 0 | 0 | 0 | 0 | 0 | 0 | 0 | 0 | 0 | 0 | 0 | 0 | 0 | 0 | 0 | 0 | 0 | 0 | 0 | 0 | 0 | 0 | 0 | 0 | 0 | 0 | 0 | 0 | 0 | 0 | 0 | 0 | 0 | 0 | 0 | 0 | 0 | 0 | 0 | 0 | 0 | San_Diego_Li_Battery_4hr | San_Diego_Li_Battery_8hr | San_Diego_Solar |  | 0 |  |  |  | Greater_SD | Greater_SD
PG&E GBA | Mi-Wuk | 115 | CA | 95383 | TUOLUMNE | 5 | 0 | 0 | 0 | 0 | 0 | 0 | 0 | 0 | 0 | 0 | 0 | 0 | 0 | 0 | 0 | 0 | 0 | 0 | 0 | 0 | 0 | 0 | 0 | 0 | 0 | 0 | 0 | 0 | 0 | 0 | 0 | 0 | 0 | 0 | 0 | 0 | 0 | 0 | 0 | 0 | 0 | 0 | 0 | 0 | 0 | 1 | 0 | 0 | 0 | 0 | 0 | 0 | 0 | 0 | 0 | 1 | 0 | 1 | 0 | 1 | 0 | 0 | 0 | 0 | 0 | 1 | 0 | 0 | 0 | 0 | 0 | 0 | 0 | 0 | 0 | 0 | 0 | 0 | 0 | 0 | 0 | 0 | 0 | 0 | 0 | 0 | 0 | 0 | 0 | 0 | 0 | 0 | 0 | 0 | 0 | 0 | 0 | Northern_California_Li_Battery_4hr | Northern_California_Li_Battery_8hr | Northern_California_Solar |  | Central_Valley_North_Los_Banos_Wind |  |  |  | Northern_California | El_Dorado_Mariposa
EOP | Mohave | 500 | NV | 89029 | CLARK | 1 | 0 | 0 | 0 | 0 | 0 | 0 | 0 | 0 | 0 | 0 | 0 | 0 | 0 | 0 | 0 | 0 | 0 | 0 | 0 | 0 | 0 | 0 | 0 | 0 | 1 | 0 | 0 | 0 | 0 | 0 | 0 | 0 | 0 | 0 | 0 | 0 | 0 | 0 | 0 | 0 | 0 | 0 | 0 | 0 | 0 | 0 | 0 | 0 | 0 | 0 | 0 | 0 | 0 | 0 | 0 | 0 | 0 | 0 | 0 | 0 | 0 | 0 | 0 | 0 | 0 | 0 | 0 | 0 | 0 | 0 | 0 | 0 | 0 | 0 | 0 | 0 | 0 | 0 | 0 | 0 | 0 | 0 | 0 | 0 | 0 | 0 | 0 | 0 | 0 | 0 | 0 | 0 | 0 | 0 | 0 | 0 | 0 | Southern_NV_Eldorado_Li_Battery_4hr | Southern_NV_Eldorado_Li_Battery_8hr | Southern_NV_Eldorado_Solar |  | Southern_NV_Eldorado_Wind |  |  |  | Southern_NV_Eldorado | Southern_NV_Eldorado
PG&E NGBA | Monroe | 115 | CA | 95401 | SONOMA | 3 | 0 | 0 | 0 | 0 | 0 | 0 | 0 | 0 | 0 | 0 | 0 | 0 | 0 | 0 | 0 | 0 | 0 | 0 | 0 | 0 | 0 | 0 | 0 | 0 | 0 | 0 | 0 | 0 | 0 | 0 | 0 | 0 | 0 | 0 | 0 | 0 | 0 | 0 | 0 | 1 | 0 | 0 | 0 | 0 | 0 | 0 | 0 | 0 | 0 | 0 | 0 | 0 | 1 | 0 | 0 | 0 | 0 | 0 | 0 | 0 | 0 | 0 | 0 | 0 | 0 | 0 | 1 | 0 | 0 | 0 | 0 | 0 | 0 | 0 | 0 | 0 | 0 | 0 | 0 | 0 | 0 | 0 | 0 | 0 | 0 | 0 | 0 | 0 | 0 | 0 | 0 | 0 | 0 | 0 | 0 | 0 | 0 | Northern_California_Li_Battery_4hr | Northern_California_Li_Battery_8hr | Northern_California_Solar |  | Northern_California_Wind |  |  |  | Northern_California | Mendocino_Marin
SDGE | Monserate | 69 | CA | 92028 | San Diego | 4 | 0 | 0 | 0 | 0 | 0 | 0 | 0 | 0 | 0 | 0 | 0 | 0 | 0 | 0 | 0 | 0 | 0 | 0 | 0 | 0 | 0 | 0 | 0 | 0 | 0 | 1 | 0 | 0 | 0 | 0 | 0 | 0 | 1 | 1 | 0 | 0 | 0 | 1 | 0 | 0 | 0 | 0 | 0 | 0 | 0 | 0 | 0 | 0 | 0 | 0 | 0 | 0 | 0 | 0 | 0 | 0 | 0 | 0 | 0 | 0 | 0 | 0 | 0 | 0 | 0 | 0 | 0 | 0 | 0 | 0 | 0 | 0 | 0 | 0 | 0 | 0 | 0 | 0 | 0 | 0 | 0 | 0 | 0 | 0 | 0 | 0 | 0 | 0 | 0 | 0 | 0 | 0 | 0 | 0 | 0 | 0 | 0 | San_Diego_Li_Battery_4hr | San_Diego_Li_Battery_8hr | San_Diego_Solar |  | 0 |  |  |  | Greater_SD | Greater_SD
PG&E GBA | Monta Vista | 115 | CA | 95014 | SANTA CLARA | 3 | 0 | 0 | 0 | 0 | 0 | 0 | 0 | 0 | 0 | 0 | 0 | 0 | 0 | 0 | 0 | 0 | 0 | 0 | 0 | 0 | 0 | 0 | 0 | 0 | 0 | 0 | 0 | 0 | 0 | 0 | 0 | 0 | 0 | 0 | 0 | 0 | 0 | 0 | 0 | 0 | 0 | 0 | 0 | 0 | 0 | 0 | 0 | 0 | 0 | 0 | 0 | 0 | 1 | 0 | 0 | 0 | 0 | 0 | 0 | 1 | 0 | 0 | 0 | 0 | 0 | 0 | 0 | 0 | 0 | 0 | 0 | 0 | 0 | 0 | 0 | 0 | 0 | 0 | 0 | 0 | 0 | 0 | 0 | 0 | 0 | 0 | 0 | 0 | 0 | 0 | 0 | 0 | 0 | 0 | 0 | 0 | 1 | Northern_California_Li_Battery_4hr | Northern_California_Li_Battery_8hr | Northern_California_Solar |  | Kern_Greater_Carrizo_Wind |  |  |  | Northern_California | Peninsula_Monterey
PG&E GBA | Monta Vista | 230 | CA | 95014 | SANTA CLARA | 2 | 0 | 0 | 0 | 0 | 0 | 0 | 0 | 0 | 0 | 0 | 0 | 0 | 0 | 0 | 0 | 0 | 0 | 0 | 0 | 0 | 0 | 0 | 0 | 0 | 0 | 0 | 0 | 0 | 0 | 0 | 0 | 0 | 0 | 0 | 0 | 0 | 0 | 0 | 0 | 0 | 0 | 0 | 0 | 0 | 0 | 0 | 0 | 0 | 0 | 0 | 0 | 0 | 1 | 0 | 0 | 0 | 0 | 0 | 0 | 1 | 0 | 0 | 0 | 0 | 0 | 0 | 0 | 0 | 0 | 0 | 0 | 0 | 0 | 0 | 0 | 0 | 0 | 0 | 0 | 0 | 0 | 0 | 0 | 0 | 0 | 0 | 0 | 0 | 0 | 0 | 0 | 0 | 0 | 0 | 0 | 0 | 0 | Northern_California_Li_Battery_4hr | Northern_California_Li_Battery_8hr | Northern_California_Solar |  | Kern_Greater_Carrizo_Wind |  |  |  | Northern_California | Peninsula_Monterey
PG&E GBA | Monta Vista | 60 | CA | 95014 | SANTA CLARA | 3 | 0 | 0 | 0 | 0 | 0 | 0 | 0 | 0 | 0 | 0 | 0 | 0 | 0 | 0 | 0 | 0 | 0 | 0 | 0 | 0 | 0 | 0 | 0 | 0 | 0 | 0 | 0 | 0 | 0 | 0 | 0 | 0 | 0 | 0 | 0 | 0 | 0 | 0 | 0 | 0 | 0 | 0 | 0 | 0 | 0 | 0 | 0 | 0 | 0 | 0 | 0 | 0 | 1 | 0 | 0 | 0 | 0 | 0 | 0 | 1 | 0 | 0 | 0 | 0 | 0 | 0 | 0 | 0 | 0 | 0 | 0 | 0 | 0 | 0 | 0 | 0 | 0 | 0 | 0 | 0 | 0 | 0 | 0 | 0 | 0 | 0 | 0 | 0 | 0 | 0 | 0 | 0 | 0 | 0 | 0 | 0 | 1 | Northern_California_Li_Battery_4hr | Northern_California_Li_Battery_8hr | Northern_California_Solar |  | Kern_Greater_Carrizo_Wind |  |  |  | Northern_California | Peninsula_Monterey
PG&E NGBA | Monticello | 115 | CA | 94558 | NAPA | 9 | 0 | 0 | 0 | 0 | 0 | 0 | 0 | 0 | 0 | 0 | 0 | 0 | 0 | 0 | 0 | 0 | 0 | 0 | 0 | 0 | 0 | 0 | 0 | 0 | 0 | 0 | 0 | 0 | 0 | 0 | 0 | 0 | 0 | 0 | 0 | 0 | 0 | 0 | 0 | 1 | 0 | 1 | 0 | 0 | 0 | 0 | 0 | 0 | 0 | 0 | 0 | 1 | 1 | 1 | 1 | 1 | 0 | 0 | 0 | 0 | 0 | 0 | 0 | 0 | 0 | 1 | 1 | 0 | 0 | 0 | 0 | 0 | 0 | 0 | 0 | 0 | 0 | 0 | 0 | 0 | 0 | 0 | 0 | 0 | 0 | 0 | 0 | 0 | 0 | 0 | 0 | 0 | 0 | 0 | 0 | 0 | 0 | Northern_California_Li_Battery_4hr | Northern_California_Li_Battery_8hr | Northern_California_Solar |  | Northern_California_Wind |  |  |  | Northern_California | Northern_California
SCE Northern | Moorpark | 230 | CA | 93021 | VENTURA | 3 | 0 | 0 | 1 | 0 | 1 | 0 | 0 | 0 | 0 | 0 | 0 | 0 | 0 | 0 | 0 | 0 | 0 | 0 | 0 | 0 | 0 | 0 | 0 | 0 | 1 | 0 | 0 | 0 | 0 | 0 | 0 | 0 | 0 | 0 | 0 | 0 | 0 | 0 | 0 | 0 | 0 | 0 | 0 | 0 | 0 | 0 | 0 | 0 | 0 | 0 | 0 | 0 | 0 | 0 | 0 | 0 | 0 | 0 | 0 | 0 | 0 | 0 | 0 | 0 | 0 | 0 | 0 | 0 | 0 | 0 | 0 | 0 | 0 | 0 | 0 | 0 | 0 | 0 | 0 | 0 | 0 | 0 | 0 | 0 | 0 | 0 | 0 | 0 | 0 | 0 | 0 | 0 | 0 | 0 | 0 | 0 | 0 | Greater_LA_Li_Battery_4hr | Greater_LA_Li_Battery_8hr | Greater_LA_Solar |  | 0 |  |  |  | Greater_LA | Greater_LA
SCE Northern | Moorpark | 66 | CA | 93021 | VENTURA | 3 | 0 | 0 | 1 | 0 | 1 | 0 | 0 | 0 | 0 | 0 | 0 | 0 | 0 | 0 | 0 | 0 | 0 | 0 | 0 | 0 | 0 | 0 | 0 | 0 | 1 | 0 | 0 | 0 | 0 | 0 | 0 | 0 | 0 | 0 | 0 | 0 | 0 | 0 | 0 | 0 | 0 | 0 | 0 | 0 | 0 | 0 | 0 | 0 | 0 | 0 | 0 | 0 | 0 | 0 | 0 | 0 | 0 | 0 | 0 | 0 | 0 | 0 | 0 | 0 | 0 | 0 | 0 | 0 | 0 | 0 | 0 | 0 | 0 | 0 | 0 | 0 | 0 | 0 | 0 | 0 | 0 | 0 | 0 | 0 | 0 | 0 | 0 | 0 | 0 | 0 | 0 | 0 | 0 | 0 | 0 | 0 | 0 | Greater_LA_Li_Battery_4hr | Greater_LA_Li_Battery_8hr | Greater_LA_Solar |  | 0 |  |  |  | Greater_LA | Greater_LA
PG&E GBA | Moraga | 115 | CA | 94563 | CONTRA COSTA | 3 | 0 | 0 | 0 | 0 | 0 | 0 | 0 | 0 | 0 | 0 | 0 | 0 | 0 | 0 | 0 | 0 | 0 | 0 | 0 | 0 | 0 | 0 | 0 | 0 | 0 | 0 | 0 | 0 | 0 | 0 | 0 | 0 | 0 | 0 | 0 | 0 | 0 | 0 | 0 | 1 | 0 | 0 | 0 | 0 | 0 | 0 | 0 | 0 | 0 | 0 | 0 | 0 | 1 | 0 | 0 | 1 | 0 | 0 | 0 | 0 | 0 | 0 | 0 | 0 | 0 | 0 | 0 | 0 | 0 | 0 | 0 | 0 | 0 | 0 | 0 | 0 | 0 | 0 | 0 | 0 | 0 | 0 | 0 | 0 | 0 | 0 | 0 | 0 | 0 | 0 | 0 | 0 | 0 | 0 | 0 | 0 | 0 | Northern_California_Li_Battery_4hr | Northern_California_Li_Battery_8hr | Northern_California_Solar |  | Solano_Wind |  |  |  | Northern_California | Solano
PG&E GBA | Moraga | 230 | CA | 94563 | CONTRA COSTA | 8 | 0 | 0 | 0 | 0 | 0 | 0 | 0 | 0 | 0 | 0 | 0 | 0 | 0 | 0 | 0 | 0 | 0 | 0 | 0 | 0 | 0 | 0 | 0 | 0 | 0 | 0 | 0 | 0 | 0 | 0 | 0 | 0 | 0 | 0 | 0 | 0 | 0 | 0 | 0 | 1 | 0 | 0 | 0 | 0 | 0 | 0 | 0 | 0 | 0 | 0 | 0 | 0 | 1 | 1 | 1 | 1 | 0 | 0 | 0 | 1 | 0 | 1 | 0 | 0 | 0 | 1 | 0 | 0 | 0 | 0 | 0 | 0 | 0 | 0 | 0 | 0 | 0 | 0 | 0 | 0 | 0 | 0 | 0 | 0 | 0 | 0 | 0 | 0 | 0 | 0 | 0 | 0 | 0 | 0 | 0 | 0 | 0 | Northern_California_Li_Battery_4hr | Northern_California_Li_Battery_8hr | Northern_California_Solar |  | Solano_Wind |  |  |  | Northern_California | Solano
PG&E GBA | Morgan Hill | 115 | CA | 95037 | SANTA CLARA | 4 | 0 | 0 | 0 | 0 | 0 | 0 | 0 | 0 | 0 | 0 | 0 | 0 | 0 | 0 | 0 | 0 | 0 | 0 | 0 | 0 | 0 | 0 | 0 | 0 | 0 | 0 | 0 | 0 | 0 | 0 | 0 | 0 | 0 | 0 | 0 | 0 | 0 | 0 | 0 | 0 | 0 | 0 | 0 | 0 | 0 | 0 | 0 | 0 | 0 | 0 | 0 | 0 | 1 | 0 | 0 | 1 | 0 | 0 | 0 | 1 | 0 | 0 | 0 | 0 | 1 | 0 | 0 | 0 | 0 | 0 | 0 | 0 | 0 | 0 | 0 | 0 | 0 | 0 | 0 | 0 | 0 | 0 | 0 | 0 | 0 | 0 | 0 | 0 | 0 | 0 | 0 | 0 | 0 | 0 | 0 | 0 | 0 | Northern_California_Li_Battery_4hr | Northern_California_Li_Battery_8hr | Northern_California_Solar |  | Kern_Greater_Carrizo_Wind |  |  |  | Northern_California | Peninsula_Monterey
PG&E KERN | Morro Bay | 115 | CA | 93442 | SAN LUIS OBISPO | 5 | 0 | 0 | 0 | 0 | 0 | 0 | 0 | 0 | 0 | 0 | 0 | 0 | 0 | 0 | 0 | 0 | 0 | 0 | 0 | 0 | 0 | 0 | 0 | 0 | 0 | 0 | 0 | 0 | 0 | 0 | 0 | 0 | 0 | 0 | 0 | 0 | 0 | 0 | 0 | 0 | 0 | 0 | 0 | 0 | 0 | 0 | 0 | 0 | 0 | 0 | 0 | 0 | 0 | 0 | 0 | 0 | 0 | 0 | 0 | 0 | 0 | 0 | 0 | 0 | 0 | 0 | 0 | 1 | 1 | 0 | 0 | 0 | 0 | 0 | 0 | 0 | 0 | 0 | 0 | 1 | 0 | 0 | 0 | 0 | 0 | 1 | 0 | 0 | 0 | 0 | 0 | 0 | 0 | 0 | 0 | 1 | 0 | Southern_PGAE_Li_Battery_4hr | Southern_PGAE_Li_Battery_8hr | Southern_PGAE_Solar |  | Kern_Greater_Carrizo_Wind |  |  |  | Southern_PGAE | Kern_Greater_Carrizo
PG&E KERN | Morro Bay | 230 | CA | 93442 | SAN LUIS OBISPO | 5 | 0 | 0 | 0 | 0 | 0 | 0 | 0 | 0 | 0 | 0 | 0 | 0 | 0 | 0 | 0 | 0 | 0 | 0 | 0 | 0 | 0 | 0 | 0 | 0 | 0 | 0 | 0 | 0 | 0 | 0 | 0 | 0 | 0 | 0 | 0 | 0 | 0 | 0 | 0 | 0 | 0 | 0 | 0 | 0 | 0 | 0 | 0 | 0 | 0 | 0 | 0 | 0 | 0 | 0 | 0 | 0 | 0 | 0 | 0 | 0 | 0 | 0 | 0 | 0 | 0 | 0 | 0 | 1 | 0 | 0 | 0 | 0 | 0 | 0 | 0 | 0 | 0 | 0 | 1 | 1 | 0 | 0 | 0 | 0 | 0 | 0 | 0 | 0 | 0 | 0 | 0 | 0 | 0 | 0 | 1 | 1 | 0 | Southern_PGAE_Li_Battery_4hr | Southern_PGAE_Li_Battery_8hr | Southern_PGAE_Solar |  | Kern_Greater_Carrizo_Wind |  | Morro_Bay_Offshore_Wind |  | Southern_PGAE | Kern_Greater_Carrizo
PG&E KERN | Morro Bay | 500 | CA |  |  | 2 | 0 | 0 | 0 | 0 | 0 | 0 | 0 | 0 | 0 | 0 | 0 | 0 | 0 | 0 | 0 | 0 | 0 | 0 | 0 | 0 | 0 | 0 | 0 | 0 | 0 | 0 | 0 | 0 | 0 | 0 | 0 | 0 | 0 | 0 | 0 | 0 | 0 | 0 | 0 | 0 | 0 | 0 | 0 | 0 | 0 | 0 | 0 | 0 | 0 | 0 | 0 | 0 | 0 | 0 | 0 | 0 | 0 | 0 | 0 | 0 | 0 | 0 | 0 | 0 | 0 | 0 | 0 | 0 | 0 | 0 | 0 | 0 | 0 | 0 | 0 | 0 | 0 | 0 | 0 | 0 | 0 | 0 | 0 | 0 | 0 | 0 | 0 | 0 | 0 | 0 | 0 | 0 | 0 | 1 | 1 | 0 | 0 | Southern_PGAE_Li_Battery_4hr | Southern_PGAE_Li_Battery_8hr | Southern_PGAE_Solar |  | Kern_Greater_Carrizo_Wind |  | Morro_Bay_Offshore_Wind |  | Southern_PGAE | Kern_Greater_Carrizo
PG&E GBA | Moss Landing | 115 | CA | 95039 | MONTEREY | 4 | 0 | 0 | 0 | 0 | 0 | 0 | 0 | 0 | 0 | 0 | 0 | 0 | 0 | 0 | 0 | 0 | 0 | 0 | 0 | 0 | 0 | 0 | 0 | 0 | 0 | 0 | 0 | 0 | 0 | 0 | 0 | 0 | 0 | 0 | 0 | 0 | 0 | 0 | 0 | 0 | 0 | 0 | 0 | 0 | 0 | 0 | 0 | 0 | 0 | 0 | 0 | 0 | 0 | 0 | 0 | 1 | 0 | 0 | 0 | 1 | 0 | 0 | 0 | 0 | 1 | 0 | 0 | 0 | 0 | 0 | 0 | 0 | 0 | 0 | 0 | 0 | 0 | 0 | 0 | 0 | 0 | 0 | 0 | 0 | 0 | 0 | 0 | 0 | 0 | 0 | 0 | 0 | 0 | 0 | 0 | 0 | 1 | Southern_PGAE_Li_Battery_4hr | Southern_PGAE_Li_Battery_8hr | Southern_PGAE_Solar |  | Kern_Greater_Carrizo_Wind |  |  |  | Southern_PGAE | Peninsula_Monterey
PG&E GBA | Moss Landing | 230 | CA | 95039 | MONTEREY | 4 | 0 | 0 | 0 | 0 | 0 | 0 | 0 | 0 | 0 | 0 | 0 | 0 | 0 | 0 | 0 | 0 | 0 | 0 | 0 | 0 | 0 | 0 | 0 | 0 | 0 | 0 | 0 | 0 | 0 | 0 | 0 | 0 | 0 | 0 | 0 | 0 | 0 | 0 | 0 | 0 | 0 | 0 | 0 | 0 | 0 | 0 | 0 | 0 | 0 | 0 | 0 | 0 | 0 | 0 | 0 | 1 | 0 | 0 | 0 | 1 | 0 | 0 | 0 | 0 | 1 | 0 | 0 | 0 | 0 | 0 | 0 | 0 | 0 | 0 | 0 | 0 | 0 | 0 | 0 | 0 | 0 | 0 | 0 | 0 | 0 | 0 | 0 | 0 | 0 | 0 | 0 | 0 | 0 | 0 | 0 | 0 | 1 | Southern_PGAE_Li_Battery_4hr | Southern_PGAE_Li_Battery_8hr | Southern_PGAE_Solar |  | Kern_Greater_Carrizo_Wind |  |  |  | Southern_PGAE | Peninsula_Monterey
PG&E GBA | Moss Landing | 500 | CA | 95039 | MONTEREY | 4 | 0 | 0 | 0 | 0 | 0 | 0 | 0 | 0 | 0 | 0 | 0 | 0 | 0 | 0 | 0 | 0 | 0 | 0 | 0 | 0 | 0 | 0 | 0 | 0 | 0 | 0 | 0 | 0 | 0 | 0 | 0 | 0 | 0 | 0 | 0 | 0 | 0 | 0 | 0 | 1 | 0 | 0 | 0 | 0 | 0 | 0 | 0 | 0 | 0 | 0 | 0 | 0 | 0 | 0 | 0 | 1 | 0 | 0 | 0 | 1 | 0 | 0 | 0 | 0 | 0 | 0 | 0 | 0 | 0 | 0 | 0 | 0 | 0 | 0 | 0 | 0 | 0 | 0 | 0 | 0 | 0 | 0 | 0 | 0 | 0 | 0 | 0 | 0 | 0 | 0 | 0 | 0 | 0 | 0 | 0 | 0 | 1 | Southern_PGAE_Li_Battery_4hr | Southern_PGAE_Li_Battery_8hr | Southern_PGAE_Solar |  | Kern_Greater_Carrizo_Wind |  |  |  | Southern_PGAE | Peninsula_Monterey
EOP | Mountain Pass | 115 | CA | 92364 | San Bernardino | 2 | 0 | 0 | 0 | 0 | 0 | 0 | 0 | 0 | 0 | 0 | 0 | 0 | 0 | 0 | 0 | 0 | 0 | 0 | 0 | 0 | 0 | 0 | 0 | 1 | 1 | 0 | 0 | 0 | 0 | 0 | 0 | 0 | 0 | 0 | 0 | 0 | 0 | 0 | 0 | 0 | 0 | 0 | 0 | 0 | 0 | 0 | 0 | 0 | 0 | 0 | 0 | 0 | 0 | 0 | 0 | 0 | 0 | 0 | 0 | 0 | 0 | 0 | 0 | 0 | 0 | 0 | 0 | 0 | 0 | 0 | 0 | 0 | 0 | 0 | 0 | 0 | 0 | 0 | 0 | 0 | 0 | 0 | 0 | 0 | 0 | 0 | 0 | 0 | 0 | 0 | 0 | 0 | 0 | 0 | 0 | 0 | 0 | Southern_NV_Eldorado_Li_Battery_4hr | Southern_NV_Eldorado_Li_Battery_8hr | Southern_NV_Eldorado_Solar |  | Southern_NV_Eldorado_Wind |  |  |  | Southern_NV_Eldorado | Southern_NV_Eldorado
PG&E GBA | Mountain View | 115 | CA | 94041 | Santa Clara | 3 | 0 | 0 | 0 | 0 | 0 | 0 | 0 | 0 | 0 | 0 | 0 | 0 | 0 | 0 | 0 | 0 | 0 | 0 | 0 | 0 | 0 | 0 | 0 | 0 | 0 | 0 | 0 | 0 | 0 | 0 | 0 | 0 | 0 | 0 | 0 | 0 | 0 | 0 | 0 | 0 | 0 | 0 | 0 | 0 | 0 | 0 | 0 | 0 | 0 | 0 | 0 | 0 | 1 | 0 | 0 | 1 | 0 | 0 | 0 | 0 | 0 | 0 | 0 | 0 | 0 | 0 | 0 | 0 | 0 | 0 | 0 | 0 | 0 | 0 | 0 | 0 | 0 | 0 | 0 | 0 | 0 | 0 | 0 | 0 | 0 | 0 | 0 | 0 | 0 | 0 | 0 | 0 | 0 | 0 | 0 | 0 | 1 | Northern_California_Li_Battery_4hr | Northern_California_Li_Battery_8hr | Northern_California_Solar |  | Kern_Greater_Carrizo_Wind |  |  |  | Northern_California | Peninsula_Monterey
PG&E GBA | Mt Eden | 115 | CA | 94545 | Alameda | 2 | 0 | 0 | 0 | 0 | 0 | 0 | 0 | 0 | 0 | 0 | 0 | 0 | 0 | 0 | 0 | 0 | 0 | 0 | 0 | 0 | 0 | 0 | 0 | 0 | 0 | 0 | 0 | 0 | 0 | 0 | 0 | 0 | 0 | 0 | 0 | 0 | 0 | 0 | 0 | 1 | 0 | 0 | 0 | 0 | 0 | 0 | 0 | 0 | 0 | 0 | 0 | 0 | 1 | 0 | 0 | 0 | 0 | 0 | 0 | 0 | 0 | 0 | 0 | 0 | 0 | 0 | 0 | 0 | 0 | 0 | 0 | 0 | 0 | 0 | 0 | 0 | 0 | 0 | 0 | 0 | 0 | 0 | 0 | 0 | 0 | 0 | 0 | 0 | 0 | 0 | 0 | 0 | 0 | 0 | 0 | 0 | 0 | Northern_California_Li_Battery_4hr | Northern_California_Li_Battery_8hr | Northern_California_Solar |  | Solano_Wind |  |  |  | Northern_California | Solano
PG&E KERN | Mt Poso | 115 | CA | 93308 | KERN | 4 | 0 | 0 | 0 | 0 | 0 | 0 | 0 | 0 | 0 | 0 | 0 | 0 | 0 | 0 | 0 | 0 | 0 | 0 | 0 | 0 | 0 | 0 | 0 | 0 | 0 | 0 | 0 | 0 | 0 | 0 | 0 | 0 | 0 | 0 | 0 | 0 | 0 | 0 | 0 | 0 | 0 | 0 | 0 | 0 | 0 | 0 | 0 | 0 | 0 | 0 | 0 | 0 | 0 | 0 | 0 | 0 | 0 | 0 | 0 | 0 | 0 | 0 | 0 | 0 | 0 | 0 | 0 | 1 | 1 | 0 | 0 | 0 | 0 | 0 | 0 | 1 | 0 | 0 | 0 | 1 | 0 | 0 | 0 | 0 | 0 | 0 | 0 | 0 | 0 | 0 | 0 | 0 | 0 | 0 | 0 | 0 | 0 | Southern_PGAE_Li_Battery_4hr | Southern_PGAE_Li_Battery_8hr | Southern_PGAE_Solar |  | Central_Valley_North_Los_Banos_Wind |  |  |  | Southern_PGAE | Central_Valley_North_Los_Banos
SDGE | Murray | 69 | CA | 91942 | San Diego | 2 | 0 | 0 | 0 | 0 | 0 | 0 | 0 | 0 | 0 | 0 | 0 | 0 | 0 | 0 | 0 | 0 | 0 | 0 | 0 | 0 | 0 | 0 | 0 | 0 | 0 | 0 | 0 | 0 | 0 | 0 | 1 | 0 | 1 | 0 | 0 | 0 | 0 | 0 | 0 | 0 | 0 | 0 | 0 | 0 | 0 | 0 | 0 | 0 | 0 | 0 | 0 | 0 | 0 | 0 | 0 | 0 | 0 | 0 | 0 | 0 | 0 | 0 | 0 | 0 | 0 | 0 | 0 | 0 | 0 | 0 | 0 | 0 | 0 | 0 | 0 | 0 | 0 | 0 | 0 | 0 | 0 | 0 | 0 | 0 | 0 | 0 | 0 | 0 | 0 | 0 | 0 | 0 | 0 | 0 | 0 | 0 | 0 | San_Diego_Li_Battery_4hr | San_Diego_Li_Battery_8hr | San_Diego_Solar |  | 0 |  |  |  | Greater_SD | Greater_SD
PG&E FRESNO | Mustang | 230 | CA |  |  | 7 | 0 | 0 | 0 | 0 | 0 | 0 | 0 | 0 | 0 | 0 | 0 | 0 | 0 | 0 | 0 | 0 | 0 | 0 | 0 | 0 | 0 | 0 | 0 | 0 | 0 | 0 | 0 | 0 | 0 | 0 | 0 | 0 | 0 | 0 | 0 | 0 | 0 | 0 | 0 | 0 | 0 | 0 | 0 | 0 | 0 | 0 | 0 | 0 | 0 | 0 | 0 | 0 | 0 | 0 | 0 | 0 | 0 | 0 | 0 | 0 | 0 | 0 | 0 | 0 | 0 | 0 | 0 | 0 | 0 | 0 | 0 | 0 | 0 | 0 | 0 | 0 | 0 | 0 | 1 | 1 | 0 | 1 | 0 | 0 | 0 | 1 | 0 | 0 | 0 | 1 | 0 | 0 | 0 | 0 | 1 | 1 | 0 | Southern_PGAE_Li_Battery_4hr | Southern_PGAE_Li_Battery_8hr | Southern_PGAE_Solar |  | Central_Valley_North_Los_Banos_Wind |  |  |  | Southern_PGAE | Central_Valley_North_Los_Banos
SCE Northern | Neenach | 66 | CA | 93536 | Los Angeles | 3 | 1 | 0 | 1 | 0 | 0 | 0 | 0 | 1 | 0 | 0 | 0 | 0 | 0 | 0 | 0 | 0 | 0 | 0 | 0 | 0 | 0 | 0 | 0 | 0 | 0 | 0 | 0 | 0 | 0 | 0 | 0 | 0 | 0 | 0 | 0 | 0 | 0 | 0 | 0 | 0 | 0 | 0 | 0 | 0 | 0 | 0 | 0 | 0 | 0 | 0 | 0 | 0 | 0 | 0 | 0 | 0 | 0 | 0 | 0 | 0 | 0 | 0 | 0 | 0 | 0 | 0 | 0 | 0 | 0 | 0 | 0 | 0 | 0 | 0 | 0 | 0 | 0 | 0 | 0 | 0 | 0 | 0 | 0 | 0 | 0 | 0 | 0 | 0 | 0 | 0 | 0 | 0 | 0 | 0 | 0 | 0 | 0 | Tehachapi_Li_Battery_4hr | Tehachapi_Li_Battery_8hr | Tehachapi_Solar |  | Tehachapi_Wind |  |  |  | Tehachapi | Tehachapi
PG&E KERN | New Sub - Gates - Midway (Proposed) | 230 | CA |  |  | 3 | 0 | 0 | 0 | 0 | 0 | 0 | 0 | 0 | 0 | 0 | 0 | 0 | 0 | 0 | 0 | 0 | 0 | 0 | 0 | 0 | 0 | 0 | 0 | 0 | 0 | 0 | 0 | 0 | 0 | 0 | 0 | 0 | 0 | 0 | 0 | 0 | 0 | 0 | 0 | 0 | 0 | 0 | 0 | 0 | 0 | 0 | 0 | 0 | 0 | 0 | 0 | 0 | 0 | 0 | 0 | 0 | 0 | 0 | 0 | 0 | 0 | 0 | 0 | 0 | 0 | 0 | 0 | 0 | 0 | 0 | 0 | 0 | 0 | 0 | 0 | 0 | 0 | 0 | 1 | 1 | 0 | 0 | 0 | 0 | 0 | 0 | 0 | 0 | 0 | 0 | 0 | 0 | 0 | 0 | 1 | 0 | 0 | Southern_PGAE_Li_Battery_4hr | Southern_PGAE_Li_Battery_8hr | Southern_PGAE_Solar |  | Central_Valley_North_Los_Banos_Wind |  |  |  | Southern_PGAE | Central_Valley_North_Los_Banos
PG&E KERN | New Sub - Gates - Templeton (Proposed) | 230 | CA |  |  | 6 | 0 | 0 | 0 | 0 | 0 | 0 | 0 | 0 | 0 | 0 | 0 | 0 | 0 | 0 | 0 | 0 | 0 | 0 | 0 | 0 | 0 | 0 | 0 | 0 | 0 | 0 | 0 | 0 | 0 | 0 | 0 | 0 | 0 | 0 | 0 | 0 | 0 | 0 | 0 | 0 | 0 | 0 | 0 | 0 | 0 | 0 | 0 | 0 | 0 | 0 | 0 | 0 | 0 | 0 | 0 | 0 | 0 | 0 | 0 | 0 | 0 | 0 | 0 | 0 | 0 | 0 | 0 | 1 | 0 | 0 | 0 | 0 | 0 | 0 | 0 | 0 | 0 | 0 | 1 | 1 | 0 | 0 | 0 | 0 | 0 | 1 | 0 | 0 | 0 | 0 | 0 | 0 | 0 | 0 | 1 | 1 | 0 | Southern_PGAE_Li_Battery_4hr | Southern_PGAE_Li_Battery_8hr | Southern_PGAE_Solar |  | Central_Valley_North_Los_Banos_Wind |  |  |  | Southern_PGAE | Central_Valley_North_Los_Banos
SCE NOL | New Sub - Kramer - Lugo (Proposed) | 230 | CA |  |  | 3 | 0 | 0 | 0 | 0 | 0 | 0 | 0 | 0 | 0 | 0 | 0 | 1 | 1 | 1 | 0 | 0 | 0 | 0 | 0 | 0 | 0 | 0 | 0 | 0 | 0 | 0 | 0 | 0 | 0 | 0 | 0 | 0 | 0 | 0 | 0 | 0 | 0 | 0 | 0 | 0 | 0 | 0 | 0 | 0 | 0 | 0 | 0 | 0 | 0 | 0 | 0 | 0 | 0 | 0 | 0 | 0 | 0 | 0 | 0 | 0 | 0 | 0 | 0 | 0 | 0 | 0 | 0 | 0 | 0 | 0 | 0 | 0 | 0 | 0 | 0 | 0 | 0 | 0 | 0 | 0 | 0 | 0 | 0 | 0 | 0 | 0 | 0 | 0 | 0 | 0 | 0 | 0 | 0 | 0 | 0 | 0 | 0 | Greater_Kramer_Li_Battery_4hr | Greater_Kramer_Li_Battery_8hr | Greater_Kramer_Solar |  | Greater_Kramer_Wind |  |  |  | Greater_Kramer | Greater_Kramer
PG&E FRESNO | New Sub - Los Banos - Midway (Proposed) | 500 | CA |  |  | 1 | 0 | 0 | 0 | 0 | 0 | 0 | 0 | 0 | 0 | 0 | 0 | 0 | 0 | 0 | 0 | 0 | 0 | 0 | 0 | 0 | 0 | 0 | 0 | 0 | 0 | 0 | 0 | 0 | 0 | 0 | 0 | 0 | 0 | 0 | 0 | 0 | 0 | 0 | 0 | 0 | 0 | 0 | 0 | 0 | 0 | 0 | 0 | 0 | 0 | 0 | 0 | 0 | 0 | 0 | 0 | 0 | 0 | 0 | 0 | 0 | 0 | 0 | 0 | 0 | 0 | 0 | 0 | 0 | 0 | 0 | 0 | 0 | 0 | 0 | 0 | 0 | 0 | 0 | 0 | 0 | 0 | 0 | 0 | 0 | 0 | 0 | 0 | 0 | 0 | 0 | 0 | 0 | 0 | 0 | 1 | 0 | 0 | Southern_PGAE_Li_Battery_4hr | Southern_PGAE_Li_Battery_8hr | Southern_PGAE_Solar |  | Central_Valley_North_Los_Banos_Wind |  |  |  | Southern_PGAE | Central_Valley_North_Los_Banos
SCE NOL | New Sub - Lugo - Pisgah (Proposed) | 230 | CA |  |  | 2 | 0 | 0 | 0 | 0 | 0 | 0 | 0 | 0 | 0 | 0 | 0 | 0 | 0 | 1 | 1 | 0 | 0 | 0 | 0 | 0 | 0 | 0 | 0 | 0 | 0 | 0 | 0 | 0 | 0 | 0 | 0 | 0 | 0 | 0 | 0 | 0 | 0 | 0 | 0 | 0 | 0 | 0 | 0 | 0 | 0 | 0 | 0 | 0 | 0 | 0 | 0 | 0 | 0 | 0 | 0 | 0 | 0 | 0 | 0 | 0 | 0 | 0 | 0 | 0 | 0 | 0 | 0 | 0 | 0 | 0 | 0 | 0 | 0 | 0 | 0 | 0 | 0 | 0 | 0 | 0 | 0 | 0 | 0 | 0 | 0 | 0 | 0 | 0 | 0 | 0 | 0 | 0 | 0 | 0 | 0 | 0 | 0 | Greater_Kramer_Li_Battery_4hr | Greater_Kramer_Li_Battery_8hr | Greater_Kramer_Solar |  | Greater_Kramer_Wind |  |  |  | Greater_Kramer | Greater_Kramer
PG&E KERN | New Sub - Midway - Wheeler Ridge (Proposed) | 230 | CA |  |  | 3 | 0 | 0 | 0 | 0 | 0 | 0 | 0 | 0 | 0 | 0 | 0 | 0 | 0 | 0 | 0 | 0 | 0 | 0 | 0 | 0 | 0 | 0 | 0 | 0 | 0 | 0 | 0 | 0 | 0 | 0 | 0 | 0 | 0 | 0 | 0 | 0 | 0 | 0 | 0 | 0 | 0 | 0 | 0 | 0 | 0 | 0 | 0 | 0 | 0 | 0 | 0 | 0 | 0 | 0 | 0 | 0 | 0 | 0 | 0 | 0 | 0 | 0 | 0 | 0 | 0 | 0 | 0 | 0 | 0 | 0 | 0 | 0 | 0 | 0 | 0 | 0 | 0 | 0 | 1 | 1 | 0 | 0 | 0 | 0 | 0 | 0 | 0 | 0 | 0 | 0 | 0 | 0 | 0 | 0 | 1 | 0 | 0 | Southern_PGAE_Li_Battery_4hr | Southern_PGAE_Li_Battery_8hr | Southern_PGAE_Solar |  | Central_Valley_North_Los_Banos_Wind |  |  |  | Southern_PGAE | Central_Valley_North_Los_Banos
PG&E NGBA | New Sub - Near existing Leavitt (PSREC) | 345 | CA | 96130 | LASSEN | 1 | 0 | 0 | 0 | 0 | 0 | 0 | 0 | 0 | 0 | 0 | 0 | 0 | 0 | 0 | 0 | 0 | 0 | 0 | 0 | 0 | 0 | 0 | 0 | 0 | 0 | 0 | 0 | 0 | 0 | 0 | 0 | 0 | 0 | 0 | 0 | 0 | 0 | 0 | 0 | 1 | 0 | 0 | 0 | 0 | 0 | 0 | 0 | 0 | 0 | 0 | 0 | 0 | 0 | 0 | 0 | 0 | 0 | 0 | 0 | 0 | 0 | 0 | 0 | 0 | 0 | 0 | 0 | 0 | 0 | 0 | 0 | 0 | 0 | 0 | 0 | 0 | 0 | 0 | 0 | 0 | 0 | 0 | 0 | 0 | 0 | 0 | 0 | 0 | 0 | 0 | 0 | 0 | 0 | 0 | 0 | 0 | 0 | Northern_California_Li_Battery_4hr | Northern_California_Li_Battery_8hr | Northern_California_Solar |  | Northern_California_Wind |  |  |  | Northern_California | Northern_California
PG&E NGBA | New Sub - Near existing Madeline (NVE) | 345 | CA | 96132 | LASSEN | 1 | 0 | 0 | 0 | 0 | 0 | 0 | 0 | 0 | 0 | 0 | 0 | 0 | 0 | 0 | 0 | 0 | 0 | 0 | 0 | 0 | 0 | 0 | 0 | 0 | 0 | 0 | 0 | 0 | 0 | 0 | 0 | 0 | 0 | 0 | 0 | 0 | 0 | 0 | 0 | 1 | 0 | 0 | 0 | 0 | 0 | 0 | 0 | 0 | 0 | 0 | 0 | 0 | 0 | 0 | 0 | 0 | 0 | 0 | 0 | 0 | 0 | 0 | 0 | 0 | 0 | 0 | 0 | 0 | 0 | 0 | 0 | 0 | 0 | 0 | 0 | 0 | 0 | 0 | 0 | 0 | 0 | 0 | 0 | 0 | 0 | 0 | 0 | 0 | 0 | 0 | 0 | 0 | 0 | 0 | 0 | 0 | 0 | Northern_California_Li_Battery_4hr | Northern_California_Li_Battery_8hr | Northern_California_Solar |  | Northern_California_Wind |  |  |  | Northern_California | Northern_California
SDGE | New Sub - North Gila - IV (Proposed) | 500 | CA |  |  | 4 | 0 | 0 | 0 | 0 | 0 | 0 | 0 | 0 | 0 | 0 | 0 | 0 | 0 | 0 | 0 | 0 | 0 | 0 | 0 | 0 | 0 | 0 | 0 | 0 | 0 | 0 | 0 | 0 | 0 | 0 | 1 | 1 | 1 | 0 | 0 | 0 | 1 | 0 | 0 | 0 | 0 | 0 | 0 | 0 | 0 | 0 | 0 | 0 | 0 | 0 | 0 | 0 | 0 | 0 | 0 | 0 | 0 | 0 | 0 | 0 | 0 | 0 | 0 | 0 | 0 | 0 | 0 | 0 | 0 | 0 | 0 | 0 | 0 | 0 | 0 | 0 | 0 | 0 | 0 | 0 | 0 | 0 | 0 | 0 | 0 | 0 | 0 | 0 | 0 | 0 | 0 | 0 | 0 | 0 | 0 | 0 | 0 | Greater_Imperial_Li_Battery_4hr | Greater_Imperial_Li_Battery_8hr | Greater_Imperial_Solar |  | Greater_Imperial_Wind |  |  |  | Greater_Imperial | Greater_Imperial
PG&E NGBA | New Sub - Pit 1 - Cottonwood (Proposed) | 230 | CA |  |  | 2 | 0 | 0 | 0 | 0 | 0 | 0 | 0 | 0 | 0 | 0 | 0 | 0 | 0 | 0 | 0 | 0 | 0 | 0 | 0 | 0 | 0 | 0 | 0 | 0 | 0 | 0 | 0 | 0 | 0 | 0 | 0 | 0 | 0 | 0 | 0 | 0 | 0 | 0 | 0 | 1 | 0 | 0 | 0 | 1 | 0 | 0 | 0 | 0 | 0 | 0 | 0 | 0 | 0 | 0 | 0 | 0 | 0 | 0 | 0 | 0 | 0 | 0 | 0 | 0 | 0 | 0 | 0 | 0 | 0 | 0 | 0 | 0 | 0 | 0 | 0 | 0 | 0 | 0 | 0 | 0 | 0 | 0 | 0 | 0 | 0 | 0 | 0 | 0 | 0 | 0 | 0 | 0 | 0 | 0 | 0 | 0 | 0 | Northern_California_Li_Battery_4hr | Northern_California_Li_Battery_8hr | Northern_California_Solar |  | Northern_California_Wind |  |  |  | Northern_California | Northern_California
PG&E GBA | New Sub - Rancho Seco - Bellota (Proposed) | 230 | CA |  |  | 3 | 0 | 0 | 0 | 0 | 0 | 0 | 0 | 0 | 0 | 0 | 0 | 0 | 0 | 0 | 0 | 0 | 0 | 0 | 0 | 0 | 0 | 0 | 0 | 0 | 0 | 0 | 0 | 0 | 0 | 0 | 0 | 0 | 0 | 0 | 0 | 0 | 0 | 0 | 0 | 0 | 0 | 0 | 0 | 0 | 0 | 1 | 0 | 0 | 0 | 0 | 0 | 0 | 0 | 0 | 0 | 0 | 0 | 0 | 0 | 1 | 1 | 0 | 0 | 0 | 0 | 0 | 0 | 0 | 0 | 0 | 0 | 0 | 0 | 0 | 0 | 0 | 0 | 0 | 0 | 0 | 0 | 0 | 0 | 0 | 0 | 0 | 0 | 0 | 0 | 0 | 0 | 0 | 0 | 0 | 0 | 0 | 0 | Northern_California_Li_Battery_4hr | Northern_California_Li_Battery_8hr | Northern_California_Solar |  | Solano_Wind |  |  |  | Northern_California | Solano
SDGE | New Sub - Suncrest - Ocotillo (Proposed) | 500 | CA |  |  | 4 | 0 | 0 | 0 | 0 | 0 | 0 | 0 | 0 | 0 | 0 | 0 | 0 | 0 | 0 | 0 | 0 | 0 | 0 | 0 | 0 | 0 | 0 | 0 | 0 | 0 | 0 | 0 | 0 | 0 | 0 | 1 | 1 | 1 | 0 | 0 | 1 | 0 | 0 | 0 | 0 | 0 | 0 | 0 | 0 | 0 | 0 | 0 | 0 | 0 | 0 | 0 | 0 | 0 | 0 | 0 | 0 | 0 | 0 | 0 | 0 | 0 | 0 | 0 | 0 | 0 | 0 | 0 | 0 | 0 | 0 | 0 | 0 | 0 | 0 | 0 | 0 | 0 | 0 | 0 | 0 | 0 | 0 | 0 | 0 | 0 | 0 | 0 | 0 | 0 | 0 | 0 | 0 | 0 | 0 | 0 | 0 | 0 | Greater_Imperial_Li_Battery_4hr | Greater_Imperial_Li_Battery_8hr | Greater_Imperial_Solar |  | Greater_Imperial_Wind |  |  |  | Greater_Imperial | Greater_Imperial
PG&E FRESNO | New Sub - Westley - Quinto (Proposed) | 230 | CA |  |  | 1 | 0 | 0 | 0 | 0 | 0 | 0 | 0 | 0 | 0 | 0 | 0 | 0 | 0 | 0 | 0 | 0 | 0 | 0 | 0 | 0 | 0 | 0 | 0 | 0 | 0 | 0 | 0 | 0 | 0 | 0 | 0 | 0 | 0 | 0 | 0 | 0 | 0 | 0 | 0 | 0 | 0 | 0 | 0 | 0 | 0 | 0 | 0 | 0 | 0 | 0 | 0 | 0 | 0 | 0 | 0 | 0 | 0 | 0 | 0 | 0 | 0 | 0 | 0 | 0 | 0 | 0 | 0 | 0 | 0 | 0 | 0 | 0 | 0 | 0 | 0 | 0 | 0 | 0 | 0 | 0 | 0 | 0 | 0 | 0 | 0 | 1 | 0 | 0 | 0 | 0 | 0 | 0 | 0 | 0 | 0 | 0 | 0 | Southern_PGAE_Li_Battery_4hr | Southern_PGAE_Li_Battery_8hr | Southern_PGAE_Solar |  | Central_Valley_North_Los_Banos_Wind |  |  |  | Southern_PGAE | Central_Valley_North_Los_Banos
PG&E GBA | Newark | 115 | CA | 94538 | ALAMEDA | 3 | 0 | 0 | 0 | 0 | 0 | 0 | 0 | 0 | 0 | 0 | 0 | 0 | 0 | 0 | 0 | 0 | 0 | 0 | 0 | 0 | 0 | 0 | 0 | 0 | 0 | 0 | 0 | 0 | 0 | 0 | 0 | 0 | 0 | 0 | 0 | 0 | 0 | 0 | 0 | 0 | 0 | 0 | 0 | 0 | 0 | 0 | 0 | 0 | 0 | 0 | 0 | 0 | 0 | 0 | 0 | 1 | 0 | 0 | 0 | 1 | 0 | 0 | 0 | 0 | 0 | 1 | 0 | 0 | 0 | 0 | 0 | 0 | 0 | 0 | 0 | 0 | 0 | 0 | 0 | 0 | 0 | 0 | 0 | 0 | 0 | 0 | 0 | 0 | 0 | 0 | 0 | 0 | 0 | 0 | 0 | 0 | 0 | Northern_California_Li_Battery_4hr | Northern_California_Li_Battery_8hr | Northern_California_Solar |  | Solano_Wind |  |  |  | Northern_California | Solano
PG&E GBA | Newark | 230 | CA | 94538 | ALAMEDA | 4 | 0 | 0 | 0 | 0 | 0 | 0 | 0 | 0 | 0 | 0 | 0 | 0 | 0 | 0 | 0 | 0 | 0 | 0 | 0 | 0 | 0 | 0 | 0 | 0 | 0 | 0 | 0 | 0 | 0 | 0 | 0 | 0 | 0 | 0 | 0 | 0 | 0 | 0 | 0 | 0 | 0 | 0 | 0 | 0 | 0 | 0 | 0 | 0 | 0 | 0 | 0 | 0 | 0 | 0 | 0 | 1 | 0 | 0 | 1 | 1 | 0 | 0 | 0 | 0 | 0 | 1 | 0 | 0 | 0 | 0 | 0 | 0 | 0 | 0 | 0 | 0 | 0 | 0 | 0 | 0 | 0 | 0 | 0 | 0 | 0 | 0 | 0 | 0 | 0 | 0 | 0 | 0 | 0 | 0 | 0 | 0 | 0 | Northern_California_Li_Battery_4hr | Northern_California_Li_Battery_8hr | Northern_California_Solar |  | Solano_Wind |  |  |  | Northern_California | Solano
PG&E GBA | Newark | 60 | CA | 94538 | ALAMEDA | 3 | 0 | 0 | 0 | 0 | 0 | 0 | 0 | 0 | 0 | 0 | 0 | 0 | 0 | 0 | 0 | 0 | 0 | 0 | 0 | 0 | 0 | 0 | 0 | 0 | 0 | 0 | 0 | 0 | 0 | 0 | 0 | 0 | 0 | 0 | 0 | 0 | 0 | 0 | 0 | 1 | 0 | 0 | 0 | 0 | 0 | 0 | 0 | 0 | 0 | 0 | 0 | 0 | 0 | 0 | 0 | 1 | 0 | 0 | 0 | 0 | 0 | 0 | 0 | 0 | 0 | 0 | 1 | 0 | 0 | 0 | 0 | 0 | 0 | 0 | 0 | 0 | 0 | 0 | 0 | 0 | 0 | 0 | 0 | 0 | 0 | 0 | 0 | 0 | 0 | 0 | 0 | 0 | 0 | 0 | 0 | 0 | 0 | Northern_California_Li_Battery_4hr | Northern_California_Li_Battery_8hr | Northern_California_Solar |  | Solano_Wind |  |  |  | Northern_California | Solano
PG&E FRESNO | Newhall | 115 | CA | 93622 | MADERA | 8 | 0 | 0 | 0 | 0 | 0 | 0 | 0 | 0 | 0 | 0 | 0 | 0 | 0 | 0 | 0 | 0 | 0 | 0 | 0 | 0 | 0 | 0 | 0 | 0 | 0 | 0 | 0 | 0 | 0 | 0 | 0 | 0 | 0 | 0 | 0 | 0 | 0 | 0 | 0 | 0 | 0 | 0 | 0 | 0 | 0 | 1 | 0 | 0 | 0 | 0 | 0 | 0 | 0 | 0 | 0 | 0 | 0 | 0 | 0 | 0 | 0 | 0 | 0 | 0 | 0 | 0 | 0 | 0 | 0 | 0 | 0 | 0 | 0 | 0 | 0 | 0 | 0 | 0 | 0 | 1 | 0 | 1 | 1 | 1 | 0 | 1 | 0 | 1 | 0 | 0 | 0 | 0 | 1 | 0 | 0 | 0 | 0 | Southern_PGAE_Li_Battery_4hr | Southern_PGAE_Li_Battery_8hr | Southern_PGAE_Solar |  | Central_Valley_North_Los_Banos_Wind |  |  |  | Southern_PGAE | Central_Valley_North_Los_Banos
PG&E KERN | Norco | 115 | CA | 93276 | KERN | 4 | 0 | 0 | 0 | 0 | 0 | 0 | 0 | 0 | 0 | 0 | 0 | 0 | 0 | 0 | 0 | 0 | 0 | 0 | 0 | 0 | 0 | 0 | 0 | 0 | 0 | 0 | 0 | 0 | 0 | 0 | 0 | 0 | 0 | 0 | 0 | 0 | 0 | 0 | 0 | 0 | 0 | 0 | 0 | 0 | 0 | 0 | 0 | 0 | 0 | 0 | 0 | 0 | 0 | 0 | 0 | 0 | 0 | 0 | 0 | 0 | 0 | 0 | 0 | 0 | 0 | 0 | 0 | 1 | 0 | 0 | 0 | 0 | 0 | 0 | 1 | 0 | 0 | 0 | 1 | 0 | 0 | 0 | 0 | 0 | 0 | 0 | 0 | 0 | 0 | 0 | 0 | 0 | 0 | 0 | 1 | 0 | 0 | Southern_PGAE_Li_Battery_4hr | Southern_PGAE_Li_Battery_8hr | Southern_PGAE_Solar |  | Central_Valley_North_Los_Banos_Wind |  |  |  | Southern_PGAE | Central_Valley_North_Los_Banos
PG&E GBA | Nortech | 115 | CA | 95134 | Santa Clara | 3 | 0 | 0 | 0 | 0 | 0 | 0 | 0 | 0 | 0 | 0 | 0 | 0 | 0 | 0 | 0 | 0 | 0 | 0 | 0 | 0 | 0 | 0 | 0 | 0 | 0 | 0 | 0 | 0 | 0 | 0 | 0 | 0 | 0 | 0 | 0 | 0 | 0 | 0 | 0 | 0 | 0 | 0 | 0 | 0 | 0 | 0 | 0 | 0 | 0 | 0 | 0 | 0 | 1 | 0 | 0 | 1 | 0 | 0 | 0 | 1 | 0 | 0 | 0 | 0 | 0 | 0 | 0 | 0 | 0 | 0 | 0 | 0 | 0 | 0 | 0 | 0 | 0 | 0 | 0 | 0 | 0 | 0 | 0 | 0 | 0 | 0 | 0 | 0 | 0 | 0 | 0 | 0 | 0 | 0 | 0 | 0 | 0 | Northern_California_Li_Battery_4hr | Northern_California_Li_Battery_8hr | Northern_California_Solar |  | Kern_Greater_Carrizo_Wind |  |  |  | Northern_California | Peninsula_Monterey
SDGE | North City Metering | 138 | CA | 92130 | SAN DIEGO | 3 | 0 | 0 | 0 | 0 | 0 | 0 | 0 | 0 | 0 | 0 | 0 | 0 | 0 | 0 | 0 | 0 | 0 | 0 | 0 | 0 | 0 | 0 | 0 | 0 | 0 | 0 | 0 | 0 | 1 | 0 | 1 | 0 | 1 | 0 | 0 | 0 | 0 | 0 | 0 | 0 | 0 | 0 | 0 | 0 | 0 | 0 | 0 | 0 | 0 | 0 | 0 | 0 | 0 | 0 | 0 | 0 | 0 | 0 | 0 | 0 | 0 | 0 | 0 | 0 | 0 | 0 | 0 | 0 | 0 | 0 | 0 | 0 | 0 | 0 | 0 | 0 | 0 | 0 | 0 | 0 | 0 | 0 | 0 | 0 | 0 | 0 | 0 | 0 | 0 | 0 | 0 | 0 | 0 | 0 | 0 | 0 | 0 | San_Diego_Li_Battery_4hr | San_Diego_Li_Battery_8hr | San_Diego_Solar |  | 0 |  |  |  | Greater_SD | Greater_SD
PG&E GBA | North Dublin | 230 | CA | 94588 | CONTRA COSTA | 4 | 0 | 0 | 0 | 0 | 0 | 0 | 0 | 0 | 0 | 0 | 0 | 0 | 0 | 0 | 0 | 0 | 0 | 0 | 0 | 0 | 0 | 0 | 0 | 0 | 0 | 0 | 0 | 0 | 0 | 0 | 0 | 0 | 0 | 0 | 0 | 0 | 0 | 0 | 0 | 1 | 0 | 0 | 0 | 0 | 0 | 0 | 0 | 0 | 0 | 0 | 0 | 0 | 0 | 0 | 0 | 1 | 0 | 0 | 0 | 1 | 0 | 0 | 0 | 0 | 0 | 0 | 1 | 0 | 0 | 0 | 0 | 0 | 0 | 0 | 0 | 0 | 0 | 0 | 0 | 0 | 0 | 0 | 0 | 0 | 0 | 0 | 0 | 0 | 0 | 0 | 0 | 0 | 0 | 0 | 0 | 0 | 0 | Northern_California_Li_Battery_4hr | Northern_California_Li_Battery_8hr | Northern_California_Solar |  | Solano_Wind |  |  |  | Northern_California | Solano
SDGE | North Gila | 500 | AZ | 85365 | YUMA | 3 | 0 | 0 | 0 | 0 | 0 | 0 | 0 | 0 | 0 | 0 | 0 | 0 | 0 | 0 | 0 | 0 | 0 | 0 | 0 | 0 | 0 | 0 | 0 | 0 | 0 | 0 | 0 | 0 | 0 | 0 | 1 | 1 | 1 | 0 | 0 | 0 | 0 | 0 | 0 | 0 | 0 | 0 | 0 | 0 | 0 | 0 | 0 | 0 | 0 | 0 | 0 | 0 | 0 | 0 | 0 | 0 | 0 | 0 | 0 | 0 | 0 | 0 | 0 | 0 | 0 | 0 | 0 | 0 | 0 | 0 | 0 | 0 | 0 | 0 | 0 | 0 | 0 | 0 | 0 | 0 | 0 | 0 | 0 | 0 | 0 | 0 | 0 | 0 | 0 | 0 | 0 | 0 | 0 | 0 | 0 | 0 | 0 | Arizona_Li_Battery_4hr | Arizona_Li_Battery_8hr | Arizona_Solar |  | 0 |  |  |  | Arizona | Arizona
SCE Metro | North of SONGS | 230 | CA |  |  | 1 | 0 | 0 | 0 | 0 | 0 | 0 | 0 | 0 | 0 | 1 | 0 | 0 | 0 | 0 | 0 | 0 | 0 | 0 | 0 | 0 | 0 | 0 | 0 | 0 | 0 | 0 | 0 | 0 | 0 | 0 | 0 | 0 | 0 | 0 | 0 | 0 | 0 | 0 | 0 | 0 | 0 | 0 | 0 | 0 | 0 | 0 | 0 | 0 | 0 | 0 | 0 | 0 | 0 | 0 | 0 | 0 | 0 | 0 | 0 | 0 | 0 | 0 | 0 | 0 | 0 | 0 | 0 | 0 | 0 | 0 | 0 | 0 | 0 | 0 | 0 | 0 | 0 | 0 | 0 | 0 | 0 | 0 | 0 | 0 | 0 | 0 | 0 | 0 | 0 | 0 | 0 | 0 | 0 | 0 | 0 | 0 | 0 | Greater_LA_Li_Battery_4hr | Greater_LA_Li_Battery_8hr | Greater_LA_Solar |  | 0 |  |  |  | Greater_LA | Greater_SD
SCE Metro | North of SONGS | 500 | CA |  |  | 1 | 0 | 0 | 0 | 0 | 0 | 0 | 0 | 0 | 0 | 1 | 0 | 0 | 0 | 0 | 0 | 0 | 0 | 0 | 0 | 0 | 0 | 0 | 0 | 0 | 0 | 0 | 0 | 0 | 0 | 0 | 0 | 0 | 0 | 0 | 0 | 0 | 0 | 0 | 0 | 0 | 0 | 0 | 0 | 0 | 0 | 0 | 0 | 0 | 0 | 0 | 0 | 0 | 0 | 0 | 0 | 0 | 0 | 0 | 0 | 0 | 0 | 0 | 0 | 0 | 0 | 0 | 0 | 0 | 0 | 0 | 0 | 0 | 0 | 0 | 0 | 0 | 0 | 0 | 0 | 0 | 0 | 0 | 0 | 0 | 0 | 0 | 0 | 0 | 0 | 0 | 0 | 0 | 0 | 0 | 0 | 0 | 0 | Greater_LA_Li_Battery_4hr | Greater_LA_Li_Battery_8hr | Greater_LA_Solar |  | 0 |  |  |  | Greater_LA | Greater_SD
PG&E NGBA | Notre Dame | 115 | CA | 95928 | Butte | 1 | 0 | 0 | 0 | 0 | 0 | 0 | 0 | 0 | 0 | 0 | 0 | 0 | 0 | 0 | 0 | 0 | 0 | 0 | 0 | 0 | 0 | 0 | 0 | 0 | 0 | 0 | 0 | 0 | 0 | 0 | 0 | 0 | 0 | 0 | 0 | 0 | 0 | 0 | 0 | 1 | 0 | 0 | 0 | 0 | 0 | 0 | 0 | 0 | 0 | 0 | 0 | 0 | 0 | 0 | 0 | 0 | 0 | 0 | 0 | 0 | 0 | 0 | 0 | 0 | 0 | 0 | 0 | 0 | 0 | 0 | 0 | 0 | 0 | 0 | 0 | 0 | 0 | 0 | 0 | 0 | 0 | 0 | 0 | 0 | 0 | 0 | 0 | 0 | 0 | 0 | 0 | 0 | 0 | 0 | 0 | 0 | 0 | Northern_California_Li_Battery_4hr | Northern_California_Li_Battery_8hr | Northern_California_Solar |  | Northern_California_Wind |  |  |  | Northern_California | Northern_California
PG&E GBA | Oakland C | 115 | CA | 94607 | ALAMEDA | 10 | 0 | 0 | 0 | 0 | 0 | 0 | 0 | 0 | 0 | 0 | 0 | 0 | 0 | 0 | 0 | 0 | 0 | 0 | 0 | 0 | 0 | 0 | 0 | 0 | 0 | 0 | 0 | 0 | 0 | 0 | 0 | 0 | 0 | 0 | 0 | 0 | 0 | 0 | 0 | 1 | 0 | 0 | 0 | 0 | 0 | 0 | 0 | 0 | 0 | 1 | 0 | 0 | 1 | 1 | 1 | 1 | 0 | 0 | 1 | 1 | 0 | 1 | 0 | 0 | 0 | 1 | 0 | 0 | 0 | 0 | 0 | 0 | 0 | 0 | 0 | 0 | 0 | 0 | 0 | 0 | 0 | 0 | 0 | 0 | 0 | 0 | 0 | 0 | 0 | 0 | 0 | 0 | 0 | 0 | 0 | 0 | 0 | Northern_California_Li_Battery_4hr | Northern_California_Li_Battery_8hr | Northern_California_Solar |  | Solano_Wind |  |  |  | Northern_California | Solano
PG&E GBA | Oakland J | 115 | CA | 94607 | ALAMEDA | 3 | 0 | 0 | 0 | 0 | 0 | 0 | 0 | 0 | 0 | 0 | 0 | 0 | 0 | 0 | 0 | 0 | 0 | 0 | 0 | 0 | 0 | 0 | 0 | 0 | 0 | 0 | 0 | 0 | 0 | 0 | 0 | 0 | 0 | 0 | 0 | 0 | 0 | 0 | 0 | 1 | 0 | 0 | 0 | 0 | 0 | 0 | 0 | 0 | 0 | 0 | 0 | 0 | 1 | 0 | 0 | 1 | 0 | 0 | 0 | 0 | 0 | 0 | 0 | 0 | 0 | 0 | 0 | 0 | 0 | 0 | 0 | 0 | 0 | 0 | 0 | 0 | 0 | 0 | 0 | 0 | 0 | 0 | 0 | 0 | 0 | 0 | 0 | 0 | 0 | 0 | 0 | 0 | 0 | 0 | 0 | 0 | 0 | Northern_California_Li_Battery_4hr | Northern_California_Li_Battery_8hr | Northern_California_Solar |  | Solano_Wind |  |  |  | Northern_California | Solano
PG&E GBA | Oakland L | 115 | CA | 94612 | ALAMEDA | 3 | 0 | 0 | 0 | 0 | 0 | 0 | 0 | 0 | 0 | 0 | 0 | 0 | 0 | 0 | 0 | 0 | 0 | 0 | 0 | 0 | 0 | 0 | 0 | 0 | 0 | 0 | 0 | 0 | 0 | 0 | 0 | 0 | 0 | 0 | 0 | 0 | 0 | 0 | 0 | 1 | 0 | 0 | 0 | 0 | 0 | 0 | 0 | 0 | 0 | 0 | 0 | 0 | 1 | 0 | 0 | 1 | 0 | 0 | 0 | 0 | 0 | 0 | 0 | 0 | 0 | 0 | 0 | 0 | 0 | 0 | 0 | 0 | 0 | 0 | 0 | 0 | 0 | 0 | 0 | 0 | 0 | 0 | 0 | 0 | 0 | 0 | 0 | 0 | 0 | 0 | 0 | 0 | 0 | 0 | 0 | 0 | 0 | Northern_California_Li_Battery_4hr | Northern_California_Li_Battery_8hr | Northern_California_Solar |  | Solano_Wind |  |  |  | Northern_California | Solano
PG&E GBA | Oakland X | 115 | CA | 94610 | ALAMEDA | 3 | 0 | 0 | 0 | 0 | 0 | 0 | 0 | 0 | 0 | 0 | 0 | 0 | 0 | 0 | 0 | 0 | 0 | 0 | 0 | 0 | 0 | 0 | 0 | 0 | 0 | 0 | 0 | 0 | 0 | 0 | 0 | 0 | 0 | 0 | 0 | 0 | 0 | 0 | 0 | 1 | 0 | 0 | 0 | 0 | 0 | 0 | 0 | 0 | 0 | 0 | 0 | 0 | 1 | 0 | 0 | 1 | 0 | 0 | 0 | 0 | 0 | 0 | 0 | 0 | 0 | 0 | 0 | 0 | 0 | 0 | 0 | 0 | 0 | 0 | 0 | 0 | 0 | 0 | 0 | 0 | 0 | 0 | 0 | 0 | 0 | 0 | 0 | 0 | 0 | 0 | 0 | 0 | 0 | 0 | 0 | 0 | 0 | Northern_California_Li_Battery_4hr | Northern_California_Li_Battery_8hr | Northern_California_Solar |  | Solano_Wind |  |  |  | Northern_California | Solano
SDGE | Ocean Ranch | 69 | CA | 92056 | San Diego | 4 | 0 | 0 | 0 | 0 | 0 | 0 | 0 | 0 | 0 | 0 | 0 | 0 | 0 | 0 | 0 | 0 | 0 | 0 | 0 | 0 | 0 | 0 | 0 | 0 | 0 | 1 | 0 | 0 | 0 | 0 | 0 | 0 | 1 | 1 | 0 | 0 | 0 | 1 | 0 | 0 | 0 | 0 | 0 | 0 | 0 | 0 | 0 | 0 | 0 | 0 | 0 | 0 | 0 | 0 | 0 | 0 | 0 | 0 | 0 | 0 | 0 | 0 | 0 | 0 | 0 | 0 | 0 | 0 | 0 | 0 | 0 | 0 | 0 | 0 | 0 | 0 | 0 | 0 | 0 | 0 | 0 | 0 | 0 | 0 | 0 | 0 | 0 | 0 | 0 | 0 | 0 | 0 | 0 | 0 | 0 | 0 | 0 | San_Diego_Li_Battery_4hr | San_Diego_Li_Battery_8hr | San_Diego_Solar |  | 0 |  |  |  | Greater_SD | Greater_SD
PG&E KERN | Oceano | 115 | CA | 93420 | SAN LUIS OBISPO | 5 | 0 | 0 | 0 | 0 | 0 | 0 | 0 | 0 | 0 | 0 | 0 | 0 | 0 | 0 | 0 | 0 | 0 | 0 | 0 | 0 | 0 | 0 | 0 | 0 | 0 | 0 | 0 | 0 | 0 | 0 | 0 | 0 | 0 | 0 | 0 | 0 | 0 | 0 | 0 | 0 | 0 | 0 | 0 | 0 | 0 | 0 | 0 | 0 | 0 | 0 | 0 | 0 | 0 | 0 | 0 | 0 | 0 | 0 | 0 | 0 | 0 | 0 | 0 | 0 | 0 | 0 | 0 | 1 | 1 | 0 | 0 | 0 | 0 | 0 | 0 | 0 | 0 | 0 | 0 | 1 | 0 | 0 | 0 | 0 | 0 | 1 | 0 | 0 | 0 | 0 | 0 | 0 | 0 | 0 | 0 | 1 | 0 | Southern_PGAE_Li_Battery_4hr | Southern_PGAE_Li_Battery_8hr | Southern_PGAE_Solar |  | Kern_Greater_Carrizo_Wind |  |  |  | Southern_PGAE | Kern_Greater_Carrizo
SDGE | Ocotillo Express | 500 | CA |  |  | 4 | 0 | 0 | 0 | 0 | 0 | 0 | 0 | 0 | 0 | 0 | 0 | 0 | 0 | 0 | 0 | 0 | 0 | 0 | 0 | 0 | 0 | 0 | 0 | 0 | 0 | 0 | 0 | 0 | 0 | 0 | 1 | 1 | 1 | 0 | 0 | 1 | 0 | 0 | 0 | 0 | 0 | 0 | 0 | 0 | 0 | 0 | 0 | 0 | 0 | 0 | 0 | 0 | 0 | 0 | 0 | 0 | 0 | 0 | 0 | 0 | 0 | 0 | 0 | 0 | 0 | 0 | 0 | 0 | 0 | 0 | 0 | 0 | 0 | 0 | 0 | 0 | 0 | 0 | 0 | 0 | 0 | 0 | 0 | 0 | 0 | 0 | 0 | 0 | 0 | 0 | 0 | 0 | 0 | 0 | 0 | 0 | 0 | Greater_Imperial_Li_Battery_4hr | Greater_Imperial_Li_Battery_8hr | Greater_Imperial_Solar |  | Greater_Imperial_Wind |  |  |  | Greater_Imperial | Greater_Imperial
PG&E KERN | Old River | 70 | CA | 93313 | Kern | 7 | 0 | 0 | 0 | 0 | 0 | 0 | 0 | 0 | 0 | 0 | 0 | 0 | 0 | 0 | 0 | 0 | 0 | 0 | 0 | 0 | 0 | 0 | 0 | 0 | 0 | 0 | 0 | 0 | 0 | 0 | 0 | 0 | 0 | 0 | 0 | 0 | 0 | 0 | 0 | 0 | 0 | 0 | 0 | 0 | 0 | 0 | 0 | 0 | 0 | 0 | 0 | 0 | 0 | 0 | 0 | 0 | 0 | 0 | 0 | 0 | 0 | 0 | 0 | 0 | 0 | 0 | 0 | 1 | 0 | 0 | 1 | 1 | 1 | 0 | 1 | 0 | 0 | 0 | 1 | 0 | 0 | 0 | 0 | 0 | 0 | 0 | 0 | 0 | 0 | 0 | 0 | 0 | 0 | 0 | 1 | 0 | 0 | Southern_PGAE_Li_Battery_4hr | Southern_PGAE_Li_Battery_8hr | Southern_PGAE_Solar |  | Central_Valley_North_Los_Banos_Wind |  |  |  | Southern_PGAE | Central_Valley_North_Los_Banos
SDGE | Old Town | 230 | CA | 92110 | SAN DIEGO | 2 | 0 | 0 | 0 | 0 | 0 | 0 | 0 | 0 | 0 | 0 | 0 | 0 | 0 | 0 | 0 | 0 | 0 | 0 | 0 | 0 | 0 | 0 | 0 | 0 | 0 | 0 | 0 | 0 | 0 | 0 | 1 | 0 | 1 | 0 | 0 | 0 | 0 | 0 | 0 | 0 | 0 | 0 | 0 | 0 | 0 | 0 | 0 | 0 | 0 | 0 | 0 | 0 | 0 | 0 | 0 | 0 | 0 | 0 | 0 | 0 | 0 | 0 | 0 | 0 | 0 | 0 | 0 | 0 | 0 | 0 | 0 | 0 | 0 | 0 | 0 | 0 | 0 | 0 | 0 | 0 | 0 | 0 | 0 | 0 | 0 | 0 | 0 | 0 | 0 | 0 | 0 | 0 | 0 | 0 | 0 | 0 | 0 | San_Diego_Li_Battery_4hr | San_Diego_Li_Battery_8hr | San_Diego_Solar |  | 0 |  |  |  | Greater_SD | Greater_SD
SCE Metro | Olinda | 230 | CA | 91748 | LOS ANGELES | 1 | 0 | 0 | 0 | 0 | 0 | 0 | 0 | 0 | 0 | 1 | 0 | 0 | 0 | 0 | 0 | 0 | 0 | 0 | 0 | 0 | 0 | 0 | 0 | 0 | 0 | 0 | 0 | 0 | 0 | 0 | 0 | 0 | 0 | 0 | 0 | 0 | 0 | 0 | 0 | 0 | 0 | 0 | 0 | 0 | 0 | 0 | 0 | 0 | 0 | 0 | 0 | 0 | 0 | 0 | 0 | 0 | 0 | 0 | 0 | 0 | 0 | 0 | 0 | 0 | 0 | 0 | 0 | 0 | 0 | 0 | 0 | 0 | 0 | 0 | 0 | 0 | 0 | 0 | 0 | 0 | 0 | 0 | 0 | 0 | 0 | 0 | 0 | 0 | 0 | 0 | 0 | 0 | 0 | 0 | 0 | 0 | 0 | Greater_LA_Li_Battery_4hr | Greater_LA_Li_Battery_8hr | Greater_LA_Solar |  | 0 |  |  |  | Greater_LA | Greater_LA
PG&E FRESNO | Olive | 115 | CA |  |  | 8 | 0 | 0 | 0 | 0 | 0 | 0 | 0 | 0 | 0 | 0 | 0 | 0 | 0 | 0 | 0 | 0 | 0 | 0 | 0 | 0 | 0 | 0 | 0 | 0 | 0 | 0 | 0 | 0 | 0 | 0 | 0 | 0 | 0 | 0 | 0 | 0 | 0 | 0 | 0 | 0 | 0 | 0 | 0 | 0 | 0 | 0 | 0 | 0 | 0 | 0 | 0 | 0 | 0 | 0 | 0 | 0 | 0 | 0 | 0 | 0 | 0 | 0 | 0 | 0 | 0 | 0 | 0 | 1 | 0 | 1 | 1 | 0 | 0 | 0 | 1 | 1 | 0 | 0 | 1 | 1 | 0 | 0 | 0 | 0 | 0 | 0 | 0 | 0 | 0 | 0 | 0 | 0 | 0 | 0 | 1 | 0 | 0 | Southern_PGAE_Li_Battery_4hr | Southern_PGAE_Li_Battery_8hr | Southern_PGAE_Solar |  | Central_Valley_North_Los_Banos_Wind |  |  |  | Southern_PGAE | Central_Valley_North_Los_Banos
PG&E NGBA | Olivehurst | 115 | CA | 95961 | YUBA | 7 | 0 | 0 | 0 | 0 | 0 | 0 | 0 | 0 | 0 | 0 | 0 | 0 | 0 | 0 | 0 | 0 | 0 | 0 | 0 | 0 | 0 | 0 | 0 | 0 | 0 | 0 | 0 | 0 | 0 | 0 | 0 | 0 | 0 | 0 | 0 | 0 | 0 | 0 | 0 | 1 | 0 | 0 | 0 | 0 | 1 | 1 | 1 | 1 | 0 | 0 | 0 | 0 | 0 | 0 | 0 | 0 | 0 | 0 | 0 | 1 | 1 | 0 | 0 | 0 | 0 | 0 | 0 | 0 | 0 | 0 | 0 | 0 | 0 | 0 | 0 | 0 | 0 | 0 | 0 | 0 | 0 | 0 | 0 | 0 | 0 | 0 | 0 | 0 | 0 | 0 | 0 | 0 | 0 | 0 | 0 | 0 | 0 | Northern_California_Li_Battery_4hr | Northern_California_Li_Battery_8hr | Northern_California_Solar |  | Northern_California_Wind |  |  |  | Northern_California | Northern_California
PG&E NGBA | Oregon Trail | 60 | CA | 96003 | Shasta | 1 | 0 | 0 | 0 | 0 | 0 | 0 | 0 | 0 | 0 | 0 | 0 | 0 | 0 | 0 | 0 | 0 | 0 | 0 | 0 | 0 | 0 | 0 | 0 | 0 | 0 | 0 | 0 | 0 | 0 | 0 | 0 | 0 | 0 | 0 | 0 | 0 | 0 | 0 | 0 | 1 | 0 | 0 | 0 | 0 | 0 | 0 | 0 | 0 | 0 | 0 | 0 | 0 | 0 | 0 | 0 | 0 | 0 | 0 | 0 | 0 | 0 | 0 | 0 | 0 | 0 | 0 | 0 | 0 | 0 | 0 | 0 | 0 | 0 | 0 | 0 | 0 | 0 | 0 | 0 | 0 | 0 | 0 | 0 | 0 | 0 | 0 | 0 | 0 | 0 | 0 | 0 | 0 | 0 | 0 | 0 | 0 | 0 | Northern_California_Li_Battery_4hr | Northern_California_Li_Battery_8hr | Northern_California_Solar |  | Northern_California_Wind |  |  |  | Northern_California | Northern_California
SCE Northern | Ormond Beach | 230 | CA | 93033 | VENTURA | 3 | 0 | 0 | 1 | 0 | 1 | 0 | 0 | 0 | 0 | 0 | 0 | 0 | 0 | 0 | 0 | 0 | 0 | 0 | 0 | 0 | 0 | 0 | 0 | 0 | 1 | 0 | 0 | 0 | 0 | 0 | 0 | 0 | 0 | 0 | 0 | 0 | 0 | 0 | 0 | 0 | 0 | 0 | 0 | 0 | 0 | 0 | 0 | 0 | 0 | 0 | 0 | 0 | 0 | 0 | 0 | 0 | 0 | 0 | 0 | 0 | 0 | 0 | 0 | 0 | 0 | 0 | 0 | 0 | 0 | 0 | 0 | 0 | 0 | 0 | 0 | 0 | 0 | 0 | 0 | 0 | 0 | 0 | 0 | 0 | 0 | 0 | 0 | 0 | 0 | 0 | 0 | 0 | 0 | 0 | 0 | 0 | 0 | Greater_LA_Li_Battery_4hr | Greater_LA_Li_Battery_8hr | Greater_LA_Solar |  | 0 |  |  |  | Greater_LA | Greater_LA
PG&E FRESNO | Oro Loma | 115 | CA | 93622 | FRESNO | 5 | 0 | 0 | 0 | 0 | 0 | 0 | 0 | 0 | 0 | 0 | 0 | 0 | 0 | 0 | 0 | 0 | 0 | 0 | 0 | 0 | 0 | 0 | 0 | 0 | 0 | 0 | 0 | 0 | 0 | 0 | 0 | 0 | 0 | 0 | 0 | 0 | 0 | 0 | 0 | 0 | 0 | 0 | 0 | 0 | 0 | 0 | 0 | 0 | 0 | 0 | 0 | 0 | 0 | 0 | 0 | 0 | 0 | 0 | 0 | 0 | 0 | 0 | 0 | 0 | 0 | 0 | 0 | 0 | 0 | 0 | 0 | 0 | 0 | 0 | 0 | 0 | 0 | 0 | 0 | 1 | 0 | 1 | 0 | 0 | 0 | 1 | 0 | 1 | 0 | 0 | 0 | 0 | 1 | 0 | 0 | 0 | 0 | Southern_PGAE_Li_Battery_4hr | Southern_PGAE_Li_Battery_8hr | Southern_PGAE_Solar |  | Central_Valley_North_Los_Banos_Wind |  |  |  | Southern_PGAE | Central_Valley_North_Los_Banos
PG&E FRESNO | Oro Loma | 70 | CA | 93622 | FRESNO | 4 | 0 | 0 | 0 | 0 | 0 | 0 | 0 | 0 | 0 | 0 | 0 | 0 | 0 | 0 | 0 | 0 | 0 | 0 | 0 | 0 | 0 | 0 | 0 | 0 | 0 | 0 | 0 | 0 | 0 | 0 | 0 | 0 | 0 | 0 | 0 | 0 | 0 | 0 | 0 | 0 | 0 | 0 | 0 | 0 | 0 | 0 | 0 | 0 | 0 | 0 | 0 | 0 | 0 | 0 | 0 | 0 | 0 | 0 | 0 | 0 | 0 | 0 | 0 | 0 | 0 | 0 | 0 | 0 | 0 | 0 | 0 | 0 | 0 | 0 | 0 | 0 | 0 | 0 | 0 | 1 | 0 | 0 | 0 | 0 | 0 | 1 | 0 | 1 | 0 | 0 | 0 | 0 | 1 | 0 | 0 | 0 | 0 | Southern_PGAE_Li_Battery_4hr | Southern_PGAE_Li_Battery_8hr | Southern_PGAE_Solar |  | Central_Valley_North_Los_Banos_Wind |  |  |  | Southern_PGAE | Central_Valley_North_Los_Banos
PG&E FRESNO | Orosi | 70 | CA | 93647 | Tulare | 5 | 0 | 0 | 0 | 0 | 0 | 0 | 0 | 0 | 0 | 0 | 0 | 0 | 0 | 0 | 0 | 0 | 0 | 0 | 0 | 0 | 0 | 0 | 0 | 0 | 0 | 0 | 0 | 0 | 0 | 0 | 0 | 0 | 0 | 0 | 0 | 0 | 0 | 0 | 0 | 0 | 0 | 0 | 0 | 0 | 0 | 0 | 0 | 0 | 0 | 0 | 0 | 0 | 0 | 0 | 0 | 0 | 0 | 0 | 0 | 0 | 0 | 0 | 0 | 0 | 0 | 0 | 0 | 0 | 1 | 0 | 0 | 0 | 0 | 0 | 0 | 0 | 0 | 0 | 0 | 1 | 0 | 1 | 0 | 1 | 0 | 1 | 0 | 0 | 0 | 0 | 0 | 0 | 0 | 0 | 0 | 0 | 0 | Southern_PGAE_Li_Battery_4hr | Southern_PGAE_Li_Battery_8hr | Southern_PGAE_Solar |  | Central_Valley_North_Los_Banos_Wind |  |  |  | Southern_PGAE | Central_Valley_North_Los_Banos
SDGE | Otay | 69 | CA | 91911 | SAN DIEGO | 5 | 0 | 0 | 0 | 0 | 0 | 0 | 0 | 0 | 0 | 0 | 0 | 0 | 0 | 0 | 0 | 0 | 0 | 0 | 0 | 0 | 0 | 0 | 0 | 0 | 0 | 0 | 0 | 0 | 0 | 1 | 1 | 0 | 1 | 0 | 0 | 1 | 1 | 0 | 0 | 0 | 0 | 0 | 0 | 0 | 0 | 0 | 0 | 0 | 0 | 0 | 0 | 0 | 0 | 0 | 0 | 0 | 0 | 0 | 0 | 0 | 0 | 0 | 0 | 0 | 0 | 0 | 0 | 0 | 0 | 0 | 0 | 0 | 0 | 0 | 0 | 0 | 0 | 0 | 0 | 0 | 0 | 0 | 0 | 0 | 0 | 0 | 0 | 0 | 0 | 0 | 0 | 0 | 0 | 0 | 0 | 0 | 0 | San_Diego_Li_Battery_4hr | San_Diego_Li_Battery_8hr | San_Diego_Solar |  | 0 |  |  |  | Greater_SD | Greater_SD
SDGE | Otay Mesa | 230 | CA | 92154 | SAN DIEGO | 6 | 0 | 0 | 0 | 0 | 0 | 0 | 0 | 0 | 0 | 0 | 0 | 0 | 0 | 0 | 0 | 0 | 0 | 0 | 0 | 0 | 0 | 0 | 0 | 0 | 0 | 0 | 0 | 0 | 1 | 0 | 1 | 0 | 1 | 0 | 1 | 1 | 1 | 0 | 0 | 0 | 0 | 0 | 0 | 0 | 0 | 0 | 0 | 0 | 0 | 0 | 0 | 0 | 0 | 0 | 0 | 0 | 0 | 0 | 0 | 0 | 0 | 0 | 0 | 0 | 0 | 0 | 0 | 0 | 0 | 0 | 0 | 0 | 0 | 0 | 0 | 0 | 0 | 0 | 0 | 0 | 0 | 0 | 0 | 0 | 0 | 0 | 0 | 0 | 0 | 0 | 0 | 0 | 0 | 0 | 0 | 0 | 0 | San_Diego_Li_Battery_4hr | San_Diego_Li_Battery_8hr | San_Diego_Solar |  | 0 |  |  |  | Greater_SD | Greater_SD
PG&E FRESNO | Padre Flats SW STA | 230 | CA |  |  | 2 | 0 | 0 | 0 | 0 | 0 | 0 | 0 | 0 | 0 | 0 | 0 | 0 | 0 | 0 | 0 | 0 | 0 | 0 | 0 | 0 | 0 | 0 | 0 | 0 | 0 | 0 | 0 | 0 | 0 | 0 | 0 | 0 | 0 | 0 | 0 | 0 | 0 | 0 | 0 | 0 | 0 | 0 | 0 | 0 | 0 | 0 | 0 | 0 | 0 | 0 | 0 | 0 | 0 | 0 | 0 | 0 | 0 | 0 | 0 | 0 | 0 | 0 | 0 | 0 | 0 | 0 | 0 | 0 | 0 | 0 | 0 | 0 | 0 | 0 | 0 | 0 | 0 | 0 | 0 | 1 | 0 | 0 | 0 | 0 | 0 | 1 | 0 | 0 | 0 | 0 | 0 | 0 | 0 | 0 | 0 | 0 | 0 | Southern_PGAE_Li_Battery_4hr | Southern_PGAE_Li_Battery_8hr | Southern_PGAE_Solar |  | Central_Valley_North_Los_Banos_Wind |  |  |  | Southern_PGAE | Central_Valley_North_Los_Banos
EOP | Pahrump | 138 | NV | 89048 | NYE | 3 | 0 | 0 | 0 | 0 | 0 | 0 | 0 | 0 | 0 | 0 | 0 | 0 | 0 | 0 | 0 | 0 | 0 | 0 | 0 | 0 | 0 | 0 | 1 | 1 | 1 | 0 | 0 | 0 | 0 | 0 | 0 | 0 | 0 | 0 | 0 | 0 | 0 | 0 | 0 | 0 | 0 | 0 | 0 | 0 | 0 | 0 | 0 | 0 | 0 | 0 | 0 | 0 | 0 | 0 | 0 | 0 | 0 | 0 | 0 | 0 | 0 | 0 | 0 | 0 | 0 | 0 | 0 | 0 | 0 | 0 | 0 | 0 | 0 | 0 | 0 | 0 | 0 | 0 | 0 | 0 | 0 | 0 | 0 | 0 | 0 | 0 | 0 | 0 | 0 | 0 | 0 | 0 | 0 | 0 | 0 | 0 | 0 | Southern_NV_Eldorado_Li_Battery_4hr | Southern_NV_Eldorado_Li_Battery_8hr | Southern_NV_Eldorado_Solar |  | Southern_NV_Eldorado_Wind |  |  |  | Southern_NV_Eldorado | Southern_NV_Eldorado
EOP | Pahrump | 230 | NV | 89048 | NYE | 3 | 0 | 0 | 0 | 0 | 0 | 0 | 0 | 0 | 0 | 0 | 0 | 0 | 0 | 0 | 0 | 0 | 0 | 0 | 0 | 0 | 0 | 0 | 1 | 1 | 1 | 0 | 0 | 0 | 0 | 0 | 0 | 0 | 0 | 0 | 0 | 0 | 0 | 0 | 0 | 0 | 0 | 0 | 0 | 0 | 0 | 0 | 0 | 0 | 0 | 0 | 0 | 0 | 0 | 0 | 0 | 0 | 0 | 0 | 0 | 0 | 0 | 0 | 0 | 0 | 0 | 0 | 0 | 0 | 0 | 0 | 0 | 0 | 0 | 0 | 0 | 0 | 0 | 0 | 0 | 0 | 0 | 0 | 0 | 0 | 0 | 0 | 0 | 0 | 0 | 0 | 0 | 0 | 0 | 0 | 0 | 0 | 0 | Southern_NV_Eldorado_Li_Battery_4hr | Southern_NV_Eldorado_Li_Battery_8hr | Southern_NV_Eldorado_Solar |  | Southern_NV_Eldorado_Wind |  |  |  | Southern_NV_Eldorado | Southern_NV_Eldorado
SDGE | Pala | 69 | CA | 92059 | SAN DIEGO | 6 | 0 | 0 | 0 | 0 | 0 | 0 | 0 | 0 | 0 | 0 | 0 | 0 | 0 | 0 | 0 | 0 | 0 | 0 | 0 | 0 | 0 | 0 | 0 | 0 | 0 | 1 | 0 | 0 | 1 | 0 | 1 | 0 | 1 | 1 | 0 | 0 | 0 | 1 | 0 | 0 | 0 | 0 | 0 | 0 | 0 | 0 | 0 | 0 | 0 | 0 | 0 | 0 | 0 | 0 | 0 | 0 | 0 | 0 | 0 | 0 | 0 | 0 | 0 | 0 | 0 | 0 | 0 | 0 | 0 | 0 | 0 | 0 | 0 | 0 | 0 | 0 | 0 | 0 | 0 | 0 | 0 | 0 | 0 | 0 | 0 | 0 | 0 | 0 | 0 | 0 | 0 | 0 | 0 | 0 | 0 | 0 | 0 | San_Diego_Li_Battery_4hr | San_Diego_Li_Battery_8hr | San_Diego_Solar |  | 0 |  |  |  | Greater_SD | Greater_SD
PG&E NGBA | Palermo | 115 | CA | 95966 | BUTTE | 7 | 0 | 0 | 0 | 0 | 0 | 0 | 0 | 0 | 0 | 0 | 0 | 0 | 0 | 0 | 0 | 0 | 0 | 0 | 0 | 0 | 0 | 0 | 0 | 0 | 0 | 0 | 0 | 0 | 0 | 0 | 0 | 0 | 0 | 0 | 0 | 0 | 0 | 0 | 0 | 1 | 0 | 0 | 0 | 0 | 1 | 1 | 1 | 1 | 0 | 0 | 0 | 0 | 0 | 0 | 0 | 0 | 0 | 0 | 0 | 1 | 1 | 0 | 0 | 0 | 0 | 0 | 0 | 0 | 0 | 0 | 0 | 0 | 0 | 0 | 0 | 0 | 0 | 0 | 0 | 0 | 0 | 0 | 0 | 0 | 0 | 0 | 0 | 0 | 0 | 0 | 0 | 0 | 0 | 0 | 0 | 0 | 0 | Northern_California_Li_Battery_4hr | Northern_California_Li_Battery_8hr | Northern_California_Solar |  | Northern_California_Wind |  |  |  | Northern_California | Northern_California
PG&E NGBA | Palermo | 230 | CA | 95966 | BUTTE | 6 | 0 | 0 | 0 | 0 | 0 | 0 | 0 | 0 | 0 | 0 | 0 | 0 | 0 | 0 | 0 | 0 | 0 | 0 | 0 | 0 | 0 | 0 | 0 | 0 | 0 | 0 | 0 | 0 | 0 | 0 | 0 | 0 | 0 | 0 | 0 | 0 | 0 | 0 | 0 | 1 | 0 | 0 | 0 | 0 | 0 | 1 | 1 | 1 | 0 | 0 | 0 | 0 | 0 | 0 | 0 | 0 | 0 | 0 | 0 | 1 | 1 | 0 | 0 | 0 | 0 | 0 | 0 | 0 | 0 | 0 | 0 | 0 | 0 | 0 | 0 | 0 | 0 | 0 | 0 | 0 | 0 | 0 | 0 | 0 | 0 | 0 | 0 | 0 | 0 | 0 | 0 | 0 | 0 | 0 | 0 | 0 | 0 | Northern_California_Li_Battery_4hr | Northern_California_Li_Battery_8hr | Northern_California_Solar |  | Northern_California_Wind |  |  |  | Northern_California | Northern_California
SCE Eastern | Palo Verde | 500 | AZ | 85354 | MARICOPA | 3 | 0 | 0 | 0 | 0 | 0 | 0 | 0 | 0 | 0 | 0 | 0 | 0 | 0 | 0 | 0 | 0 | 0 | 1 | 0 | 0 | 0 | 1 | 0 | 0 | 1 | 0 | 0 | 0 | 0 | 0 | 0 | 0 | 0 | 0 | 0 | 0 | 0 | 0 | 0 | 0 | 0 | 0 | 0 | 0 | 0 | 0 | 0 | 0 | 0 | 0 | 0 | 0 | 0 | 0 | 0 | 0 | 0 | 0 | 0 | 0 | 0 | 0 | 0 | 0 | 0 | 0 | 0 | 0 | 0 | 0 | 0 | 0 | 0 | 0 | 0 | 0 | 0 | 0 | 0 | 0 | 0 | 0 | 0 | 0 | 0 | 0 | 0 | 0 | 0 | 0 | 0 | 0 | 0 | 0 | 0 | 0 | 0 | Arizona_Li_Battery_4hr | Arizona_Li_Battery_8hr | Arizona_Solar |  | 0 | New_Mexico_Wind |  |  | Arizona | Arizona
SDGE | Palomar Energy | 230 | CA | 92008 | SAN DIEGO | 5 | 0 | 0 | 0 | 0 | 0 | 0 | 0 | 0 | 0 | 0 | 0 | 0 | 0 | 0 | 0 | 0 | 0 | 0 | 0 | 0 | 0 | 0 | 0 | 0 | 0 | 1 | 0 | 0 | 1 | 0 | 1 | 0 | 1 | 0 | 0 | 0 | 0 | 1 | 0 | 0 | 0 | 0 | 0 | 0 | 0 | 0 | 0 | 0 | 0 | 0 | 0 | 0 | 0 | 0 | 0 | 0 | 0 | 0 | 0 | 0 | 0 | 0 | 0 | 0 | 0 | 0 | 0 | 0 | 0 | 0 | 0 | 0 | 0 | 0 | 0 | 0 | 0 | 0 | 0 | 0 | 0 | 0 | 0 | 0 | 0 | 0 | 0 | 0 | 0 | 0 | 0 | 0 | 0 | 0 | 0 | 0 | 0 | San_Diego_Li_Battery_4hr | San_Diego_Li_Battery_8hr | San_Diego_Solar |  | 0 |  |  |  | Greater_SD | Greater_SD
PG&E KERN | Panama | 70 | CA | 93307 | Kern | 3 | 0 | 0 | 0 | 0 | 0 | 0 | 0 | 0 | 0 | 0 | 0 | 0 | 0 | 0 | 0 | 0 | 0 | 0 | 0 | 0 | 0 | 0 | 0 | 0 | 0 | 0 | 0 | 0 | 0 | 0 | 0 | 0 | 0 | 0 | 0 | 0 | 0 | 0 | 0 | 0 | 0 | 0 | 0 | 0 | 0 | 0 | 0 | 0 | 0 | 0 | 0 | 0 | 0 | 0 | 0 | 0 | 0 | 0 | 0 | 0 | 0 | 0 | 0 | 0 | 0 | 0 | 0 | 1 | 1 | 0 | 0 | 0 | 0 | 0 | 0 | 0 | 0 | 0 | 0 | 1 | 0 | 0 | 0 | 0 | 0 | 0 | 0 | 0 | 0 | 0 | 0 | 0 | 0 | 0 | 0 | 0 | 0 | Southern_PGAE_Li_Battery_4hr | Southern_PGAE_Li_Battery_8hr | Southern_PGAE_Solar |  | Central_Valley_North_Los_Banos_Wind |  |  |  | Southern_PGAE | Central_Valley_North_Los_Banos
PG&E FRESNO | Panoche | 115 | CA | 93622 | FRESNO | 8 | 0 | 0 | 0 | 0 | 0 | 0 | 0 | 0 | 0 | 0 | 0 | 0 | 0 | 0 | 0 | 0 | 0 | 0 | 0 | 0 | 0 | 0 | 0 | 0 | 0 | 0 | 0 | 0 | 0 | 0 | 0 | 0 | 0 | 0 | 0 | 0 | 0 | 0 | 0 | 0 | 0 | 0 | 0 | 0 | 0 | 1 | 0 | 0 | 0 | 0 | 0 | 0 | 0 | 0 | 0 | 0 | 0 | 0 | 0 | 0 | 0 | 0 | 0 | 0 | 0 | 0 | 0 | 0 | 0 | 0 | 0 | 0 | 0 | 0 | 0 | 0 | 0 | 0 | 1 | 1 | 1 | 1 | 1 | 0 | 0 | 1 | 0 | 1 | 0 | 0 | 0 | 0 | 0 | 0 | 0 | 0 | 0 | Southern_PGAE_Li_Battery_4hr | Southern_PGAE_Li_Battery_8hr | Southern_PGAE_Solar |  | Central_Valley_North_Los_Banos_Wind |  |  |  | Southern_PGAE | Central_Valley_North_Los_Banos
PG&E FRESNO | Panoche | 230 | CA | 93622 | FRESNO | 4 | 0 | 0 | 0 | 0 | 0 | 0 | 0 | 0 | 0 | 0 | 0 | 0 | 0 | 0 | 0 | 0 | 0 | 0 | 0 | 0 | 0 | 0 | 0 | 0 | 0 | 0 | 0 | 0 | 0 | 0 | 0 | 0 | 0 | 0 | 0 | 0 | 0 | 0 | 0 | 0 | 0 | 0 | 0 | 0 | 0 | 0 | 0 | 0 | 0 | 0 | 0 | 0 | 0 | 0 | 0 | 0 | 0 | 0 | 0 | 0 | 0 | 0 | 0 | 0 | 0 | 0 | 0 | 0 | 0 | 0 | 0 | 0 | 0 | 0 | 0 | 0 | 0 | 0 | 1 | 1 | 0 | 1 | 0 | 0 | 0 | 1 | 0 | 0 | 0 | 0 | 0 | 0 | 0 | 0 | 0 | 0 | 0 | Southern_PGAE_Li_Battery_4hr | Southern_PGAE_Li_Battery_8hr | Southern_PGAE_Solar |  | Central_Valley_North_Los_Banos_Wind |  |  |  | Southern_PGAE | Central_Valley_North_Los_Banos
SCE Northern | Pardee | 230 | CA | 91355 | LOS ANGELES | 2 | 0 | 0 | 1 | 0 | 0 | 0 | 0 | 0 | 0 | 0 | 0 | 0 | 0 | 0 | 0 | 0 | 0 | 0 | 0 | 0 | 0 | 0 | 0 | 0 | 1 | 0 | 0 | 0 | 0 | 0 | 0 | 0 | 0 | 0 | 0 | 0 | 0 | 0 | 0 | 0 | 0 | 0 | 0 | 0 | 0 | 0 | 0 | 0 | 0 | 0 | 0 | 0 | 0 | 0 | 0 | 0 | 0 | 0 | 0 | 0 | 0 | 0 | 0 | 0 | 0 | 0 | 0 | 0 | 0 | 0 | 0 | 0 | 0 | 0 | 0 | 0 | 0 | 0 | 0 | 0 | 0 | 0 | 0 | 0 | 0 | 0 | 0 | 0 | 0 | 0 | 0 | 0 | 0 | 0 | 0 | 0 | 0 | Greater_LA_Li_Battery_4hr | Greater_LA_Li_Battery_8hr | Greater_LA_Solar |  | Tehachapi_Wind |  |  |  | Greater_LA | Tehachapi
PG&E NGBA | Parkway | 230 | CA | 94591 | SOLANO | 3 | 0 | 0 | 0 | 0 | 0 | 0 | 0 | 0 | 0 | 0 | 0 | 0 | 0 | 0 | 0 | 0 | 0 | 0 | 0 | 0 | 0 | 0 | 0 | 0 | 0 | 0 | 0 | 0 | 0 | 0 | 0 | 0 | 0 | 0 | 0 | 0 | 0 | 0 | 0 | 1 | 0 | 0 | 0 | 0 | 0 | 0 | 0 | 0 | 0 | 0 | 0 | 0 | 0 | 0 | 0 | 1 | 0 | 0 | 0 | 0 | 0 | 0 | 0 | 0 | 0 | 0 | 1 | 0 | 0 | 0 | 0 | 0 | 0 | 0 | 0 | 0 | 0 | 0 | 0 | 0 | 0 | 0 | 0 | 0 | 0 | 0 | 0 | 0 | 0 | 0 | 0 | 0 | 0 | 0 | 0 | 0 | 0 | Northern_California_Li_Battery_4hr | Northern_California_Li_Battery_8hr | Northern_California_Solar |  | Solano_Wind |  |  |  | Northern_California | Solano
SCE Northern | Pastoria | 230 | CA | 93560 | KERN | 3 | 0 | 0 | 1 | 0 | 0 | 0 | 1 | 0 | 0 | 0 | 0 | 0 | 0 | 0 | 0 | 0 | 0 | 0 | 0 | 0 | 0 | 0 | 0 | 0 | 1 | 0 | 0 | 0 | 0 | 0 | 0 | 0 | 0 | 0 | 0 | 0 | 0 | 0 | 0 | 0 | 0 | 0 | 0 | 0 | 0 | 0 | 0 | 0 | 0 | 0 | 0 | 0 | 0 | 0 | 0 | 0 | 0 | 0 | 0 | 0 | 0 | 0 | 0 | 0 | 0 | 0 | 0 | 0 | 0 | 0 | 0 | 0 | 0 | 0 | 0 | 0 | 0 | 0 | 0 | 0 | 0 | 0 | 0 | 0 | 0 | 0 | 0 | 0 | 0 | 0 | 0 | 0 | 0 | 0 | 0 | 0 | 0 | Tehachapi_Li_Battery_4hr | Tehachapi_Li_Battery_8hr | Tehachapi_Solar |  | Central_Valley_North_Los_Banos_Wind |  |  |  | Tehachapi | Central_Valley_North_Los_Banos
SCE Metro | Pauda | 230 | CA | 91786 | SAN BERNARDINO | 1 | 0 | 0 | 0 | 0 | 0 | 0 | 0 | 0 | 0 | 1 | 0 | 0 | 0 | 0 | 0 | 0 | 0 | 0 | 0 | 0 | 0 | 0 | 0 | 0 | 0 | 0 | 0 | 0 | 0 | 0 | 0 | 0 | 0 | 0 | 0 | 0 | 0 | 0 | 0 | 0 | 0 | 0 | 0 | 0 | 0 | 0 | 0 | 0 | 0 | 0 | 0 | 0 | 0 | 0 | 0 | 0 | 0 | 0 | 0 | 0 | 0 | 0 | 0 | 0 | 0 | 0 | 0 | 0 | 0 | 0 | 0 | 0 | 0 | 0 | 0 | 0 | 0 | 0 | 0 | 0 | 0 | 0 | 0 | 0 | 0 | 0 | 0 | 0 | 0 | 0 | 0 | 0 | 0 | 0 | 0 | 0 | 0 | Greater_LA_Li_Battery_4hr | Greater_LA_Li_Battery_8hr | Greater_LA_Solar |  | Greater_Kramer_Wind |  |  |  | Greater_LA | Greater_Kramer
PG&E GBA | Paul Sweet | 115 | CA | 95065 | Santa Cruz | 1 | 0 | 0 | 0 | 0 | 0 | 0 | 0 | 0 | 0 | 0 | 0 | 0 | 0 | 0 | 0 | 0 | 0 | 0 | 0 | 0 | 0 | 0 | 0 | 0 | 0 | 0 | 0 | 0 | 0 | 0 | 0 | 0 | 0 | 0 | 0 | 0 | 0 | 0 | 0 | 0 | 0 | 0 | 0 | 0 | 0 | 0 | 0 | 0 | 0 | 0 | 0 | 0 | 0 | 0 | 0 | 0 | 0 | 0 | 0 | 0 | 0 | 0 | 0 | 0 | 1 | 0 | 0 | 0 | 0 | 0 | 0 | 0 | 0 | 0 | 0 | 0 | 0 | 0 | 0 | 0 | 0 | 0 | 0 | 0 | 0 | 0 | 0 | 0 | 0 | 0 | 0 | 0 | 0 | 0 | 0 | 0 | 0 | Northern_California_Li_Battery_4hr | Northern_California_Li_Battery_8hr | Northern_California_Solar |  | Kern_Greater_Carrizo_Wind |  |  |  | Northern_California | Peninsula_Monterey
PG&E NGBA | Peabody | 230 | CA | 94533 | SOLANO | 6 | 0 | 0 | 0 | 0 | 0 | 0 | 0 | 0 | 0 | 0 | 0 | 0 | 0 | 0 | 0 | 0 | 0 | 0 | 0 | 0 | 0 | 0 | 0 | 0 | 0 | 0 | 0 | 0 | 0 | 0 | 0 | 0 | 0 | 0 | 0 | 0 | 0 | 0 | 0 | 1 | 0 | 0 | 0 | 0 | 0 | 0 | 0 | 0 | 0 | 0 | 0 | 0 | 0 | 1 | 1 | 1 | 0 | 0 | 0 | 0 | 0 | 0 | 0 | 0 | 0 | 1 | 1 | 0 | 0 | 0 | 0 | 0 | 0 | 0 | 0 | 0 | 0 | 0 | 0 | 0 | 0 | 0 | 0 | 0 | 0 | 0 | 0 | 0 | 0 | 0 | 0 | 0 | 0 | 0 | 0 | 0 | 0 | Northern_California_Li_Battery_4hr | Northern_California_Li_Battery_8hr | Northern_California_Solar |  | Solano_Wind |  |  |  | Northern_California | Solano
PG&E NGBA | Pease | 115 | CA | 95993 | SUTTER | 7 | 0 | 0 | 0 | 0 | 0 | 0 | 0 | 0 | 0 | 0 | 0 | 0 | 0 | 0 | 0 | 0 | 0 | 0 | 0 | 0 | 0 | 0 | 0 | 0 | 0 | 0 | 0 | 0 | 0 | 0 | 0 | 0 | 0 | 0 | 0 | 0 | 0 | 0 | 0 | 1 | 0 | 0 | 0 | 0 | 1 | 1 | 1 | 1 | 0 | 0 | 0 | 0 | 0 | 0 | 0 | 0 | 0 | 0 | 0 | 1 | 1 | 0 | 0 | 0 | 0 | 0 | 0 | 0 | 0 | 0 | 0 | 0 | 0 | 0 | 0 | 0 | 0 | 0 | 0 | 0 | 0 | 0 | 0 | 0 | 0 | 0 | 0 | 0 | 0 | 0 | 0 | 0 | 0 | 0 | 0 | 0 | 0 | Northern_California_Li_Battery_4hr | Northern_California_Li_Battery_8hr | Northern_California_Solar |  | Northern_California_Wind |  |  |  | Northern_California | Northern_California
PG&E NGBA | Pease | 60 | CA | 95993 | SUTTER | 7 | 0 | 0 | 0 | 0 | 0 | 0 | 0 | 0 | 0 | 0 | 0 | 0 | 0 | 0 | 0 | 0 | 0 | 0 | 0 | 0 | 0 | 0 | 0 | 0 | 0 | 0 | 0 | 0 | 0 | 0 | 0 | 0 | 0 | 0 | 0 | 0 | 0 | 0 | 0 | 1 | 0 | 0 | 0 | 0 | 1 | 1 | 1 | 1 | 0 | 0 | 0 | 0 | 0 | 0 | 0 | 0 | 0 | 0 | 0 | 1 | 1 | 0 | 0 | 0 | 0 | 0 | 0 | 0 | 0 | 0 | 0 | 0 | 0 | 0 | 0 | 0 | 0 | 0 | 0 | 0 | 0 | 0 | 0 | 0 | 0 | 0 | 0 | 0 | 0 | 0 | 0 | 0 | 0 | 0 | 0 | 0 | 0 | Northern_California_Li_Battery_4hr | Northern_California_Li_Battery_8hr | Northern_California_Solar |  | Northern_California_Wind |  |  |  | Northern_California | Northern_California
SDGE | Penasquitos | 138 | CA | 92130 | SAN DIEGO | 2 | 0 | 0 | 0 | 0 | 0 | 0 | 0 | 0 | 0 | 0 | 0 | 0 | 0 | 0 | 0 | 0 | 0 | 0 | 0 | 0 | 0 | 0 | 0 | 0 | 0 | 0 | 0 | 0 | 0 | 0 | 1 | 0 | 1 | 0 | 0 | 0 | 0 | 0 | 0 | 0 | 0 | 0 | 0 | 0 | 0 | 0 | 0 | 0 | 0 | 0 | 0 | 0 | 0 | 0 | 0 | 0 | 0 | 0 | 0 | 0 | 0 | 0 | 0 | 0 | 0 | 0 | 0 | 0 | 0 | 0 | 0 | 0 | 0 | 0 | 0 | 0 | 0 | 0 | 0 | 0 | 0 | 0 | 0 | 0 | 0 | 0 | 0 | 0 | 0 | 0 | 0 | 0 | 0 | 0 | 0 | 0 | 0 | San_Diego_Li_Battery_4hr | San_Diego_Li_Battery_8hr | San_Diego_Solar |  | 0 |  |  |  | Greater_SD | Greater_SD
SDGE | Penasquitos | 230 | CA | 92130 | SAN DIEGO | 2 | 0 | 0 | 0 | 0 | 0 | 0 | 0 | 0 | 0 | 0 | 0 | 0 | 0 | 0 | 0 | 0 | 0 | 0 | 0 | 0 | 0 | 0 | 0 | 0 | 0 | 0 | 0 | 0 | 0 | 0 | 1 | 0 | 1 | 0 | 0 | 0 | 0 | 0 | 0 | 0 | 0 | 0 | 0 | 0 | 0 | 0 | 0 | 0 | 0 | 0 | 0 | 0 | 0 | 0 | 0 | 0 | 0 | 0 | 0 | 0 | 0 | 0 | 0 | 0 | 0 | 0 | 0 | 0 | 0 | 0 | 0 | 0 | 0 | 0 | 0 | 0 | 0 | 0 | 0 | 0 | 0 | 0 | 0 | 0 | 0 | 0 | 0 | 0 | 0 | 0 | 0 | 0 | 0 | 0 | 0 | 0 | 0 | San_Diego_Li_Battery_4hr | San_Diego_Li_Battery_8hr | San_Diego_Solar |  | 0 |  |  |  | Greater_SD | Greater_SD
SDGE | Penasquitos | 69 | CA | 92130 | SAN DIEGO | 2 | 0 | 0 | 0 | 0 | 0 | 0 | 0 | 0 | 0 | 0 | 0 | 0 | 0 | 0 | 0 | 0 | 0 | 0 | 0 | 0 | 0 | 0 | 0 | 0 | 0 | 0 | 0 | 0 | 0 | 0 | 1 | 0 | 1 | 0 | 0 | 0 | 0 | 0 | 0 | 0 | 0 | 0 | 0 | 0 | 0 | 0 | 0 | 0 | 0 | 0 | 0 | 0 | 0 | 0 | 0 | 0 | 0 | 0 | 0 | 0 | 0 | 0 | 0 | 0 | 0 | 0 | 0 | 0 | 0 | 0 | 0 | 0 | 0 | 0 | 0 | 0 | 0 | 0 | 0 | 0 | 0 | 0 | 0 | 0 | 0 | 0 | 0 | 0 | 0 | 0 | 0 | 0 | 0 | 0 | 0 | 0 | 0 | San_Diego_Li_Battery_4hr | San_Diego_Li_Battery_8hr | San_Diego_Solar |  | 0 |  |  |  | Greater_SD | Greater_SD
SDGE | Pendleton | 69 | CA | 92058 | San Diego | 4 | 0 | 0 | 0 | 0 | 0 | 0 | 0 | 0 | 0 | 0 | 0 | 0 | 0 | 0 | 0 | 0 | 0 | 0 | 0 | 0 | 0 | 0 | 0 | 0 | 0 | 1 | 0 | 0 | 0 | 0 | 0 | 0 | 1 | 1 | 0 | 0 | 0 | 1 | 0 | 0 | 0 | 0 | 0 | 0 | 0 | 0 | 0 | 0 | 0 | 0 | 0 | 0 | 0 | 0 | 0 | 0 | 0 | 0 | 0 | 0 | 0 | 0 | 0 | 0 | 0 | 0 | 0 | 0 | 0 | 0 | 0 | 0 | 0 | 0 | 0 | 0 | 0 | 0 | 0 | 0 | 0 | 0 | 0 | 0 | 0 | 0 | 0 | 0 | 0 | 0 | 0 | 0 | 0 | 0 | 0 | 0 | 0 | San_Diego_Li_Battery_4hr | San_Diego_Li_Battery_8hr | San_Diego_Solar |  | 0 |  |  |  | Greater_SD | Greater_SD
PG&E NGBA | Penngrove | 115 | CA | 94928 | SONOMA | 3 | 0 | 0 | 0 | 0 | 0 | 0 | 0 | 0 | 0 | 0 | 0 | 0 | 0 | 0 | 0 | 0 | 0 | 0 | 0 | 0 | 0 | 0 | 0 | 0 | 0 | 0 | 0 | 0 | 0 | 0 | 0 | 0 | 0 | 0 | 0 | 0 | 0 | 0 | 0 | 1 | 0 | 0 | 0 | 0 | 0 | 0 | 0 | 0 | 0 | 0 | 0 | 0 | 1 | 0 | 0 | 0 | 0 | 0 | 0 | 0 | 0 | 0 | 0 | 0 | 0 | 0 | 1 | 0 | 0 | 0 | 0 | 0 | 0 | 0 | 0 | 0 | 0 | 0 | 0 | 0 | 0 | 0 | 0 | 0 | 0 | 0 | 0 | 0 | 0 | 0 | 0 | 0 | 0 | 0 | 0 | 0 | 0 | Northern_California_Li_Battery_4hr | Northern_California_Li_Battery_8hr | Northern_California_Solar |  | Northern_California_Wind |  |  |  | Northern_California | Mendocino_Marin
PG&E GBA | Peoria | 115 | CA | 95327 | TUOLUMNE | 5 | 0 | 0 | 0 | 0 | 0 | 0 | 0 | 0 | 0 | 0 | 0 | 0 | 0 | 0 | 0 | 0 | 0 | 0 | 0 | 0 | 0 | 0 | 0 | 0 | 0 | 0 | 0 | 0 | 0 | 0 | 0 | 0 | 0 | 0 | 0 | 0 | 0 | 0 | 0 | 0 | 0 | 0 | 0 | 0 | 0 | 1 | 0 | 0 | 0 | 0 | 0 | 0 | 0 | 0 | 0 | 1 | 0 | 1 | 0 | 1 | 0 | 0 | 0 | 0 | 0 | 1 | 0 | 0 | 0 | 0 | 0 | 0 | 0 | 0 | 0 | 0 | 0 | 0 | 0 | 0 | 0 | 0 | 0 | 0 | 0 | 0 | 0 | 0 | 0 | 0 | 0 | 0 | 0 | 0 | 0 | 0 | 0 | Northern_California_Li_Battery_4hr | Northern_California_Li_Battery_8hr | Northern_California_Solar |  | Central_Valley_North_Los_Banos_Wind |  |  |  | Northern_California | El_Dorado_Mariposa
PG&E GBA | Piercy | 115 | CA | 95138 | SANTA CLARA | 2 | 0 | 0 | 0 | 0 | 0 | 0 | 0 | 0 | 0 | 0 | 0 | 0 | 0 | 0 | 0 | 0 | 0 | 0 | 0 | 0 | 0 | 0 | 0 | 0 | 0 | 0 | 0 | 0 | 0 | 0 | 0 | 0 | 0 | 0 | 0 | 0 | 0 | 0 | 0 | 0 | 0 | 0 | 0 | 0 | 0 | 0 | 0 | 0 | 0 | 0 | 0 | 0 | 0 | 0 | 0 | 1 | 0 | 0 | 0 | 1 | 0 | 0 | 0 | 0 | 0 | 0 | 0 | 0 | 0 | 0 | 0 | 0 | 0 | 0 | 0 | 0 | 0 | 0 | 0 | 0 | 0 | 0 | 0 | 0 | 0 | 0 | 0 | 0 | 0 | 0 | 0 | 0 | 0 | 0 | 0 | 0 | 0 | Northern_California_Li_Battery_4hr | Northern_California_Li_Battery_8hr | Northern_California_Solar |  | Kern_Greater_Carrizo_Wind |  |  |  | Northern_California | Peninsula_Monterey
PG&E FRESNO | Pine Flat | 230 | CA | 93657 | FRESNO | 6 | 0 | 0 | 0 | 0 | 0 | 0 | 0 | 0 | 0 | 0 | 0 | 0 | 0 | 0 | 0 | 0 | 0 | 0 | 0 | 0 | 0 | 0 | 0 | 0 | 0 | 0 | 0 | 0 | 0 | 0 | 0 | 0 | 0 | 0 | 0 | 0 | 0 | 0 | 0 | 0 | 0 | 0 | 0 | 0 | 0 | 1 | 0 | 0 | 0 | 0 | 0 | 0 | 0 | 0 | 0 | 0 | 0 | 0 | 0 | 0 | 0 | 0 | 0 | 0 | 0 | 0 | 0 | 0 | 0 | 0 | 0 | 0 | 0 | 0 | 0 | 0 | 0 | 0 | 1 | 1 | 0 | 1 | 0 | 0 | 0 | 1 | 0 | 0 | 0 | 1 | 0 | 0 | 0 | 0 | 0 | 0 | 0 | Southern_PGAE_Li_Battery_4hr | Southern_PGAE_Li_Battery_8hr | Southern_PGAE_Solar |  | Central_Valley_North_Los_Banos_Wind |  |  |  | Southern_PGAE | Central_Valley_North_Los_Banos
SCE NOL | Pisgah | 230 | CA | 92338 | SAN BERNARDINO | 2 | 0 | 0 | 0 | 0 | 0 | 0 | 0 | 0 | 0 | 0 | 0 | 0 | 0 | 1 | 1 | 0 | 0 | 0 | 0 | 0 | 0 | 0 | 0 | 0 | 0 | 0 | 0 | 0 | 0 | 0 | 0 | 0 | 0 | 0 | 0 | 0 | 0 | 0 | 0 | 0 | 0 | 0 | 0 | 0 | 0 | 0 | 0 | 0 | 0 | 0 | 0 | 0 | 0 | 0 | 0 | 0 | 0 | 0 | 0 | 0 | 0 | 0 | 0 | 0 | 0 | 0 | 0 | 0 | 0 | 0 | 0 | 0 | 0 | 0 | 0 | 0 | 0 | 0 | 0 | 0 | 0 | 0 | 0 | 0 | 0 | 0 | 0 | 0 | 0 | 0 | 0 | 0 | 0 | 0 | 0 | 0 | 0 | Greater_Kramer_Li_Battery_4hr | Greater_Kramer_Li_Battery_8hr | Greater_Kramer_Solar |  | Greater_Kramer_Wind |  |  |  | Greater_Kramer | Greater_Kramer
PG&E NGBA | Pit 1 | 230 | CA | 96028 | SHASTA | 2 | 0 | 0 | 0 | 0 | 0 | 0 | 0 | 0 | 0 | 0 | 0 | 0 | 0 | 0 | 0 | 0 | 0 | 0 | 0 | 0 | 0 | 0 | 0 | 0 | 0 | 0 | 0 | 0 | 0 | 0 | 0 | 0 | 0 | 0 | 0 | 0 | 0 | 0 | 0 | 1 | 0 | 0 | 0 | 1 | 0 | 0 | 0 | 0 | 0 | 0 | 0 | 0 | 0 | 0 | 0 | 0 | 0 | 0 | 0 | 0 | 0 | 0 | 0 | 0 | 0 | 0 | 0 | 0 | 0 | 0 | 0 | 0 | 0 | 0 | 0 | 0 | 0 | 0 | 0 | 0 | 0 | 0 | 0 | 0 | 0 | 0 | 0 | 0 | 0 | 0 | 0 | 0 | 0 | 0 | 0 | 0 | 0 | Northern_California_Li_Battery_4hr | Northern_California_Li_Battery_8hr | Northern_California_Solar |  | Northern_California_Wind |  |  |  | Northern_California | Northern_California
PG&E NGBA | Pit 1 | 60 | CA | 96028 | SHASTA | 2 | 0 | 0 | 0 | 0 | 0 | 0 | 0 | 0 | 0 | 0 | 0 | 0 | 0 | 0 | 0 | 0 | 0 | 0 | 0 | 0 | 0 | 0 | 0 | 0 | 0 | 0 | 0 | 0 | 0 | 0 | 0 | 0 | 0 | 0 | 0 | 0 | 0 | 0 | 0 | 1 | 0 | 0 | 0 | 1 | 0 | 0 | 0 | 0 | 0 | 0 | 0 | 0 | 0 | 0 | 0 | 0 | 0 | 0 | 0 | 0 | 0 | 0 | 0 | 0 | 0 | 0 | 0 | 0 | 0 | 0 | 0 | 0 | 0 | 0 | 0 | 0 | 0 | 0 | 0 | 0 | 0 | 0 | 0 | 0 | 0 | 0 | 0 | 0 | 0 | 0 | 0 | 0 | 0 | 0 | 0 | 0 | 0 | Northern_California_Li_Battery_4hr | Northern_California_Li_Battery_8hr | Northern_California_Solar |  | Northern_California_Wind |  |  |  | Northern_California | Northern_California
PG&E NGBA | Pit 3 | 230 | CA | 96065 | SHASTA | 2 | 0 | 0 | 0 | 0 | 0 | 0 | 0 | 0 | 0 | 0 | 0 | 0 | 0 | 0 | 0 | 0 | 0 | 0 | 0 | 0 | 0 | 0 | 0 | 0 | 0 | 0 | 0 | 0 | 0 | 0 | 0 | 0 | 0 | 0 | 0 | 0 | 0 | 0 | 0 | 1 | 0 | 0 | 0 | 1 | 0 | 0 | 0 | 0 | 0 | 0 | 0 | 0 | 0 | 0 | 0 | 0 | 0 | 0 | 0 | 0 | 0 | 0 | 0 | 0 | 0 | 0 | 0 | 0 | 0 | 0 | 0 | 0 | 0 | 0 | 0 | 0 | 0 | 0 | 0 | 0 | 0 | 0 | 0 | 0 | 0 | 0 | 0 | 0 | 0 | 0 | 0 | 0 | 0 | 0 | 0 | 0 | 0 | Northern_California_Li_Battery_4hr | Northern_California_Li_Battery_8hr | Northern_California_Solar |  | Northern_California_Wind |  |  |  | Northern_California | Northern_California
PG&E NGBA | Pit 4 | 230 | CA | 96065 | SHASTA | 1 | 0 | 0 | 0 | 0 | 0 | 0 | 0 | 0 | 0 | 0 | 0 | 0 | 0 | 0 | 0 | 0 | 0 | 0 | 0 | 0 | 0 | 0 | 0 | 0 | 0 | 0 | 0 | 0 | 0 | 0 | 0 | 0 | 0 | 0 | 0 | 0 | 0 | 0 | 0 | 1 | 0 | 0 | 0 | 0 | 0 | 0 | 0 | 0 | 0 | 0 | 0 | 0 | 0 | 0 | 0 | 0 | 0 | 0 | 0 | 0 | 0 | 0 | 0 | 0 | 0 | 0 | 0 | 0 | 0 | 0 | 0 | 0 | 0 | 0 | 0 | 0 | 0 | 0 | 0 | 0 | 0 | 0 | 0 | 0 | 0 | 0 | 0 | 0 | 0 | 0 | 0 | 0 | 0 | 0 | 0 | 0 | 0 | Northern_California_Li_Battery_4hr | Northern_California_Li_Battery_8hr | Northern_California_Solar |  | Northern_California_Wind |  |  |  | Northern_California | Northern_California
PG&E GBA | Pittsburg | 115 | CA | 94565 | CONTRA COSTA | 8 | 0 | 0 | 0 | 0 | 0 | 0 | 0 | 0 | 0 | 0 | 0 | 0 | 0 | 0 | 0 | 0 | 0 | 0 | 0 | 0 | 0 | 0 | 0 | 0 | 0 | 0 | 0 | 0 | 0 | 0 | 0 | 0 | 0 | 0 | 0 | 0 | 0 | 0 | 0 | 1 | 0 | 0 | 0 | 0 | 0 | 0 | 0 | 0 | 0 | 1 | 0 | 0 | 1 | 1 | 0 | 1 | 0 | 0 | 1 | 1 | 0 | 0 | 0 | 0 | 0 | 1 | 0 | 0 | 0 | 0 | 0 | 0 | 0 | 0 | 0 | 0 | 0 | 0 | 0 | 0 | 0 | 0 | 0 | 0 | 0 | 0 | 0 | 0 | 0 | 0 | 0 | 0 | 0 | 0 | 0 | 0 | 0 | Northern_California_Li_Battery_4hr | Northern_California_Li_Battery_8hr | Northern_California_Solar |  | Solano_Wind |  |  |  | Northern_California | Solano
PG&E GBA | Pittsburg | 230 | CA | 94565 | CONTRA COSTA | 9 | 0 | 0 | 0 | 0 | 0 | 0 | 0 | 0 | 0 | 0 | 0 | 0 | 0 | 0 | 0 | 0 | 0 | 0 | 0 | 0 | 0 | 0 | 0 | 0 | 0 | 0 | 0 | 0 | 0 | 0 | 0 | 0 | 0 | 0 | 0 | 0 | 0 | 0 | 0 | 1 | 0 | 0 | 0 | 0 | 0 | 0 | 0 | 0 | 0 | 1 | 0 | 0 | 1 | 1 | 1 | 1 | 0 | 0 | 1 | 1 | 0 | 0 | 0 | 0 | 0 | 1 | 0 | 0 | 0 | 0 | 0 | 0 | 0 | 0 | 0 | 0 | 0 | 0 | 0 | 0 | 0 | 0 | 0 | 0 | 0 | 0 | 0 | 0 | 0 | 0 | 0 | 0 | 0 | 0 | 0 | 0 | 0 | Northern_California_Li_Battery_4hr | Northern_California_Li_Battery_8hr | Northern_California_Solar |  | Solano_Wind |  |  |  | Northern_California | Solano
PG&E NGBA | Pleasant Grove | 115 | CA | 95765 | PLACER | 8 | 0 | 0 | 0 | 0 | 0 | 0 | 0 | 0 | 0 | 0 | 0 | 0 | 0 | 0 | 0 | 0 | 0 | 0 | 0 | 0 | 0 | 0 | 0 | 0 | 0 | 0 | 0 | 0 | 0 | 0 | 0 | 0 | 0 | 0 | 0 | 0 | 0 | 0 | 0 | 1 | 0 | 0 | 1 | 0 | 1 | 1 | 1 | 1 | 0 | 0 | 0 | 0 | 0 | 0 | 0 | 0 | 0 | 0 | 0 | 1 | 1 | 0 | 0 | 0 | 0 | 0 | 0 | 0 | 0 | 0 | 0 | 0 | 0 | 0 | 0 | 0 | 0 | 0 | 0 | 0 | 0 | 0 | 0 | 0 | 0 | 0 | 0 | 0 | 0 | 0 | 0 | 0 | 0 | 0 | 0 | 0 | 0 | Northern_California_Li_Battery_4hr | Northern_California_Li_Battery_8hr | Northern_California_Solar |  | Northern_California_Wind |  |  |  | Northern_California | Northern_California
PG&E NGBA | POE | 230 | CA | 95965 | BUTTE | 9 | 0 | 0 | 0 | 0 | 0 | 0 | 0 | 0 | 0 | 0 | 0 | 0 | 0 | 0 | 0 | 0 | 0 | 0 | 0 | 0 | 0 | 0 | 0 | 0 | 0 | 0 | 0 | 0 | 0 | 0 | 0 | 0 | 0 | 0 | 0 | 0 | 0 | 0 | 0 | 1 | 1 | 0 | 1 | 0 | 1 | 1 | 1 | 1 | 0 | 0 | 0 | 0 | 0 | 0 | 0 | 0 | 0 | 0 | 0 | 1 | 1 | 0 | 0 | 0 | 0 | 0 | 0 | 0 | 0 | 0 | 0 | 0 | 0 | 0 | 0 | 0 | 0 | 0 | 0 | 0 | 0 | 0 | 0 | 0 | 0 | 0 | 0 | 0 | 0 | 0 | 0 | 0 | 0 | 0 | 0 | 0 | 0 | Northern_California_Li_Battery_4hr | Northern_California_Li_Battery_8hr | Northern_California_Solar |  | Northern_California_Wind |  |  |  | Northern_California | Northern_California
SDGE | Point Loma | 69 | CA | 92107 | SAN DIEGO | 3 | 0 | 0 | 0 | 0 | 0 | 0 | 0 | 0 | 0 | 0 | 0 | 0 | 0 | 0 | 0 | 0 | 0 | 0 | 0 | 0 | 0 | 0 | 0 | 0 | 0 | 0 | 0 | 0 | 1 | 0 | 1 | 0 | 1 | 0 | 0 | 0 | 0 | 0 | 0 | 0 | 0 | 0 | 0 | 0 | 0 | 0 | 0 | 0 | 0 | 0 | 0 | 0 | 0 | 0 | 0 | 0 | 0 | 0 | 0 | 0 | 0 | 0 | 0 | 0 | 0 | 0 | 0 | 0 | 0 | 0 | 0 | 0 | 0 | 0 | 0 | 0 | 0 | 0 | 0 | 0 | 0 | 0 | 0 | 0 | 0 | 0 | 0 | 0 | 0 | 0 | 0 | 0 | 0 | 0 | 0 | 0 | 0 | San_Diego_Li_Battery_4hr | San_Diego_Li_Battery_8hr | San_Diego_Solar |  | 0 |  |  |  | Greater_SD | Greater_SD
SDGE | Pomerado | 69 | CA | 92064 | SAN DIEGO | 5 | 0 | 0 | 0 | 0 | 0 | 0 | 0 | 0 | 0 | 0 | 0 | 0 | 0 | 0 | 0 | 0 | 0 | 0 | 0 | 0 | 0 | 0 | 0 | 0 | 0 | 1 | 0 | 0 | 1 | 0 | 1 | 0 | 1 | 0 | 0 | 0 | 0 | 1 | 0 | 0 | 0 | 0 | 0 | 0 | 0 | 0 | 0 | 0 | 0 | 0 | 0 | 0 | 0 | 0 | 0 | 0 | 0 | 0 | 0 | 0 | 0 | 0 | 0 | 0 | 0 | 0 | 0 | 0 | 0 | 0 | 0 | 0 | 0 | 0 | 0 | 0 | 0 | 0 | 0 | 0 | 0 | 0 | 0 | 0 | 0 | 0 | 0 | 0 | 0 | 0 | 0 | 0 | 0 | 0 | 0 | 0 | 0 | San_Diego_Li_Battery_4hr | San_Diego_Li_Battery_8hr | San_Diego_Solar |  | 0 |  |  |  | Greater_SD | Greater_SD
PG&E KERN | Poso Mountain | 115 | CA | 93308 | KERN | 5 | 0 | 0 | 0 | 0 | 0 | 0 | 0 | 0 | 0 | 0 | 0 | 0 | 0 | 0 | 0 | 0 | 0 | 0 | 0 | 0 | 0 | 0 | 0 | 0 | 0 | 0 | 0 | 0 | 0 | 0 | 0 | 0 | 0 | 0 | 0 | 0 | 0 | 0 | 0 | 0 | 0 | 0 | 0 | 0 | 0 | 0 | 0 | 0 | 0 | 0 | 0 | 0 | 0 | 0 | 0 | 0 | 0 | 0 | 0 | 0 | 0 | 0 | 0 | 0 | 0 | 0 | 0 | 0 | 1 | 0 | 1 | 0 | 0 | 0 | 1 | 0 | 0 | 0 | 1 | 0 | 0 | 0 | 0 | 0 | 0 | 0 | 0 | 0 | 0 | 0 | 0 | 0 | 0 | 0 | 1 | 0 | 0 | Southern_PGAE_Li_Battery_4hr | Southern_PGAE_Li_Battery_8hr | Southern_PGAE_Solar |  | Central_Valley_North_Los_Banos_Wind |  |  |  | Southern_PGAE | Central_Valley_North_Los_Banos
EOP | Primm | 230 | NV | 89019 | CLARK | 2 | 0 | 0 | 0 | 0 | 0 | 0 | 0 | 0 | 0 | 0 | 0 | 0 | 0 | 0 | 0 | 0 | 0 | 0 | 0 | 0 | 0 | 0 | 0 | 1 | 1 | 0 | 0 | 0 | 0 | 0 | 0 | 0 | 0 | 0 | 0 | 0 | 0 | 0 | 0 | 0 | 0 | 0 | 0 | 0 | 0 | 0 | 0 | 0 | 0 | 0 | 0 | 0 | 0 | 0 | 0 | 0 | 0 | 0 | 0 | 0 | 0 | 0 | 0 | 0 | 0 | 0 | 0 | 0 | 0 | 0 | 0 | 0 | 0 | 0 | 0 | 0 | 0 | 0 | 0 | 0 | 0 | 0 | 0 | 0 | 0 | 0 | 0 | 0 | 0 | 0 | 0 | 0 | 0 | 0 | 0 | 0 | 0 | Southern_NV_Eldorado_Li_Battery_4hr | Southern_NV_Eldorado_Li_Battery_8hr | Southern_NV_Eldorado_Solar |  | Southern_NV_Eldorado_Wind |  |  |  | Southern_NV_Eldorado | Southern_NV_Eldorado
PG&E NGBA | Putah Creek | 115 | CA | 95694 | YOLO | 5 | 0 | 0 | 0 | 0 | 0 | 0 | 0 | 0 | 0 | 0 | 0 | 0 | 0 | 0 | 0 | 0 | 0 | 0 | 0 | 0 | 0 | 0 | 0 | 0 | 0 | 0 | 0 | 0 | 0 | 0 | 0 | 0 | 0 | 0 | 0 | 0 | 0 | 0 | 0 | 1 | 0 | 0 | 0 | 0 | 0 | 0 | 0 | 0 | 0 | 0 | 0 | 0 | 0 | 1 | 1 | 1 | 0 | 0 | 0 | 0 | 0 | 0 | 0 | 0 | 0 | 0 | 1 | 0 | 0 | 0 | 0 | 0 | 0 | 0 | 0 | 0 | 0 | 0 | 0 | 0 | 0 | 0 | 0 | 0 | 0 | 0 | 0 | 0 | 0 | 0 | 0 | 0 | 0 | 0 | 0 | 0 | 0 | Northern_California_Li_Battery_4hr | Northern_California_Li_Battery_8hr | Northern_California_Solar |  | Solano_Wind |  |  |  | Northern_California | Solano
SDGE | Q1806 | 138 | CA |  |  | 2 | 0 | 0 | 0 | 0 | 0 | 0 | 0 | 0 | 0 | 0 | 0 | 0 | 0 | 0 | 0 | 0 | 0 | 0 | 0 | 0 | 0 | 0 | 0 | 0 | 0 | 0 | 0 | 0 | 0 | 0 | 0 | 0 | 0 | 0 | 0 | 0 | 0 | 1 | 1 | 0 | 0 | 0 | 0 | 0 | 0 | 0 | 0 | 0 | 0 | 0 | 0 | 0 | 0 | 0 | 0 | 0 | 0 | 0 | 0 | 0 | 0 | 0 | 0 | 0 | 0 | 0 | 0 | 0 | 0 | 0 | 0 | 0 | 0 | 0 | 0 | 0 | 0 | 0 | 0 | 0 | 0 | 0 | 0 | 0 | 0 | 0 | 0 | 0 | 0 | 0 | 0 | 0 | 0 | 0 | 0 | 0 | 0 | Greater_LA_Li_Battery_4hr | Greater_LA_Li_Battery_8hr | Greater_LA_Solar |  | 0 |  |  |  | Greater_LA | Greater_LA
PG&E FRESNO | Quinto | 230 | CA |  |  | 2 | 0 | 0 | 0 | 0 | 0 | 0 | 0 | 0 | 0 | 0 | 0 | 0 | 0 | 0 | 0 | 0 | 0 | 0 | 0 | 0 | 0 | 0 | 0 | 0 | 0 | 0 | 0 | 0 | 0 | 0 | 0 | 0 | 0 | 0 | 0 | 0 | 0 | 0 | 0 | 0 | 0 | 0 | 0 | 0 | 0 | 0 | 0 | 0 | 0 | 0 | 0 | 0 | 0 | 0 | 0 | 0 | 0 | 0 | 0 | 0 | 0 | 0 | 0 | 0 | 0 | 0 | 0 | 0 | 0 | 0 | 0 | 0 | 0 | 0 | 0 | 0 | 0 | 0 | 0 | 1 | 0 | 0 | 0 | 0 | 0 | 1 | 0 | 0 | 0 | 0 | 0 | 0 | 0 | 0 | 0 | 0 | 0 | Southern_PGAE_Li_Battery_4hr | Southern_PGAE_Li_Battery_8hr | Southern_PGAE_Solar |  | Central_Valley_North_Los_Banos_Wind |  |  |  | Southern_PGAE | Central_Valley_North_Los_Banos
PG&E GBA | Race Track | 115 | CA | 95370 | TUOLUMNE | 5 | 0 | 0 | 0 | 0 | 0 | 0 | 0 | 0 | 0 | 0 | 0 | 0 | 0 | 0 | 0 | 0 | 0 | 0 | 0 | 0 | 0 | 0 | 0 | 0 | 0 | 0 | 0 | 0 | 0 | 0 | 0 | 0 | 0 | 0 | 0 | 0 | 0 | 0 | 0 | 0 | 0 | 0 | 0 | 0 | 0 | 1 | 0 | 0 | 0 | 0 | 0 | 0 | 0 | 0 | 0 | 1 | 0 | 1 | 0 | 1 | 0 | 0 | 0 | 0 | 0 | 1 | 0 | 0 | 0 | 0 | 0 | 0 | 0 | 0 | 0 | 0 | 0 | 0 | 0 | 0 | 0 | 0 | 0 | 0 | 0 | 0 | 0 | 0 | 0 | 0 | 0 | 0 | 0 | 0 | 0 | 0 | 0 | Northern_California_Li_Battery_4hr | Northern_California_Li_Battery_8hr | Northern_California_Solar |  | Central_Valley_North_Los_Banos_Wind |  |  |  | Northern_California | El_Dorado_Mariposa
SDGE | Rancho Mission Viejo | 138 | CA | 92675 | ORANGE | 3 | 0 | 0 | 0 | 0 | 0 | 0 | 0 | 0 | 0 | 0 | 0 | 0 | 0 | 0 | 0 | 0 | 0 | 0 | 0 | 0 | 0 | 0 | 0 | 0 | 0 | 1 | 0 | 0 | 0 | 0 | 0 | 0 | 0 | 0 | 0 | 0 | 0 | 1 | 1 | 0 | 0 | 0 | 0 | 0 | 0 | 0 | 0 | 0 | 0 | 0 | 0 | 0 | 0 | 0 | 0 | 0 | 0 | 0 | 0 | 0 | 0 | 0 | 0 | 0 | 0 | 0 | 0 | 0 | 0 | 0 | 0 | 0 | 0 | 0 | 0 | 0 | 0 | 0 | 0 | 0 | 0 | 0 | 0 | 0 | 0 | 0 | 0 | 0 | 0 | 0 | 0 | 0 | 0 | 0 | 0 | 0 | 0 | Greater_LA_Li_Battery_4hr | Greater_LA_Li_Battery_8hr | Greater_LA_Solar |  | 0 |  |  |  | Greater_LA | Greater_LA
PG&E GBA | Rancho Seco | 230 | CA | 95638 | SACRAMENTO | 3 | 0 | 0 | 0 | 0 | 0 | 0 | 0 | 0 | 0 | 0 | 0 | 0 | 0 | 0 | 0 | 0 | 0 | 0 | 0 | 0 | 0 | 0 | 0 | 0 | 0 | 0 | 0 | 0 | 0 | 0 | 0 | 0 | 0 | 0 | 0 | 0 | 0 | 0 | 0 | 0 | 0 | 0 | 0 | 0 | 0 | 1 | 0 | 0 | 0 | 0 | 0 | 0 | 0 | 0 | 0 | 0 | 0 | 0 | 0 | 1 | 1 | 0 | 0 | 0 | 0 | 0 | 0 | 0 | 0 | 0 | 0 | 0 | 0 | 0 | 0 | 0 | 0 | 0 | 0 | 0 | 0 | 0 | 0 | 0 | 0 | 0 | 0 | 0 | 0 | 0 | 0 | 0 | 0 | 0 | 0 | 0 | 0 | Northern_California_Li_Battery_4hr | Northern_California_Li_Battery_8hr | Northern_California_Solar |  | Solano_Wind |  |  |  | Northern_California | Solano
SCE Metro | Rancho Vista | 230 | CA | 91730 | SAN BERNARDINO | 1 | 0 | 0 | 0 | 0 | 0 | 0 | 0 | 0 | 0 | 1 | 0 | 0 | 0 | 0 | 0 | 0 | 0 | 0 | 0 | 0 | 0 | 0 | 0 | 0 | 0 | 0 | 0 | 0 | 0 | 0 | 0 | 0 | 0 | 0 | 0 | 0 | 0 | 0 | 0 | 0 | 0 | 0 | 0 | 0 | 0 | 0 | 0 | 0 | 0 | 0 | 0 | 0 | 0 | 0 | 0 | 0 | 0 | 0 | 0 | 0 | 0 | 0 | 0 | 0 | 0 | 0 | 0 | 0 | 0 | 0 | 0 | 0 | 0 | 0 | 0 | 0 | 0 | 0 | 0 | 0 | 0 | 0 | 0 | 0 | 0 | 0 | 0 | 0 | 0 | 0 | 0 | 0 | 0 | 0 | 0 | 0 | 0 | Greater_LA_Li_Battery_4hr | Greater_LA_Li_Battery_8hr | Greater_LA_Solar |  | Greater_Kramer_Wind |  |  |  | Greater_LA | Greater_Kramer
SCE Metro | Rancho Vista | 500 | CA | 91730 | SAN BERNARDINO | 1 | 0 | 0 | 0 | 0 | 0 | 0 | 0 | 0 | 0 | 1 | 0 | 0 | 0 | 0 | 0 | 0 | 0 | 0 | 0 | 0 | 0 | 0 | 0 | 0 | 0 | 0 | 0 | 0 | 0 | 0 | 0 | 0 | 0 | 0 | 0 | 0 | 0 | 0 | 0 | 0 | 0 | 0 | 0 | 0 | 0 | 0 | 0 | 0 | 0 | 0 | 0 | 0 | 0 | 0 | 0 | 0 | 0 | 0 | 0 | 0 | 0 | 0 | 0 | 0 | 0 | 0 | 0 | 0 | 0 | 0 | 0 | 0 | 0 | 0 | 0 | 0 | 0 | 0 | 0 | 0 | 0 | 0 | 0 | 0 | 0 | 0 | 0 | 0 | 0 | 0 | 0 | 0 | 0 | 0 | 0 | 0 | 0 | Greater_LA_Li_Battery_4hr | Greater_LA_Li_Battery_8hr | Greater_LA_Solar |  | Greater_Kramer_Wind |  |  |  | Greater_LA | Greater_Kramer
SCE NOL | Ransburg | 115 | CA | 93528 | KERN | 3 | 0 | 0 | 0 | 0 | 0 | 0 | 0 | 0 | 0 | 0 | 0 | 1 | 1 | 1 | 0 | 0 | 0 | 0 | 0 | 0 | 0 | 0 | 0 | 0 | 0 | 0 | 0 | 0 | 0 | 0 | 0 | 0 | 0 | 0 | 0 | 0 | 0 | 0 | 0 | 0 | 0 | 0 | 0 | 0 | 0 | 0 | 0 | 0 | 0 | 0 | 0 | 0 | 0 | 0 | 0 | 0 | 0 | 0 | 0 | 0 | 0 | 0 | 0 | 0 | 0 | 0 | 0 | 0 | 0 | 0 | 0 | 0 | 0 | 0 | 0 | 0 | 0 | 0 | 0 | 0 | 0 | 0 | 0 | 0 | 0 | 0 | 0 | 0 | 0 | 0 | 0 | 0 | 0 | 0 | 0 | 0 | 0 | Greater_Kramer_Li_Battery_4hr | Greater_Kramer_Li_Battery_8hr | Greater_Kramer_Solar |  | Greater_Kramer_Wind |  |  |  | Greater_Kramer | Greater_Kramer (Exclude)
PG&E GBA | Ravenswood | 115 | CA | 94025 | San Mateo | 3 | 0 | 0 | 0 | 0 | 0 | 0 | 0 | 0 | 0 | 0 | 0 | 0 | 0 | 0 | 0 | 0 | 0 | 0 | 0 | 0 | 0 | 0 | 0 | 0 | 0 | 0 | 0 | 0 | 0 | 0 | 0 | 0 | 0 | 0 | 0 | 0 | 0 | 0 | 0 | 1 | 0 | 0 | 0 | 0 | 0 | 0 | 0 | 0 | 0 | 0 | 0 | 0 | 1 | 0 | 0 | 1 | 0 | 0 | 0 | 0 | 0 | 0 | 0 | 0 | 0 | 0 | 0 | 0 | 0 | 0 | 0 | 0 | 0 | 0 | 0 | 0 | 0 | 0 | 0 | 0 | 0 | 0 | 0 | 0 | 0 | 0 | 0 | 0 | 0 | 0 | 0 | 0 | 0 | 0 | 0 | 0 | 0 | Northern_California_Li_Battery_4hr | Northern_California_Li_Battery_8hr | Northern_California_Solar |  | Kern_Greater_Carrizo_Wind |  |  |  | Northern_California | Peninsula_Monterey
PG&E GBA | Ravenswood | 230 | CA | 94025 | San Mateo | 3 | 0 | 0 | 0 | 0 | 0 | 0 | 0 | 0 | 0 | 0 | 0 | 0 | 0 | 0 | 0 | 0 | 0 | 0 | 0 | 0 | 0 | 0 | 0 | 0 | 0 | 0 | 0 | 0 | 0 | 0 | 0 | 0 | 0 | 0 | 0 | 0 | 0 | 0 | 0 | 1 | 0 | 0 | 0 | 0 | 0 | 0 | 0 | 0 | 0 | 0 | 0 | 0 | 1 | 0 | 0 | 1 | 0 | 0 | 0 | 0 | 0 | 0 | 0 | 0 | 0 | 0 | 0 | 0 | 0 | 0 | 0 | 0 | 0 | 0 | 0 | 0 | 0 | 0 | 0 | 0 | 0 | 0 | 0 | 0 | 0 | 0 | 0 | 0 | 0 | 0 | 0 | 0 | 0 | 0 | 0 | 0 | 0 | Northern_California_Li_Battery_4hr | Northern_California_Li_Battery_8hr | Northern_California_Solar |  | Kern_Greater_Carrizo_Wind |  |  |  | Northern_California | Peninsula_Monterey
SCE Northern | Rector | 230 | CA | 93292 | TULARE | 4 | 1 | 0 | 1 | 0 | 0 | 1 | 1 | 0 | 0 | 0 | 0 | 0 | 0 | 0 | 0 | 0 | 0 | 0 | 0 | 0 | 0 | 0 | 0 | 0 | 0 | 0 | 0 | 0 | 0 | 0 | 0 | 0 | 0 | 0 | 0 | 0 | 0 | 0 | 0 | 0 | 0 | 0 | 0 | 0 | 0 | 0 | 0 | 0 | 0 | 0 | 0 | 0 | 0 | 0 | 0 | 0 | 0 | 0 | 0 | 0 | 0 | 0 | 0 | 0 | 0 | 0 | 0 | 0 | 0 | 0 | 0 | 0 | 0 | 0 | 0 | 0 | 0 | 0 | 0 | 0 | 0 | 0 | 0 | 0 | 0 | 0 | 0 | 0 | 0 | 0 | 0 | 0 | 0 | 0 | 0 | 0 | 0 | Tehachapi_Li_Battery_4hr | Tehachapi_Li_Battery_8hr | Tehachapi_Solar |  | Central_Valley_North_Los_Banos_Wind |  |  |  | Tehachapi | Central_Valley_North_Los_Banos
SCE Eastern | Red Bluff | 230 | CA | 92239 | RIVERSIDE | 4 | 0 | 0 | 0 | 0 | 0 | 0 | 0 | 0 | 0 | 0 | 0 | 0 | 0 | 0 | 0 | 0 | 0 | 1 | 0 | 1 | 1 | 1 | 0 | 0 | 0 | 0 | 0 | 0 | 0 | 0 | 0 | 0 | 0 | 0 | 0 | 0 | 0 | 0 | 0 | 0 | 0 | 0 | 0 | 0 | 0 | 0 | 0 | 0 | 0 | 0 | 0 | 0 | 0 | 0 | 0 | 0 | 0 | 0 | 0 | 0 | 0 | 0 | 0 | 0 | 0 | 0 | 0 | 0 | 0 | 0 | 0 | 0 | 0 | 0 | 0 | 0 | 0 | 0 | 0 | 0 | 0 | 0 | 0 | 0 | 0 | 0 | 0 | 0 | 0 | 0 | 0 | 0 | 0 | 0 | 0 | 0 | 0 | Riverside_Li_Battery_4hr | Riverside_Li_Battery_8hr | Riverside_Solar |  | Riverside_Palm_Springs_Wind |  |  |  | Riverside | Riverside (Exclude)
SCE Eastern | Red Bluff | 500 | CA | 92239 | RIVERSIDE | 3 | 0 | 0 | 0 | 0 | 0 | 0 | 0 | 0 | 0 | 0 | 0 | 0 | 0 | 0 | 0 | 0 | 0 | 1 | 0 | 1 | 0 | 1 | 0 | 0 | 0 | 0 | 0 | 0 | 0 | 0 | 0 | 0 | 0 | 0 | 0 | 0 | 0 | 0 | 0 | 0 | 0 | 0 | 0 | 0 | 0 | 0 | 0 | 0 | 0 | 0 | 0 | 0 | 0 | 0 | 0 | 0 | 0 | 0 | 0 | 0 | 0 | 0 | 0 | 0 | 0 | 0 | 0 | 0 | 0 | 0 | 0 | 0 | 0 | 0 | 0 | 0 | 0 | 0 | 0 | 0 | 0 | 0 | 0 | 0 | 0 | 0 | 0 | 0 | 0 | 0 | 0 | 0 | 0 | 0 | 0 | 0 | 0 | Riverside_Li_Battery_4hr | Riverside_Li_Battery_8hr | Riverside_Solar |  | Riverside_Palm_Springs_Wind |  |  |  | Riverside | Riverside (Exclude)
PG&E NGBA | Redbud | 115 | CA | 95423 | Lake | 3 | 0 | 0 | 0 | 0 | 0 | 0 | 0 | 0 | 0 | 0 | 0 | 0 | 0 | 0 | 0 | 0 | 0 | 0 | 0 | 0 | 0 | 0 | 0 | 0 | 0 | 0 | 0 | 0 | 0 | 0 | 0 | 0 | 0 | 0 | 0 | 0 | 0 | 0 | 0 | 1 | 0 | 0 | 0 | 0 | 0 | 0 | 0 | 0 | 0 | 0 | 0 | 0 | 1 | 0 | 0 | 0 | 0 | 0 | 0 | 0 | 0 | 0 | 0 | 0 | 0 | 0 | 1 | 0 | 0 | 0 | 0 | 0 | 0 | 0 | 0 | 0 | 0 | 0 | 0 | 0 | 0 | 0 | 0 | 0 | 0 | 0 | 0 | 0 | 0 | 0 | 0 | 0 | 0 | 0 | 0 | 0 | 0 | Northern_California_Li_Battery_4hr | Northern_California_Li_Battery_8hr | Northern_California_Solar |  | Northern_California_Wind |  |  |  | Northern_California | Northern_California
SCE Metro | Redondo | 230 | CA | 90277 | LOS ANGELES | 1 | 0 | 0 | 0 | 0 | 0 | 0 | 0 | 0 | 0 | 1 | 0 | 0 | 0 | 0 | 0 | 0 | 0 | 0 | 0 | 0 | 0 | 0 | 0 | 0 | 0 | 0 | 0 | 0 | 0 | 0 | 0 | 0 | 0 | 0 | 0 | 0 | 0 | 0 | 0 | 0 | 0 | 0 | 0 | 0 | 0 | 0 | 0 | 0 | 0 | 0 | 0 | 0 | 0 | 0 | 0 | 0 | 0 | 0 | 0 | 0 | 0 | 0 | 0 | 0 | 0 | 0 | 0 | 0 | 0 | 0 | 0 | 0 | 0 | 0 | 0 | 0 | 0 | 0 | 0 | 0 | 0 | 0 | 0 | 0 | 0 | 0 | 0 | 0 | 0 | 0 | 0 | 0 | 0 | 0 | 0 | 0 | 0 | Greater_LA_Li_Battery_4hr | Greater_LA_Li_Battery_8hr | Greater_LA_Solar |  | 0 |  |  |  | Greater_LA | Greater_LA
PG&E FRESNO | Reedley | 115 | CA | 93654 | Fresno | 7 | 0 | 0 | 0 | 0 | 0 | 0 | 0 | 0 | 0 | 0 | 0 | 0 | 0 | 0 | 0 | 0 | 0 | 0 | 0 | 0 | 0 | 0 | 0 | 0 | 0 | 0 | 0 | 0 | 0 | 0 | 0 | 0 | 0 | 0 | 0 | 0 | 0 | 0 | 0 | 0 | 0 | 0 | 0 | 0 | 0 | 1 | 0 | 0 | 0 | 0 | 0 | 0 | 0 | 0 | 0 | 0 | 0 | 0 | 0 | 0 | 0 | 0 | 0 | 0 | 0 | 0 | 0 | 0 | 0 | 0 | 0 | 0 | 0 | 0 | 0 | 0 | 0 | 0 | 1 | 0 | 0 | 1 | 0 | 0 | 1 | 1 | 0 | 0 | 0 | 1 | 0 | 0 | 0 | 0 | 1 | 0 | 0 | Southern_PGAE_Li_Battery_4hr | Southern_PGAE_Li_Battery_8hr | Southern_PGAE_Solar |  | Central_Valley_North_Los_Banos_Wind |  |  |  | Southern_PGAE | Central_Valley_North_Los_Banos
PG&E KERN | Renfro | 115 | CA | 93314 | KERN | 4 | 0 | 0 | 0 | 0 | 0 | 0 | 0 | 0 | 0 | 0 | 0 | 0 | 0 | 0 | 0 | 0 | 0 | 0 | 0 | 0 | 0 | 0 | 0 | 0 | 0 | 0 | 0 | 0 | 0 | 0 | 0 | 0 | 0 | 0 | 0 | 0 | 0 | 0 | 0 | 0 | 0 | 0 | 0 | 0 | 0 | 0 | 0 | 0 | 0 | 0 | 0 | 0 | 0 | 0 | 0 | 0 | 0 | 0 | 0 | 0 | 0 | 0 | 0 | 0 | 0 | 0 | 0 | 1 | 0 | 0 | 0 | 0 | 0 | 0 | 1 | 0 | 0 | 0 | 1 | 1 | 0 | 0 | 0 | 0 | 0 | 0 | 0 | 0 | 0 | 0 | 0 | 0 | 0 | 0 | 0 | 0 | 0 | Southern_PGAE_Li_Battery_4hr | Southern_PGAE_Li_Battery_8hr | Southern_PGAE_Solar |  | Central_Valley_North_Los_Banos_Wind |  |  |  | Southern_PGAE | Central_Valley_North_Los_Banos
PG&E GBA | Richmond R | 115 | CA | 94804 | CONTRA COSTA | 10 | 0 | 0 | 0 | 0 | 0 | 0 | 0 | 0 | 0 | 0 | 0 | 0 | 0 | 0 | 0 | 0 | 0 | 0 | 0 | 0 | 0 | 0 | 0 | 0 | 0 | 0 | 0 | 0 | 0 | 0 | 0 | 0 | 0 | 0 | 0 | 0 | 0 | 0 | 0 | 1 | 0 | 0 | 0 | 0 | 0 | 0 | 0 | 0 | 0 | 1 | 0 | 0 | 1 | 1 | 1 | 1 | 0 | 0 | 1 | 1 | 0 | 1 | 0 | 0 | 0 | 1 | 0 | 0 | 0 | 0 | 0 | 0 | 0 | 0 | 0 | 0 | 0 | 0 | 0 | 0 | 0 | 0 | 0 | 0 | 0 | 0 | 0 | 0 | 0 | 0 | 0 | 0 | 0 | 0 | 0 | 0 | 0 | Northern_California_Li_Battery_4hr | Northern_California_Li_Battery_8hr | Northern_California_Solar |  | Solano_Wind |  |  |  | Northern_California | Solano
PG&E NGBA | Rincon | 115 | CA | 95409 | SONOMA | 9 | 0 | 0 | 0 | 0 | 0 | 0 | 0 | 0 | 0 | 0 | 0 | 0 | 0 | 0 | 0 | 0 | 0 | 0 | 0 | 0 | 0 | 0 | 0 | 0 | 0 | 0 | 0 | 0 | 0 | 0 | 0 | 0 | 0 | 0 | 0 | 0 | 0 | 0 | 0 | 1 | 0 | 1 | 0 | 0 | 0 | 0 | 0 | 0 | 0 | 0 | 0 | 1 | 1 | 1 | 1 | 1 | 0 | 0 | 0 | 0 | 0 | 0 | 0 | 0 | 0 | 1 | 1 | 0 | 0 | 0 | 0 | 0 | 0 | 0 | 0 | 0 | 0 | 0 | 0 | 0 | 0 | 0 | 0 | 0 | 0 | 0 | 0 | 0 | 0 | 0 | 0 | 0 | 0 | 0 | 0 | 0 | 0 | Northern_California_Li_Battery_4hr | Northern_California_Li_Battery_8hr | Northern_California_Solar |  | Northern_California_Wind |  |  |  | Northern_California | Mendocino_Marin
PG&E KERN | Rio Bravo | 115 | CA | 93263 | KERN | 4 | 0 | 0 | 0 | 0 | 0 | 0 | 0 | 0 | 0 | 0 | 0 | 0 | 0 | 0 | 0 | 0 | 0 | 0 | 0 | 0 | 0 | 0 | 0 | 0 | 0 | 0 | 0 | 0 | 0 | 0 | 0 | 0 | 0 | 0 | 0 | 0 | 0 | 0 | 0 | 0 | 0 | 0 | 0 | 0 | 0 | 0 | 0 | 0 | 0 | 0 | 0 | 0 | 0 | 0 | 0 | 0 | 0 | 0 | 0 | 0 | 0 | 0 | 0 | 0 | 0 | 0 | 0 | 1 | 0 | 0 | 0 | 0 | 0 | 0 | 1 | 0 | 0 | 0 | 1 | 1 | 0 | 0 | 0 | 0 | 0 | 0 | 0 | 0 | 0 | 0 | 0 | 0 | 0 | 0 | 0 | 0 | 0 | Southern_PGAE_Li_Battery_4hr | Southern_PGAE_Li_Battery_8hr | Southern_PGAE_Solar |  | Central_Valley_North_Los_Banos_Wind |  |  |  | Southern_PGAE | Central_Valley_North_Los_Banos
SCE Metro | Rio Hondo | 230 | CA | 91706 | LOS ANGELES | 1 | 0 | 0 | 0 | 0 | 0 | 0 | 0 | 0 | 0 | 1 | 0 | 0 | 0 | 0 | 0 | 0 | 0 | 0 | 0 | 0 | 0 | 0 | 0 | 0 | 0 | 0 | 0 | 0 | 0 | 0 | 0 | 0 | 0 | 0 | 0 | 0 | 0 | 0 | 0 | 0 | 0 | 0 | 0 | 0 | 0 | 0 | 0 | 0 | 0 | 0 | 0 | 0 | 0 | 0 | 0 | 0 | 0 | 0 | 0 | 0 | 0 | 0 | 0 | 0 | 0 | 0 | 0 | 0 | 0 | 0 | 0 | 0 | 0 | 0 | 0 | 0 | 0 | 0 | 0 | 0 | 0 | 0 | 0 | 0 | 0 | 0 | 0 | 0 | 0 | 0 | 0 | 0 | 0 | 0 | 0 | 0 | 0 | Greater_LA_Li_Battery_4hr | Greater_LA_Li_Battery_8hr | Greater_LA_Solar |  | 0 |  |  |  | Greater_LA | Greater_LA
PG&E NGBA | Rio Oso | 115 | CA | 95674 | SUTTER | 9 | 0 | 0 | 0 | 0 | 0 | 0 | 0 | 0 | 0 | 0 | 0 | 0 | 0 | 0 | 0 | 0 | 0 | 0 | 0 | 0 | 0 | 0 | 0 | 0 | 0 | 0 | 0 | 0 | 0 | 0 | 0 | 0 | 0 | 0 | 0 | 0 | 0 | 0 | 0 | 1 | 1 | 0 | 1 | 0 | 1 | 1 | 1 | 1 | 0 | 0 | 0 | 0 | 0 | 0 | 0 | 0 | 0 | 0 | 0 | 1 | 1 | 0 | 0 | 0 | 0 | 0 | 0 | 0 | 0 | 0 | 0 | 0 | 0 | 0 | 0 | 0 | 0 | 0 | 0 | 0 | 0 | 0 | 0 | 0 | 0 | 0 | 0 | 0 | 0 | 0 | 0 | 0 | 0 | 0 | 0 | 0 | 0 | Northern_California_Li_Battery_4hr | Northern_California_Li_Battery_8hr | Northern_California_Solar |  | Northern_California_Wind |  |  |  | Northern_California | Northern_California
PG&E NGBA | Rio Oso | 230 | CA | 95674 | SUTTER | 9 | 0 | 0 | 0 | 0 | 0 | 0 | 0 | 0 | 0 | 0 | 0 | 0 | 0 | 0 | 0 | 0 | 0 | 0 | 0 | 0 | 0 | 0 | 0 | 0 | 0 | 0 | 0 | 0 | 0 | 0 | 0 | 0 | 0 | 0 | 0 | 0 | 0 | 0 | 0 | 1 | 1 | 0 | 1 | 0 | 1 | 1 | 1 | 1 | 0 | 0 | 0 | 0 | 0 | 0 | 0 | 0 | 0 | 0 | 0 | 1 | 1 | 0 | 0 | 0 | 0 | 0 | 0 | 0 | 0 | 0 | 0 | 0 | 0 | 0 | 0 | 0 | 0 | 0 | 0 | 0 | 0 | 0 | 0 | 0 | 0 | 0 | 0 | 0 | 0 | 0 | 0 | 0 | 0 | 0 | 0 | 0 | 0 | Northern_California_Li_Battery_4hr | Northern_California_Li_Battery_8hr | Northern_California_Solar |  | Northern_California_Wind |  |  |  | Northern_California | Northern_California
PG&E GBA | Ripon | 115 | CA | 95366 | SAN JOAQUIN | 6 | 0 | 0 | 0 | 0 | 0 | 0 | 0 | 0 | 0 | 0 | 0 | 0 | 0 | 0 | 0 | 0 | 0 | 0 | 0 | 0 | 0 | 0 | 0 | 0 | 0 | 0 | 0 | 0 | 0 | 0 | 0 | 0 | 0 | 0 | 0 | 0 | 0 | 0 | 0 | 0 | 0 | 0 | 0 | 0 | 0 | 1 | 0 | 0 | 0 | 0 | 0 | 0 | 0 | 0 | 0 | 1 | 0 | 1 | 0 | 1 | 0 | 0 | 0 | 1 | 0 | 1 | 0 | 0 | 0 | 0 | 0 | 0 | 0 | 0 | 0 | 0 | 0 | 0 | 0 | 0 | 0 | 0 | 0 | 0 | 0 | 0 | 0 | 0 | 0 | 0 | 0 | 0 | 0 | 0 | 0 | 0 | 0 | Northern_California_Li_Battery_4hr | Northern_California_Li_Battery_8hr | Northern_California_Solar |  | Solano_Wind |  |  |  | Northern_California | Solano
PG&E GBA | Riverbank | 115 | CA | 95361 | STANISLAUS | 5 | 0 | 0 | 0 | 0 | 0 | 0 | 0 | 0 | 0 | 0 | 0 | 0 | 0 | 0 | 0 | 0 | 0 | 0 | 0 | 0 | 0 | 0 | 0 | 0 | 0 | 0 | 0 | 0 | 0 | 0 | 0 | 0 | 0 | 0 | 0 | 0 | 0 | 0 | 0 | 0 | 0 | 0 | 0 | 0 | 0 | 1 | 0 | 0 | 0 | 0 | 0 | 0 | 0 | 0 | 0 | 1 | 0 | 1 | 0 | 1 | 0 | 0 | 0 | 0 | 0 | 1 | 0 | 0 | 0 | 0 | 0 | 0 | 0 | 0 | 0 | 0 | 0 | 0 | 0 | 0 | 0 | 0 | 0 | 0 | 0 | 0 | 0 | 0 | 0 | 0 | 0 | 0 | 0 | 0 | 0 | 0 | 0 | Southern_PGAE_Li_Battery_4hr | Southern_PGAE_Li_Battery_8hr | Southern_PGAE_Solar |  | Central_Valley_North_Los_Banos_Wind |  |  |  | Southern_PGAE | Central_Valley_North_Los_Banos
SCE NOL | Roadway | 115 | CA | 92301 | SAN BERNARDINO | 2 | 0 | 0 | 0 | 0 | 0 | 0 | 0 | 0 | 0 | 0 | 0 | 0 | 1 | 1 | 0 | 0 | 0 | 0 | 0 | 0 | 0 | 0 | 0 | 0 | 0 | 0 | 0 | 0 | 0 | 0 | 0 | 0 | 0 | 0 | 0 | 0 | 0 | 0 | 0 | 0 | 0 | 0 | 0 | 0 | 0 | 0 | 0 | 0 | 0 | 0 | 0 | 0 | 0 | 0 | 0 | 0 | 0 | 0 | 0 | 0 | 0 | 0 | 0 | 0 | 0 | 0 | 0 | 0 | 0 | 0 | 0 | 0 | 0 | 0 | 0 | 0 | 0 | 0 | 0 | 0 | 0 | 0 | 0 | 0 | 0 | 0 | 0 | 0 | 0 | 0 | 0 | 0 | 0 | 0 | 0 | 0 | 0 | Greater_Kramer_Li_Battery_4hr | Greater_Kramer_Li_Battery_8hr | Greater_Kramer_Solar |  | Greater_Kramer_Wind |  |  |  | Greater_Kramer | Greater_Kramer
PG&E NGBA | Rock Creek 1 | 230 | CA | 95915 | PLUMAS | 5 | 0 | 0 | 0 | 0 | 0 | 0 | 0 | 0 | 0 | 0 | 0 | 0 | 0 | 0 | 0 | 0 | 0 | 0 | 0 | 0 | 0 | 0 | 0 | 0 | 0 | 0 | 0 | 0 | 0 | 0 | 0 | 0 | 0 | 0 | 0 | 0 | 0 | 0 | 0 | 1 | 0 | 0 | 0 | 0 | 0 | 1 | 0 | 1 | 0 | 0 | 0 | 0 | 0 | 0 | 0 | 0 | 0 | 0 | 0 | 1 | 1 | 0 | 0 | 0 | 0 | 0 | 0 | 0 | 0 | 0 | 0 | 0 | 0 | 0 | 0 | 0 | 0 | 0 | 0 | 0 | 0 | 0 | 0 | 0 | 0 | 0 | 0 | 0 | 0 | 0 | 0 | 0 | 0 | 0 | 0 | 0 | 0 | Northern_California_Li_Battery_4hr | Northern_California_Li_Battery_8hr | Northern_California_Solar |  | Northern_California_Wind |  |  |  | Northern_California | Northern_California
SCE Northern | Rosamond | 66 | CA | 93560 | Kern | 2 | 1 | 0 | 1 | 0 | 0 | 0 | 0 | 0 | 0 | 0 | 0 | 0 | 0 | 0 | 0 | 0 | 0 | 0 | 0 | 0 | 0 | 0 | 0 | 0 | 0 | 0 | 0 | 0 | 0 | 0 | 0 | 0 | 0 | 0 | 0 | 0 | 0 | 0 | 0 | 0 | 0 | 0 | 0 | 0 | 0 | 0 | 0 | 0 | 0 | 0 | 0 | 0 | 0 | 0 | 0 | 0 | 0 | 0 | 0 | 0 | 0 | 0 | 0 | 0 | 0 | 0 | 0 | 0 | 0 | 0 | 0 | 0 | 0 | 0 | 0 | 0 | 0 | 0 | 0 | 0 | 0 | 0 | 0 | 0 | 0 | 0 | 0 | 0 | 0 | 0 | 0 | 0 | 0 | 0 | 0 | 0 | 0 | Tehachapi_Li_Battery_4hr | Tehachapi_Li_Battery_8hr | Tehachapi_Solar |  | Tehachapi_Wind |  |  |  | Tehachapi | Tehachapi
PG&E GBA | Rossmoor | 230 | CA | 94549 | CONTRA COSTA | 3 | 0 | 0 | 0 | 0 | 0 | 0 | 0 | 0 | 0 | 0 | 0 | 0 | 0 | 0 | 0 | 0 | 0 | 0 | 0 | 0 | 0 | 0 | 0 | 0 | 0 | 0 | 0 | 0 | 0 | 0 | 0 | 0 | 0 | 0 | 0 | 0 | 0 | 0 | 0 | 1 | 0 | 0 | 0 | 0 | 0 | 0 | 0 | 0 | 0 | 0 | 0 | 0 | 0 | 0 | 0 | 1 | 0 | 0 | 0 | 0 | 0 | 0 | 0 | 0 | 0 | 0 | 1 | 0 | 0 | 0 | 0 | 0 | 0 | 0 | 0 | 0 | 0 | 0 | 0 | 0 | 0 | 0 | 0 | 0 | 0 | 0 | 0 | 0 | 0 | 0 | 0 | 0 | 0 | 0 | 0 | 0 | 0 | Northern_California_Li_Battery_4hr | Northern_California_Li_Battery_8hr | Northern_California_Solar |  | Solano_Wind |  |  |  | Northern_California | Solano
PG&E NGBA | Round Mountain | 230 | CA | 96065 | SHASTA | 1 | 0 | 0 | 0 | 0 | 0 | 0 | 0 | 0 | 0 | 0 | 0 | 0 | 0 | 0 | 0 | 0 | 0 | 0 | 0 | 0 | 0 | 0 | 0 | 0 | 0 | 0 | 0 | 0 | 0 | 0 | 0 | 0 | 0 | 0 | 0 | 0 | 0 | 0 | 0 | 1 | 0 | 0 | 0 | 0 | 0 | 0 | 0 | 0 | 0 | 0 | 0 | 0 | 0 | 0 | 0 | 0 | 0 | 0 | 0 | 0 | 0 | 0 | 0 | 0 | 0 | 0 | 0 | 0 | 0 | 0 | 0 | 0 | 0 | 0 | 0 | 0 | 0 | 0 | 0 | 0 | 0 | 0 | 0 | 0 | 0 | 0 | 0 | 0 | 0 | 0 | 0 | 0 | 0 | 0 | 0 | 0 | 0 | Northern_California_Li_Battery_4hr | Northern_California_Li_Battery_8hr | Northern_California_Solar |  | Northern_California_Wind |  |  |  | Northern_California | Northern_California
PG&E NGBA | Round Mountain | 500 | CA | 96065 | SHASTA | 1 | 0 | 0 | 0 | 0 | 0 | 0 | 0 | 0 | 0 | 0 | 0 | 0 | 0 | 0 | 0 | 0 | 0 | 0 | 0 | 0 | 0 | 0 | 0 | 0 | 0 | 0 | 0 | 0 | 0 | 0 | 0 | 0 | 0 | 0 | 0 | 0 | 0 | 0 | 0 | 1 | 0 | 0 | 0 | 0 | 0 | 0 | 0 | 0 | 0 | 0 | 0 | 0 | 0 | 0 | 0 | 0 | 0 | 0 | 0 | 0 | 0 | 0 | 0 | 0 | 0 | 0 | 0 | 0 | 0 | 0 | 0 | 0 | 0 | 0 | 0 | 0 | 0 | 0 | 0 | 0 | 0 | 0 | 0 | 0 | 0 | 0 | 0 | 0 | 0 | 0 | 0 | 0 | 0 | 0 | 0 | 0 | 0 | Northern_California_Li_Battery_4hr | Northern_California_Li_Battery_8hr | Northern_California_Solar |  | Northern_California_Wind |  |  |  | Northern_California | Northern_California
PG&E GBA | Salado | 115 | CA | 95363 | STANISLAUS | 3 | 0 | 0 | 0 | 0 | 0 | 0 | 0 | 0 | 0 | 0 | 0 | 0 | 0 | 0 | 0 | 0 | 0 | 0 | 0 | 0 | 0 | 0 | 0 | 0 | 0 | 0 | 0 | 0 | 0 | 0 | 0 | 0 | 0 | 0 | 0 | 0 | 0 | 0 | 0 | 0 | 0 | 0 | 0 | 0 | 0 | 0 | 0 | 0 | 0 | 0 | 0 | 0 | 0 | 0 | 0 | 1 | 0 | 0 | 0 | 1 | 0 | 0 | 0 | 1 | 0 | 0 | 0 | 0 | 0 | 0 | 0 | 0 | 0 | 0 | 0 | 0 | 0 | 0 | 0 | 0 | 0 | 0 | 0 | 0 | 0 | 0 | 0 | 0 | 0 | 0 | 0 | 0 | 0 | 0 | 0 | 0 | 0 | Southern_PGAE_Li_Battery_4hr | Southern_PGAE_Li_Battery_8hr | Southern_PGAE_Solar |  | Central_Valley_North_Los_Banos_Wind |  |  |  | Southern_PGAE | Central_Valley_North_Los_Banos
PG&E GBA | Salado | 60 | CA | 95363 | STANISLAUS | 3 | 0 | 0 | 0 | 0 | 0 | 0 | 0 | 0 | 0 | 0 | 0 | 0 | 0 | 0 | 0 | 0 | 0 | 0 | 0 | 0 | 0 | 0 | 0 | 0 | 0 | 0 | 0 | 0 | 0 | 0 | 0 | 0 | 0 | 0 | 0 | 0 | 0 | 0 | 0 | 0 | 0 | 0 | 0 | 0 | 0 | 0 | 0 | 0 | 0 | 0 | 0 | 0 | 0 | 0 | 0 | 1 | 0 | 0 | 0 | 1 | 0 | 0 | 0 | 1 | 0 | 0 | 0 | 0 | 0 | 0 | 0 | 0 | 0 | 0 | 0 | 0 | 0 | 0 | 0 | 0 | 0 | 0 | 0 | 0 | 0 | 0 | 0 | 0 | 0 | 0 | 0 | 0 | 0 | 0 | 0 | 0 | 0 | Southern_PGAE_Li_Battery_4hr | Southern_PGAE_Li_Battery_8hr | Southern_PGAE_Solar |  | Central_Valley_North_Los_Banos_Wind |  |  |  | Southern_PGAE | Central_Valley_North_Los_Banos
PG&E GBA | Salinas | 115 | CA | 93901 | Monterey | 2 | 0 | 0 | 0 | 0 | 0 | 0 | 0 | 0 | 0 | 0 | 0 | 0 | 0 | 0 | 0 | 0 | 0 | 0 | 0 | 0 | 0 | 0 | 0 | 0 | 0 | 0 | 0 | 0 | 0 | 0 | 0 | 0 | 0 | 0 | 0 | 0 | 0 | 0 | 0 | 0 | 0 | 0 | 0 | 0 | 0 | 0 | 0 | 0 | 0 | 0 | 0 | 0 | 0 | 0 | 0 | 0 | 0 | 0 | 0 | 0 | 0 | 0 | 0 | 0 | 1 | 0 | 0 | 0 | 0 | 0 | 0 | 0 | 0 | 0 | 0 | 0 | 0 | 0 | 0 | 0 | 0 | 0 | 0 | 0 | 0 | 0 | 0 | 0 | 0 | 0 | 0 | 0 | 0 | 0 | 0 | 0 | 1 | Southern_PGAE_Li_Battery_4hr | Southern_PGAE_Li_Battery_8hr | Southern_PGAE_Solar |  | Kern_Greater_Carrizo_Wind |  |  |  | Southern_PGAE | Peninsula_Monterey
SDGE | Salt Creek | 69 | CA |  |  | 7 | 0 | 0 | 0 | 0 | 0 | 0 | 0 | 0 | 0 | 0 | 0 | 0 | 0 | 0 | 0 | 0 | 0 | 0 | 0 | 0 | 0 | 0 | 0 | 0 | 0 | 0 | 0 | 1 | 1 | 1 | 1 | 0 | 1 | 0 | 0 | 1 | 1 | 0 | 0 | 0 | 0 | 0 | 0 | 0 | 0 | 0 | 0 | 0 | 0 | 0 | 0 | 0 | 0 | 0 | 0 | 0 | 0 | 0 | 0 | 0 | 0 | 0 | 0 | 0 | 0 | 0 | 0 | 0 | 0 | 0 | 0 | 0 | 0 | 0 | 0 | 0 | 0 | 0 | 0 | 0 | 0 | 0 | 0 | 0 | 0 | 0 | 0 | 0 | 0 | 0 | 0 | 0 | 0 | 0 | 0 | 0 | 0 | San_Diego_Li_Battery_4hr | San_Diego_Li_Battery_8hr | San_Diego_Solar |  | 0 |  |  |  | Greater_SD | Greater_SD
SCE Eastern | San Bernardino | 230 | CA | 92408 | SAN BERNARDINO | 2 | 0 | 0 | 0 | 0 | 0 | 0 | 0 | 0 | 0 | 0 | 0 | 0 | 0 | 0 | 0 | 0 | 0 | 0 | 0 | 1 | 0 | 1 | 0 | 0 | 0 | 0 | 0 | 0 | 0 | 0 | 0 | 0 | 0 | 0 | 0 | 0 | 0 | 0 | 0 | 0 | 0 | 0 | 0 | 0 | 0 | 0 | 0 | 0 | 0 | 0 | 0 | 0 | 0 | 0 | 0 | 0 | 0 | 0 | 0 | 0 | 0 | 0 | 0 | 0 | 0 | 0 | 0 | 0 | 0 | 0 | 0 | 0 | 0 | 0 | 0 | 0 | 0 | 0 | 0 | 0 | 0 | 0 | 0 | 0 | 0 | 0 | 0 | 0 | 0 | 0 | 0 | 0 | 0 | 0 | 0 | 0 | 0 | Riverside_Li_Battery_4hr | Riverside_Li_Battery_8hr | Riverside_Solar |  | Greater_Kramer_Wind |  |  |  | Riverside | Greater_Kramer
PG&E GBA | SAN FRAN A (POTRERO PP) | 115 | CA | 94107 | San Francisco | 2 | 0 | 0 | 0 | 0 | 0 | 0 | 0 | 0 | 0 | 0 | 0 | 0 | 0 | 0 | 0 | 0 | 0 | 0 | 0 | 0 | 0 | 0 | 0 | 0 | 0 | 0 | 0 | 0 | 0 | 0 | 0 | 0 | 0 | 0 | 0 | 0 | 0 | 0 | 0 | 1 | 0 | 0 | 0 | 0 | 0 | 0 | 0 | 0 | 0 | 0 | 0 | 0 | 1 | 0 | 0 | 0 | 0 | 0 | 0 | 0 | 0 | 0 | 0 | 0 | 0 | 0 | 0 | 0 | 0 | 0 | 0 | 0 | 0 | 0 | 0 | 0 | 0 | 0 | 0 | 0 | 0 | 0 | 0 | 0 | 0 | 0 | 0 | 0 | 0 | 0 | 0 | 0 | 0 | 0 | 0 | 0 | 0 | Northern_California_Li_Battery_4hr | Northern_California_Li_Battery_8hr | Northern_California_Solar |  | Kern_Greater_Carrizo_Wind |  |  |  | Northern_California | Peninsula_Monterey
PG&E GBA | SAN FRAN A (POTRERO PP) | 230 | CA | 94107 | San Francisco | 2 | 0 | 0 | 0 | 0 | 0 | 0 | 0 | 0 | 0 | 0 | 0 | 0 | 0 | 0 | 0 | 0 | 0 | 0 | 0 | 0 | 0 | 0 | 0 | 0 | 0 | 0 | 0 | 0 | 0 | 0 | 0 | 0 | 0 | 0 | 0 | 0 | 0 | 0 | 0 | 1 | 0 | 0 | 0 | 0 | 0 | 0 | 0 | 0 | 0 | 0 | 0 | 0 | 1 | 0 | 0 | 0 | 0 | 0 | 0 | 0 | 0 | 0 | 0 | 0 | 0 | 0 | 0 | 0 | 0 | 0 | 0 | 0 | 0 | 0 | 0 | 0 | 0 | 0 | 0 | 0 | 0 | 0 | 0 | 0 | 0 | 0 | 0 | 0 | 0 | 0 | 0 | 0 | 0 | 0 | 0 | 0 | 0 | Northern_California_Li_Battery_4hr | Northern_California_Li_Battery_8hr | Northern_California_Solar |  | Kern_Greater_Carrizo_Wind |  |  |  | Northern_California | Peninsula_Monterey
PG&E GBA | San Jose A | 115 | CA | 95110 | SANTA CLARA | 3 | 0 | 0 | 0 | 0 | 0 | 0 | 0 | 0 | 0 | 0 | 0 | 0 | 0 | 0 | 0 | 0 | 0 | 0 | 0 | 0 | 0 | 0 | 0 | 0 | 0 | 0 | 0 | 0 | 0 | 0 | 0 | 0 | 0 | 0 | 0 | 0 | 0 | 0 | 0 | 0 | 0 | 0 | 0 | 0 | 0 | 0 | 0 | 0 | 0 | 0 | 0 | 0 | 0 | 0 | 0 | 1 | 0 | 0 | 0 | 1 | 0 | 0 | 0 | 0 | 0 | 0 | 0 | 0 | 0 | 0 | 0 | 0 | 0 | 0 | 0 | 0 | 0 | 0 | 0 | 0 | 0 | 0 | 0 | 0 | 0 | 0 | 0 | 0 | 0 | 0 | 0 | 0 | 0 | 0 | 0 | 0 | 1 | Northern_California_Li_Battery_4hr | Northern_California_Li_Battery_8hr | Northern_California_Solar |  | Kern_Greater_Carrizo_Wind |  |  |  | Northern_California | Peninsula_Monterey
PG&E GBA | San Jose B | 115 | CA | 95110 | SANTA CLARA | 2 | 0 | 0 | 0 | 0 | 0 | 0 | 0 | 0 | 0 | 0 | 0 | 0 | 0 | 0 | 0 | 0 | 0 | 0 | 0 | 0 | 0 | 0 | 0 | 0 | 0 | 0 | 0 | 0 | 0 | 0 | 0 | 0 | 0 | 0 | 0 | 0 | 0 | 0 | 0 | 0 | 0 | 0 | 0 | 0 | 0 | 0 | 0 | 0 | 0 | 0 | 0 | 0 | 0 | 0 | 0 | 1 | 0 | 0 | 0 | 1 | 0 | 0 | 0 | 0 | 0 | 0 | 0 | 0 | 0 | 0 | 0 | 0 | 0 | 0 | 0 | 0 | 0 | 0 | 0 | 0 | 0 | 0 | 0 | 0 | 0 | 0 | 0 | 0 | 0 | 0 | 0 | 0 | 0 | 0 | 0 | 0 | 0 | Northern_California_Li_Battery_4hr | Northern_California_Li_Battery_8hr | Northern_California_Solar |  | Kern_Greater_Carrizo_Wind |  |  |  | Northern_California | Peninsula_Monterey
PG&E GBA | San Leandro U | 115 | CA | 94578 | ALAMEDA | 3 | 0 | 0 | 0 | 0 | 0 | 0 | 0 | 0 | 0 | 0 | 0 | 0 | 0 | 0 | 0 | 0 | 0 | 0 | 0 | 0 | 0 | 0 | 0 | 0 | 0 | 0 | 0 | 0 | 0 | 0 | 0 | 0 | 0 | 0 | 0 | 0 | 0 | 0 | 0 | 1 | 0 | 0 | 0 | 0 | 0 | 0 | 0 | 0 | 0 | 0 | 0 | 0 | 1 | 0 | 0 | 1 | 0 | 0 | 0 | 0 | 0 | 0 | 0 | 0 | 0 | 0 | 0 | 0 | 0 | 0 | 0 | 0 | 0 | 0 | 0 | 0 | 0 | 0 | 0 | 0 | 0 | 0 | 0 | 0 | 0 | 0 | 0 | 0 | 0 | 0 | 0 | 0 | 0 | 0 | 0 | 0 | 0 | Northern_California_Li_Battery_4hr | Northern_California_Li_Battery_8hr | Northern_California_Solar |  | Solano_Wind |  |  |  | Northern_California | Solano
PG&E KERN | San Luis Obispo | 115 | CA | 93401 | SAN LUIS OBISPO | 5 | 0 | 0 | 0 | 0 | 0 | 0 | 0 | 0 | 0 | 0 | 0 | 0 | 0 | 0 | 0 | 0 | 0 | 0 | 0 | 0 | 0 | 0 | 0 | 0 | 0 | 0 | 0 | 0 | 0 | 0 | 0 | 0 | 0 | 0 | 0 | 0 | 0 | 0 | 0 | 0 | 0 | 0 | 0 | 0 | 0 | 0 | 0 | 0 | 0 | 0 | 0 | 0 | 0 | 0 | 0 | 0 | 0 | 0 | 0 | 0 | 0 | 0 | 0 | 0 | 0 | 0 | 0 | 1 | 1 | 0 | 0 | 0 | 0 | 0 | 0 | 0 | 0 | 0 | 0 | 1 | 0 | 0 | 0 | 0 | 0 | 1 | 0 | 0 | 0 | 0 | 0 | 0 | 0 | 0 | 0 | 1 | 0 | Southern_PGAE_Li_Battery_4hr | Southern_PGAE_Li_Battery_8hr | Southern_PGAE_Solar |  | Kern_Greater_Carrizo_Wind |  |  |  | Southern_PGAE | Kern_Greater_Carrizo
PG&E KERN | San Luis Obispo | 70 | CA | 93401 | SAN LUIS OBISPO | 5 | 0 | 0 | 0 | 0 | 0 | 0 | 0 | 0 | 0 | 0 | 0 | 0 | 0 | 0 | 0 | 0 | 0 | 0 | 0 | 0 | 0 | 0 | 0 | 0 | 0 | 0 | 0 | 0 | 0 | 0 | 0 | 0 | 0 | 0 | 0 | 0 | 0 | 0 | 0 | 0 | 0 | 0 | 0 | 0 | 0 | 0 | 0 | 0 | 0 | 0 | 0 | 0 | 0 | 0 | 0 | 0 | 0 | 0 | 0 | 0 | 0 | 0 | 0 | 0 | 0 | 0 | 0 | 1 | 1 | 0 | 0 | 0 | 0 | 0 | 0 | 0 | 0 | 0 | 0 | 1 | 0 | 0 | 0 | 0 | 0 | 1 | 0 | 0 | 0 | 0 | 0 | 0 | 0 | 0 | 0 | 1 | 0 | Southern_PGAE_Li_Battery_4hr | Southern_PGAE_Li_Battery_8hr | Southern_PGAE_Solar |  | Kern_Greater_Carrizo_Wind |  |  |  | Southern_PGAE | Kern_Greater_Carrizo
SDGE | San Luis Rey | 230 | CA | 92054 | SAN DIEGO | 1 | 0 | 0 | 0 | 0 | 0 | 0 | 0 | 0 | 0 | 0 | 0 | 0 | 0 | 0 | 0 | 0 | 0 | 0 | 0 | 0 | 0 | 0 | 0 | 0 | 0 | 0 | 0 | 0 | 0 | 0 | 0 | 0 | 1 | 0 | 0 | 0 | 0 | 0 | 0 | 0 | 0 | 0 | 0 | 0 | 0 | 0 | 0 | 0 | 0 | 0 | 0 | 0 | 0 | 0 | 0 | 0 | 0 | 0 | 0 | 0 | 0 | 0 | 0 | 0 | 0 | 0 | 0 | 0 | 0 | 0 | 0 | 0 | 0 | 0 | 0 | 0 | 0 | 0 | 0 | 0 | 0 | 0 | 0 | 0 | 0 | 0 | 0 | 0 | 0 | 0 | 0 | 0 | 0 | 0 | 0 | 0 | 0 | San_Diego_Li_Battery_4hr | San_Diego_Li_Battery_8hr | San_Diego_Solar |  | 0 |  |  |  | Greater_SD | Greater_SD
SDGE | San Luis Rey | 69 | CA | 92054 | SAN DIEGO | 3 | 0 | 0 | 0 | 0 | 0 | 0 | 0 | 0 | 0 | 0 | 0 | 0 | 0 | 0 | 0 | 0 | 0 | 0 | 0 | 0 | 0 | 0 | 0 | 0 | 0 | 1 | 0 | 0 | 0 | 0 | 0 | 0 | 1 | 0 | 0 | 0 | 0 | 1 | 0 | 0 | 0 | 0 | 0 | 0 | 0 | 0 | 0 | 0 | 0 | 0 | 0 | 0 | 0 | 0 | 0 | 0 | 0 | 0 | 0 | 0 | 0 | 0 | 0 | 0 | 0 | 0 | 0 | 0 | 0 | 0 | 0 | 0 | 0 | 0 | 0 | 0 | 0 | 0 | 0 | 0 | 0 | 0 | 0 | 0 | 0 | 0 | 0 | 0 | 0 | 0 | 0 | 0 | 0 | 0 | 0 | 0 | 0 | San_Diego_Li_Battery_4hr | San_Diego_Li_Battery_8hr | San_Diego_Solar |  | 0 |  |  |  | Greater_SD | Greater_SD
SDGE | San Marcos | 69 | CA | 92078 | San Diego | 5 | 0 | 0 | 0 | 0 | 0 | 0 | 0 | 0 | 0 | 0 | 0 | 0 | 0 | 0 | 0 | 0 | 0 | 0 | 0 | 0 | 0 | 0 | 0 | 0 | 0 | 1 | 0 | 0 | 0 | 0 | 1 | 0 | 1 | 1 | 0 | 0 | 0 | 1 | 0 | 0 | 0 | 0 | 0 | 0 | 0 | 0 | 0 | 0 | 0 | 0 | 0 | 0 | 0 | 0 | 0 | 0 | 0 | 0 | 0 | 0 | 0 | 0 | 0 | 0 | 0 | 0 | 0 | 0 | 0 | 0 | 0 | 0 | 0 | 0 | 0 | 0 | 0 | 0 | 0 | 0 | 0 | 0 | 0 | 0 | 0 | 0 | 0 | 0 | 0 | 0 | 0 | 0 | 0 | 0 | 0 | 0 | 0 | San_Diego_Li_Battery_4hr | San_Diego_Li_Battery_8hr | San_Diego_Solar |  | 0 |  |  |  | Greater_SD | Greater_SD
SCE Metro | San Onofre | 230 | CA | 92672 | SAN DIEGO | 1 | 0 | 0 | 0 | 0 | 0 | 0 | 0 | 0 | 0 | 1 | 0 | 0 | 0 | 0 | 0 | 0 | 0 | 0 | 0 | 0 | 0 | 0 | 0 | 0 | 0 | 0 | 0 | 0 | 0 | 0 | 0 | 0 | 0 | 0 | 0 | 0 | 0 | 0 | 0 | 0 | 0 | 0 | 0 | 0 | 0 | 0 | 0 | 0 | 0 | 0 | 0 | 0 | 0 | 0 | 0 | 0 | 0 | 0 | 0 | 0 | 0 | 0 | 0 | 0 | 0 | 0 | 0 | 0 | 0 | 0 | 0 | 0 | 0 | 0 | 0 | 0 | 0 | 0 | 0 | 0 | 0 | 0 | 0 | 0 | 0 | 0 | 0 | 0 | 0 | 0 | 0 | 0 | 0 | 0 | 0 | 0 | 0 | Greater_LA_Li_Battery_4hr | Greater_LA_Li_Battery_8hr | Greater_LA_Solar |  | 0 |  |  |  | Greater_LA | Greater_SD
PG&E GBA | San Pablo | 115 | CA | 94806 | CONTRA COSTA | 10 | 0 | 0 | 0 | 0 | 0 | 0 | 0 | 0 | 0 | 0 | 0 | 0 | 0 | 0 | 0 | 0 | 0 | 0 | 0 | 0 | 0 | 0 | 0 | 0 | 0 | 0 | 0 | 0 | 0 | 0 | 0 | 0 | 0 | 0 | 0 | 0 | 0 | 0 | 0 | 1 | 0 | 0 | 0 | 0 | 0 | 0 | 0 | 0 | 0 | 1 | 0 | 0 | 1 | 1 | 1 | 1 | 0 | 0 | 1 | 1 | 0 | 1 | 0 | 0 | 0 | 1 | 0 | 0 | 0 | 0 | 0 | 0 | 0 | 0 | 0 | 0 | 0 | 0 | 0 | 0 | 0 | 0 | 0 | 0 | 0 | 0 | 0 | 0 | 0 | 0 | 0 | 0 | 0 | 0 | 0 | 0 | 0 | Northern_California_Li_Battery_4hr | Northern_California_Li_Battery_8hr | Northern_California_Solar |  | Solano_Wind |  |  |  | Northern_California | Solano
PG&E GBA | San Ramon | 230 | CA | 94583 | CONTRA COSTA | 2 | 0 | 0 | 0 | 0 | 0 | 0 | 0 | 0 | 0 | 0 | 0 | 0 | 0 | 0 | 0 | 0 | 0 | 0 | 0 | 0 | 0 | 0 | 0 | 0 | 0 | 0 | 0 | 0 | 0 | 0 | 0 | 0 | 0 | 0 | 0 | 0 | 0 | 0 | 0 | 1 | 0 | 0 | 0 | 0 | 0 | 0 | 0 | 0 | 0 | 0 | 0 | 0 | 0 | 0 | 0 | 1 | 0 | 0 | 0 | 0 | 0 | 0 | 0 | 0 | 0 | 0 | 0 | 0 | 0 | 0 | 0 | 0 | 0 | 0 | 0 | 0 | 0 | 0 | 0 | 0 | 0 | 0 | 0 | 0 | 0 | 0 | 0 | 0 | 0 | 0 | 0 | 0 | 0 | 0 | 0 | 0 | 0 | Northern_California_Li_Battery_4hr | Northern_California_Li_Battery_8hr | Northern_California_Solar |  | Solano_Wind |  |  |  | Northern_California | Solano
SDGE | San Ysidro | 69 | CA | 92154 | San Diego | 5 | 0 | 0 | 0 | 0 | 0 | 0 | 0 | 0 | 0 | 0 | 0 | 0 | 0 | 0 | 0 | 0 | 0 | 0 | 0 | 0 | 0 | 0 | 0 | 0 | 0 | 0 | 0 | 0 | 0 | 1 | 1 | 0 | 1 | 0 | 0 | 1 | 1 | 0 | 0 | 0 | 0 | 0 | 0 | 0 | 0 | 0 | 0 | 0 | 0 | 0 | 0 | 0 | 0 | 0 | 0 | 0 | 0 | 0 | 0 | 0 | 0 | 0 | 0 | 0 | 0 | 0 | 0 | 0 | 0 | 0 | 0 | 0 | 0 | 0 | 0 | 0 | 0 | 0 | 0 | 0 | 0 | 0 | 0 | 0 | 0 | 0 | 0 | 0 | 0 | 0 | 0 | 0 | 0 | 0 | 0 | 0 | 0 | San_Diego_Li_Battery_4hr | San_Diego_Li_Battery_8hr | San_Diego_Solar |  | 0 |  |  |  | Greater_SD | Greater_SD
SCE NOL | Sandlot | 230 | CA | 92347 | SAN BERNARDINO | 3 | 0 | 0 | 0 | 0 | 0 | 0 | 0 | 0 | 0 | 0 | 0 | 1 | 1 | 1 | 0 | 0 | 0 | 0 | 0 | 0 | 0 | 0 | 0 | 0 | 0 | 0 | 0 | 0 | 0 | 0 | 0 | 0 | 0 | 0 | 0 | 0 | 0 | 0 | 0 | 0 | 0 | 0 | 0 | 0 | 0 | 0 | 0 | 0 | 0 | 0 | 0 | 0 | 0 | 0 | 0 | 0 | 0 | 0 | 0 | 0 | 0 | 0 | 0 | 0 | 0 | 0 | 0 | 0 | 0 | 0 | 0 | 0 | 0 | 0 | 0 | 0 | 0 | 0 | 0 | 0 | 0 | 0 | 0 | 0 | 0 | 0 | 0 | 0 | 0 | 0 | 0 | 0 | 0 | 0 | 0 | 0 | 0 | Greater_Kramer_Li_Battery_4hr | Greater_Kramer_Li_Battery_8hr | Greater_Kramer_Solar |  | Greater_Kramer_Wind |  |  |  | Greater_Kramer | Greater_Kramer (Exclude)
EOP | Sandy | 138 | NV | 89124 | CLARK | 3 | 0 | 0 | 0 | 0 | 0 | 0 | 0 | 0 | 0 | 0 | 0 | 0 | 0 | 0 | 0 | 0 | 0 | 0 | 0 | 0 | 0 | 0 | 1 | 1 | 1 | 0 | 0 | 0 | 0 | 0 | 0 | 0 | 0 | 0 | 0 | 0 | 0 | 0 | 0 | 0 | 0 | 0 | 0 | 0 | 0 | 0 | 0 | 0 | 0 | 0 | 0 | 0 | 0 | 0 | 0 | 0 | 0 | 0 | 0 | 0 | 0 | 0 | 0 | 0 | 0 | 0 | 0 | 0 | 0 | 0 | 0 | 0 | 0 | 0 | 0 | 0 | 0 | 0 | 0 | 0 | 0 | 0 | 0 | 0 | 0 | 0 | 0 | 0 | 0 | 0 | 0 | 0 | 0 | 0 | 0 | 0 | 0 | Southern_NV_Eldorado_Li_Battery_4hr | Southern_NV_Eldorado_Li_Battery_8hr | Southern_NV_Eldorado_Solar |  | Southern_NV_Eldorado_Wind |  |  |  | Southern_NV_Eldorado | Southern_NV_Eldorado
PG&E FRESNO | Sanger | 115 | CA | 93657 | FRESNO | 9 | 0 | 0 | 0 | 0 | 0 | 0 | 0 | 0 | 0 | 0 | 0 | 0 | 0 | 0 | 0 | 0 | 0 | 0 | 0 | 0 | 0 | 0 | 0 | 0 | 0 | 0 | 0 | 0 | 0 | 0 | 0 | 0 | 0 | 0 | 0 | 0 | 0 | 0 | 0 | 0 | 0 | 0 | 0 | 0 | 0 | 1 | 0 | 0 | 0 | 0 | 0 | 0 | 0 | 0 | 0 | 0 | 0 | 0 | 0 | 0 | 0 | 0 | 0 | 0 | 0 | 0 | 0 | 0 | 0 | 0 | 0 | 0 | 0 | 0 | 0 | 0 | 0 | 0 | 1 | 1 | 0 | 1 | 0 | 1 | 1 | 1 | 0 | 0 | 0 | 1 | 0 | 0 | 0 | 0 | 1 | 0 | 0 | Southern_PGAE_Li_Battery_4hr | Southern_PGAE_Li_Battery_8hr | Southern_PGAE_Solar |  | Central_Valley_North_Los_Banos_Wind |  |  |  | Southern_PGAE | Central_Valley_North_Los_Banos
SCE Northern | Santa Clara | 230 | CA | 93060 | VENTURA | 3 | 0 | 0 | 1 | 0 | 1 | 0 | 0 | 0 | 0 | 0 | 0 | 0 | 0 | 0 | 0 | 0 | 0 | 0 | 0 | 0 | 0 | 0 | 0 | 0 | 1 | 0 | 0 | 0 | 0 | 0 | 0 | 0 | 0 | 0 | 0 | 0 | 0 | 0 | 0 | 0 | 0 | 0 | 0 | 0 | 0 | 0 | 0 | 0 | 0 | 0 | 0 | 0 | 0 | 0 | 0 | 0 | 0 | 0 | 0 | 0 | 0 | 0 | 0 | 0 | 0 | 0 | 0 | 0 | 0 | 0 | 0 | 0 | 0 | 0 | 0 | 0 | 0 | 0 | 0 | 0 | 0 | 0 | 0 | 0 | 0 | 0 | 0 | 0 | 0 | 0 | 0 | 0 | 0 | 0 | 0 | 0 | 0 | Greater_LA_Li_Battery_4hr | Greater_LA_Li_Battery_8hr | Greater_LA_Solar |  | 0 |  |  |  | Greater_LA | Greater_LA
PG&E NGBA | Santa Rosa A | 115 | CA | 95401 | SONOMA | 3 | 0 | 0 | 0 | 0 | 0 | 0 | 0 | 0 | 0 | 0 | 0 | 0 | 0 | 0 | 0 | 0 | 0 | 0 | 0 | 0 | 0 | 0 | 0 | 0 | 0 | 0 | 0 | 0 | 0 | 0 | 0 | 0 | 0 | 0 | 0 | 0 | 0 | 0 | 0 | 1 | 0 | 0 | 0 | 0 | 0 | 0 | 0 | 0 | 0 | 0 | 0 | 0 | 1 | 0 | 0 | 0 | 0 | 0 | 0 | 0 | 0 | 0 | 0 | 0 | 0 | 0 | 1 | 0 | 0 | 0 | 0 | 0 | 0 | 0 | 0 | 0 | 0 | 0 | 0 | 0 | 0 | 0 | 0 | 0 | 0 | 0 | 0 | 0 | 0 | 0 | 0 | 0 | 0 | 0 | 0 | 0 | 0 | Northern_California_Li_Battery_4hr | Northern_California_Li_Battery_8hr | Northern_California_Solar |  | Northern_California_Wind |  |  |  | Northern_California | Mendocino_Marin
PG&E GBA | Santa Teresa | 115 | CA |  |  | 3 | 0 | 0 | 0 | 0 | 0 | 0 | 0 | 0 | 0 | 0 | 0 | 0 | 0 | 0 | 0 | 0 | 0 | 0 | 0 | 0 | 0 | 0 | 0 | 0 | 0 | 0 | 0 | 0 | 0 | 0 | 0 | 0 | 0 | 0 | 0 | 0 | 0 | 0 | 0 | 0 | 0 | 0 | 0 | 0 | 0 | 0 | 0 | 0 | 0 | 0 | 0 | 0 | 0 | 0 | 0 | 1 | 0 | 0 | 0 | 1 | 0 | 0 | 0 | 0 | 0 | 0 | 0 | 0 | 0 | 0 | 0 | 0 | 0 | 0 | 0 | 0 | 0 | 0 | 0 | 0 | 0 | 0 | 0 | 0 | 0 | 0 | 0 | 0 | 0 | 0 | 0 | 0 | 0 | 0 | 0 | 0 | 1 | Northern_California_Li_Battery_4hr | Northern_California_Li_Battery_8hr | Northern_California_Solar |  | Kern_Greater_Carrizo_Wind |  |  |  | Northern_California | Peninsula_Monterey
SDGE | Santee | 138 | CA | 92071 | SAN DIEGO | 4 | 0 | 0 | 0 | 0 | 0 | 0 | 0 | 0 | 0 | 0 | 0 | 0 | 0 | 0 | 0 | 0 | 0 | 0 | 0 | 0 | 0 | 0 | 0 | 0 | 0 | 0 | 1 | 0 | 1 | 0 | 1 | 0 | 1 | 0 | 0 | 0 | 0 | 0 | 0 | 0 | 0 | 0 | 0 | 0 | 0 | 0 | 0 | 0 | 0 | 0 | 0 | 0 | 0 | 0 | 0 | 0 | 0 | 0 | 0 | 0 | 0 | 0 | 0 | 0 | 0 | 0 | 0 | 0 | 0 | 0 | 0 | 0 | 0 | 0 | 0 | 0 | 0 | 0 | 0 | 0 | 0 | 0 | 0 | 0 | 0 | 0 | 0 | 0 | 0 | 0 | 0 | 0 | 0 | 0 | 0 | 0 | 0 | San_Diego_Li_Battery_4hr | San_Diego_Li_Battery_8hr | San_Diego_Solar |  | 0 |  |  |  | Greater_SD | Greater_SD
SCE Metro | Santiago | 230 | CA | 92618 | ORANGE | 1 | 0 | 0 | 0 | 0 | 0 | 0 | 0 | 0 | 0 | 1 | 0 | 0 | 0 | 0 | 0 | 0 | 0 | 0 | 0 | 0 | 0 | 0 | 0 | 0 | 0 | 0 | 0 | 0 | 0 | 0 | 0 | 0 | 0 | 0 | 0 | 0 | 0 | 0 | 0 | 0 | 0 | 0 | 0 | 0 | 0 | 0 | 0 | 0 | 0 | 0 | 0 | 0 | 0 | 0 | 0 | 0 | 0 | 0 | 0 | 0 | 0 | 0 | 0 | 0 | 0 | 0 | 0 | 0 | 0 | 0 | 0 | 0 | 0 | 0 | 0 | 0 | 0 | 0 | 0 | 0 | 0 | 0 | 0 | 0 | 0 | 0 | 0 | 0 | 0 | 0 | 0 | 0 | 0 | 0 | 0 | 0 | 0 | Greater_LA_Li_Battery_4hr | Greater_LA_Li_Battery_8hr | Greater_LA_Solar |  | 0 |  |  |  | Greater_LA | Greater_LA
PG&E GBA | Saratoga | 230 | CA | 95070 | SANTA CLARA | 3 | 0 | 0 | 0 | 0 | 0 | 0 | 0 | 0 | 0 | 0 | 0 | 0 | 0 | 0 | 0 | 0 | 0 | 0 | 0 | 0 | 0 | 0 | 0 | 0 | 0 | 0 | 0 | 0 | 0 | 0 | 0 | 0 | 0 | 0 | 0 | 0 | 0 | 0 | 0 | 0 | 0 | 0 | 0 | 0 | 0 | 0 | 0 | 0 | 0 | 0 | 0 | 0 | 1 | 0 | 0 | 1 | 0 | 0 | 0 | 1 | 0 | 0 | 0 | 0 | 0 | 0 | 0 | 0 | 0 | 0 | 0 | 0 | 0 | 0 | 0 | 0 | 0 | 0 | 0 | 0 | 0 | 0 | 0 | 0 | 0 | 0 | 0 | 0 | 0 | 0 | 0 | 0 | 0 | 0 | 0 | 0 | 0 | Northern_California_Li_Battery_4hr | Northern_California_Li_Battery_8hr | Northern_California_Solar |  | Kern_Greater_Carrizo_Wind |  |  |  | Northern_California | Peninsula_Monterey
SCE Northern | Saugus | 230 | CA | 91355 | LOS ANGELES | 1 | 0 | 0 | 0 | 0 | 0 | 0 | 0 | 0 | 0 | 0 | 0 | 0 | 0 | 0 | 0 | 0 | 0 | 0 | 0 | 0 | 0 | 0 | 0 | 0 | 1 | 0 | 0 | 0 | 0 | 0 | 0 | 0 | 0 | 0 | 0 | 0 | 0 | 0 | 0 | 0 | 0 | 0 | 0 | 0 | 0 | 0 | 0 | 0 | 0 | 0 | 0 | 0 | 0 | 0 | 0 | 0 | 0 | 0 | 0 | 0 | 0 | 0 | 0 | 0 | 0 | 0 | 0 | 0 | 0 | 0 | 0 | 0 | 0 | 0 | 0 | 0 | 0 | 0 | 0 | 0 | 0 | 0 | 0 | 0 | 0 | 0 | 0 | 0 | 0 | 0 | 0 | 0 | 0 | 0 | 0 | 0 | 0 | Greater_LA_Li_Battery_4hr | Greater_LA_Li_Battery_8hr | Greater_LA_Solar |  | Tehachapi_Wind |  |  |  | Greater_LA | Tehachapi
PG&E FRESNO | Schindler | 115 | CA | 93234 | FRESNO | 2 | 0 | 0 | 0 | 0 | 0 | 0 | 0 | 0 | 0 | 0 | 0 | 0 | 0 | 0 | 0 | 0 | 0 | 0 | 0 | 0 | 0 | 0 | 0 | 0 | 0 | 0 | 0 | 0 | 0 | 0 | 0 | 0 | 0 | 0 | 0 | 0 | 0 | 0 | 0 | 0 | 0 | 0 | 0 | 0 | 0 | 0 | 0 | 0 | 0 | 0 | 0 | 0 | 0 | 0 | 0 | 0 | 0 | 0 | 0 | 0 | 0 | 0 | 0 | 0 | 0 | 0 | 0 | 0 | 0 | 0 | 0 | 0 | 0 | 0 | 0 | 0 | 0 | 0 | 0 | 1 | 0 | 0 | 0 | 0 | 0 | 0 | 0 | 1 | 0 | 0 | 0 | 0 | 0 | 0 | 0 | 0 | 0 | Southern_PGAE_Li_Battery_4hr | Southern_PGAE_Li_Battery_8hr | Southern_PGAE_Solar |  | Central_Valley_North_Los_Banos_Wind |  |  |  | Southern_PGAE | Central_Valley_North_Los_Banos
PG&E FRESNO | Schindler | 70 | CA | 93234 | FRESNO | 6 | 0 | 0 | 0 | 0 | 0 | 0 | 0 | 0 | 0 | 0 | 0 | 0 | 0 | 0 | 0 | 0 | 0 | 0 | 0 | 0 | 0 | 0 | 0 | 0 | 0 | 0 | 0 | 0 | 0 | 0 | 0 | 0 | 0 | 0 | 0 | 0 | 0 | 0 | 0 | 0 | 0 | 0 | 0 | 0 | 0 | 0 | 0 | 0 | 0 | 0 | 0 | 0 | 0 | 0 | 0 | 0 | 0 | 0 | 0 | 0 | 0 | 0 | 0 | 0 | 0 | 0 | 0 | 0 | 0 | 0 | 0 | 0 | 0 | 0 | 0 | 0 | 0 | 0 | 1 | 0 | 1 | 1 | 1 | 0 | 0 | 1 | 0 | 1 | 0 | 0 | 0 | 0 | 0 | 0 | 0 | 0 | 0 | Southern_PGAE_Li_Battery_4hr | Southern_PGAE_Li_Battery_8hr | Southern_PGAE_Solar |  | Central_Valley_North_Los_Banos_Wind |  |  |  | Southern_PGAE | Central_Valley_North_Los_Banos
PG&E GBA | Schulte | 115 | CA |  |  | 4 | 0 | 0 | 0 | 0 | 0 | 0 | 0 | 0 | 0 | 0 | 0 | 0 | 0 | 0 | 0 | 0 | 0 | 0 | 0 | 0 | 0 | 0 | 0 | 0 | 0 | 0 | 0 | 0 | 0 | 0 | 0 | 0 | 0 | 0 | 0 | 0 | 0 | 0 | 0 | 0 | 0 | 0 | 0 | 0 | 0 | 1 | 0 | 0 | 0 | 0 | 0 | 0 | 0 | 0 | 0 | 0 | 0 | 1 | 0 | 1 | 0 | 0 | 0 | 0 | 0 | 1 | 0 | 0 | 0 | 0 | 0 | 0 | 0 | 0 | 0 | 0 | 0 | 0 | 0 | 0 | 0 | 0 | 0 | 0 | 0 | 0 | 0 | 0 | 0 | 0 | 0 | 0 | 0 | 0 | 0 | 0 | 0 | Northern_California_Li_Battery_4hr | Northern_California_Li_Battery_8hr | Northern_California_Solar |  | Solano_Wind |  |  |  | Northern_California | Solano
SDGE | Scripps | 69 | CA | 92131 | San Diego | 3 | 0 | 0 | 0 | 0 | 0 | 0 | 0 | 0 | 0 | 0 | 0 | 0 | 0 | 0 | 0 | 0 | 0 | 0 | 0 | 0 | 0 | 0 | 0 | 0 | 0 | 1 | 0 | 0 | 0 | 0 | 1 | 0 | 1 | 0 | 0 | 0 | 0 | 0 | 0 | 0 | 0 | 0 | 0 | 0 | 0 | 0 | 0 | 0 | 0 | 0 | 0 | 0 | 0 | 0 | 0 | 0 | 0 | 0 | 0 | 0 | 0 | 0 | 0 | 0 | 0 | 0 | 0 | 0 | 0 | 0 | 0 | 0 | 0 | 0 | 0 | 0 | 0 | 0 | 0 | 0 | 0 | 0 | 0 | 0 | 0 | 0 | 0 | 0 | 0 | 0 | 0 | 0 | 0 | 0 | 0 | 0 | 0 | San_Diego_Li_Battery_4hr | San_Diego_Li_Battery_8hr | San_Diego_Solar |  | 0 |  |  |  | Greater_SD | Greater_SD
PG&E KERN | Semitropic | 115 | CA | 93280 | KERN | 4 | 0 | 0 | 0 | 0 | 0 | 0 | 0 | 0 | 0 | 0 | 0 | 0 | 0 | 0 | 0 | 0 | 0 | 0 | 0 | 0 | 0 | 0 | 0 | 0 | 0 | 0 | 0 | 0 | 0 | 0 | 0 | 0 | 0 | 0 | 0 | 0 | 0 | 0 | 0 | 0 | 0 | 0 | 0 | 0 | 0 | 0 | 0 | 0 | 0 | 0 | 0 | 0 | 0 | 0 | 0 | 0 | 0 | 0 | 0 | 0 | 0 | 0 | 0 | 0 | 0 | 0 | 0 | 1 | 1 | 0 | 0 | 0 | 0 | 0 | 0 | 1 | 0 | 0 | 0 | 1 | 0 | 0 | 0 | 0 | 0 | 0 | 0 | 0 | 0 | 0 | 0 | 0 | 0 | 0 | 0 | 0 | 0 | Southern_PGAE_Li_Battery_4hr | Southern_PGAE_Li_Battery_8hr | Southern_PGAE_Solar |  | Central_Valley_North_Los_Banos_Wind |  |  |  | Southern_PGAE | Central_Valley_North_Los_Banos
SCE Metro | Serrano | 230 | CA | 92867 | ORANGE | 1 | 0 | 0 | 0 | 0 | 0 | 0 | 0 | 0 | 0 | 1 | 0 | 0 | 0 | 0 | 0 | 0 | 0 | 0 | 0 | 0 | 0 | 0 | 0 | 0 | 0 | 0 | 0 | 0 | 0 | 0 | 0 | 0 | 0 | 0 | 0 | 0 | 0 | 0 | 0 | 0 | 0 | 0 | 0 | 0 | 0 | 0 | 0 | 0 | 0 | 0 | 0 | 0 | 0 | 0 | 0 | 0 | 0 | 0 | 0 | 0 | 0 | 0 | 0 | 0 | 0 | 0 | 0 | 0 | 0 | 0 | 0 | 0 | 0 | 0 | 0 | 0 | 0 | 0 | 0 | 0 | 0 | 0 | 0 | 0 | 0 | 0 | 0 | 0 | 0 | 0 | 0 | 0 | 0 | 0 | 0 | 0 | 0 | Greater_LA_Li_Battery_4hr | Greater_LA_Li_Battery_8hr | Greater_LA_Solar |  | 0 |  |  |  | Greater_LA | Greater_LA
SCE Metro | Serrano | 500 | CA | 92867 | ORANGE | 1 | 0 | 0 | 0 | 0 | 0 | 0 | 0 | 0 | 0 | 1 | 0 | 0 | 0 | 0 | 0 | 0 | 0 | 0 | 0 | 0 | 0 | 0 | 0 | 0 | 0 | 0 | 0 | 0 | 0 | 0 | 0 | 0 | 0 | 0 | 0 | 0 | 0 | 0 | 0 | 0 | 0 | 0 | 0 | 0 | 0 | 0 | 0 | 0 | 0 | 0 | 0 | 0 | 0 | 0 | 0 | 0 | 0 | 0 | 0 | 0 | 0 | 0 | 0 | 0 | 0 | 0 | 0 | 0 | 0 | 0 | 0 | 0 | 0 | 0 | 0 | 0 | 0 | 0 | 0 | 0 | 0 | 0 | 0 | 0 | 0 | 0 | 0 | 0 | 0 | 0 | 0 | 0 | 0 | 0 | 0 | 0 | 0 | Greater_LA_Li_Battery_4hr | Greater_LA_Li_Battery_8hr | Greater_LA_Solar |  | 0 |  |  |  | Greater_LA | Greater_LA
SDGE | Shadowridge | 138 | CA | 92081 | SAN DIEGO | 3 | 0 | 0 | 0 | 0 | 0 | 0 | 0 | 0 | 0 | 0 | 0 | 0 | 0 | 0 | 0 | 0 | 0 | 0 | 0 | 0 | 0 | 0 | 0 | 0 | 0 | 0 | 0 | 0 | 1 | 0 | 1 | 0 | 1 | 0 | 0 | 0 | 0 | 0 | 0 | 0 | 0 | 0 | 0 | 0 | 0 | 0 | 0 | 0 | 0 | 0 | 0 | 0 | 0 | 0 | 0 | 0 | 0 | 0 | 0 | 0 | 0 | 0 | 0 | 0 | 0 | 0 | 0 | 0 | 0 | 0 | 0 | 0 | 0 | 0 | 0 | 0 | 0 | 0 | 0 | 0 | 0 | 0 | 0 | 0 | 0 | 0 | 0 | 0 | 0 | 0 | 0 | 0 | 0 | 0 | 0 | 0 | 0 | San_Diego_Li_Battery_4hr | San_Diego_Li_Battery_8hr | San_Diego_Solar |  | 0 |  |  |  | Greater_SD | Greater_SD
PG&E KERN | Shafter | 115 | CA | 93263 | KERN | 5 | 0 | 0 | 0 | 0 | 0 | 0 | 0 | 0 | 0 | 0 | 0 | 0 | 0 | 0 | 0 | 0 | 0 | 0 | 0 | 0 | 0 | 0 | 0 | 0 | 0 | 0 | 0 | 0 | 0 | 0 | 0 | 0 | 0 | 0 | 0 | 0 | 0 | 0 | 0 | 0 | 0 | 0 | 0 | 0 | 0 | 0 | 0 | 0 | 0 | 0 | 0 | 0 | 0 | 0 | 0 | 0 | 0 | 0 | 0 | 0 | 0 | 0 | 0 | 0 | 0 | 0 | 0 | 1 | 0 | 0 | 0 | 0 | 0 | 0 | 1 | 0 | 0 | 0 | 1 | 1 | 0 | 0 | 0 | 0 | 0 | 0 | 0 | 0 | 0 | 0 | 0 | 0 | 0 | 0 | 1 | 0 | 0 | Southern_PGAE_Li_Battery_4hr | Southern_PGAE_Li_Battery_8hr | Southern_PGAE_Solar |  | Central_Valley_North_Los_Banos_Wind |  |  |  | Southern_PGAE | Central_Valley_North_Los_Banos
PG&E NGBA | Silverado | 115 | CA | 94574 | NAPA | 9 | 0 | 0 | 0 | 0 | 0 | 0 | 0 | 0 | 0 | 0 | 0 | 0 | 0 | 0 | 0 | 0 | 0 | 0 | 0 | 0 | 0 | 0 | 0 | 0 | 0 | 0 | 0 | 0 | 0 | 0 | 0 | 0 | 0 | 0 | 0 | 0 | 0 | 0 | 0 | 1 | 0 | 1 | 0 | 0 | 0 | 0 | 0 | 0 | 0 | 0 | 0 | 1 | 1 | 1 | 1 | 1 | 0 | 0 | 0 | 0 | 0 | 0 | 0 | 0 | 0 | 1 | 1 | 0 | 0 | 0 | 0 | 0 | 0 | 0 | 0 | 0 | 0 | 0 | 0 | 0 | 0 | 0 | 0 | 0 | 0 | 0 | 0 | 0 | 0 | 0 | 0 | 0 | 0 | 0 | 0 | 0 | 0 | Northern_California_Li_Battery_4hr | Northern_California_Li_Battery_8hr | Northern_California_Solar |  | Northern_California_Wind |  |  |  | Northern_California | Northern_California
SDGE | Silvergate | 230 | CA | 92113 | SAN DIEGO | 4 | 0 | 0 | 0 | 0 | 0 | 0 | 0 | 0 | 0 | 0 | 0 | 0 | 0 | 0 | 0 | 0 | 0 | 0 | 0 | 0 | 0 | 0 | 0 | 0 | 0 | 0 | 0 | 0 | 1 | 0 | 1 | 0 | 1 | 0 | 0 | 0 | 1 | 0 | 0 | 0 | 0 | 0 | 0 | 0 | 0 | 0 | 0 | 0 | 0 | 0 | 0 | 0 | 0 | 0 | 0 | 0 | 0 | 0 | 0 | 0 | 0 | 0 | 0 | 0 | 0 | 0 | 0 | 0 | 0 | 0 | 0 | 0 | 0 | 0 | 0 | 0 | 0 | 0 | 0 | 0 | 0 | 0 | 0 | 0 | 0 | 0 | 0 | 0 | 0 | 0 | 0 | 0 | 0 | 0 | 0 | 0 | 0 | San_Diego_Li_Battery_4hr | San_Diego_Li_Battery_8hr | San_Diego_Solar |  | 0 |  |  |  | Greater_SD | Greater_SD
SDGE | Silvergate | 69 | CA | 92113 | SAN DIEGO | 3 | 0 | 0 | 0 | 0 | 0 | 0 | 0 | 0 | 0 | 0 | 0 | 0 | 0 | 0 | 0 | 0 | 0 | 0 | 0 | 0 | 0 | 0 | 0 | 0 | 0 | 0 | 0 | 0 | 0 | 0 | 1 | 0 | 1 | 0 | 0 | 0 | 1 | 0 | 0 | 0 | 0 | 0 | 0 | 0 | 0 | 0 | 0 | 0 | 0 | 0 | 0 | 0 | 0 | 0 | 0 | 0 | 0 | 0 | 0 | 0 | 0 | 0 | 0 | 0 | 0 | 0 | 0 | 0 | 0 | 0 | 0 | 0 | 0 | 0 | 0 | 0 | 0 | 0 | 0 | 0 | 0 | 0 | 0 | 0 | 0 | 0 | 0 | 0 | 0 | 0 | 0 | 0 | 0 | 0 | 0 | 0 | 0 | San_Diego_Li_Battery_4hr | San_Diego_Li_Battery_8hr | San_Diego_Solar |  | 0 |  |  |  | Greater_SD | Greater_SD
PG&E KERN | Sisquoc | 115 | CA | 93454 | SANTA BARBARA | 5 | 0 | 0 | 0 | 0 | 0 | 0 | 0 | 0 | 0 | 0 | 0 | 0 | 0 | 0 | 0 | 0 | 0 | 0 | 0 | 0 | 0 | 0 | 0 | 0 | 0 | 0 | 0 | 0 | 0 | 0 | 0 | 0 | 0 | 0 | 0 | 0 | 0 | 0 | 0 | 0 | 0 | 0 | 0 | 0 | 0 | 0 | 0 | 0 | 0 | 0 | 0 | 0 | 0 | 0 | 0 | 0 | 0 | 0 | 0 | 0 | 0 | 0 | 0 | 0 | 0 | 0 | 0 | 1 | 1 | 0 | 0 | 0 | 0 | 0 | 0 | 0 | 0 | 0 | 0 | 1 | 0 | 0 | 0 | 0 | 0 | 1 | 0 | 0 | 0 | 0 | 0 | 0 | 0 | 0 | 0 | 1 | 0 | Southern_PGAE_Li_Battery_4hr | Southern_PGAE_Li_Battery_8hr | Southern_PGAE_Solar |  | Kern_Greater_Carrizo_Wind |  |  |  | Southern_PGAE | Kern_Greater_Carrizo
EOP | Sloan Canyon | 230 | NV |  |  | 2 | 0 | 0 | 0 | 0 | 0 | 0 | 0 | 0 | 0 | 0 | 0 | 0 | 0 | 0 | 0 | 0 | 0 | 0 | 0 | 0 | 0 | 0 | 0 | 1 | 1 | 0 | 0 | 0 | 0 | 0 | 0 | 0 | 0 | 0 | 0 | 0 | 0 | 0 | 0 | 0 | 0 | 0 | 0 | 0 | 0 | 0 | 0 | 0 | 0 | 0 | 0 | 0 | 0 | 0 | 0 | 0 | 0 | 0 | 0 | 0 | 0 | 0 | 0 | 0 | 0 | 0 | 0 | 0 | 0 | 0 | 0 | 0 | 0 | 0 | 0 | 0 | 0 | 0 | 0 | 0 | 0 | 0 | 0 | 0 | 0 | 0 | 0 | 0 | 0 | 0 | 0 | 0 | 0 | 0 | 0 | 0 | 0 | Southern_NV_Eldorado_Li_Battery_4hr | Southern_NV_Eldorado_Li_Battery_8hr | Southern_NV_Eldorado_Solar |  | Southern_NV_Eldorado_Wind |  |  |  | Southern_NV_Eldorado | Southern_NV_Eldorado
EOP | Sloan Canyon | 500 | NV |  |  | 2 | 0 | 0 | 0 | 0 | 0 | 0 | 0 | 0 | 0 | 0 | 0 | 0 | 0 | 0 | 0 | 0 | 0 | 0 | 0 | 0 | 0 | 0 | 0 | 1 | 1 | 0 | 0 | 0 | 0 | 0 | 0 | 0 | 0 | 0 | 0 | 0 | 0 | 0 | 0 | 0 | 0 | 0 | 0 | 0 | 0 | 0 | 0 | 0 | 0 | 0 | 0 | 0 | 0 | 0 | 0 | 0 | 0 | 0 | 0 | 0 | 0 | 0 | 0 | 0 | 0 | 0 | 0 | 0 | 0 | 0 | 0 | 0 | 0 | 0 | 0 | 0 | 0 | 0 | 0 | 0 | 0 | 0 | 0 | 0 | 0 | 0 | 0 | 0 | 0 | 0 | 0 | 0 | 0 | 0 | 0 | 0 | 0 | Southern_NV_Eldorado_Li_Battery_4hr | Southern_NV_Eldorado_Li_Battery_8hr | Southern_NV_Eldorado_Solar |  | Southern_NV_Eldorado_Wind |  |  |  | Southern_NV_Eldorado | Southern_NV_Eldorado
PG&E KERN | Smyrna | 115 | CA | 93280 | KERN | 7 | 0 | 0 | 0 | 0 | 0 | 0 | 0 | 0 | 0 | 0 | 0 | 0 | 0 | 0 | 0 | 0 | 0 | 0 | 0 | 0 | 0 | 0 | 0 | 0 | 0 | 0 | 0 | 0 | 0 | 0 | 0 | 0 | 0 | 0 | 0 | 0 | 0 | 0 | 0 | 0 | 0 | 0 | 0 | 0 | 0 | 0 | 0 | 0 | 0 | 0 | 0 | 0 | 0 | 0 | 0 | 0 | 0 | 0 | 0 | 0 | 0 | 0 | 0 | 0 | 0 | 0 | 0 | 1 | 0 | 1 | 1 | 0 | 0 | 0 | 1 | 1 | 0 | 0 | 1 | 0 | 0 | 0 | 0 | 0 | 0 | 0 | 0 | 0 | 0 | 0 | 0 | 0 | 0 | 0 | 1 | 0 | 0 | Southern_PGAE_Li_Battery_4hr | Southern_PGAE_Li_Battery_8hr | Southern_PGAE_Solar |  | Central_Valley_North_Los_Banos_Wind |  |  |  | Southern_PGAE | Central_Valley_North_Los_Banos
PG&E GBA | Sobrante | 115 | CA | 94563 | CONTRA COSTA | 10 | 0 | 0 | 0 | 0 | 0 | 0 | 0 | 0 | 0 | 0 | 0 | 0 | 0 | 0 | 0 | 0 | 0 | 0 | 0 | 0 | 0 | 0 | 0 | 0 | 0 | 0 | 0 | 0 | 0 | 0 | 0 | 0 | 0 | 0 | 0 | 0 | 0 | 0 | 0 | 1 | 0 | 0 | 0 | 0 | 0 | 0 | 0 | 0 | 0 | 1 | 0 | 0 | 1 | 1 | 1 | 1 | 0 | 0 | 1 | 1 | 0 | 1 | 0 | 0 | 0 | 1 | 0 | 0 | 0 | 0 | 0 | 0 | 0 | 0 | 0 | 0 | 0 | 0 | 0 | 0 | 0 | 0 | 0 | 0 | 0 | 0 | 0 | 0 | 0 | 0 | 0 | 0 | 0 | 0 | 0 | 0 | 0 | Northern_California_Li_Battery_4hr | Northern_California_Li_Battery_8hr | Northern_California_Solar |  | Solano_Wind |  |  |  | Northern_California | Solano
PG&E GBA | Sobrante | 230 | CA | 94563 | CONTRA COSTA | 9 | 0 | 0 | 0 | 0 | 0 | 0 | 0 | 0 | 0 | 0 | 0 | 0 | 0 | 0 | 0 | 0 | 0 | 0 | 0 | 0 | 0 | 0 | 0 | 0 | 0 | 0 | 0 | 0 | 0 | 0 | 0 | 0 | 0 | 0 | 0 | 0 | 0 | 0 | 0 | 1 | 0 | 0 | 0 | 0 | 0 | 0 | 0 | 0 | 0 | 1 | 0 | 0 | 1 | 1 | 1 | 1 | 0 | 0 | 1 | 1 | 0 | 0 | 0 | 0 | 0 | 1 | 0 | 0 | 0 | 0 | 0 | 0 | 0 | 0 | 0 | 0 | 0 | 0 | 0 | 0 | 0 | 0 | 0 | 0 | 0 | 0 | 0 | 0 | 0 | 0 | 0 | 0 | 0 | 0 | 0 | 0 | 0 | Northern_California_Li_Battery_4hr | Northern_California_Li_Battery_8hr | Northern_California_Solar |  | Solano_Wind |  |  |  | Northern_California | Solano
PG&E KERN | Solar | 230 | CA | 93461 | SAN LUIS OBISPO | 5 | 0 | 0 | 0 | 0 | 0 | 0 | 0 | 0 | 0 | 0 | 0 | 0 | 0 | 0 | 0 | 0 | 0 | 0 | 0 | 0 | 0 | 0 | 0 | 0 | 0 | 0 | 0 | 0 | 0 | 0 | 0 | 0 | 0 | 0 | 0 | 0 | 0 | 0 | 0 | 0 | 0 | 0 | 0 | 0 | 0 | 0 | 0 | 0 | 0 | 0 | 0 | 0 | 0 | 0 | 0 | 0 | 0 | 0 | 0 | 0 | 0 | 0 | 0 | 0 | 0 | 0 | 0 | 1 | 0 | 0 | 0 | 0 | 0 | 0 | 0 | 0 | 0 | 0 | 1 | 1 | 0 | 0 | 0 | 0 | 0 | 0 | 0 | 0 | 0 | 0 | 0 | 0 | 0 | 0 | 1 | 1 | 0 | Southern_PGAE_Li_Battery_4hr | Southern_PGAE_Li_Battery_8hr | Southern_PGAE_Solar |  | Kern_Greater_Carrizo_Wind |  |  |  | Southern_PGAE | Kern_Greater_Carrizo
PG&E GBA | Soledad | 115 | CA | 93960 | Monterey | 2 | 0 | 0 | 0 | 0 | 0 | 0 | 0 | 0 | 0 | 0 | 0 | 0 | 0 | 0 | 0 | 0 | 0 | 0 | 0 | 0 | 0 | 0 | 0 | 0 | 0 | 0 | 0 | 0 | 0 | 0 | 0 | 0 | 0 | 0 | 0 | 0 | 0 | 0 | 0 | 0 | 0 | 0 | 0 | 0 | 0 | 0 | 0 | 0 | 0 | 0 | 0 | 0 | 0 | 0 | 0 | 0 | 0 | 0 | 0 | 0 | 0 | 0 | 0 | 0 | 1 | 0 | 0 | 0 | 0 | 0 | 0 | 0 | 0 | 0 | 0 | 0 | 0 | 0 | 0 | 0 | 0 | 0 | 0 | 0 | 0 | 0 | 0 | 0 | 0 | 0 | 0 | 0 | 0 | 0 | 0 | 0 | 1 | Southern_PGAE_Li_Battery_4hr | Southern_PGAE_Li_Battery_8hr | Southern_PGAE_Solar |  | Kern_Greater_Carrizo_Wind |  |  |  | Southern_PGAE | Peninsula_Monterey
PG&E GBA | Soledad | 60 | CA | 93960 | Monterey | 4 | 0 | 0 | 0 | 0 | 0 | 0 | 0 | 0 | 0 | 0 | 0 | 0 | 0 | 0 | 0 | 0 | 0 | 0 | 0 | 0 | 0 | 0 | 0 | 0 | 0 | 0 | 0 | 0 | 0 | 0 | 0 | 0 | 0 | 0 | 0 | 0 | 0 | 0 | 0 | 0 | 0 | 0 | 0 | 0 | 0 | 0 | 0 | 0 | 0 | 0 | 0 | 0 | 0 | 0 | 0 | 1 | 0 | 0 | 0 | 1 | 0 | 0 | 0 | 0 | 1 | 0 | 0 | 0 | 0 | 0 | 0 | 0 | 0 | 0 | 0 | 0 | 0 | 0 | 0 | 0 | 0 | 0 | 0 | 0 | 0 | 0 | 0 | 0 | 0 | 0 | 0 | 0 | 0 | 0 | 0 | 0 | 1 | Southern_PGAE_Li_Battery_4hr | Southern_PGAE_Li_Battery_8hr | Southern_PGAE_Solar |  | Kern_Greater_Carrizo_Wind |  |  |  | Southern_PGAE | Peninsula_Monterey
SDGE | Spring Valley | 69 | CA | 91977 | San Diego | 4 | 0 | 0 | 0 | 0 | 0 | 0 | 0 | 0 | 0 | 0 | 0 | 0 | 0 | 0 | 0 | 0 | 0 | 0 | 0 | 0 | 0 | 0 | 0 | 0 | 0 | 0 | 0 | 1 | 0 | 0 | 1 | 0 | 1 | 0 | 0 | 0 | 1 | 0 | 0 | 0 | 0 | 0 | 0 | 0 | 0 | 0 | 0 | 0 | 0 | 0 | 0 | 0 | 0 | 0 | 0 | 0 | 0 | 0 | 0 | 0 | 0 | 0 | 0 | 0 | 0 | 0 | 0 | 0 | 0 | 0 | 0 | 0 | 0 | 0 | 0 | 0 | 0 | 0 | 0 | 0 | 0 | 0 | 0 | 0 | 0 | 0 | 0 | 0 | 0 | 0 | 0 | 0 | 0 | 0 | 0 | 0 | 0 | San_Diego_Li_Battery_4hr | San_Diego_Li_Battery_8hr | San_Diego_Solar |  | 0 |  |  |  | Greater_SD | Greater_SD
SCE Northern | Springville | 230 | CA | 93257 | TULARE | 4 | 1 | 0 | 1 | 0 | 0 | 1 | 1 | 0 | 0 | 0 | 0 | 0 | 0 | 0 | 0 | 0 | 0 | 0 | 0 | 0 | 0 | 0 | 0 | 0 | 0 | 0 | 0 | 0 | 0 | 0 | 0 | 0 | 0 | 0 | 0 | 0 | 0 | 0 | 0 | 0 | 0 | 0 | 0 | 0 | 0 | 0 | 0 | 0 | 0 | 0 | 0 | 0 | 0 | 0 | 0 | 0 | 0 | 0 | 0 | 0 | 0 | 0 | 0 | 0 | 0 | 0 | 0 | 0 | 0 | 0 | 0 | 0 | 0 | 0 | 0 | 0 | 0 | 0 | 0 | 0 | 0 | 0 | 0 | 0 | 0 | 0 | 0 | 0 | 0 | 0 | 0 | 0 | 0 | 0 | 0 | 0 | 0 | Tehachapi_Li_Battery_4hr | Tehachapi_Li_Battery_8hr | Tehachapi_Solar |  | Central_Valley_North_Los_Banos_Wind |  |  |  | Tehachapi | Central_Valley_North_Los_Banos
PG&E GBA | Stagg | 230 | CA | 95219 | SAN JOAQUIN | 5 | 0 | 0 | 0 | 0 | 0 | 0 | 0 | 0 | 0 | 0 | 0 | 0 | 0 | 0 | 0 | 0 | 0 | 0 | 0 | 0 | 0 | 0 | 0 | 0 | 0 | 0 | 0 | 0 | 0 | 0 | 0 | 0 | 0 | 0 | 0 | 0 | 0 | 0 | 0 | 1 | 0 | 0 | 0 | 0 | 0 | 1 | 0 | 0 | 0 | 0 | 0 | 0 | 0 | 0 | 0 | 0 | 0 | 0 | 0 | 1 | 1 | 0 | 0 | 0 | 0 | 1 | 0 | 0 | 0 | 0 | 0 | 0 | 0 | 0 | 0 | 0 | 0 | 0 | 0 | 0 | 0 | 0 | 0 | 0 | 0 | 0 | 0 | 0 | 0 | 0 | 0 | 0 | 0 | 0 | 0 | 0 | 0 | Northern_California_Li_Battery_4hr | Northern_California_Li_Battery_8hr | Northern_California_Solar |  | Solano_Wind |  |  |  | Northern_California | Solano
PG&E GBA | Standard Oil | 115 | CA |  |  | 10 | 0 | 0 | 0 | 0 | 0 | 0 | 0 | 0 | 0 | 0 | 0 | 0 | 0 | 0 | 0 | 0 | 0 | 0 | 0 | 0 | 0 | 0 | 0 | 0 | 0 | 0 | 0 | 0 | 0 | 0 | 0 | 0 | 0 | 0 | 0 | 0 | 0 | 0 | 0 | 1 | 0 | 0 | 0 | 0 | 0 | 0 | 0 | 0 | 0 | 1 | 0 | 0 | 1 | 1 | 1 | 1 | 0 | 0 | 1 | 1 | 0 | 1 | 0 | 0 | 0 | 1 | 0 | 0 | 0 | 0 | 0 | 0 | 0 | 0 | 0 | 0 | 0 | 0 | 0 | 0 | 0 | 0 | 0 | 0 | 0 | 0 | 0 | 0 | 0 | 0 | 0 | 0 | 0 | 0 | 0 | 0 | 0 | Northern_California_Li_Battery_4hr | Northern_California_Li_Battery_8hr | Northern_California_Solar |  | Solano_Wind |  |  |  | Northern_California | Solano
PG&E GBA | Stanislaus | 115 | CA | 95346 | TUOLUMNE | 5 | 0 | 0 | 0 | 0 | 0 | 0 | 0 | 0 | 0 | 0 | 0 | 0 | 0 | 0 | 0 | 0 | 0 | 0 | 0 | 0 | 0 | 0 | 0 | 0 | 0 | 0 | 0 | 0 | 0 | 0 | 0 | 0 | 0 | 0 | 0 | 0 | 0 | 0 | 0 | 0 | 0 | 0 | 0 | 0 | 0 | 1 | 0 | 0 | 0 | 0 | 0 | 0 | 0 | 0 | 0 | 1 | 0 | 1 | 0 | 1 | 0 | 0 | 0 | 0 | 0 | 1 | 0 | 0 | 0 | 0 | 0 | 0 | 0 | 0 | 0 | 0 | 0 | 0 | 0 | 0 | 0 | 0 | 0 | 0 | 0 | 0 | 0 | 0 | 0 | 0 | 0 | 0 | 0 | 0 | 0 | 0 | 0 | Northern_California_Li_Battery_4hr | Northern_California_Li_Battery_8hr | Northern_California_Solar |  | Central_Valley_North_Los_Banos_Wind |  |  |  | Northern_California | El_Dorado_Mariposa
PG&E KERN | Stockdale | 115 | CA | 93313 | KERN | 4 | 0 | 0 | 0 | 0 | 0 | 0 | 0 | 0 | 0 | 0 | 0 | 0 | 0 | 0 | 0 | 0 | 0 | 0 | 0 | 0 | 0 | 0 | 0 | 0 | 0 | 0 | 0 | 0 | 0 | 0 | 0 | 0 | 0 | 0 | 0 | 0 | 0 | 0 | 0 | 0 | 0 | 0 | 0 | 0 | 0 | 0 | 0 | 0 | 0 | 0 | 0 | 0 | 0 | 0 | 0 | 0 | 0 | 0 | 0 | 0 | 0 | 0 | 0 | 0 | 0 | 0 | 0 | 1 | 1 | 0 | 0 | 0 | 0 | 1 | 0 | 0 | 0 | 0 | 0 | 1 | 0 | 0 | 0 | 0 | 0 | 0 | 0 | 0 | 0 | 0 | 0 | 0 | 0 | 0 | 0 | 0 | 0 | Southern_PGAE_Li_Battery_4hr | Southern_PGAE_Li_Battery_8hr | Southern_PGAE_Solar |  | Central_Valley_North_Los_Banos_Wind |  |  |  | Southern_PGAE | Central_Valley_North_Los_Banos
PG&E KERN | Stockdale | 230 | CA | 93313 | KERN | 3 | 0 | 0 | 0 | 0 | 0 | 0 | 0 | 0 | 0 | 0 | 0 | 0 | 0 | 0 | 0 | 0 | 0 | 0 | 0 | 0 | 0 | 0 | 0 | 0 | 0 | 0 | 0 | 0 | 0 | 0 | 0 | 0 | 0 | 0 | 0 | 0 | 0 | 0 | 0 | 0 | 0 | 0 | 0 | 0 | 0 | 0 | 0 | 0 | 0 | 0 | 0 | 0 | 0 | 0 | 0 | 0 | 0 | 0 | 0 | 0 | 0 | 0 | 0 | 0 | 0 | 0 | 0 | 1 | 1 | 0 | 0 | 0 | 0 | 0 | 0 | 0 | 0 | 0 | 0 | 1 | 0 | 0 | 0 | 0 | 0 | 0 | 0 | 0 | 0 | 0 | 0 | 0 | 0 | 0 | 0 | 0 | 0 | Southern_PGAE_Li_Battery_4hr | Southern_PGAE_Li_Battery_8hr | Southern_PGAE_Solar |  | Central_Valley_North_Los_Banos_Wind |  |  |  | Southern_PGAE | Central_Valley_North_Los_Banos
PG&E GBA | Stockton A | 115 | CA | 95203 | San Joaquin | 4 | 0 | 0 | 0 | 0 | 0 | 0 | 0 | 0 | 0 | 0 | 0 | 0 | 0 | 0 | 0 | 0 | 0 | 0 | 0 | 0 | 0 | 0 | 0 | 0 | 0 | 0 | 0 | 0 | 0 | 0 | 0 | 0 | 0 | 0 | 0 | 0 | 0 | 0 | 0 | 0 | 0 | 0 | 0 | 0 | 0 | 1 | 0 | 0 | 0 | 0 | 0 | 0 | 0 | 0 | 0 | 0 | 0 | 0 | 0 | 1 | 1 | 0 | 0 | 0 | 0 | 0 | 0 | 0 | 0 | 0 | 0 | 0 | 0 | 0 | 0 | 0 | 0 | 0 | 0 | 0 | 0 | 0 | 0 | 0 | 0 | 1 | 0 | 0 | 0 | 0 | 0 | 0 | 0 | 0 | 0 | 0 | 0 | Northern_California_Li_Battery_4hr | Northern_California_Li_Battery_8hr | Northern_California_Solar |  | Solano_Wind |  |  |  | Northern_California | Solano
PG&E GBA | Stone | 115 | CA | 95125 | Santa Clara | 2 | 0 | 0 | 0 | 0 | 0 | 0 | 0 | 0 | 0 | 0 | 0 | 0 | 0 | 0 | 0 | 0 | 0 | 0 | 0 | 0 | 0 | 0 | 0 | 0 | 0 | 0 | 0 | 0 | 0 | 0 | 0 | 0 | 0 | 0 | 0 | 0 | 0 | 0 | 0 | 0 | 0 | 0 | 0 | 0 | 0 | 0 | 0 | 0 | 0 | 0 | 0 | 0 | 0 | 0 | 0 | 0 | 0 | 0 | 0 | 1 | 0 | 0 | 0 | 0 | 0 | 0 | 0 | 0 | 0 | 0 | 0 | 0 | 0 | 0 | 0 | 0 | 0 | 0 | 0 | 0 | 0 | 0 | 0 | 0 | 0 | 0 | 0 | 0 | 0 | 0 | 0 | 0 | 0 | 0 | 0 | 0 | 1 | Northern_California_Li_Battery_4hr | Northern_California_Li_Battery_8hr | Northern_California_Solar |  | Kern_Greater_Carrizo_Wind |  |  |  | Northern_California | Peninsula_Monterey
PG&E FRESNO | Storey | 230 | CA | 93638 | MADERA | 13 | 0 | 0 | 0 | 0 | 0 | 0 | 0 | 0 | 0 | 0 | 0 | 0 | 0 | 0 | 0 | 0 | 0 | 0 | 0 | 0 | 0 | 0 | 0 | 0 | 0 | 0 | 0 | 0 | 0 | 0 | 0 | 0 | 0 | 0 | 0 | 0 | 0 | 0 | 0 | 0 | 0 | 0 | 0 | 0 | 0 | 1 | 0 | 0 | 0 | 0 | 0 | 0 | 0 | 0 | 0 | 0 | 0 | 0 | 0 | 0 | 0 | 0 | 0 | 0 | 0 | 0 | 0 | 0 | 0 | 0 | 0 | 0 | 0 | 0 | 0 | 0 | 0 | 0 | 1 | 1 | 0 | 1 | 1 | 1 | 1 | 1 | 0 | 1 | 1 | 1 | 0 | 0 | 1 | 0 | 1 | 0 | 0 | Southern_PGAE_Li_Battery_4hr | Southern_PGAE_Li_Battery_8hr | Southern_PGAE_Solar |  | Central_Valley_North_Los_Banos_Wind |  |  |  | Southern_PGAE | Central_Valley_North_Los_Banos
PG&E NGBA | Summit | 115 | CA | 96161 | PLACER | 8 | 0 | 0 | 0 | 0 | 0 | 0 | 0 | 0 | 0 | 0 | 0 | 0 | 0 | 0 | 0 | 0 | 0 | 0 | 0 | 0 | 0 | 0 | 0 | 0 | 0 | 0 | 0 | 0 | 0 | 0 | 0 | 0 | 0 | 0 | 0 | 0 | 0 | 0 | 0 | 1 | 1 | 0 | 1 | 0 | 0 | 1 | 1 | 1 | 0 | 0 | 0 | 0 | 0 | 0 | 0 | 0 | 0 | 0 | 0 | 1 | 1 | 0 | 0 | 0 | 0 | 0 | 0 | 0 | 0 | 0 | 0 | 0 | 0 | 0 | 0 | 0 | 0 | 0 | 0 | 0 | 0 | 0 | 0 | 0 | 0 | 0 | 0 | 0 | 0 | 0 | 0 | 0 | 0 | 0 | 0 | 0 | 0 | Northern_California_Li_Battery_4hr | Northern_California_Li_Battery_8hr | Northern_California_Solar | Northern_Nevada_Geothermal | Northern_California_Wind |  |  |  | Northern_California | Northern_California
SDGE | Suncrest | 230 | CA | 91901 | SAN DIEGO | 3 | 0 | 0 | 0 | 0 | 0 | 0 | 0 | 0 | 0 | 0 | 0 | 0 | 0 | 0 | 0 | 0 | 0 | 0 | 0 | 0 | 0 | 0 | 0 | 0 | 0 | 0 | 0 | 0 | 0 | 0 | 1 | 0 | 1 | 0 | 0 | 1 | 0 | 0 | 0 | 0 | 0 | 0 | 0 | 0 | 0 | 0 | 0 | 0 | 0 | 0 | 0 | 0 | 0 | 0 | 0 | 0 | 0 | 0 | 0 | 0 | 0 | 0 | 0 | 0 | 0 | 0 | 0 | 0 | 0 | 0 | 0 | 0 | 0 | 0 | 0 | 0 | 0 | 0 | 0 | 0 | 0 | 0 | 0 | 0 | 0 | 0 | 0 | 0 | 0 | 0 | 0 | 0 | 0 | 0 | 0 | 0 | 0 | San_Diego_Li_Battery_4hr | San_Diego_Li_Battery_8hr | San_Diego_Solar |  | 0 |  |  |  | Greater_SD | Greater_SD
SDGE | Suncrest | 500 | CA | 91901 | SAN DIEGO | 3 | 0 | 0 | 0 | 0 | 0 | 0 | 0 | 0 | 0 | 0 | 0 | 0 | 0 | 0 | 0 | 0 | 0 | 0 | 0 | 0 | 0 | 0 | 0 | 0 | 0 | 0 | 0 | 0 | 0 | 0 | 1 | 0 | 1 | 0 | 0 | 1 | 0 | 0 | 0 | 0 | 0 | 0 | 0 | 0 | 0 | 0 | 0 | 0 | 0 | 0 | 0 | 0 | 0 | 0 | 0 | 0 | 0 | 0 | 0 | 0 | 0 | 0 | 0 | 0 | 0 | 0 | 0 | 0 | 0 | 0 | 0 | 0 | 0 | 0 | 0 | 0 | 0 | 0 | 0 | 0 | 0 | 0 | 0 | 0 | 0 | 0 | 0 | 0 | 0 | 0 | 0 | 0 | 0 | 0 | 0 | 0 | 0 | San_Diego_Li_Battery_4hr | San_Diego_Li_Battery_8hr | San_Diego_Solar |  | 0 |  |  |  | Greater_SD | Greater_SD
PG&E KERN | Sunrise | 230 | CA | 93224 | KERN | 5 | 0 | 0 | 0 | 0 | 0 | 0 | 0 | 0 | 0 | 0 | 0 | 0 | 0 | 0 | 0 | 0 | 0 | 0 | 0 | 0 | 0 | 0 | 0 | 0 | 0 | 0 | 0 | 0 | 0 | 0 | 0 | 0 | 0 | 0 | 0 | 0 | 0 | 0 | 0 | 0 | 0 | 0 | 0 | 0 | 0 | 0 | 0 | 0 | 0 | 0 | 0 | 0 | 0 | 0 | 0 | 0 | 0 | 0 | 0 | 0 | 0 | 0 | 0 | 0 | 0 | 0 | 0 | 1 | 1 | 0 | 0 | 0 | 0 | 0 | 1 | 0 | 0 | 0 | 1 | 0 | 0 | 0 | 0 | 0 | 0 | 0 | 0 | 0 | 0 | 0 | 0 | 0 | 0 | 0 | 1 | 0 | 0 | Southern_PGAE_Li_Battery_4hr | Southern_PGAE_Li_Battery_8hr | Southern_PGAE_Solar |  | Central_Valley_North_Los_Banos_Wind |  |  |  | Southern_PGAE | Central_Valley_North_Los_Banos
PG&E KERN | Sunset | 230 | CA | 93224 | KERN | 6 | 0 | 0 | 0 | 0 | 0 | 0 | 0 | 0 | 0 | 0 | 0 | 0 | 0 | 0 | 0 | 0 | 0 | 0 | 0 | 0 | 0 | 0 | 0 | 0 | 0 | 0 | 0 | 0 | 0 | 0 | 0 | 0 | 0 | 0 | 0 | 0 | 0 | 0 | 0 | 0 | 0 | 0 | 0 | 0 | 0 | 0 | 0 | 0 | 0 | 0 | 0 | 0 | 0 | 0 | 0 | 0 | 0 | 0 | 0 | 0 | 0 | 0 | 0 | 0 | 0 | 0 | 0 | 1 | 1 | 0 | 1 | 0 | 0 | 0 | 1 | 0 | 0 | 0 | 1 | 0 | 0 | 0 | 0 | 0 | 0 | 0 | 0 | 0 | 0 | 0 | 0 | 0 | 0 | 0 | 1 | 0 | 0 | Southern_PGAE_Li_Battery_4hr | Southern_PGAE_Li_Battery_8hr | Southern_PGAE_Solar |  | Central_Valley_North_Los_Banos_Wind |  |  |  | Southern_PGAE | Central_Valley_North_Los_Banos
PG&E GBA | Swift | 115 | CA | 95148 | Santa Clara | 2 | 0 | 0 | 0 | 0 | 0 | 0 | 0 | 0 | 0 | 0 | 0 | 0 | 0 | 0 | 0 | 0 | 0 | 0 | 0 | 0 | 0 | 0 | 0 | 0 | 0 | 0 | 0 | 0 | 0 | 0 | 0 | 0 | 0 | 0 | 0 | 0 | 0 | 0 | 0 | 0 | 0 | 0 | 0 | 0 | 0 | 0 | 0 | 0 | 0 | 0 | 0 | 0 | 0 | 0 | 0 | 1 | 0 | 0 | 0 | 1 | 0 | 0 | 0 | 0 | 0 | 0 | 0 | 0 | 0 | 0 | 0 | 0 | 0 | 0 | 0 | 0 | 0 | 0 | 0 | 0 | 0 | 0 | 0 | 0 | 0 | 0 | 0 | 0 | 0 | 0 | 0 | 0 | 0 | 0 | 0 | 0 | 0 | Northern_California_Li_Battery_4hr | Northern_California_Li_Battery_8hr | Northern_California_Solar |  | Kern_Greater_Carrizo_Wind |  |  |  | Northern_California | Peninsula_Monterey
SDGE | Sycamore Canyon | 138 | CA | 92071 | SAN DIEGO | 4 | 0 | 0 | 0 | 0 | 0 | 0 | 0 | 0 | 0 | 0 | 0 | 0 | 0 | 0 | 0 | 0 | 0 | 0 | 0 | 0 | 0 | 0 | 0 | 0 | 0 | 0 | 1 | 0 | 1 | 0 | 1 | 0 | 1 | 0 | 0 | 0 | 0 | 0 | 0 | 0 | 0 | 0 | 0 | 0 | 0 | 0 | 0 | 0 | 0 | 0 | 0 | 0 | 0 | 0 | 0 | 0 | 0 | 0 | 0 | 0 | 0 | 0 | 0 | 0 | 0 | 0 | 0 | 0 | 0 | 0 | 0 | 0 | 0 | 0 | 0 | 0 | 0 | 0 | 0 | 0 | 0 | 0 | 0 | 0 | 0 | 0 | 0 | 0 | 0 | 0 | 0 | 0 | 0 | 0 | 0 | 0 | 0 | San_Diego_Li_Battery_4hr | San_Diego_Li_Battery_8hr | San_Diego_Solar |  | 0 |  |  |  | Greater_SD | Greater_SD
SDGE | Sycamore Canyon | 230 | CA | 92071 | SAN DIEGO | 4 | 0 | 0 | 0 | 0 | 0 | 0 | 0 | 0 | 0 | 0 | 0 | 0 | 0 | 0 | 0 | 0 | 0 | 0 | 0 | 0 | 0 | 0 | 0 | 0 | 0 | 1 | 0 | 0 | 1 | 0 | 1 | 0 | 1 | 0 | 0 | 0 | 0 | 0 | 0 | 0 | 0 | 0 | 0 | 0 | 0 | 0 | 0 | 0 | 0 | 0 | 0 | 0 | 0 | 0 | 0 | 0 | 0 | 0 | 0 | 0 | 0 | 0 | 0 | 0 | 0 | 0 | 0 | 0 | 0 | 0 | 0 | 0 | 0 | 0 | 0 | 0 | 0 | 0 | 0 | 0 | 0 | 0 | 0 | 0 | 0 | 0 | 0 | 0 | 0 | 0 | 0 | 0 | 0 | 0 | 0 | 0 | 0 | San_Diego_Li_Battery_4hr | San_Diego_Li_Battery_8hr | San_Diego_Solar |  | 0 |  |  |  | Greater_SD | Greater_SD
SDGE | Sycamore Canyon | 69 | CA | 92071 | SAN DIEGO | 3 | 0 | 0 | 0 | 0 | 0 | 0 | 0 | 0 | 0 | 0 | 0 | 0 | 0 | 0 | 0 | 0 | 0 | 0 | 0 | 0 | 0 | 0 | 0 | 0 | 0 | 1 | 0 | 0 | 0 | 0 | 1 | 0 | 1 | 0 | 0 | 0 | 0 | 0 | 0 | 0 | 0 | 0 | 0 | 0 | 0 | 0 | 0 | 0 | 0 | 0 | 0 | 0 | 0 | 0 | 0 | 0 | 0 | 0 | 0 | 0 | 0 | 0 | 0 | 0 | 0 | 0 | 0 | 0 | 0 | 0 | 0 | 0 | 0 | 0 | 0 | 0 | 0 | 0 | 0 | 0 | 0 | 0 | 0 | 0 | 0 | 0 | 0 | 0 | 0 | 0 | 0 | 0 | 0 | 0 | 0 | 0 | 0 | San_Diego_Li_Battery_4hr | San_Diego_Li_Battery_8hr | San_Diego_Solar |  | 0 |  |  |  | Greater_SD | Greater_SD
SCE Northern | Sylmar | 230 | CA | 91342 | LOS ANGELES | 1 | 0 | 0 | 0 | 0 | 0 | 0 | 0 | 0 | 0 | 0 | 0 | 0 | 0 | 0 | 0 | 0 | 0 | 0 | 0 | 0 | 0 | 0 | 0 | 0 | 1 | 0 | 0 | 0 | 0 | 0 | 0 | 0 | 0 | 0 | 0 | 0 | 0 | 0 | 0 | 0 | 0 | 0 | 0 | 0 | 0 | 0 | 0 | 0 | 0 | 0 | 0 | 0 | 0 | 0 | 0 | 0 | 0 | 0 | 0 | 0 | 0 | 0 | 0 | 0 | 0 | 0 | 0 | 0 | 0 | 0 | 0 | 0 | 0 | 0 | 0 | 0 | 0 | 0 | 0 | 0 | 0 | 0 | 0 | 0 | 0 | 0 | 0 | 0 | 0 | 0 | 0 | 0 | 0 | 0 | 0 | 0 | 0 | Greater_LA_Li_Battery_4hr | Greater_LA_Li_Battery_8hr | Greater_LA_Solar |  | Tehachapi_Wind |  |  |  | Greater_LA | Tehachapi
PG&E NGBA | Table Mountain | 115 | CA | 95965 | BUTTE | 1 | 0 | 0 | 0 | 0 | 0 | 0 | 0 | 0 | 0 | 0 | 0 | 0 | 0 | 0 | 0 | 0 | 0 | 0 | 0 | 0 | 0 | 0 | 0 | 0 | 0 | 0 | 0 | 0 | 0 | 0 | 0 | 0 | 0 | 0 | 0 | 0 | 0 | 0 | 0 | 1 | 0 | 0 | 0 | 0 | 0 | 0 | 0 | 0 | 0 | 0 | 0 | 0 | 0 | 0 | 0 | 0 | 0 | 0 | 0 | 0 | 0 | 0 | 0 | 0 | 0 | 0 | 0 | 0 | 0 | 0 | 0 | 0 | 0 | 0 | 0 | 0 | 0 | 0 | 0 | 0 | 0 | 0 | 0 | 0 | 0 | 0 | 0 | 0 | 0 | 0 | 0 | 0 | 0 | 0 | 0 | 0 | 0 | Northern_California_Li_Battery_4hr | Northern_California_Li_Battery_8hr | Northern_California_Solar |  | Northern_California_Wind |  |  |  | Northern_California | Northern_California
PG&E NGBA | Table Mountain | 230 | CA | 95965 | BUTTE | 3 | 0 | 0 | 0 | 0 | 0 | 0 | 0 | 0 | 0 | 0 | 0 | 0 | 0 | 0 | 0 | 0 | 0 | 0 | 0 | 0 | 0 | 0 | 0 | 0 | 0 | 0 | 0 | 0 | 0 | 0 | 0 | 0 | 0 | 0 | 0 | 0 | 0 | 0 | 0 | 1 | 0 | 0 | 0 | 0 | 0 | 1 | 0 | 0 | 0 | 0 | 0 | 0 | 0 | 0 | 0 | 0 | 0 | 0 | 0 | 1 | 0 | 0 | 0 | 0 | 0 | 0 | 0 | 0 | 0 | 0 | 0 | 0 | 0 | 0 | 0 | 0 | 0 | 0 | 0 | 0 | 0 | 0 | 0 | 0 | 0 | 0 | 0 | 0 | 0 | 0 | 0 | 0 | 0 | 0 | 0 | 0 | 0 | Northern_California_Li_Battery_4hr | Northern_California_Li_Battery_8hr | Northern_California_Solar |  | Northern_California_Wind |  |  |  | Northern_California | Northern_California
PG&E NGBA | Table Mountain | 500 | CA | 95965 | BUTTE | 1 | 0 | 0 | 0 | 0 | 0 | 0 | 0 | 0 | 0 | 0 | 0 | 0 | 0 | 0 | 0 | 0 | 0 | 0 | 0 | 0 | 0 | 0 | 0 | 0 | 0 | 0 | 0 | 0 | 0 | 0 | 0 | 0 | 0 | 0 | 0 | 0 | 0 | 0 | 0 | 1 | 0 | 0 | 0 | 0 | 0 | 0 | 0 | 0 | 0 | 0 | 0 | 0 | 0 | 0 | 0 | 0 | 0 | 0 | 0 | 0 | 0 | 0 | 0 | 0 | 0 | 0 | 0 | 0 | 0 | 0 | 0 | 0 | 0 | 0 | 0 | 0 | 0 | 0 | 0 | 0 | 0 | 0 | 0 | 0 | 0 | 0 | 0 | 0 | 0 | 0 | 0 | 0 | 0 | 0 | 0 | 0 | 0 | Northern_California_Li_Battery_4hr | Northern_California_Li_Battery_8hr | Northern_California_Solar |  | Northern_California_Wind |  |  |  | Northern_California | Northern_California
PG&E NGBA | Table Mountain | 60 | CA | 95965 | BUTTE | 3 | 0 | 0 | 0 | 0 | 0 | 0 | 0 | 0 | 0 | 0 | 0 | 0 | 0 | 0 | 0 | 0 | 0 | 0 | 0 | 0 | 0 | 0 | 0 | 0 | 0 | 0 | 0 | 0 | 0 | 0 | 0 | 0 | 0 | 0 | 0 | 0 | 0 | 0 | 0 | 1 | 0 | 0 | 0 | 0 | 0 | 1 | 0 | 0 | 0 | 0 | 0 | 0 | 0 | 0 | 0 | 0 | 0 | 0 | 0 | 1 | 0 | 0 | 0 | 0 | 0 | 0 | 0 | 0 | 0 | 0 | 0 | 0 | 0 | 0 | 0 | 0 | 0 | 0 | 0 | 0 | 0 | 0 | 0 | 0 | 0 | 0 | 0 | 0 | 0 | 0 | 0 | 0 | 0 | 0 | 0 | 0 | 0 | Northern_California_Li_Battery_4hr | Northern_California_Li_Battery_8hr | Northern_California_Solar |  | Northern_California_Wind |  |  |  | Northern_California | Northern_California
PG&E KERN | Taft | 115 | CA | 93268 | KERN | 6 | 0 | 0 | 0 | 0 | 0 | 0 | 0 | 0 | 0 | 0 | 0 | 0 | 0 | 0 | 0 | 0 | 0 | 0 | 0 | 0 | 0 | 0 | 0 | 0 | 0 | 0 | 0 | 0 | 0 | 0 | 0 | 0 | 0 | 0 | 0 | 0 | 0 | 0 | 0 | 0 | 0 | 0 | 0 | 0 | 0 | 0 | 0 | 0 | 0 | 0 | 0 | 0 | 0 | 0 | 0 | 0 | 0 | 0 | 0 | 0 | 0 | 0 | 0 | 0 | 0 | 0 | 0 | 1 | 1 | 0 | 1 | 0 | 0 | 0 | 1 | 0 | 0 | 0 | 1 | 0 | 0 | 0 | 0 | 0 | 0 | 0 | 0 | 0 | 0 | 0 | 0 | 0 | 0 | 0 | 1 | 0 | 0 | Southern_PGAE_Li_Battery_4hr | Southern_PGAE_Li_Battery_8hr | Southern_PGAE_Solar |  | Central_Valley_North_Los_Banos_Wind |  |  |  | Southern_PGAE | Central_Valley_North_Los_Banos
SDGE | Talega | 138 | CA | 92672 | SAN DIEGO | 3 | 0 | 0 | 0 | 0 | 0 | 0 | 0 | 0 | 0 | 0 | 0 | 0 | 0 | 0 | 0 | 0 | 0 | 0 | 0 | 0 | 0 | 0 | 0 | 0 | 0 | 1 | 0 | 0 | 0 | 0 | 0 | 0 | 0 | 0 | 0 | 0 | 0 | 1 | 1 | 0 | 0 | 0 | 0 | 0 | 0 | 0 | 0 | 0 | 0 | 0 | 0 | 0 | 0 | 0 | 0 | 0 | 0 | 0 | 0 | 0 | 0 | 0 | 0 | 0 | 0 | 0 | 0 | 0 | 0 | 0 | 0 | 0 | 0 | 0 | 0 | 0 | 0 | 0 | 0 | 0 | 0 | 0 | 0 | 0 | 0 | 0 | 0 | 0 | 0 | 0 | 0 | 0 | 0 | 0 | 0 | 0 | 0 | Greater_LA_Li_Battery_4hr | Greater_LA_Li_Battery_8hr | Greater_LA_Solar |  | 0 |  |  |  | Greater_LA | Greater_SD
SDGE | Talega | 230 | CA | 92672 | SAN DIEGO | 2 | 0 | 0 | 0 | 0 | 0 | 0 | 0 | 0 | 0 | 0 | 0 | 0 | 0 | 0 | 0 | 0 | 0 | 0 | 0 | 0 | 0 | 0 | 0 | 0 | 0 | 1 | 0 | 0 | 0 | 0 | 0 | 0 | 0 | 0 | 0 | 0 | 0 | 1 | 0 | 0 | 0 | 0 | 0 | 0 | 0 | 0 | 0 | 0 | 0 | 0 | 0 | 0 | 0 | 0 | 0 | 0 | 0 | 0 | 0 | 0 | 0 | 0 | 0 | 0 | 0 | 0 | 0 | 0 | 0 | 0 | 0 | 0 | 0 | 0 | 0 | 0 | 0 | 0 | 0 | 0 | 0 | 0 | 0 | 0 | 0 | 0 | 0 | 0 | 0 | 0 | 0 | 0 | 0 | 0 | 0 | 0 | 0 | Greater_LA_Li_Battery_4hr | Greater_LA_Li_Battery_8hr | Greater_LA_Solar |  | 0 |  |  |  | Greater_LA | Greater_SD
PG&E GBA | Tassajara | 230 | CA | 94506 | CONTRA COSTA | 1 | 0 | 0 | 0 | 0 | 0 | 0 | 0 | 0 | 0 | 0 | 0 | 0 | 0 | 0 | 0 | 0 | 0 | 0 | 0 | 0 | 0 | 0 | 0 | 0 | 0 | 0 | 0 | 0 | 0 | 0 | 0 | 0 | 0 | 0 | 0 | 0 | 0 | 0 | 0 | 1 | 0 | 0 | 0 | 0 | 0 | 0 | 0 | 0 | 0 | 0 | 0 | 0 | 0 | 0 | 0 | 0 | 0 | 0 | 0 | 0 | 0 | 0 | 0 | 0 | 0 | 0 | 0 | 0 | 0 | 0 | 0 | 0 | 0 | 0 | 0 | 0 | 0 | 0 | 0 | 0 | 0 | 0 | 0 | 0 | 0 | 0 | 0 | 0 | 0 | 0 | 0 | 0 | 0 | 0 | 0 | 0 | 0 | Northern_California_Li_Battery_4hr | Northern_California_Li_Battery_8hr | Northern_California_Solar |  | Solano_Wind |  |  |  | Northern_California | Solano
PG&E KERN | Tejon | 70 | CA | 93307 | Kern | 3 | 0 | 0 | 0 | 0 | 0 | 0 | 0 | 0 | 0 | 0 | 0 | 0 | 0 | 0 | 0 | 0 | 0 | 0 | 0 | 0 | 0 | 0 | 0 | 0 | 0 | 0 | 0 | 0 | 0 | 0 | 0 | 0 | 0 | 0 | 0 | 0 | 0 | 0 | 0 | 0 | 0 | 0 | 0 | 0 | 0 | 0 | 0 | 0 | 0 | 0 | 0 | 0 | 0 | 0 | 0 | 0 | 0 | 0 | 0 | 0 | 0 | 0 | 0 | 0 | 0 | 0 | 0 | 1 | 1 | 0 | 0 | 0 | 0 | 0 | 0 | 0 | 0 | 0 | 0 | 1 | 0 | 0 | 0 | 0 | 0 | 0 | 0 | 0 | 0 | 0 | 0 | 0 | 0 | 0 | 0 | 0 | 0 | Southern_PGAE_Li_Battery_4hr | Southern_PGAE_Li_Battery_8hr | Southern_PGAE_Solar |  | Central_Valley_North_Los_Banos_Wind |  |  |  | Southern_PGAE | Central_Valley_North_Los_Banos
SDGE | Telegraph Canyon | 138 | CA | 91910 | San Diego | 4 | 0 | 0 | 0 | 0 | 0 | 0 | 0 | 0 | 0 | 0 | 0 | 0 | 0 | 0 | 0 | 0 | 0 | 0 | 0 | 0 | 0 | 0 | 0 | 0 | 0 | 0 | 0 | 0 | 0 | 0 | 1 | 0 | 1 | 0 | 0 | 1 | 1 | 0 | 0 | 0 | 0 | 0 | 0 | 0 | 0 | 0 | 0 | 0 | 0 | 0 | 0 | 0 | 0 | 0 | 0 | 0 | 0 | 0 | 0 | 0 | 0 | 0 | 0 | 0 | 0 | 0 | 0 | 0 | 0 | 0 | 0 | 0 | 0 | 0 | 0 | 0 | 0 | 0 | 0 | 0 | 0 | 0 | 0 | 0 | 0 | 0 | 0 | 0 | 0 | 0 | 0 | 0 | 0 | 0 | 0 | 0 | 0 | San_Diego_Li_Battery_4hr | San_Diego_Li_Battery_8hr | San_Diego_Solar |  | 0 |  |  |  | Greater_SD | Greater_SD
PG&E KERN | Temblor | 115 | CA | 93251 | KERN | 5 | 0 | 0 | 0 | 0 | 0 | 0 | 0 | 0 | 0 | 0 | 0 | 0 | 0 | 0 | 0 | 0 | 0 | 0 | 0 | 0 | 0 | 0 | 0 | 0 | 0 | 0 | 0 | 0 | 0 | 0 | 0 | 0 | 0 | 0 | 0 | 0 | 0 | 0 | 0 | 0 | 0 | 0 | 0 | 0 | 0 | 0 | 0 | 0 | 0 | 0 | 0 | 0 | 0 | 0 | 0 | 0 | 0 | 0 | 0 | 0 | 0 | 0 | 0 | 0 | 0 | 0 | 0 | 1 | 1 | 0 | 0 | 0 | 0 | 0 | 1 | 0 | 0 | 0 | 1 | 0 | 0 | 0 | 0 | 0 | 0 | 0 | 0 | 0 | 0 | 0 | 0 | 0 | 0 | 0 | 1 | 0 | 0 | Southern_PGAE_Li_Battery_4hr | Southern_PGAE_Li_Battery_8hr | Southern_PGAE_Solar |  | Central_Valley_North_Los_Banos_Wind |  |  |  | Southern_PGAE | Central_Valley_North_Los_Banos
PG&E KERN | Templeton | 230 | CA | 93465 | SAN LUIS OBISPO | 5 | 0 | 0 | 0 | 0 | 0 | 0 | 0 | 0 | 0 | 0 | 0 | 0 | 0 | 0 | 0 | 0 | 0 | 0 | 0 | 0 | 0 | 0 | 0 | 0 | 0 | 0 | 0 | 0 | 0 | 0 | 0 | 0 | 0 | 0 | 0 | 0 | 0 | 0 | 0 | 0 | 0 | 0 | 0 | 0 | 0 | 0 | 0 | 0 | 0 | 0 | 0 | 0 | 0 | 0 | 0 | 0 | 0 | 0 | 0 | 0 | 0 | 0 | 0 | 0 | 0 | 0 | 0 | 1 | 0 | 0 | 0 | 0 | 0 | 0 | 0 | 0 | 0 | 0 | 1 | 1 | 0 | 0 | 0 | 0 | 0 | 0 | 0 | 0 | 0 | 0 | 0 | 0 | 0 | 0 | 1 | 1 | 0 | Southern_PGAE_Li_Battery_4hr | Southern_PGAE_Li_Battery_8hr | Southern_PGAE_Solar |  | Kern_Greater_Carrizo_Wind |  |  |  | Southern_PGAE | Kern_Greater_Carrizo
PG&E KERN | Templeton | 70 | CA | 93465 | SAN LUIS OBISPO | 5 | 0 | 0 | 0 | 0 | 0 | 0 | 0 | 0 | 0 | 0 | 0 | 0 | 0 | 0 | 0 | 0 | 0 | 0 | 0 | 0 | 0 | 0 | 0 | 0 | 0 | 0 | 0 | 0 | 0 | 0 | 0 | 0 | 0 | 0 | 0 | 0 | 0 | 0 | 0 | 0 | 0 | 0 | 0 | 0 | 0 | 0 | 0 | 0 | 0 | 0 | 0 | 0 | 0 | 0 | 0 | 0 | 0 | 0 | 0 | 0 | 0 | 0 | 0 | 0 | 0 | 0 | 0 | 1 | 1 | 0 | 0 | 0 | 0 | 0 | 0 | 0 | 0 | 0 | 0 | 1 | 0 | 0 | 0 | 0 | 0 | 1 | 0 | 0 | 0 | 0 | 0 | 0 | 0 | 0 | 0 | 1 | 0 | Southern_PGAE_Li_Battery_4hr | Southern_PGAE_Li_Battery_8hr | Southern_PGAE_Solar |  | Kern_Greater_Carrizo_Wind |  |  |  | Southern_PGAE | Kern_Greater_Carrizo
PG&E GBA | Tesla | 115 | CA | 95377 | ALAMEDA | 3 | 0 | 0 | 0 | 0 | 0 | 0 | 0 | 0 | 0 | 0 | 0 | 0 | 0 | 0 | 0 | 0 | 0 | 0 | 0 | 0 | 0 | 0 | 0 | 0 | 0 | 0 | 0 | 0 | 0 | 0 | 0 | 0 | 0 | 0 | 0 | 0 | 0 | 0 | 0 | 0 | 0 | 0 | 0 | 0 | 0 | 0 | 0 | 0 | 0 | 0 | 0 | 0 | 0 | 0 | 0 | 1 | 0 | 0 | 0 | 1 | 0 | 0 | 0 | 0 | 0 | 1 | 0 | 0 | 0 | 0 | 0 | 0 | 0 | 0 | 0 | 0 | 0 | 0 | 0 | 0 | 0 | 0 | 0 | 0 | 0 | 0 | 0 | 0 | 0 | 0 | 0 | 0 | 0 | 0 | 0 | 0 | 0 | Northern_California_Li_Battery_4hr | Northern_California_Li_Battery_8hr | Northern_California_Solar |  | Solano_Wind |  |  |  | Northern_California | Solano
PG&E GBA | Tesla | 230 | CA | 95377 | ALAMEDA | 6 | 0 | 0 | 0 | 0 | 0 | 0 | 0 | 0 | 0 | 0 | 0 | 0 | 0 | 0 | 0 | 0 | 0 | 0 | 0 | 0 | 0 | 0 | 0 | 0 | 0 | 0 | 0 | 0 | 0 | 0 | 0 | 0 | 0 | 0 | 0 | 0 | 0 | 0 | 0 | 1 | 0 | 0 | 0 | 0 | 0 | 0 | 0 | 0 | 0 | 0 | 0 | 0 | 0 | 1 | 0 | 1 | 0 | 0 | 1 | 1 | 0 | 0 | 0 | 0 | 0 | 1 | 0 | 0 | 0 | 0 | 0 | 0 | 0 | 0 | 0 | 0 | 0 | 0 | 0 | 0 | 0 | 0 | 0 | 0 | 0 | 0 | 0 | 0 | 0 | 0 | 0 | 0 | 0 | 0 | 0 | 0 | 0 | Northern_California_Li_Battery_4hr | Northern_California_Li_Battery_8hr | Northern_California_Solar |  | Solano_Wind |  |  |  | Northern_California | Solano
PG&E GBA | Tesla | 500 | CA | 95377 | ALAMEDA | 4 | 0 | 0 | 0 | 0 | 0 | 0 | 0 | 0 | 0 | 0 | 0 | 0 | 0 | 0 | 0 | 0 | 0 | 0 | 0 | 0 | 0 | 0 | 0 | 0 | 0 | 0 | 0 | 0 | 0 | 0 | 0 | 0 | 0 | 0 | 0 | 0 | 0 | 0 | 0 | 0 | 0 | 0 | 0 | 0 | 0 | 0 | 0 | 0 | 0 | 0 | 0 | 0 | 0 | 0 | 0 | 1 | 0 | 0 | 1 | 1 | 0 | 0 | 0 | 0 | 0 | 1 | 0 | 0 | 0 | 0 | 0 | 0 | 0 | 0 | 0 | 0 | 0 | 0 | 0 | 0 | 0 | 0 | 0 | 0 | 0 | 0 | 0 | 0 | 0 | 0 | 0 | 0 | 0 | 0 | 0 | 0 | 0 | Northern_California_Li_Battery_4hr | Northern_California_Li_Battery_8hr | Northern_California_Solar |  | Solano_Wind | Wyoming_Wind |  |  | Northern_California | Solano
PG&E KERN | Tevis | 115 | CA | 93311 | KERN | 4 | 0 | 0 | 0 | 0 | 0 | 0 | 0 | 0 | 0 | 0 | 0 | 0 | 0 | 0 | 0 | 0 | 0 | 0 | 0 | 0 | 0 | 0 | 0 | 0 | 0 | 0 | 0 | 0 | 0 | 0 | 0 | 0 | 0 | 0 | 0 | 0 | 0 | 0 | 0 | 0 | 0 | 0 | 0 | 0 | 0 | 0 | 0 | 0 | 0 | 0 | 0 | 0 | 0 | 0 | 0 | 0 | 0 | 0 | 0 | 0 | 0 | 0 | 0 | 0 | 0 | 0 | 0 | 0 | 0 | 0 | 1 | 0 | 0 | 0 | 0 | 0 | 0 | 0 | 1 | 1 | 0 | 0 | 0 | 0 | 0 | 0 | 0 | 0 | 0 | 0 | 0 | 0 | 0 | 0 | 1 | 0 | 0 | Southern_PGAE_Li_Battery_4hr | Southern_PGAE_Li_Battery_8hr | Southern_PGAE_Solar |  | Central_Valley_North_Los_Banos_Wind |  |  |  | Southern_PGAE | Central_Valley_North_Los_Banos
EOP | Thousandaire | 138 | NV | 89061 | NYE | 3 | 0 | 0 | 0 | 0 | 0 | 0 | 0 | 0 | 0 | 0 | 0 | 0 | 0 | 0 | 0 | 0 | 0 | 0 | 0 | 0 | 0 | 0 | 1 | 1 | 1 | 0 | 0 | 0 | 0 | 0 | 0 | 0 | 0 | 0 | 0 | 0 | 0 | 0 | 0 | 0 | 0 | 0 | 0 | 0 | 0 | 0 | 0 | 0 | 0 | 0 | 0 | 0 | 0 | 0 | 0 | 0 | 0 | 0 | 0 | 0 | 0 | 0 | 0 | 0 | 0 | 0 | 0 | 0 | 0 | 0 | 0 | 0 | 0 | 0 | 0 | 0 | 0 | 0 | 0 | 0 | 0 | 0 | 0 | 0 | 0 | 0 | 0 | 0 | 0 | 0 | 0 | 0 | 0 | 0 | 0 | 0 | 0 | Southern_NV_Eldorado_Li_Battery_4hr | Southern_NV_Eldorado_Li_Battery_8hr | Southern_NV_Eldorado_Solar |  | Southern_NV_Eldorado_Wind |  |  |  | Southern_NV_Eldorado | Southern_NV_Eldorado
PG&E KERN | Topaz | 230 | CA | 90277 | LOS ANGELES | 5 | 0 | 0 | 0 | 0 | 0 | 0 | 0 | 0 | 0 | 0 | 0 | 0 | 0 | 0 | 0 | 0 | 0 | 0 | 0 | 0 | 0 | 0 | 0 | 0 | 0 | 0 | 0 | 0 | 0 | 0 | 0 | 0 | 0 | 0 | 0 | 0 | 0 | 0 | 0 | 0 | 0 | 0 | 0 | 0 | 0 | 0 | 0 | 0 | 0 | 0 | 0 | 0 | 0 | 0 | 0 | 0 | 0 | 0 | 0 | 0 | 0 | 0 | 0 | 0 | 0 | 0 | 0 | 1 | 0 | 0 | 0 | 0 | 0 | 0 | 0 | 0 | 0 | 0 | 1 | 1 | 0 | 0 | 0 | 0 | 0 | 0 | 0 | 0 | 0 | 0 | 0 | 0 | 0 | 0 | 1 | 1 | 0 | Greater_LA_Li_Battery_4hr | Greater_LA_Li_Battery_8hr | Greater_LA_Solar |  | 0 |  |  |  | Greater_LA | Greater_LA
SCE NOL | Tortilla | 115 | CA | 92311 | SAN BERNARDINO | 3 | 0 | 0 | 0 | 0 | 0 | 0 | 0 | 0 | 0 | 0 | 0 | 1 | 1 | 1 | 0 | 0 | 0 | 0 | 0 | 0 | 0 | 0 | 0 | 0 | 0 | 0 | 0 | 0 | 0 | 0 | 0 | 0 | 0 | 0 | 0 | 0 | 0 | 0 | 0 | 0 | 0 | 0 | 0 | 0 | 0 | 0 | 0 | 0 | 0 | 0 | 0 | 0 | 0 | 0 | 0 | 0 | 0 | 0 | 0 | 0 | 0 | 0 | 0 | 0 | 0 | 0 | 0 | 0 | 0 | 0 | 0 | 0 | 0 | 0 | 0 | 0 | 0 | 0 | 0 | 0 | 0 | 0 | 0 | 0 | 0 | 0 | 0 | 0 | 0 | 0 | 0 | 0 | 0 | 0 | 0 | 0 | 0 | Greater_Kramer_Li_Battery_4hr | Greater_Kramer_Li_Battery_8hr | Greater_Kramer_Solar |  | Greater_Kramer_Wind |  |  |  | Greater_Kramer | Greater_Kramer
SDGE | Trabuco | 138 | CA | 92677 | ORANGE | 3 | 0 | 0 | 0 | 0 | 0 | 0 | 0 | 0 | 0 | 0 | 0 | 0 | 0 | 0 | 0 | 0 | 0 | 0 | 0 | 0 | 0 | 0 | 0 | 0 | 0 | 1 | 0 | 0 | 0 | 0 | 0 | 0 | 0 | 0 | 0 | 0 | 0 | 1 | 1 | 0 | 0 | 0 | 0 | 0 | 0 | 0 | 0 | 0 | 0 | 0 | 0 | 0 | 0 | 0 | 0 | 0 | 0 | 0 | 0 | 0 | 0 | 0 | 0 | 0 | 0 | 0 | 0 | 0 | 0 | 0 | 0 | 0 | 0 | 0 | 0 | 0 | 0 | 0 | 0 | 0 | 0 | 0 | 0 | 0 | 0 | 0 | 0 | 0 | 0 | 0 | 0 | 0 | 0 | 0 | 0 | 0 | 0 | Greater_LA_Li_Battery_4hr | Greater_LA_Li_Battery_8hr | Greater_LA_Solar |  | 0 |  |  |  | Greater_LA | Greater_LA
PG&E GBA | Tracy | 115 | CA | 94514 | ALAMEDA | 3 | 0 | 0 | 0 | 0 | 0 | 0 | 0 | 0 | 0 | 0 | 0 | 0 | 0 | 0 | 0 | 0 | 0 | 0 | 0 | 0 | 0 | 0 | 0 | 0 | 0 | 0 | 0 | 0 | 0 | 0 | 0 | 0 | 0 | 0 | 0 | 0 | 0 | 0 | 0 | 0 | 0 | 0 | 0 | 0 | 0 | 1 | 0 | 0 | 0 | 0 | 0 | 0 | 0 | 0 | 0 | 1 | 0 | 0 | 0 | 1 | 0 | 0 | 0 | 0 | 0 | 0 | 0 | 0 | 0 | 0 | 0 | 0 | 0 | 0 | 0 | 0 | 0 | 0 | 0 | 0 | 0 | 0 | 0 | 0 | 0 | 0 | 0 | 0 | 0 | 0 | 0 | 0 | 0 | 0 | 0 | 0 | 0 | Northern_California_Li_Battery_4hr | Northern_California_Li_Battery_8hr | Northern_California_Solar |  | Solano_Wind |  |  |  | Northern_California | Solano
PG&E FRESNO | Tranquility | 230 | PGE |  |  | 6 | 0 | 0 | 0 | 0 | 0 | 0 | 0 | 0 | 0 | 0 | 0 | 0 | 0 | 0 | 0 | 0 | 0 | 0 | 0 | 0 | 0 | 0 | 0 | 0 | 0 | 0 | 0 | 0 | 0 | 0 | 0 | 0 | 0 | 0 | 0 | 0 | 0 | 0 | 0 | 0 | 0 | 0 | 0 | 0 | 0 | 1 | 0 | 0 | 0 | 0 | 0 | 0 | 0 | 0 | 0 | 0 | 0 | 0 | 0 | 0 | 0 | 0 | 0 | 0 | 0 | 0 | 0 | 0 | 0 | 0 | 0 | 0 | 0 | 0 | 0 | 0 | 0 | 0 | 1 | 1 | 0 | 1 | 0 | 0 | 0 | 1 | 0 | 0 | 0 | 1 | 0 | 0 | 0 | 0 | 0 | 0 | 0 | Southern_PGAE_Li_Battery_4hr | Southern_PGAE_Li_Battery_8hr | Southern_PGAE_Solar |  | Central_Valley_North_Los_Banos_Wind |  |  |  | Southern_PGAE | Central_Valley_North_Los_Banos
PG&E GBA | Trimble | 115 | CA | 95131 | Santa Clara | 3 | 0 | 0 | 0 | 0 | 0 | 0 | 0 | 0 | 0 | 0 | 0 | 0 | 0 | 0 | 0 | 0 | 0 | 0 | 0 | 0 | 0 | 0 | 0 | 0 | 0 | 0 | 0 | 0 | 0 | 0 | 0 | 0 | 0 | 0 | 0 | 0 | 0 | 0 | 0 | 0 | 0 | 0 | 0 | 0 | 0 | 0 | 0 | 0 | 0 | 0 | 0 | 0 | 0 | 0 | 0 | 1 | 0 | 0 | 0 | 1 | 0 | 0 | 0 | 0 | 0 | 0 | 0 | 0 | 0 | 0 | 0 | 0 | 0 | 0 | 0 | 0 | 0 | 0 | 0 | 0 | 0 | 0 | 0 | 0 | 0 | 0 | 0 | 0 | 0 | 0 | 0 | 0 | 0 | 0 | 0 | 0 | 1 | Northern_California_Li_Battery_4hr | Northern_California_Li_Battery_8hr | Northern_California_Solar |  | Kern_Greater_Carrizo_Wind |  |  |  | Northern_California | Peninsula_Monterey
EOP | Trout Canyon | 230 | NV |  |  | 3 | 0 | 0 | 0 | 0 | 0 | 0 | 0 | 0 | 0 | 0 | 0 | 0 | 0 | 0 | 0 | 0 | 0 | 0 | 0 | 0 | 0 | 0 | 1 | 1 | 1 | 0 | 0 | 0 | 0 | 0 | 0 | 0 | 0 | 0 | 0 | 0 | 0 | 0 | 0 | 0 | 0 | 0 | 0 | 0 | 0 | 0 | 0 | 0 | 0 | 0 | 0 | 0 | 0 | 0 | 0 | 0 | 0 | 0 | 0 | 0 | 0 | 0 | 0 | 0 | 0 | 0 | 0 | 0 | 0 | 0 | 0 | 0 | 0 | 0 | 0 | 0 | 0 | 0 | 0 | 0 | 0 | 0 | 0 | 0 | 0 | 0 | 0 | 0 | 0 | 0 | 0 | 0 | 0 | 0 | 0 | 0 | 0 | Southern_NV_Eldorado_Li_Battery_4hr | Southern_NV_Eldorado_Li_Battery_8hr | Southern_NV_Eldorado_Solar |  | Southern_NV_Eldorado_Wind |  |  |  | Southern_NV_Eldorado | Southern_NV_Eldorado
EOP | Trout Canyon | 500 | NV |  |  | 3 | 0 | 0 | 0 | 0 | 0 | 0 | 0 | 0 | 0 | 0 | 0 | 0 | 0 | 0 | 0 | 0 | 0 | 0 | 0 | 0 | 0 | 0 | 1 | 1 | 1 | 0 | 0 | 0 | 0 | 0 | 0 | 0 | 0 | 0 | 0 | 0 | 0 | 0 | 0 | 0 | 0 | 0 | 0 | 0 | 0 | 0 | 0 | 0 | 0 | 0 | 0 | 0 | 0 | 0 | 0 | 0 | 0 | 0 | 0 | 0 | 0 | 0 | 0 | 0 | 0 | 0 | 0 | 0 | 0 | 0 | 0 | 0 | 0 | 0 | 0 | 0 | 0 | 0 | 0 | 0 | 0 | 0 | 0 | 0 | 0 | 0 | 0 | 0 | 0 | 0 | 0 | 0 | 0 | 0 | 0 | 0 | 0 | Southern_NV_Eldorado_Li_Battery_4hr | Southern_NV_Eldorado_Li_Battery_8hr | Southern_NV_Eldorado_Solar |  | Southern_NV_Eldorado_Wind |  |  |  | Southern_NV_Eldorado | Southern_NV_Eldorado
PG&E NGBA | Tulucay | 230 | CA | 94558 | NAPA | 3 | 0 | 0 | 0 | 0 | 0 | 0 | 0 | 0 | 0 | 0 | 0 | 0 | 0 | 0 | 0 | 0 | 0 | 0 | 0 | 0 | 0 | 0 | 0 | 0 | 0 | 0 | 0 | 0 | 0 | 0 | 0 | 0 | 0 | 0 | 0 | 0 | 0 | 0 | 0 | 1 | 0 | 0 | 0 | 0 | 0 | 0 | 0 | 0 | 0 | 0 | 0 | 0 | 1 | 0 | 0 | 0 | 0 | 0 | 0 | 0 | 0 | 0 | 0 | 0 | 0 | 0 | 1 | 0 | 0 | 0 | 0 | 0 | 0 | 0 | 0 | 0 | 0 | 0 | 0 | 0 | 0 | 0 | 0 | 0 | 0 | 0 | 0 | 0 | 0 | 0 | 0 | 0 | 0 | 0 | 0 | 0 | 0 | Northern_California_Li_Battery_4hr | Northern_California_Li_Battery_8hr | Northern_California_Solar |  | Northern_California_Wind |  |  |  | Northern_California | Northern_California
PG&E NGBA | Tulucay | 60 | CA | 94558 | NAPA | 8 | 0 | 0 | 0 | 0 | 0 | 0 | 0 | 0 | 0 | 0 | 0 | 0 | 0 | 0 | 0 | 0 | 0 | 0 | 0 | 0 | 0 | 0 | 0 | 0 | 0 | 0 | 0 | 0 | 0 | 0 | 0 | 0 | 0 | 0 | 0 | 0 | 0 | 0 | 0 | 1 | 0 | 0 | 0 | 0 | 0 | 0 | 0 | 0 | 0 | 0 | 0 | 1 | 1 | 1 | 1 | 1 | 0 | 0 | 0 | 0 | 0 | 0 | 0 | 0 | 0 | 1 | 1 | 0 | 0 | 0 | 0 | 0 | 0 | 0 | 0 | 0 | 0 | 0 | 0 | 0 | 0 | 0 | 0 | 0 | 0 | 0 | 0 | 0 | 0 | 0 | 0 | 0 | 0 | 0 | 0 | 0 | 0 | Northern_California_Li_Battery_4hr | Northern_California_Li_Battery_8hr | Northern_California_Solar |  | Northern_California_Wind |  |  |  | Northern_California | Northern_California
PG&E KERN | Tupman | 115 | CA | 93314 | KERN | 4 | 0 | 0 | 0 | 0 | 0 | 0 | 0 | 0 | 0 | 0 | 0 | 0 | 0 | 0 | 0 | 0 | 0 | 0 | 0 | 0 | 0 | 0 | 0 | 0 | 0 | 0 | 0 | 0 | 0 | 0 | 0 | 0 | 0 | 0 | 0 | 0 | 0 | 0 | 0 | 0 | 0 | 0 | 0 | 0 | 0 | 0 | 0 | 0 | 0 | 0 | 0 | 0 | 0 | 0 | 0 | 0 | 0 | 0 | 0 | 0 | 0 | 0 | 0 | 0 | 0 | 0 | 0 | 1 | 0 | 0 | 0 | 0 | 0 | 0 | 1 | 0 | 0 | 0 | 1 | 0 | 0 | 0 | 0 | 0 | 0 | 0 | 0 | 0 | 0 | 0 | 0 | 0 | 0 | 0 | 1 | 0 | 0 | Southern_PGAE_Li_Battery_4hr | Southern_PGAE_Li_Battery_8hr | Southern_PGAE_Solar |  | Central_Valley_North_Los_Banos_Wind |  |  |  | Southern_PGAE | Central_Valley_North_Los_Banos
PG&E NGBA | Ukiah | 115 | CA | 95482 | MENDOCINO | 6 | 0 | 0 | 0 | 0 | 0 | 0 | 0 | 0 | 0 | 0 | 0 | 0 | 0 | 0 | 0 | 0 | 0 | 0 | 0 | 0 | 0 | 0 | 0 | 0 | 0 | 0 | 0 | 0 | 0 | 0 | 0 | 0 | 0 | 0 | 0 | 0 | 0 | 0 | 0 | 1 | 0 | 1 | 0 | 0 | 0 | 0 | 0 | 0 | 0 | 0 | 0 | 0 | 1 | 0 | 1 | 1 | 0 | 0 | 0 | 0 | 0 | 0 | 0 | 0 | 0 | 0 | 1 | 0 | 0 | 0 | 0 | 0 | 0 | 0 | 0 | 0 | 0 | 0 | 0 | 0 | 0 | 0 | 0 | 0 | 0 | 0 | 0 | 0 | 0 | 0 | 0 | 0 | 0 | 0 | 0 | 0 | 0 | Northern_California_Li_Battery_4hr | Northern_California_Li_Battery_8hr | Northern_California_Solar |  | Northern_California_Wind |  |  |  | Northern_California | Mendocino_Marin
PG&E KERN | Union (Estrella) | 70 | CA | 93446 | San Luis Obispo | 5 | 0 | 0 | 0 | 0 | 0 | 0 | 0 | 0 | 0 | 0 | 0 | 0 | 0 | 0 | 0 | 0 | 0 | 0 | 0 | 0 | 0 | 0 | 0 | 0 | 0 | 0 | 0 | 0 | 0 | 0 | 0 | 0 | 0 | 0 | 0 | 0 | 0 | 0 | 0 | 0 | 0 | 0 | 0 | 0 | 0 | 0 | 0 | 0 | 0 | 0 | 0 | 0 | 0 | 0 | 0 | 0 | 0 | 0 | 0 | 0 | 0 | 0 | 0 | 0 | 0 | 0 | 0 | 1 | 1 | 0 | 0 | 0 | 0 | 0 | 0 | 0 | 0 | 0 | 0 | 1 | 0 | 0 | 0 | 0 | 0 | 1 | 0 | 0 | 0 | 0 | 0 | 0 | 0 | 0 | 0 | 1 | 0 | Southern_PGAE_Li_Battery_4hr | Southern_PGAE_Li_Battery_8hr | Southern_PGAE_Solar |  | Kern_Greater_Carrizo_Wind |  |  |  | Southern_PGAE | Kern_Greater_Carrizo
PG&E NGBA | Vaca Dixon | 115 | CA | 95688 | SOLANO | 5 | 0 | 0 | 0 | 0 | 0 | 0 | 0 | 0 | 0 | 0 | 0 | 0 | 0 | 0 | 0 | 0 | 0 | 0 | 0 | 0 | 0 | 0 | 0 | 0 | 0 | 0 | 0 | 0 | 0 | 0 | 0 | 0 | 0 | 0 | 0 | 0 | 0 | 0 | 0 | 1 | 0 | 0 | 0 | 0 | 0 | 0 | 0 | 0 | 0 | 0 | 0 | 0 | 0 | 1 | 1 | 1 | 0 | 0 | 0 | 0 | 0 | 0 | 0 | 0 | 0 | 0 | 1 | 0 | 0 | 0 | 0 | 0 | 0 | 0 | 0 | 0 | 0 | 0 | 0 | 0 | 0 | 0 | 0 | 0 | 0 | 0 | 0 | 0 | 0 | 0 | 0 | 0 | 0 | 0 | 0 | 0 | 0 | Northern_California_Li_Battery_4hr | Northern_California_Li_Battery_8hr | Northern_California_Solar |  | Solano_Wind |  |  |  | Northern_California | Solano
PG&E NGBA | Vaca Dixon | 230 | CA | 95688 | SOLANO | 4 | 0 | 0 | 0 | 0 | 0 | 0 | 0 | 0 | 0 | 0 | 0 | 0 | 0 | 0 | 0 | 0 | 0 | 0 | 0 | 0 | 0 | 0 | 0 | 0 | 0 | 0 | 0 | 0 | 0 | 0 | 0 | 0 | 0 | 0 | 0 | 0 | 0 | 0 | 0 | 1 | 0 | 0 | 0 | 0 | 0 | 0 | 0 | 0 | 0 | 0 | 0 | 0 | 0 | 1 | 1 | 0 | 0 | 0 | 0 | 0 | 0 | 0 | 0 | 0 | 0 | 0 | 1 | 0 | 0 | 0 | 0 | 0 | 0 | 0 | 0 | 0 | 0 | 0 | 0 | 0 | 0 | 0 | 0 | 0 | 0 | 0 | 0 | 0 | 0 | 0 | 0 | 0 | 0 | 0 | 0 | 0 | 0 | Northern_California_Li_Battery_4hr | Northern_California_Li_Battery_8hr | Northern_California_Solar |  | Solano_Wind |  |  |  | Northern_California | Solano
PG&E NGBA | Vaca Dixon | 500 | CA | 95688 | SOLANO | 3 | 0 | 0 | 0 | 0 | 0 | 0 | 0 | 0 | 0 | 0 | 0 | 0 | 0 | 0 | 0 | 0 | 0 | 0 | 0 | 0 | 0 | 0 | 0 | 0 | 0 | 0 | 0 | 0 | 0 | 0 | 0 | 0 | 0 | 0 | 0 | 0 | 0 | 0 | 0 | 1 | 0 | 0 | 0 | 0 | 0 | 0 | 0 | 0 | 0 | 0 | 0 | 0 | 0 | 0 | 1 | 0 | 0 | 0 | 0 | 0 | 0 | 0 | 0 | 0 | 0 | 0 | 1 | 0 | 0 | 0 | 0 | 0 | 0 | 0 | 0 | 0 | 0 | 0 | 0 | 0 | 0 | 0 | 0 | 0 | 0 | 0 | 0 | 0 | 0 | 0 | 0 | 0 | 0 | 0 | 0 | 0 | 0 | Northern_California_Li_Battery_4hr | Northern_California_Li_Battery_8hr | Northern_California_Solar |  | Solano_Wind |  |  |  | Northern_California | Solano
PG&E NGBA | Vaca Dixon | 60 | CA | 95688 | SOLANO | 5 | 0 | 0 | 0 | 0 | 0 | 0 | 0 | 0 | 0 | 0 | 0 | 0 | 0 | 0 | 0 | 0 | 0 | 0 | 0 | 0 | 0 | 0 | 0 | 0 | 0 | 0 | 0 | 0 | 0 | 0 | 0 | 0 | 0 | 0 | 0 | 0 | 0 | 0 | 0 | 1 | 0 | 0 | 0 | 0 | 0 | 0 | 0 | 0 | 0 | 0 | 0 | 0 | 0 | 1 | 1 | 1 | 0 | 0 | 0 | 0 | 0 | 0 | 0 | 0 | 0 | 0 | 1 | 0 | 0 | 0 | 0 | 0 | 0 | 0 | 0 | 0 | 0 | 0 | 0 | 0 | 0 | 0 | 0 | 0 | 0 | 0 | 0 | 0 | 0 | 0 | 0 | 0 | 0 | 0 | 0 | 0 | 0 | Northern_California_Li_Battery_4hr | Northern_California_Li_Battery_8hr | Northern_California_Solar |  | Solano_Wind |  |  |  | Northern_California | Solano
SCE Eastern | Valley (SCE) | 500 | CA | 92585 | RIVERSIDE | 2 | 0 | 0 | 0 | 0 | 0 | 0 | 0 | 0 | 0 | 0 | 0 | 0 | 0 | 0 | 0 | 0 | 0 | 0 | 0 | 1 | 0 | 1 | 0 | 0 | 0 | 0 | 0 | 0 | 0 | 0 | 0 | 0 | 0 | 0 | 0 | 0 | 0 | 0 | 0 | 0 | 0 | 0 | 0 | 0 | 0 | 0 | 0 | 0 | 0 | 0 | 0 | 0 | 0 | 0 | 0 | 0 | 0 | 0 | 0 | 0 | 0 | 0 | 0 | 0 | 0 | 0 | 0 | 0 | 0 | 0 | 0 | 0 | 0 | 0 | 0 | 0 | 0 | 0 | 0 | 0 | 0 | 0 | 0 | 0 | 0 | 0 | 0 | 0 | 0 | 0 | 0 | 0 | 0 | 0 | 0 | 0 | 0 | Riverside_Li_Battery_4hr | Riverside_Li_Battery_8hr | Riverside_Solar |  | Riverside_Palm_Springs_Wind |  |  |  | Riverside | Riverside (Exclude)
EOP | Valley (VEA) | 138 | NV | 89020 | NYE | 3 | 0 | 0 | 0 | 0 | 0 | 0 | 0 | 0 | 0 | 0 | 0 | 0 | 0 | 0 | 0 | 0 | 0 | 0 | 0 | 0 | 0 | 0 | 1 | 1 | 1 | 0 | 0 | 0 | 0 | 0 | 0 | 0 | 0 | 0 | 0 | 0 | 0 | 0 | 0 | 0 | 0 | 0 | 0 | 0 | 0 | 0 | 0 | 0 | 0 | 0 | 0 | 0 | 0 | 0 | 0 | 0 | 0 | 0 | 0 | 0 | 0 | 0 | 0 | 0 | 0 | 0 | 0 | 0 | 0 | 0 | 0 | 0 | 0 | 0 | 0 | 0 | 0 | 0 | 0 | 0 | 0 | 0 | 0 | 0 | 0 | 0 | 0 | 0 | 0 | 0 | 0 | 0 | 0 | 0 | 0 | 0 | 0 | Southern_NV_Eldorado_Li_Battery_4hr | Southern_NV_Eldorado_Li_Battery_8hr | Southern_NV_Eldorado_Solar |  | Southern_NV_Eldorado_Wind |  |  |  | Southern_NV_Eldorado | Southern_NV_Eldorado
SDGE | Valley Center | 69 | CA | 92082 | San Diego | 4 | 0 | 0 | 0 | 0 | 0 | 0 | 0 | 0 | 0 | 0 | 0 | 0 | 0 | 0 | 0 | 0 | 0 | 0 | 0 | 0 | 0 | 0 | 0 | 0 | 0 | 1 | 0 | 0 | 0 | 0 | 1 | 0 | 1 | 0 | 0 | 0 | 0 | 1 | 0 | 0 | 0 | 0 | 0 | 0 | 0 | 0 | 0 | 0 | 0 | 0 | 0 | 0 | 0 | 0 | 0 | 0 | 0 | 0 | 0 | 0 | 0 | 0 | 0 | 0 | 0 | 0 | 0 | 0 | 0 | 0 | 0 | 0 | 0 | 0 | 0 | 0 | 0 | 0 | 0 | 0 | 0 | 0 | 0 | 0 | 0 | 0 | 0 | 0 | 0 | 0 | 0 | 0 | 0 | 0 | 0 | 0 | 0 | San_Diego_Li_Battery_4hr | San_Diego_Li_Battery_8hr | San_Diego_Solar |  | 0 |  |  |  | Greater_SD | Greater_SD
PG&E GBA | Valley Home | 115 | CA | 95361 | SAN JOAQUIN | 4 | 0 | 0 | 0 | 0 | 0 | 0 | 0 | 0 | 0 | 0 | 0 | 0 | 0 | 0 | 0 | 0 | 0 | 0 | 0 | 0 | 0 | 0 | 0 | 0 | 0 | 0 | 0 | 0 | 0 | 0 | 0 | 0 | 0 | 0 | 0 | 0 | 0 | 0 | 0 | 0 | 0 | 0 | 0 | 0 | 0 | 1 | 0 | 0 | 0 | 0 | 0 | 0 | 0 | 0 | 0 | 1 | 0 | 0 | 0 | 1 | 0 | 0 | 0 | 1 | 0 | 0 | 0 | 0 | 0 | 0 | 0 | 0 | 0 | 0 | 0 | 0 | 0 | 0 | 0 | 0 | 0 | 0 | 0 | 0 | 0 | 0 | 0 | 0 | 0 | 0 | 0 | 0 | 0 | 0 | 0 | 0 | 0 | Northern_California_Li_Battery_4hr | Northern_California_Li_Battery_8hr | Northern_California_Solar |  | Solano_Wind |  |  |  | Northern_California | Solano
PG&E GBA | Valley Springs | 230 | CA | 95252 | Calaveras | 4 | 0 | 0 | 0 | 0 | 0 | 0 | 0 | 0 | 0 | 0 | 0 | 0 | 0 | 0 | 0 | 0 | 0 | 0 | 0 | 0 | 0 | 0 | 0 | 0 | 0 | 0 | 0 | 0 | 0 | 0 | 0 | 0 | 0 | 0 | 0 | 0 | 0 | 0 | 0 | 0 | 0 | 0 | 0 | 0 | 0 | 1 | 0 | 0 | 0 | 0 | 0 | 0 | 0 | 0 | 0 | 0 | 0 | 0 | 0 | 1 | 1 | 0 | 0 | 0 | 0 | 0 | 0 | 0 | 0 | 0 | 0 | 0 | 0 | 0 | 0 | 0 | 0 | 0 | 0 | 0 | 0 | 0 | 0 | 0 | 0 | 1 | 0 | 0 | 0 | 0 | 0 | 0 | 0 | 0 | 0 | 0 | 0 | Northern_California_Li_Battery_4hr | Northern_California_Li_Battery_8hr | Northern_California_Solar |  | Central_Valley_North_Los_Banos_Wind |  |  |  | Northern_California | El_Dorado_Mariposa
PG&E GBA | Valley Springs | 60 | CA | 95252 | Calaveras | 3 | 0 | 0 | 0 | 0 | 0 | 0 | 0 | 0 | 0 | 0 | 0 | 0 | 0 | 0 | 0 | 0 | 0 | 0 | 0 | 0 | 0 | 0 | 0 | 0 | 0 | 0 | 0 | 0 | 0 | 0 | 0 | 0 | 0 | 0 | 0 | 0 | 0 | 0 | 0 | 0 | 0 | 0 | 0 | 0 | 0 | 1 | 0 | 0 | 0 | 0 | 0 | 0 | 0 | 0 | 0 | 0 | 0 | 0 | 0 | 1 | 1 | 0 | 0 | 0 | 0 | 0 | 0 | 0 | 0 | 0 | 0 | 0 | 0 | 0 | 0 | 0 | 0 | 0 | 0 | 0 | 0 | 0 | 0 | 0 | 0 | 0 | 0 | 0 | 0 | 0 | 0 | 0 | 0 | 0 | 0 | 0 | 0 | Northern_California_Li_Battery_4hr | Northern_California_Li_Battery_8hr | Northern_California_Solar |  | Central_Valley_North_Los_Banos_Wind |  |  |  | Northern_California | El_Dorado_Mariposa
EOP | Valley Switch | 138 | NV | 89020 | NYE | 3 | 0 | 0 | 0 | 0 | 0 | 0 | 0 | 0 | 0 | 0 | 0 | 0 | 0 | 0 | 0 | 0 | 0 | 0 | 0 | 0 | 0 | 0 | 1 | 1 | 1 | 0 | 0 | 0 | 0 | 0 | 0 | 0 | 0 | 0 | 0 | 0 | 0 | 0 | 0 | 0 | 0 | 0 | 0 | 0 | 0 | 0 | 0 | 0 | 0 | 0 | 0 | 0 | 0 | 0 | 0 | 0 | 0 | 0 | 0 | 0 | 0 | 0 | 0 | 0 | 0 | 0 | 0 | 0 | 0 | 0 | 0 | 0 | 0 | 0 | 0 | 0 | 0 | 0 | 0 | 0 | 0 | 0 | 0 | 0 | 0 | 0 | 0 | 0 | 0 | 0 | 0 | 0 | 0 | 0 | 0 | 0 | 0 | Southern_NV_Eldorado_Li_Battery_4hr | Southern_NV_Eldorado_Li_Battery_8hr | Southern_NV_Eldorado_Solar |  | Southern_NV_Eldorado_Wind |  |  |  | Southern_NV_Eldorado | Southern_NV_Eldorado
EOP | Valley Switch | 230 | NV | 89020 | NYE | 3 | 0 | 0 | 0 | 0 | 0 | 0 | 0 | 0 | 0 | 0 | 0 | 0 | 0 | 0 | 0 | 0 | 0 | 0 | 0 | 0 | 0 | 0 | 1 | 1 | 1 | 0 | 0 | 0 | 0 | 0 | 0 | 0 | 0 | 0 | 0 | 0 | 0 | 0 | 0 | 0 | 0 | 0 | 0 | 0 | 0 | 0 | 0 | 0 | 0 | 0 | 0 | 0 | 0 | 0 | 0 | 0 | 0 | 0 | 0 | 0 | 0 | 0 | 0 | 0 | 0 | 0 | 0 | 0 | 0 | 0 | 0 | 0 | 0 | 0 | 0 | 0 | 0 | 0 | 0 | 0 | 0 | 0 | 0 | 0 | 0 | 0 | 0 | 0 | 0 | 0 | 0 | 0 | 0 | 0 | 0 | 0 | 0 | Southern_NV_Eldorado_Li_Battery_4hr | Southern_NV_Eldorado_Li_Battery_8hr | Southern_NV_Eldorado_Solar |  | Southern_NV_Eldorado_Wind |  |  |  | Southern_NV_Eldorado | Southern_NV_Eldorado
PG&E GBA | Vasco | 230 | CA | 94551 | ALAMEDA | 4 | 0 | 0 | 0 | 0 | 0 | 0 | 0 | 0 | 0 | 0 | 0 | 0 | 0 | 0 | 0 | 0 | 0 | 0 | 0 | 0 | 0 | 0 | 0 | 0 | 0 | 0 | 0 | 0 | 0 | 0 | 0 | 0 | 0 | 0 | 0 | 0 | 0 | 0 | 0 | 1 | 0 | 0 | 0 | 0 | 0 | 0 | 0 | 0 | 0 | 0 | 0 | 0 | 0 | 0 | 0 | 1 | 0 | 0 | 0 | 1 | 0 | 0 | 0 | 0 | 0 | 0 | 1 | 0 | 0 | 0 | 0 | 0 | 0 | 0 | 0 | 0 | 0 | 0 | 0 | 0 | 0 | 0 | 0 | 0 | 0 | 0 | 0 | 0 | 0 | 0 | 0 | 0 | 0 | 0 | 0 | 0 | 0 | Northern_California_Li_Battery_4hr | Northern_California_Li_Battery_8hr | Northern_California_Solar |  | Solano_Wind |  |  |  | Northern_California | Solano
PG&E GBA | Vasona | 230 | CA | 95032 | SANTA CLARA | 3 | 0 | 0 | 0 | 0 | 0 | 0 | 0 | 0 | 0 | 0 | 0 | 0 | 0 | 0 | 0 | 0 | 0 | 0 | 0 | 0 | 0 | 0 | 0 | 0 | 0 | 0 | 0 | 0 | 0 | 0 | 0 | 0 | 0 | 0 | 0 | 0 | 0 | 0 | 0 | 0 | 0 | 0 | 0 | 0 | 0 | 0 | 0 | 0 | 0 | 0 | 0 | 0 | 1 | 0 | 0 | 0 | 0 | 0 | 0 | 1 | 0 | 0 | 0 | 0 | 0 | 0 | 0 | 0 | 0 | 0 | 0 | 0 | 0 | 0 | 0 | 0 | 0 | 0 | 0 | 0 | 0 | 0 | 0 | 0 | 0 | 0 | 0 | 0 | 0 | 0 | 0 | 0 | 0 | 0 | 0 | 0 | 1 | Northern_California_Li_Battery_4hr | Northern_California_Li_Battery_8hr | Northern_California_Solar |  | Kern_Greater_Carrizo_Wind |  |  |  | Northern_California | Peninsula_Monterey
SCE Northern | Vestal | 230 | CA | 93207 | TULARE | 4 | 1 | 0 | 1 | 0 | 0 | 1 | 1 | 0 | 0 | 0 | 0 | 0 | 0 | 0 | 0 | 0 | 0 | 0 | 0 | 0 | 0 | 0 | 0 | 0 | 0 | 0 | 0 | 0 | 0 | 0 | 0 | 0 | 0 | 0 | 0 | 0 | 0 | 0 | 0 | 0 | 0 | 0 | 0 | 0 | 0 | 0 | 0 | 0 | 0 | 0 | 0 | 0 | 0 | 0 | 0 | 0 | 0 | 0 | 0 | 0 | 0 | 0 | 0 | 0 | 0 | 0 | 0 | 0 | 0 | 0 | 0 | 0 | 0 | 0 | 0 | 0 | 0 | 0 | 0 | 0 | 0 | 0 | 0 | 0 | 0 | 0 | 0 | 0 | 0 | 0 | 0 | 0 | 0 | 0 | 0 | 0 | 0 | Tehachapi_Li_Battery_4hr | Tehachapi_Li_Battery_8hr | Tehachapi_Solar |  | Central_Valley_North_Los_Banos_Wind |  |  |  | Tehachapi | Central_Valley_North_Los_Banos
SCE Northern | Vestal | 66 | CA | 93207 | TULARE | 4 | 1 | 0 | 1 | 0 | 0 | 1 | 1 | 0 | 0 | 0 | 0 | 0 | 0 | 0 | 0 | 0 | 0 | 0 | 0 | 0 | 0 | 0 | 0 | 0 | 0 | 0 | 0 | 0 | 0 | 0 | 0 | 0 | 0 | 0 | 0 | 0 | 0 | 0 | 0 | 0 | 0 | 0 | 0 | 0 | 0 | 0 | 0 | 0 | 0 | 0 | 0 | 0 | 0 | 0 | 0 | 0 | 0 | 0 | 0 | 0 | 0 | 0 | 0 | 0 | 0 | 0 | 0 | 0 | 0 | 0 | 0 | 0 | 0 | 0 | 0 | 0 | 0 | 0 | 0 | 0 | 0 | 0 | 0 | 0 | 0 | 0 | 0 | 0 | 0 | 0 | 0 | 0 | 0 | 0 | 0 | 0 | 0 | Tehachapi_Li_Battery_4hr | Tehachapi_Li_Battery_8hr | Tehachapi_Solar |  | Central_Valley_North_Los_Banos_Wind |  |  |  | Tehachapi | Central_Valley_North_Los_Banos
SCE NOL | Victor | 115 | CA | 92392 | SAN BERNARDINO | 2 | 0 | 0 | 0 | 0 | 0 | 0 | 0 | 0 | 0 | 0 | 0 | 0 | 1 | 1 | 0 | 0 | 0 | 0 | 0 | 0 | 0 | 0 | 0 | 0 | 0 | 0 | 0 | 0 | 0 | 0 | 0 | 0 | 0 | 0 | 0 | 0 | 0 | 0 | 0 | 0 | 0 | 0 | 0 | 0 | 0 | 0 | 0 | 0 | 0 | 0 | 0 | 0 | 0 | 0 | 0 | 0 | 0 | 0 | 0 | 0 | 0 | 0 | 0 | 0 | 0 | 0 | 0 | 0 | 0 | 0 | 0 | 0 | 0 | 0 | 0 | 0 | 0 | 0 | 0 | 0 | 0 | 0 | 0 | 0 | 0 | 0 | 0 | 0 | 0 | 0 | 0 | 0 | 0 | 0 | 0 | 0 | 0 | Greater_Kramer_Li_Battery_4hr | Greater_Kramer_Li_Battery_8hr | Greater_Kramer_Solar |  | Greater_Kramer_Wind |  |  |  | Greater_Kramer | Greater_Kramer
SCE NOL | Victor | 230 | CA | 92392 | SAN BERNARDINO | 2 | 0 | 0 | 0 | 0 | 0 | 0 | 0 | 0 | 0 | 0 | 0 | 0 | 1 | 1 | 0 | 0 | 0 | 0 | 0 | 0 | 0 | 0 | 0 | 0 | 0 | 0 | 0 | 0 | 0 | 0 | 0 | 0 | 0 | 0 | 0 | 0 | 0 | 0 | 0 | 0 | 0 | 0 | 0 | 0 | 0 | 0 | 0 | 0 | 0 | 0 | 0 | 0 | 0 | 0 | 0 | 0 | 0 | 0 | 0 | 0 | 0 | 0 | 0 | 0 | 0 | 0 | 0 | 0 | 0 | 0 | 0 | 0 | 0 | 0 | 0 | 0 | 0 | 0 | 0 | 0 | 0 | 0 | 0 | 0 | 0 | 0 | 0 | 0 | 0 | 0 | 0 | 0 | 0 | 0 | 0 | 0 | 0 | Greater_Kramer_Li_Battery_4hr | Greater_Kramer_Li_Battery_8hr | Greater_Kramer_Solar |  | Greater_Kramer_Wind |  |  |  | Greater_Kramer | Greater_Kramer
SCE Metro | Viejo | 230 | CA | 92610 | ORANGE | 1 | 0 | 0 | 0 | 0 | 0 | 0 | 0 | 0 | 0 | 1 | 0 | 0 | 0 | 0 | 0 | 0 | 0 | 0 | 0 | 0 | 0 | 0 | 0 | 0 | 0 | 0 | 0 | 0 | 0 | 0 | 0 | 0 | 0 | 0 | 0 | 0 | 0 | 0 | 0 | 0 | 0 | 0 | 0 | 0 | 0 | 0 | 0 | 0 | 0 | 0 | 0 | 0 | 0 | 0 | 0 | 0 | 0 | 0 | 0 | 0 | 0 | 0 | 0 | 0 | 0 | 0 | 0 | 0 | 0 | 0 | 0 | 0 | 0 | 0 | 0 | 0 | 0 | 0 | 0 | 0 | 0 | 0 | 0 | 0 | 0 | 0 | 0 | 0 | 0 | 0 | 0 | 0 | 0 | 0 | 0 | 0 | 0 | Greater_LA_Li_Battery_4hr | Greater_LA_Li_Battery_8hr | Greater_LA_Solar |  | 0 |  |  |  | Greater_LA | Greater_LA
PG&E GBA | Vierra | 115 | CA | 95330 | SAN JOAQUIN | 5 | 0 | 0 | 0 | 0 | 0 | 0 | 0 | 0 | 0 | 0 | 0 | 0 | 0 | 0 | 0 | 0 | 0 | 0 | 0 | 0 | 0 | 0 | 0 | 0 | 0 | 0 | 0 | 0 | 0 | 0 | 0 | 0 | 0 | 0 | 0 | 0 | 0 | 0 | 0 | 0 | 0 | 0 | 0 | 0 | 0 | 1 | 0 | 0 | 0 | 0 | 0 | 0 | 0 | 0 | 0 | 1 | 0 | 1 | 0 | 1 | 0 | 0 | 0 | 0 | 0 | 1 | 0 | 0 | 0 | 0 | 0 | 0 | 0 | 0 | 0 | 0 | 0 | 0 | 0 | 0 | 0 | 0 | 0 | 0 | 0 | 0 | 0 | 0 | 0 | 0 | 0 | 0 | 0 | 0 | 0 | 0 | 0 | Northern_California_Li_Battery_4hr | Northern_California_Li_Battery_8hr | Northern_California_Solar |  | Solano_Wind |  |  |  | Northern_California | Solano
SCE Metro | Villa Park | 230 | CA | 92865 | ORANGE | 1 | 0 | 0 | 0 | 0 | 0 | 0 | 0 | 0 | 0 | 1 | 0 | 0 | 0 | 0 | 0 | 0 | 0 | 0 | 0 | 0 | 0 | 0 | 0 | 0 | 0 | 0 | 0 | 0 | 0 | 0 | 0 | 0 | 0 | 0 | 0 | 0 | 0 | 0 | 0 | 0 | 0 | 0 | 0 | 0 | 0 | 0 | 0 | 0 | 0 | 0 | 0 | 0 | 0 | 0 | 0 | 0 | 0 | 0 | 0 | 0 | 0 | 0 | 0 | 0 | 0 | 0 | 0 | 0 | 0 | 0 | 0 | 0 | 0 | 0 | 0 | 0 | 0 | 0 | 0 | 0 | 0 | 0 | 0 | 0 | 0 | 0 | 0 | 0 | 0 | 0 | 0 | 0 | 0 | 0 | 0 | 0 | 0 | Greater_LA_Li_Battery_4hr | Greater_LA_Li_Battery_8hr | Greater_LA_Solar |  | 0 |  |  |  | Greater_LA | Greater_LA
SCE Northern | Vincent | 230 | CA | 93550 | LOS ANGELES | 1 | 0 | 1 | 0 | 0 | 0 | 0 | 0 | 0 | 0 | 0 | 0 | 0 | 0 | 0 | 0 | 0 | 0 | 0 | 0 | 0 | 0 | 0 | 0 | 0 | 0 | 0 | 0 | 0 | 0 | 0 | 0 | 0 | 0 | 0 | 0 | 0 | 0 | 0 | 0 | 0 | 0 | 0 | 0 | 0 | 0 | 0 | 0 | 0 | 0 | 0 | 0 | 0 | 0 | 0 | 0 | 0 | 0 | 0 | 0 | 0 | 0 | 0 | 0 | 0 | 0 | 0 | 0 | 0 | 0 | 0 | 0 | 0 | 0 | 0 | 0 | 0 | 0 | 0 | 0 | 0 | 0 | 0 | 0 | 0 | 0 | 0 | 0 | 0 | 0 | 0 | 0 | 0 | 0 | 0 | 0 | 0 | 0 | Tehachapi_Li_Battery_4hr | Tehachapi_Li_Battery_8hr | Tehachapi_Solar |  | Tehachapi_Wind |  |  |  | Greater_LA | Tehachapi
SCE Northern | Vincent | 500 | CA | 93550 | LOS ANGELES | 1 | 0 | 1 | 0 | 0 | 0 | 0 | 0 | 0 | 0 | 0 | 0 | 0 | 0 | 0 | 0 | 0 | 0 | 0 | 0 | 0 | 0 | 0 | 0 | 0 | 0 | 0 | 0 | 0 | 0 | 0 | 0 | 0 | 0 | 0 | 0 | 0 | 0 | 0 | 0 | 0 | 0 | 0 | 0 | 0 | 0 | 0 | 0 | 0 | 0 | 0 | 0 | 0 | 0 | 0 | 0 | 0 | 0 | 0 | 0 | 0 | 0 | 0 | 0 | 0 | 0 | 0 | 0 | 0 | 0 | 0 | 0 | 0 | 0 | 0 | 0 | 0 | 0 | 0 | 0 | 0 | 0 | 0 | 0 | 0 | 0 | 0 | 0 | 0 | 0 | 0 | 0 | 0 | 0 | 0 | 0 | 0 | 0 | Tehachapi_Li_Battery_4hr | Tehachapi_Li_Battery_8hr | Tehachapi_Solar |  | Tehachapi_Wind |  |  |  | Greater_LA | Tehachapi
PG&E GBA | Vineyard | 230 | CA | 94566 | ALAMEDA | 4 | 0 | 0 | 0 | 0 | 0 | 0 | 0 | 0 | 0 | 0 | 0 | 0 | 0 | 0 | 0 | 0 | 0 | 0 | 0 | 0 | 0 | 0 | 0 | 0 | 0 | 0 | 0 | 0 | 0 | 0 | 0 | 0 | 0 | 0 | 0 | 0 | 0 | 0 | 0 | 1 | 0 | 0 | 0 | 0 | 0 | 0 | 0 | 0 | 0 | 0 | 0 | 0 | 0 | 0 | 0 | 1 | 0 | 0 | 0 | 1 | 0 | 0 | 0 | 0 | 0 | 0 | 1 | 0 | 0 | 0 | 0 | 0 | 0 | 0 | 0 | 0 | 0 | 0 | 0 | 0 | 0 | 0 | 0 | 0 | 0 | 0 | 0 | 0 | 0 | 0 | 0 | 0 | 0 | 0 | 0 | 0 | 0 | Northern_California_Li_Battery_4hr | Northern_California_Li_Battery_8hr | Northern_California_Solar |  | Solano_Wind |  |  |  | Northern_California | Solano
SDGE | Vineyard | 69 | CA | 94566 | Alameda | 3 | 0 | 0 | 0 | 0 | 0 | 0 | 0 | 0 | 0 | 0 | 0 | 0 | 0 | 0 | 0 | 0 | 0 | 0 | 0 | 0 | 0 | 0 | 0 | 0 | 0 | 0 | 0 | 0 | 0 | 0 | 1 | 0 | 1 | 0 | 0 | 0 | 1 | 0 | 0 | 0 | 0 | 0 | 0 | 0 | 0 | 0 | 0 | 0 | 0 | 0 | 0 | 0 | 0 | 0 | 0 | 0 | 0 | 0 | 0 | 0 | 0 | 0 | 0 | 0 | 0 | 0 | 0 | 0 | 0 | 0 | 0 | 0 | 0 | 0 | 0 | 0 | 0 | 0 | 0 | 0 | 0 | 0 | 0 | 0 | 0 | 0 | 0 | 0 | 0 | 0 | 0 | 0 | 0 | 0 | 0 | 0 | 0 | Northern_California_Li_Battery_4hr | Northern_California_Li_Battery_8hr | Northern_California_Solar |  | Solano_Wind |  |  |  | Northern_California | Solano
SCE Eastern | Vista (SCE) | 230 | CA | 92313 | SAN BERNARDINO | 2 | 0 | 0 | 0 | 0 | 0 | 0 | 0 | 0 | 0 | 0 | 0 | 0 | 0 | 0 | 0 | 0 | 0 | 0 | 0 | 1 | 0 | 1 | 0 | 0 | 0 | 0 | 0 | 0 | 0 | 0 | 0 | 0 | 0 | 0 | 0 | 0 | 0 | 0 | 0 | 0 | 0 | 0 | 0 | 0 | 0 | 0 | 0 | 0 | 0 | 0 | 0 | 0 | 0 | 0 | 0 | 0 | 0 | 0 | 0 | 0 | 0 | 0 | 0 | 0 | 0 | 0 | 0 | 0 | 0 | 0 | 0 | 0 | 0 | 0 | 0 | 0 | 0 | 0 | 0 | 0 | 0 | 0 | 0 | 0 | 0 | 0 | 0 | 0 | 0 | 0 | 0 | 0 | 0 | 0 | 0 | 0 | 0 | Riverside_Li_Battery_4hr | Riverside_Li_Battery_8hr | Riverside_Solar |  | Greater_Kramer_Wind |  |  |  | Riverside | Greater_Kramer
EOP | Vista (VEA) | 138 | NV | 89060 | NYE | 3 | 0 | 0 | 0 | 0 | 0 | 0 | 0 | 0 | 0 | 0 | 0 | 0 | 0 | 0 | 0 | 0 | 0 | 0 | 0 | 0 | 0 | 0 | 1 | 1 | 1 | 0 | 0 | 0 | 0 | 0 | 0 | 0 | 0 | 0 | 0 | 0 | 0 | 0 | 0 | 0 | 0 | 0 | 0 | 0 | 0 | 0 | 0 | 0 | 0 | 0 | 0 | 0 | 0 | 0 | 0 | 0 | 0 | 0 | 0 | 0 | 0 | 0 | 0 | 0 | 0 | 0 | 0 | 0 | 0 | 0 | 0 | 0 | 0 | 0 | 0 | 0 | 0 | 0 | 0 | 0 | 0 | 0 | 0 | 0 | 0 | 0 | 0 | 0 | 0 | 0 | 0 | 0 | 0 | 0 | 0 | 0 | 0 | Southern_NV_Eldorado_Li_Battery_4hr | Southern_NV_Eldorado_Li_Battery_8hr | Southern_NV_Eldorado_Solar |  | Southern_NV_Eldorado_Wind |  |  |  | Southern_NV_Eldorado | Southern_NV_Eldorado
EOP | Vista (VEA) | 230 | NV | 89060 | NYE | 3 | 0 | 0 | 0 | 0 | 0 | 0 | 0 | 0 | 0 | 0 | 0 | 0 | 0 | 0 | 0 | 0 | 0 | 0 | 0 | 0 | 0 | 0 | 1 | 1 | 1 | 0 | 0 | 0 | 0 | 0 | 0 | 0 | 0 | 0 | 0 | 0 | 0 | 0 | 0 | 0 | 0 | 0 | 0 | 0 | 0 | 0 | 0 | 0 | 0 | 0 | 0 | 0 | 0 | 0 | 0 | 0 | 0 | 0 | 0 | 0 | 0 | 0 | 0 | 0 | 0 | 0 | 0 | 0 | 0 | 0 | 0 | 0 | 0 | 0 | 0 | 0 | 0 | 0 | 0 | 0 | 0 | 0 | 0 | 0 | 0 | 0 | 0 | 0 | 0 | 0 | 0 | 0 | 0 | 0 | 0 | 0 | 0 | Southern_NV_Eldorado_Li_Battery_4hr | Southern_NV_Eldorado_Li_Battery_8hr | Southern_NV_Eldorado_Solar |  | Southern_NV_Eldorado_Wind |  |  |  | Southern_NV_Eldorado | Southern_NV_Eldorado
PG&E FRESNO | Wahtoke | 115 | CA | 93654 | Fresno | 5 | 0 | 0 | 0 | 0 | 0 | 0 | 0 | 0 | 0 | 0 | 0 | 0 | 0 | 0 | 0 | 0 | 0 | 0 | 0 | 0 | 0 | 0 | 0 | 0 | 0 | 0 | 0 | 0 | 0 | 0 | 0 | 0 | 0 | 0 | 0 | 0 | 0 | 0 | 0 | 0 | 0 | 0 | 0 | 0 | 0 | 0 | 0 | 0 | 0 | 0 | 0 | 0 | 0 | 0 | 0 | 0 | 0 | 0 | 0 | 0 | 0 | 0 | 0 | 0 | 0 | 0 | 0 | 0 | 1 | 0 | 0 | 0 | 0 | 0 | 0 | 0 | 0 | 0 | 0 | 1 | 0 | 1 | 0 | 1 | 0 | 1 | 0 | 0 | 0 | 0 | 0 | 0 | 0 | 0 | 0 | 0 | 0 | Southern_PGAE_Li_Battery_4hr | Southern_PGAE_Li_Battery_8hr | Southern_PGAE_Solar |  | Central_Valley_North_Los_Banos_Wind |  |  |  | Southern_PGAE | Central_Valley_North_Los_Banos
SCE Northern | Wakefield | 66 | CA | 93060 | Ventura | 3 | 0 | 0 | 1 | 0 | 1 | 0 | 0 | 0 | 0 | 0 | 0 | 0 | 0 | 0 | 0 | 0 | 0 | 0 | 0 | 0 | 0 | 0 | 0 | 0 | 1 | 0 | 0 | 0 | 0 | 0 | 0 | 0 | 0 | 0 | 0 | 0 | 0 | 0 | 0 | 0 | 0 | 0 | 0 | 0 | 0 | 0 | 0 | 0 | 0 | 0 | 0 | 0 | 0 | 0 | 0 | 0 | 0 | 0 | 0 | 0 | 0 | 0 | 0 | 0 | 0 | 0 | 0 | 0 | 0 | 0 | 0 | 0 | 0 | 0 | 0 | 0 | 0 | 0 | 0 | 0 | 0 | 0 | 0 | 0 | 0 | 0 | 0 | 0 | 0 | 0 | 0 | 0 | 0 | 0 | 0 | 0 | 0 | Greater_LA_Li_Battery_4hr | Greater_LA_Li_Battery_8hr | Tehachapi_Solar |  | 0 |  |  |  | Greater_LA | Greater_LA
SCE Metro | Walnut | 230 | CA | 91745 | LOS ANGELES | 1 | 0 | 0 | 0 | 0 | 0 | 0 | 0 | 0 | 0 | 1 | 0 | 0 | 0 | 0 | 0 | 0 | 0 | 0 | 0 | 0 | 0 | 0 | 0 | 0 | 0 | 0 | 0 | 0 | 0 | 0 | 0 | 0 | 0 | 0 | 0 | 0 | 0 | 0 | 0 | 0 | 0 | 0 | 0 | 0 | 0 | 0 | 0 | 0 | 0 | 0 | 0 | 0 | 0 | 0 | 0 | 0 | 0 | 0 | 0 | 0 | 0 | 0 | 0 | 0 | 0 | 0 | 0 | 0 | 0 | 0 | 0 | 0 | 0 | 0 | 0 | 0 | 0 | 0 | 0 | 0 | 0 | 0 | 0 | 0 | 0 | 0 | 0 | 0 | 0 | 0 | 0 | 0 | 0 | 0 | 0 | 0 | 0 | Greater_LA_Li_Battery_4hr | Greater_LA_Li_Battery_8hr | Greater_LA_Solar |  | 0 |  |  |  | Greater_LA | Greater_LA
SCE Northern | Warne | 230 | CA | 93243 | LOS ANGELES | 3 | 0 | 0 | 1 | 0 | 0 | 0 | 1 | 0 | 0 | 0 | 0 | 0 | 0 | 0 | 0 | 0 | 0 | 0 | 0 | 0 | 0 | 0 | 0 | 0 | 1 | 0 | 0 | 0 | 0 | 0 | 0 | 0 | 0 | 0 | 0 | 0 | 0 | 0 | 0 | 0 | 0 | 0 | 0 | 0 | 0 | 0 | 0 | 0 | 0 | 0 | 0 | 0 | 0 | 0 | 0 | 0 | 0 | 0 | 0 | 0 | 0 | 0 | 0 | 0 | 0 | 0 | 0 | 0 | 0 | 0 | 0 | 0 | 0 | 0 | 0 | 0 | 0 | 0 | 0 | 0 | 0 | 0 | 0 | 0 | 0 | 0 | 0 | 0 | 0 | 0 | 0 | 0 | 0 | 0 | 0 | 0 | 0 | Tehachapi_Li_Battery_4hr | Tehachapi_Li_Battery_8hr | Tehachapi_Solar |  | Tehachapi_Wind |  |  |  | Tehachapi | Tehachapi
PG&E GBA | Warnerville | 230 | CA | 95361 | STANISLAUS | 12 | 0 | 0 | 0 | 0 | 0 | 0 | 0 | 0 | 0 | 0 | 0 | 0 | 0 | 0 | 0 | 0 | 0 | 0 | 0 | 0 | 0 | 0 | 0 | 0 | 0 | 0 | 0 | 0 | 0 | 0 | 0 | 0 | 0 | 0 | 0 | 0 | 0 | 0 | 0 | 0 | 0 | 0 | 0 | 0 | 0 | 1 | 0 | 0 | 0 | 0 | 0 | 0 | 0 | 0 | 0 | 0 | 0 | 0 | 0 | 1 | 1 | 0 | 0 | 0 | 0 | 0 | 0 | 0 | 0 | 0 | 0 | 0 | 0 | 0 | 0 | 0 | 0 | 0 | 1 | 1 | 0 | 1 | 1 | 0 | 1 | 0 | 0 | 1 | 1 | 1 | 0 | 0 | 1 | 0 | 0 | 0 | 0 | Southern_PGAE_Li_Battery_4hr | Southern_PGAE_Li_Battery_8hr | Southern_PGAE_Solar |  | Central_Valley_North_Los_Banos_Wind |  |  |  | Southern_PGAE | Central_Valley_North_Los_Banos
PG&E FRESNO | Waukena | 115 | CA | 93230 | KINGS | 5 | 0 | 0 | 0 | 0 | 0 | 0 | 0 | 0 | 0 | 0 | 0 | 0 | 0 | 0 | 0 | 0 | 0 | 0 | 0 | 0 | 0 | 0 | 0 | 0 | 0 | 0 | 0 | 0 | 0 | 0 | 0 | 0 | 0 | 0 | 0 | 0 | 0 | 0 | 0 | 0 | 0 | 0 | 0 | 0 | 0 | 0 | 0 | 0 | 0 | 0 | 0 | 0 | 0 | 0 | 0 | 0 | 0 | 0 | 0 | 0 | 0 | 0 | 0 | 0 | 0 | 0 | 0 | 0 | 1 | 0 | 0 | 0 | 0 | 0 | 0 | 0 | 0 | 0 | 0 | 1 | 0 | 1 | 0 | 1 | 0 | 1 | 0 | 0 | 0 | 0 | 0 | 0 | 0 | 0 | 0 | 0 | 0 | Southern_PGAE_Li_Battery_4hr | Southern_PGAE_Li_Battery_8hr | Southern_PGAE_Solar |  | Central_Valley_North_Los_Banos_Wind |  |  |  | Southern_PGAE | Central_Valley_North_Los_Banos
PG&E GBA | Weber | 230 | CA | 95205 | SAN JOAQUIN | 3 | 0 | 0 | 0 | 0 | 0 | 0 | 0 | 0 | 0 | 0 | 0 | 0 | 0 | 0 | 0 | 0 | 0 | 0 | 0 | 0 | 0 | 0 | 0 | 0 | 0 | 0 | 0 | 0 | 0 | 0 | 0 | 0 | 0 | 0 | 0 | 0 | 0 | 0 | 0 | 0 | 0 | 0 | 0 | 0 | 0 | 1 | 0 | 0 | 0 | 0 | 0 | 0 | 0 | 0 | 0 | 0 | 0 | 0 | 0 | 1 | 1 | 0 | 0 | 0 | 0 | 0 | 0 | 0 | 0 | 0 | 0 | 0 | 0 | 0 | 0 | 0 | 0 | 0 | 0 | 0 | 0 | 0 | 0 | 0 | 0 | 0 | 0 | 0 | 0 | 0 | 0 | 0 | 0 | 0 | 0 | 0 | 0 | Northern_California_Li_Battery_4hr | Northern_California_Li_Battery_8hr | Northern_California_Solar |  | Solano_Wind |  |  |  | Northern_California | Solano
PG&E GBA | Weber | 60 | CA | 95205 | SAN JOAQUIN | 3 | 0 | 0 | 0 | 0 | 0 | 0 | 0 | 0 | 0 | 0 | 0 | 0 | 0 | 0 | 0 | 0 | 0 | 0 | 0 | 0 | 0 | 0 | 0 | 0 | 0 | 0 | 0 | 0 | 0 | 0 | 0 | 0 | 0 | 0 | 0 | 0 | 0 | 0 | 0 | 0 | 0 | 0 | 0 | 0 | 0 | 1 | 0 | 0 | 0 | 0 | 0 | 0 | 0 | 0 | 0 | 0 | 0 | 0 | 0 | 1 | 1 | 0 | 0 | 0 | 0 | 0 | 0 | 0 | 0 | 0 | 0 | 0 | 0 | 0 | 0 | 0 | 0 | 0 | 0 | 0 | 0 | 0 | 0 | 0 | 0 | 0 | 0 | 0 | 0 | 0 | 0 | 0 | 0 | 0 | 0 | 0 | 0 | Northern_California_Li_Battery_4hr | Northern_California_Li_Battery_8hr | Northern_California_Solar |  | Solano_Wind |  |  |  | Northern_California | Solano
PG&E FRESNO | West Fresno | 115 | CA | 93706 | FRESNO | 6 | 0 | 0 | 0 | 0 | 0 | 0 | 0 | 0 | 0 | 0 | 0 | 0 | 0 | 0 | 0 | 0 | 0 | 0 | 0 | 0 | 0 | 0 | 0 | 0 | 0 | 0 | 0 | 0 | 0 | 0 | 0 | 0 | 0 | 0 | 0 | 0 | 0 | 0 | 0 | 0 | 0 | 0 | 0 | 0 | 0 | 1 | 0 | 0 | 0 | 0 | 0 | 0 | 0 | 0 | 0 | 0 | 0 | 0 | 0 | 0 | 0 | 0 | 0 | 0 | 0 | 0 | 0 | 0 | 0 | 0 | 0 | 0 | 0 | 0 | 0 | 0 | 0 | 0 | 1 | 1 | 0 | 1 | 0 | 0 | 0 | 1 | 0 | 0 | 0 | 1 | 0 | 0 | 0 | 0 | 0 | 0 | 0 | Southern_PGAE_Li_Battery_4hr | Southern_PGAE_Li_Battery_8hr | Southern_PGAE_Solar |  | Central_Valley_North_Los_Banos_Wind |  |  |  | Southern_PGAE | Central_Valley_North_Los_Banos
PG&E FRESNO | Westley | 230 | CA | 95363 | STANISLAUS | 1 | 0 | 0 | 0 | 0 | 0 | 0 | 0 | 0 | 0 | 0 | 0 | 0 | 0 | 0 | 0 | 0 | 0 | 0 | 0 | 0 | 0 | 0 | 0 | 0 | 0 | 0 | 0 | 0 | 0 | 0 | 0 | 0 | 0 | 0 | 0 | 0 | 0 | 0 | 0 | 0 | 0 | 0 | 0 | 0 | 0 | 0 | 0 | 0 | 0 | 0 | 0 | 0 | 0 | 0 | 0 | 0 | 0 | 0 | 0 | 0 | 0 | 0 | 0 | 0 | 0 | 0 | 0 | 0 | 0 | 0 | 0 | 0 | 0 | 0 | 0 | 0 | 0 | 0 | 0 | 0 | 0 | 0 | 0 | 0 | 0 | 1 | 0 | 0 | 0 | 0 | 0 | 0 | 0 | 0 | 0 | 0 | 0 | Southern_PGAE_Li_Battery_4hr | Southern_PGAE_Li_Battery_8hr | Southern_PGAE_Solar |  | Central_Valley_North_Los_Banos_Wind |  |  |  | Southern_PGAE | Central_Valley_North_Los_Banos
PG&E KERN | Westpark | 115 | CA | 93301 | KERN | 3 | 0 | 0 | 0 | 0 | 0 | 0 | 0 | 0 | 0 | 0 | 0 | 0 | 0 | 0 | 0 | 0 | 0 | 0 | 0 | 0 | 0 | 0 | 0 | 0 | 0 | 0 | 0 | 0 | 0 | 0 | 0 | 0 | 0 | 0 | 0 | 0 | 0 | 0 | 0 | 0 | 0 | 0 | 0 | 0 | 0 | 0 | 0 | 0 | 0 | 0 | 0 | 0 | 0 | 0 | 0 | 0 | 0 | 0 | 0 | 0 | 0 | 0 | 0 | 0 | 0 | 0 | 0 | 1 | 1 | 0 | 0 | 0 | 0 | 0 | 0 | 0 | 0 | 0 | 0 | 1 | 0 | 0 | 0 | 0 | 0 | 0 | 0 | 0 | 0 | 0 | 0 | 0 | 0 | 0 | 0 | 0 | 0 | Southern_PGAE_Li_Battery_4hr | Southern_PGAE_Li_Battery_8hr | Southern_PGAE_Solar |  | Central_Valley_North_Los_Banos_Wind |  |  |  | Southern_PGAE | Central_Valley_North_Los_Banos
PG&E KERN | Wheeler Ridge | 230 | CA | 93307 | KERN | 4 | 0 | 0 | 0 | 0 | 0 | 0 | 0 | 0 | 0 | 0 | 0 | 0 | 0 | 0 | 0 | 0 | 0 | 0 | 0 | 0 | 0 | 0 | 0 | 0 | 0 | 0 | 0 | 0 | 0 | 0 | 0 | 0 | 0 | 0 | 0 | 0 | 0 | 0 | 0 | 0 | 0 | 0 | 0 | 0 | 0 | 0 | 0 | 0 | 0 | 0 | 0 | 0 | 0 | 0 | 0 | 0 | 0 | 0 | 0 | 0 | 0 | 0 | 0 | 0 | 0 | 0 | 0 | 0 | 0 | 0 | 0 | 0 | 0 | 0 | 0 | 0 | 1 | 0 | 1 | 1 | 0 | 0 | 0 | 0 | 0 | 0 | 0 | 0 | 0 | 0 | 0 | 0 | 0 | 0 | 1 | 0 | 0 | Southern_PGAE_Li_Battery_4hr | Southern_PGAE_Li_Battery_8hr | Southern_PGAE_Solar |  | Central_Valley_North_Los_Banos_Wind |  |  |  | Southern_PGAE | Central_Valley_North_Los_Banos
PG&E KERN | Wheeler Ridge | 115 | CA | 93307 | KERN | 3 | 0 | 0 | 0 | 0 | 0 | 0 | 0 | 0 | 0 | 0 | 0 | 0 | 0 | 0 | 0 | 0 | 0 | 0 | 0 | 0 | 0 | 0 | 0 | 0 | 0 | 0 | 0 | 0 | 0 | 0 | 0 | 0 | 0 | 0 | 0 | 0 | 0 | 0 | 0 | 0 | 0 | 0 | 0 | 0 | 0 | 0 | 0 | 0 | 0 | 0 | 0 | 0 | 0 | 0 | 0 | 0 | 0 | 0 | 0 | 0 | 0 | 0 | 0 | 0 | 0 | 0 | 0 | 1 | 1 | 0 | 0 | 0 | 0 | 0 | 0 | 0 | 0 | 0 | 0 | 1 | 0 | 0 | 0 | 0 | 0 | 0 | 0 | 0 | 0 | 0 | 0 | 0 | 0 | 0 | 0 | 0 | 0 | Southern_PGAE_Li_Battery_4hr | Southern_PGAE_Li_Battery_8hr | Southern_PGAE_Solar |  | Central_Valley_North_Los_Banos_Wind |  |  |  | Southern_PGAE | Central_Valley_North_Los_Banos
PG&E KERN | Wheeler Ridge | 70 | CA | 93307 | KERN | 4 | 0 | 0 | 0 | 0 | 0 | 0 | 0 | 0 | 0 | 0 | 0 | 0 | 0 | 0 | 0 | 0 | 0 | 0 | 0 | 0 | 0 | 0 | 0 | 0 | 0 | 0 | 0 | 0 | 0 | 0 | 0 | 0 | 0 | 0 | 0 | 0 | 0 | 0 | 0 | 0 | 0 | 0 | 0 | 0 | 0 | 0 | 0 | 0 | 0 | 0 | 0 | 0 | 0 | 0 | 0 | 0 | 0 | 0 | 0 | 0 | 0 | 0 | 0 | 0 | 0 | 0 | 0 | 0 | 0 | 0 | 0 | 0 | 0 | 0 | 0 | 0 | 1 | 0 | 1 | 1 | 0 | 0 | 0 | 0 | 0 | 0 | 0 | 0 | 0 | 0 | 0 | 0 | 0 | 0 | 1 | 0 | 0 | Southern_PGAE_Li_Battery_4hr | Southern_PGAE_Li_Battery_8hr | Southern_PGAE_Solar |  | Central_Valley_North_Los_Banos_Wind |  |  |  | Southern_PGAE | Central_Valley_North_Los_Banos
SCE Northern | Whirlwind | 230 | CA | 93560 | KERN | 2 | 1 | 1 | 0 | 0 | 0 | 0 | 0 | 0 | 0 | 0 | 0 | 0 | 0 | 0 | 0 | 0 | 0 | 0 | 0 | 0 | 0 | 0 | 0 | 0 | 0 | 0 | 0 | 0 | 0 | 0 | 0 | 0 | 0 | 0 | 0 | 0 | 0 | 0 | 0 | 0 | 0 | 0 | 0 | 0 | 0 | 0 | 0 | 0 | 0 | 0 | 0 | 0 | 0 | 0 | 0 | 0 | 0 | 0 | 0 | 0 | 0 | 0 | 0 | 0 | 0 | 0 | 0 | 0 | 0 | 0 | 0 | 0 | 0 | 0 | 0 | 0 | 0 | 0 | 0 | 0 | 0 | 0 | 0 | 0 | 0 | 0 | 0 | 0 | 0 | 0 | 0 | 0 | 0 | 0 | 0 | 0 | 0 | Tehachapi_Li_Battery_4hr | Tehachapi_Li_Battery_8hr | Tehachapi_Solar |  | Tehachapi_Wind |  |  |  | Tehachapi | Tehachapi
SCE Northern | Whirlwind | 500 | CA | 93560 | KERN | 2 | 1 | 1 | 0 | 0 | 0 | 0 | 0 | 0 | 0 | 0 | 0 | 0 | 0 | 0 | 0 | 0 | 0 | 0 | 0 | 0 | 0 | 0 | 0 | 0 | 0 | 0 | 0 | 0 | 0 | 0 | 0 | 0 | 0 | 0 | 0 | 0 | 0 | 0 | 0 | 0 | 0 | 0 | 0 | 0 | 0 | 0 | 0 | 0 | 0 | 0 | 0 | 0 | 0 | 0 | 0 | 0 | 0 | 0 | 0 | 0 | 0 | 0 | 0 | 0 | 0 | 0 | 0 | 0 | 0 | 0 | 0 | 0 | 0 | 0 | 0 | 0 | 0 | 0 | 0 | 0 | 0 | 0 | 0 | 0 | 0 | 0 | 0 | 0 | 0 | 0 | 0 | 0 | 0 | 0 | 0 | 0 | 0 | Tehachapi_Li_Battery_4hr | Tehachapi_Li_Battery_8hr | Tehachapi_Solar |  | Tehachapi_Wind |  |  |  | Tehachapi | Tehachapi
PG&E GBA | Whisman | 115 | CA | 94043 | Santa Clara | 3 | 0 | 0 | 0 | 0 | 0 | 0 | 0 | 0 | 0 | 0 | 0 | 0 | 0 | 0 | 0 | 0 | 0 | 0 | 0 | 0 | 0 | 0 | 0 | 0 | 0 | 0 | 0 | 0 | 0 | 0 | 0 | 0 | 0 | 0 | 0 | 0 | 0 | 0 | 0 | 0 | 0 | 0 | 0 | 0 | 0 | 0 | 0 | 0 | 0 | 0 | 0 | 0 | 1 | 0 | 0 | 1 | 0 | 0 | 0 | 0 | 0 | 0 | 0 | 0 | 0 | 0 | 0 | 0 | 0 | 0 | 0 | 0 | 0 | 0 | 0 | 0 | 0 | 0 | 0 | 0 | 0 | 0 | 0 | 0 | 0 | 0 | 0 | 0 | 0 | 0 | 0 | 0 | 0 | 0 | 0 | 0 | 1 | Northern_California_Li_Battery_4hr | Northern_California_Li_Battery_8hr | Northern_California_Solar |  | Kern_Greater_Carrizo_Wind |  |  |  | Northern_California | Peninsula_Monterey
SCE Eastern | Wildlife | 230 | CA | 92504 | Riverside | 2 | 0 | 0 | 0 | 0 | 0 | 0 | 0 | 0 | 0 | 0 | 0 | 0 | 0 | 0 | 0 | 0 | 0 | 0 | 0 | 1 | 0 | 1 | 0 | 0 | 0 | 0 | 0 | 0 | 0 | 0 | 0 | 0 | 0 | 0 | 0 | 0 | 0 | 0 | 0 | 0 | 0 | 0 | 0 | 0 | 0 | 0 | 0 | 0 | 0 | 0 | 0 | 0 | 0 | 0 | 0 | 0 | 0 | 0 | 0 | 0 | 0 | 0 | 0 | 0 | 0 | 0 | 0 | 0 | 0 | 0 | 0 | 0 | 0 | 0 | 0 | 0 | 0 | 0 | 0 | 0 | 0 | 0 | 0 | 0 | 0 | 0 | 0 | 0 | 0 | 0 | 0 | 0 | 0 | 0 | 0 | 0 | 0 | Riverside_Li_Battery_4hr | Riverside_Li_Battery_8hr | Riverside_Solar |  | Riverside_Palm_Springs_Wind |  |  |  | Riverside | Riverside (Exclude)
PG&E FRESNO | Wilson | 115 | CA | 95340 | MERCED | 12 | 0 | 0 | 0 | 0 | 0 | 0 | 0 | 0 | 0 | 0 | 0 | 0 | 0 | 0 | 0 | 0 | 0 | 0 | 0 | 0 | 0 | 0 | 0 | 0 | 0 | 0 | 0 | 0 | 0 | 0 | 0 | 0 | 0 | 0 | 0 | 0 | 0 | 0 | 0 | 0 | 0 | 0 | 0 | 0 | 0 | 1 | 0 | 0 | 0 | 0 | 0 | 0 | 0 | 0 | 0 | 0 | 0 | 0 | 0 | 1 | 0 | 0 | 0 | 0 | 0 | 0 | 0 | 0 | 0 | 0 | 0 | 0 | 0 | 0 | 0 | 0 | 0 | 0 | 1 | 1 | 0 | 1 | 1 | 0 | 1 | 1 | 0 | 1 | 1 | 1 | 0 | 0 | 1 | 0 | 0 | 0 | 0 | Southern_PGAE_Li_Battery_4hr | Southern_PGAE_Li_Battery_8hr | Southern_PGAE_Solar |  | Central_Valley_North_Los_Banos_Wind |  |  |  | Southern_PGAE | Central_Valley_North_Los_Banos
PG&E FRESNO | Wilson | 230 | CA | 95340 | MERCED | 14 | 0 | 0 | 0 | 0 | 0 | 0 | 0 | 0 | 0 | 0 | 0 | 0 | 0 | 0 | 0 | 0 | 0 | 0 | 0 | 0 | 0 | 0 | 0 | 0 | 0 | 0 | 0 | 0 | 0 | 0 | 0 | 0 | 0 | 0 | 0 | 0 | 0 | 0 | 0 | 0 | 0 | 0 | 0 | 0 | 0 | 1 | 0 | 0 | 0 | 0 | 0 | 0 | 0 | 0 | 0 | 0 | 0 | 0 | 0 | 1 | 0 | 0 | 0 | 0 | 0 | 0 | 0 | 0 | 0 | 0 | 0 | 0 | 0 | 0 | 0 | 0 | 0 | 0 | 1 | 1 | 0 | 1 | 1 | 1 | 1 | 1 | 0 | 1 | 1 | 1 | 0 | 0 | 1 | 0 | 1 | 0 | 0 | Southern_PGAE_Li_Battery_4hr | Southern_PGAE_Li_Battery_8hr | Southern_PGAE_Solar |  | Central_Valley_North_Los_Banos_Wind |  |  |  | Southern_PGAE | Central_Valley_North_Los_Banos
SCE Northern | Windhub | 230 | CA | 93501 | KERN | 3 | 1 | 1 | 0 | 1 | 0 | 0 | 0 | 0 | 0 | 0 | 0 | 0 | 0 | 0 | 0 | 0 | 0 | 0 | 0 | 0 | 0 | 0 | 0 | 0 | 0 | 0 | 0 | 0 | 0 | 0 | 0 | 0 | 0 | 0 | 0 | 0 | 0 | 0 | 0 | 0 | 0 | 0 | 0 | 0 | 0 | 0 | 0 | 0 | 0 | 0 | 0 | 0 | 0 | 0 | 0 | 0 | 0 | 0 | 0 | 0 | 0 | 0 | 0 | 0 | 0 | 0 | 0 | 0 | 0 | 0 | 0 | 0 | 0 | 0 | 0 | 0 | 0 | 0 | 0 | 0 | 0 | 0 | 0 | 0 | 0 | 0 | 0 | 0 | 0 | 0 | 0 | 0 | 0 | 0 | 0 | 0 | 0 | Tehachapi_Li_Battery_4hr | Tehachapi_Li_Battery_8hr | Tehachapi_Solar |  | Tehachapi_Wind |  |  |  | Tehachapi | Tehachapi
SCE Northern | Windhub | 500 | CA | 93501 | KERN | 3 | 1 | 1 | 0 | 1 | 0 | 0 | 0 | 0 | 0 | 0 | 0 | 0 | 0 | 0 | 0 | 0 | 0 | 0 | 0 | 0 | 0 | 0 | 0 | 0 | 0 | 0 | 0 | 0 | 0 | 0 | 0 | 0 | 0 | 0 | 0 | 0 | 0 | 0 | 0 | 0 | 0 | 0 | 0 | 0 | 0 | 0 | 0 | 0 | 0 | 0 | 0 | 0 | 0 | 0 | 0 | 0 | 0 | 0 | 0 | 0 | 0 | 0 | 0 | 0 | 0 | 0 | 0 | 0 | 0 | 0 | 0 | 0 | 0 | 0 | 0 | 0 | 0 | 0 | 0 | 0 | 0 | 0 | 0 | 0 | 0 | 0 | 0 | 0 | 0 | 0 | 0 | 0 | 0 | 0 | 0 | 0 | 0 | Tehachapi_Li_Battery_4hr | Tehachapi_Li_Battery_8hr | Tehachapi_Solar |  | Tehachapi_Wind |  |  |  | Tehachapi | Tehachapi
PG&E GBA | Windmaster | 230 | CA | 94514 | CONTRA COSTA | 4 | 0 | 0 | 0 | 0 | 0 | 0 | 0 | 0 | 0 | 0 | 0 | 0 | 0 | 0 | 0 | 0 | 0 | 0 | 0 | 0 | 0 | 0 | 0 | 0 | 0 | 0 | 0 | 0 | 0 | 0 | 0 | 0 | 0 | 0 | 0 | 0 | 0 | 0 | 0 | 1 | 0 | 0 | 0 | 0 | 0 | 0 | 0 | 0 | 0 | 0 | 0 | 0 | 0 | 1 | 0 | 1 | 0 | 0 | 0 | 0 | 0 | 0 | 0 | 0 | 0 | 1 | 0 | 0 | 0 | 0 | 0 | 0 | 0 | 0 | 0 | 0 | 0 | 0 | 0 | 0 | 0 | 0 | 0 | 0 | 0 | 0 | 0 | 0 | 0 | 0 | 0 | 0 | 0 | 0 | 0 | 0 | 0 | Northern_California_Li_Battery_4hr | Northern_California_Li_Battery_8hr | Northern_California_Solar |  | Solano_Wind |  |  |  | Northern_California | Solano
PG&E NGBA | Windsor | 60 | CA | 90056 | Los Angeles | 3 | 0 | 0 | 0 | 0 | 0 | 0 | 0 | 0 | 0 | 0 | 0 | 0 | 0 | 0 | 0 | 0 | 0 | 0 | 0 | 0 | 0 | 0 | 0 | 0 | 0 | 0 | 0 | 0 | 0 | 0 | 0 | 0 | 0 | 0 | 0 | 0 | 0 | 0 | 0 | 1 | 0 | 0 | 0 | 0 | 0 | 0 | 0 | 0 | 0 | 0 | 0 | 0 | 1 | 0 | 0 | 0 | 0 | 0 | 0 | 0 | 0 | 0 | 0 | 0 | 0 | 0 | 1 | 0 | 0 | 0 | 0 | 0 | 0 | 0 | 0 | 0 | 0 | 0 | 0 | 0 | 0 | 0 | 0 | 0 | 0 | 0 | 0 | 0 | 0 | 0 | 0 | 0 | 0 | 0 | 0 | 0 | 0 | Greater_LA_Li_Battery_4hr | Greater_LA_Li_Battery_8hr | Greater_LA_Solar |  | 0 |  |  |  | Greater_LA | Greater_LA
PG&E NGBA | Woodland | 115 | CA | 95776 | YOLO | 8 | 0 | 0 | 0 | 0 | 0 | 0 | 0 | 0 | 0 | 0 | 0 | 0 | 0 | 0 | 0 | 0 | 0 | 0 | 0 | 0 | 0 | 0 | 0 | 0 | 0 | 0 | 0 | 0 | 0 | 0 | 0 | 0 | 0 | 0 | 0 | 0 | 0 | 0 | 0 | 1 | 1 | 0 | 1 | 0 | 1 | 1 | 0 | 1 | 0 | 0 | 0 | 0 | 0 | 0 | 0 | 0 | 0 | 0 | 0 | 1 | 1 | 0 | 0 | 0 | 0 | 0 | 0 | 0 | 0 | 0 | 0 | 0 | 0 | 0 | 0 | 0 | 0 | 0 | 0 | 0 | 0 | 0 | 0 | 0 | 0 | 0 | 0 | 0 | 0 | 0 | 0 | 0 | 0 | 0 | 0 | 0 | 0 | Northern_California_Li_Battery_4hr | Northern_California_Li_Battery_8hr | Northern_California_Solar |  | Solano_Wind |  |  |  | Northern_California | Solano
PG&E FRESNO | Woodward | 115 | CA | 93619 | Fresno | 7 | 0 | 0 | 0 | 0 | 0 | 0 | 0 | 0 | 0 | 0 | 0 | 0 | 0 | 0 | 0 | 0 | 0 | 0 | 0 | 0 | 0 | 0 | 0 | 0 | 0 | 0 | 0 | 0 | 0 | 0 | 0 | 0 | 0 | 0 | 0 | 0 | 0 | 0 | 0 | 0 | 0 | 0 | 0 | 0 | 0 | 0 | 0 | 0 | 0 | 0 | 0 | 0 | 0 | 0 | 0 | 0 | 0 | 0 | 0 | 0 | 0 | 0 | 0 | 0 | 0 | 0 | 0 | 0 | 0 | 0 | 0 | 0 | 0 | 0 | 0 | 0 | 0 | 0 | 0 | 1 | 0 | 1 | 1 | 1 | 0 | 1 | 0 | 1 | 0 | 0 | 0 | 0 | 1 | 0 | 0 | 0 | 0 | Southern_PGAE_Li_Battery_4hr | Southern_PGAE_Li_Battery_8hr | Southern_PGAE_Solar |  | Central_Valley_North_Los_Banos_Wind |  |  |  | Southern_PGAE | Central_Valley_North_Los_Banos
PG&E NGBA | Wyandotte | 115 | CA | 95966 | BUTTE | 7 | 0 | 0 | 0 | 0 | 0 | 0 | 0 | 0 | 0 | 0 | 0 | 0 | 0 | 0 | 0 | 0 | 0 | 0 | 0 | 0 | 0 | 0 | 0 | 0 | 0 | 0 | 0 | 0 | 0 | 0 | 0 | 0 | 0 | 0 | 0 | 0 | 0 | 0 | 0 | 1 | 0 | 0 | 0 | 0 | 1 | 1 | 1 | 1 | 0 | 0 | 0 | 0 | 0 | 0 | 0 | 0 | 0 | 0 | 0 | 1 | 1 | 0 | 0 | 0 | 0 | 0 | 0 | 0 | 0 | 0 | 0 | 0 | 0 | 0 | 0 | 0 | 0 | 0 | 0 | 0 | 0 | 0 | 0 | 0 | 0 | 0 | 0 | 0 | 0 | 0 | 0 | 0 | 0 | 0 | 0 | 0 | 0 | Northern_California_Li_Battery_4hr | Northern_California_Li_Battery_8hr | Northern_California_Solar |  | Northern_California_Wind |  |  |  | Northern_California | Northern_California

## Gas_Capacity_Not_RetainedReadMe
Tabs for Analysis
Scoring Criteria | This tab scores each gas generator based on environmental, performance, and reliability criteria to calculate a total score. Units are ranked in descending order, and those with the lowest scores are identified for non-retention up to the MW not retained by RESOLVE. To view the analysis workbook that developed these calculations, please review the supplemental workbook on Gas Capacity Not Retained.
Quartile Binning | Summary of quartile binning (higher = worse) for each scoring criteria by gas generator technology, i.e. Peaker vs CCGT
Replacement Storage Mapping | This table determines how much replacement storage can be mapped into the local areas to replace the gas not retained

## Gas_Capacity_Not_Retained_Units
Summary comparison to RESOLVE outputs |  |  |  | Final scoring of CCGT units, sorted in descending score order; units with the highest scores will be prioritized for non-retention in TPP analysis | [7 empty] | Sorted |  |  |  | Final scoring of Peaker units, sorted in descending score order; units with the highest scores will be prioritized for non-retention in TPP analysis | [7 empty] | Sorted
CCGT | PGE | SCE | Total | Unit | CAISO Name | Busbar | IOU | CAISO Study Area | LCR Area | RESOLVE Resource | Capacity | Total Score | Must Retain? | Cumulative Capacity | Proposed Decision | Unit | CAISO Name | Busbar | IOU | CAISO Study Area | LCR Area | Technology | Capacity | Total Score | Must Retain? | Cumulative Capacity | Proposed Decision
RESOLVE | 159.4408 | 199 | 358.4408 | [7 empty] | MW |  |  | MW | [8 empty] | MW |  |  | MW
Decision | 267 | 139 | 406 | LAPLMA_2_UNIT_1 | La Paloma Generating Plant Unit #1 | PGE_Sunset_230kV | PGE | PGE Kern | CAISO System | PGE_CCGT2 | 267 | 3.75 | FALSE | 267 | Do not retain | CHALK_1_UNIT | CHALK CLIFF LIMITED | PGE_Taft_115kV | PGE | PGE Kern | CAISO System | PGE_Peaker3 | 48.67 | 3.25 | FALSE | 49 | Do not retain
Delta | 107.5592 | -60 | 47.5592 | LAPLMA_2_UNIT_2 | La Paloma Generating Plant Unit #2 | PGE_Sunset_230kV | PGE | PGE Kern | CAISO System | PGE_CCGT2 | 266 | 3.75 | FALSE | 533 | Retain | GLNARM_7_UNIT_3 | GLEN ARM UNIT 3 | SCE_Goodrich_230kV | SCE | SCE Metro | SCE_LABasin | SCE_Peaker2 | 44.83 | 3.25 | FALSE | 94 | Do not retain
|  |  |  | LAPLMA_2_UNIT_3 | La Paloma Generating Plant Unit #3 | PGE_Sunset_230kV | PGE | PGE Kern | CAISO System | PGE_CCGT2 | 266 | 3.75 | FALSE | 799 | Retain | GLNARM_7_UNIT_4 | GLEN ARM UNIT 4 | SCE_Goodrich_230kV | SCE | SCE Metro | SCE_LABasin | SCE_Peaker2 | 42.42 | 3.25 | FALSE | 136 | Do not retain
Peaker | PGE | SCE | Total | LAPLMA_2_UNIT_4 | LA PALOMA GENERATING PLANT, UNIT #4 | PGE_Sunset_230kV | PGE | PGE Kern | CAISO System | PGE_CCGT2 | 267 | 3.75 | FALSE | 1066 | Retain | MKTRCK_1_UNIT_1 | MCKITTRICK LIMITED | PGE_Temblor_115kV | PGE | PGE Kern | CAISO System | PGE_Peaker3 | 47.72 | 3.25 | FALSE | 184 | Do not retain
RESOLVE | 546.59 | 308.51 | 855.1 | DELTA_2_PL1X4 | DELTA ENERGY CENTER AGGREGATE | PGE_DELTA ENERGY_230kV | PGE | PGE GBA | PGE_GBA | PGE_CCGT2 | 880 | 3.313 | FALSE | 1946 | Retain | ALMEGT_1_UNIT_1 | ALAMEDA GT UNIT 1 | PGE_Oakland C_115kV | PGE | PGE GBA | PGE_GBA | PGE_Peaker3 | 25 | 3.188 | FALSE | 209 | Retain
Decision | 446.74 | 373.1 | 819.84 | VERNON_6_MALBRG | Malburg Generating Station | SCE_Laguna Bell_230kV | SCE | SCE Metro | SCE_LABasin | SCE_CCGT2 | 139 | 3.25 | FALSE | 2085 | Do not retain | ALMEGT_1_UNIT_2 | ALAMEDA GT UNIT 2 | PGE_Oakland C_115kV | PGE | PGE GBA | PGE_GBA | PGE_Peaker3 | 25 | 3.188 | FALSE | 234 | Do not retain
Delta | -99.85 | 64.59 | -35.26 | HIDSRT_2_UNITS | HIGH DESERT POWER PROJECT AGGREGATE | SCE_Victor_230kV | SCE | SCE NOL | CAISO System | SCE_CCGT2 | 850 | 3.188 | FALSE | 2935 | Retain | AGRICO_6_PL3N5 | Fresno Peaker | PGE_Helm_70kV | PGE | PGE Fresno | PGE_Fresno | PGE_Peaker2 | 22.69 | 3.125 | FALSE | 256 | Do not retain
|  |  |  | LMEC_1_PL1X3 | Los Medanos Energy Center AGGREGATE | PGE_Pittsburg_115kV | PGE | PGE GBA | PGE_GBA | PGE_CCGT2 | 580 | 3.188 | FALSE | 3515 | Retain | GWFPWR_1_UNITS | Hanford Peaker Plant | PGE_GWF Hanford_115kV | PGE | PGE Fresno | PGE_Fresno | PGE_Peaker2 | 98.46 | 3.125 | FALSE | 355 | Do not retain
Total | PGE | SCE | Total | GLNARM_2_UNIT_5 | Glenarm Turbine 5 | SCE_Goodrich_230kV | SCE | SCE Metro | SCE_LABasin | SCE_CCGT1 | 66 | 3.125 | TRUE | 3581 | Retain | WOLFSK_1_UNITA1 | Wolfskill Energy Center | PGE_Vaca Dixon_115kV | PGE | PGE NGBA | CAISO System | PGE_Peaker2 | 48.68 | 3.063 | FALSE | 403 | Retain
RESOLVE | 706.0308 | 507.51 | 1213.5408 | CALPIN_1_AGNEW | Agnews Power Plant | PGE_Los Esteros_115kV | PGE | PGE GBA | PGE_GBA | PGE_CCGT3 | 29 | 3.063 | FALSE | 3609 | Retain | PNCHEG_2_PL1X4 | PANOCHE ENERGY CENTER (Aggregated) | PGE_Panoche_230kV | PGE | PGE Fresno | CAISO System | PGE_Peaker2 | 417 | 3 | FALSE | 820 | Retain
Decision | 713.74 | 512.1 | 1225.84 | SBERDO_2_PSP3 | Mountainview Gen Sta. Unit 3 | SCE_San Bernardino_220kV | SCE | SCE Eastern | SCE_LABasin | SCE_CCGT2 | 555 | 3 | FALSE | 4164 | Retain | RVSIDE_6_RERCU1 | Riverside Energy Res. Ctr Unit 1 | SCE_Wildlife_230kV | SCE | SCE Eastern | SCE_LABasin | SCE_Peaker2 | 48.35 | 3 | FALSE | 869 | Do not retain
Delta | 7.7092 | 4.59 | 12.2992 | BUCKBL_2_PL1X3 | Blythe Energy Center | SCE_Blythe_230kV | SCE | SCE Eastern | CAISO System | SCE_CCGT1 | 494 | 2.875 | FALSE | 4658 | Retain | RVSIDE_6_RERCU2 | Riverside Energy Res. Ctr Unit 2 | SCE_Wildlife_230kV | SCE | SCE Eastern | SCE_LABasin | SCE_Peaker2 | 48.5 | 3 | FALSE | 917 | Do not retain
|  |  |  | ELKHIL_2_PL1X3 | ELK HILLS COMBINED CYCLE (AGGREGATE) | PGE_Elk Hills_230kV | PGE | PGE Kern | CAISO System | PGE_CCGT2 | 552 | 2.875 | FALSE | 5210 | Retain | COCOPP_2_CTG1 | Marsh Landing 1 | PGE_Contra Costa PP_230kV | PGE | PGE GBA | PGE_GBA | PGE_Peaker1 | 204.2 | 2.938 | FALSE | 1122 | Do not retain
|  |  |  | ELSEGN_2_UN1011 | El Segundo Energy Center 5/6 | SCE_El Segundo_220kV | SCE | SCE Metro | SCE_LABasin | SCE_CCGT1 | 274 | 2.875 | FALSE | 5484 | Retain | COCOPP_2_CTG2 | Marsh Landing 2 | PGE_Contra Costa PP_230kV | PGE | PGE GBA | PGE_GBA | PGE_Peaker1 | 202.7 | 2.938 | FALSE | 1324 | Retain
|  |  |  | ELSEGN_2_UN2021 | El Segundo Energy Center 7/8 | SCE_El Segundo_220kV | SCE | SCE Metro | SCE_LABasin | SCE_CCGT1 | 272 | 2.875 | FALSE | 5756 | Retain | COCOPP_2_CTG3 | Marsh Landing 3 | PGE_Contra Costa PP_230kV | PGE | PGE GBA | PGE_GBA | PGE_Peaker1 | 208.96 | 2.938 | FALSE | 1533 | Retain
|  |  |  | SUNRIS_2_PL1X3 | Sunrise Power Project AGGREGATE II | PGE_Sunrise_230kV | PGE | PGE Kern | CAISO System | PGE_CCGT2 | 586 | 2.875 | FALSE | 6342 | Retain | COCOPP_2_CTG4 | Marsh Landing 4 | PGE_Contra Costa PP_230kV | PGE | PGE GBA | PGE_GBA | PGE_Peaker1 | 204.29 | 2.938 | FALSE | 1737 | Retain
|  |  |  | ALAMIT_2_PL1X3 | Alamitos Energy Center Unit 7 | SCE_Alamitos_230kV | SCE | SCE Metro | SCE_LABasin | SCE_CCGT1 | 675 | 2.75 | FALSE | 7016 | Retain | HINSON_6_LBECH1 | Long Beach Unit 1 | SCE_Hinson_230kV | SCE | SCE Metro | SCE_LABasin | SCE_Peaker2 | 63 | 2.938 | FALSE | 1800 | Do not retain
|  |  |  | CORONS_6_CLRWTR | Clearwater Power Plant | SCE_Mira Loma_230kV | SCE | SCE Metro | SCE_LABasin | SCE_CCGT2 | 28 | 2.75 | FALSE | 7044 | Retain | HINSON_6_LBECH2 | Long Beach Unit 2 | SCE_Hinson_230kV | SCE | SCE Metro | SCE_LABasin | SCE_Peaker2 | 63 | 2.938 | FALSE | 1863 | Do not retain
|  |  |  | MOSSLD_2_PSP1 | MOSS LANDING POWER BLOCK 1 | PGE_Moss Landing_115kV | PGE | PGE GBA | PGE_GBA | PGE_CCGT2 | 510 | 2.75 | FALSE | 7554 | Retain | HINSON_6_LBECH3 | Long Beach Unit 3 | SCE_Hinson_230kV | SCE | SCE Metro | SCE_LABasin | SCE_Peaker2 | 63 | 2.938 | FALSE | 1926 | Do not retain
|  |  |  | MOSSLD_2_PSP2 | MOSS LANDING POWER BLOCK 2 | PGE_Moss Landing_115kV | PGE | PGE GBA | PGE_GBA | PGE_CCGT2 | 510 | 2.75 | FALSE | 8064 | Retain | HINSON_6_LBECH4 | Long Beach Unit 4 | SCE_Hinson_230kV | SCE | SCE Metro | SCE_LABasin | SCE_Peaker2 | 63 | 2.938 | FALSE | 1989 | Retain
|  |  |  | SCHLTE_1_PL1X3 | Tracy Combined Cycle Power Plant | PGE_GWF TRACY_115kV | PGE | PGE GBA | Stockton | PGE_CCGT1 | 336 | 2.75 | FALSE | 8401 | Retain | BARRE_6_PEAKER | Barre Peaker | SCE_Barre_66kV | SCE | SCE Metro | SCE_LABasin | SCE_Peaker2 | 49 | 2.875 | FALSE | 2038 | Retain
|  |  |  | GATWAY_2_PL1X3 | GATEWAY GENERATING STATION | PGE_Contra Costa PP_230kV | PGE | PGE GBA | PGE_GBA | PGE_CCGT2 | 585 | 2.688 | FALSE | 8986 | Retain | BOGUE_1_UNITA1 | Feather River Energy Center, Unit #1 | PGE_Bogue_115kV | PGE | PGE NGBA | PGE_Sierra | PGE_Peaker2 | 48.69 | 2.875 | FALSE | 2087 | Retain
|  |  |  | HNTGBH_2_PL1X3 | Huntington Beach Energy | SCE_Huntington Beach_230kV | SCE | SCE Metro | SCE_LABasin | SCE_CCGT1 | 674 | 2.625 | TRUE | 9659 | Retain | CENTER_6_PEAKER | Center Peaker | SCE_Center_66kV | SCE | SCE Metro | SCE_LABasin | SCE_Peaker2 | 47.3 | 2.875 | FALSE | 2134 | Retain
|  |  |  | LODIEC_2_PL1X2 | Lodi Energy Center | PGE_Lodi_230kV | PGE | PGE GBA | PGE_Sierra | PGE_CCGT1 | 303 | 2.625 | FALSE | 9962 | Retain | CENTRY_6_PL1X4 | CENTURY GENERATING PLANT (AGGREGATE) | SCE_Vista (SCE)_230kV | SCE | SCE Eastern | SCE_LABasin | SCE_Peaker2 | 41.4 | 2.875 | FALSE | 2176 | Retain
|  |  |  | DUANE_1_PL1X3 | DONALD VON RAESFELD POWER PROJECT | PGE_FMC_115kV | PGE | PGE GBA | PGE_GBA | PGE_CCGT2 | 148 | 2.563 | FALSE | 10110 | Retain | DREWS_6_PL1X4 | Drews Generating Plant | SCE_Vista (SCE)_230kV | SCE | SCE Eastern | SCE_LABasin | SCE_Peaker2 | 41.4 | 2.875 | FALSE | 2217 | Retain
|  |  |  | LECEF_1_UNITS | LOS ESTEROS ENERGY FACILITY AGGREGATE | PGE_Los Esteros_115kV | PGE | PGE GBA | PGE_GBA | PGE_CCGT1 | 310 | 2.563 | FALSE | 10420 | Retain | RVSIDE_2_RERCU3 | Riverside Energy Res. Ctr Unit 3 | SCE_Wildlife_230kV | SCE | SCE Eastern | SCE_LABasin | SCE_Peaker1 | 49 | 2.875 | FALSE | 2266 | Retain
|  |  |  | RUSCTY_2_UNITS | Russell City Energy Center | PGE_Eastshore_230kV | PGE | PGE GBA | PGE_GBA | PGE_CCGT1 | 615 | 2.563 | FALSE | 11035 | Retain | RVSIDE_2_RERCU4 | Riverside Energy Res. Ctr Unit 4 | SCE_Wildlife_230kV | SCE | SCE Eastern | SCE_LABasin | SCE_Peaker1 | 49 | 2.875 | FALSE | 2315 | Retain
|  |  |  | COLUSA_2_PL1X3 | Colusa Generating Station | PGE_Delevan_230kV | PGE | PGE NGBA | CAISO System | PGE_CCGT1 | 641 | 2.5 | FALSE | 11676 | Retain | CSCGNR_1_UNIT_1 | GIANERA PEAKER UNIT 1 | PGE_Nortech_115kV | PGE | PGE GBA | PGE_GBA | PGE_Peaker3 | 24.75 | 2.813 | FALSE | 2340 | Retain
|  |  |  | SGREGY_6_SANGER | Algonquin Power Sanger 2 | PGE_Sanger_115kV | PGE | PGE Fresno | PGE_Fresno | PGE_CCGT1 | 48 | 2.5 | FALSE | 11724 | Retain | CSCGNR_1_UNIT_2 | GIANERA PEAKER UNIT 2 | PGE_Nortech_115kV | PGE | PGE GBA | PGE_GBA | PGE_Peaker3 | 24.75 | 2.813 | FALSE | 2365 | Retain
|  |  |  | MRCHNT_2_PL1X3 | Desert Star Energy Center | SCE_Eldorado_230kV | SCE | SCE EOP | CAISO System | SCE_CCGT1 | 495 | 2.375 | FALSE | 12219 | Retain | RVRVEW_1_UNITA1 | Riverview Energy Center (GP Antioch) | PGE_Contra Costa_115kV | PGE | PGE GBA | PGE_GBA | PGE_Peaker2 | 48.7 | 2.813 | FALSE | 2413 | Retain
|  |  |  | LAROA2_2_UNITA1 | LR2 | SDGE_Imperial Valley_230kV | SDGE | SDGE Imperial | SDGE_SDIV | SDGE_CCGT2 | 322 | 2.25 | FALSE | 12541 | Retain | VACADX_1_UNITA1 | CalPeak Power Vaca Dixon Unit 1 | PGE_Vaca Dixon_115kV | PGE | PGE NGBA | CAISO System | PGE_Peaker2 | 51.91 | 2.813 | FALSE | 2465 | Retain
|  |  |  | LEBECS_2_UNITS | Pastoria Energy Facility | SCE_Pastoria_220kV | SCE | SCE Northern | SCE_BCVT | SCE_CCGT2 | 799 | 2.25 | FALSE | 13340 | Retain | ANAHM_2_CANYN1 | CANYON POWER PLANT UNIT 1 | SCE_Lewis_230kV | SCE | SCE Metro | SCE_LABasin | SCE_Peaker1 | 49.21 | 2.75 | FALSE | 2515 | Retain
|  |  |  | SBERDO_2_PSP4 | Mountainview Gen Sta. Unit 4 | SCE_San Bernardino_220kV | SCE | SCE Eastern | SCE_LABasin | SCE_CCGT2 | 555 | 2.25 | FALSE | 13895 | Retain | ANAHM_2_CANYN2 | CANYON POWER PLANT UNIT 2 | SCE_Lewis_230kV | SCE | SCE Metro | SCE_LABasin | SCE_Peaker1 | 48.04 | 2.75 | FALSE | 2563 | Retain
|  |  |  | TERMEX_2_PL1X3 | TDM | SDGE_Imperial Valley_230kV | SDGE | SDGE Imperial | SDGE_SDIV | SDGE_CCGT2 | 625 | 2.25 | FALSE | 14520 | Retain | ANAHM_2_CANYN3 | CANYON POWER PLANT UNIT 3 | SCE_Lewis_230kV | SCE | SCE Metro | SCE_LABasin | SCE_Peaker1 | 46.49 | 2.75 | FALSE | 2609 | Retain
|  |  |  | METEC_2_PL1X3 | Metcalf Energy Center | PGE_Metcalf_115kV | PGE | PGE GBA | PGE_GBA | PGE_CCGT2 | 597 | 2.063 | TRUE | 15117 | Retain | ANAHM_2_CANYN4 | CANYON POWER PLANT UNIT 4 | SCE_Lewis_230kV | SCE | SCE Metro | SCE_LABasin | SCE_Peaker1 | 49.8 | 2.75 | FALSE | 2659 | Retain
|  |  |  | OTMESA_2_PL1X3 | OTAY MESA ENERGY CENTER | SDGE_Otay Mesa_230kV | SDGE | SDGE Imperial | SDGE_SDIV | SDGE_CCGT2 | 604 | 2.063 | FALSE | 15721 | Retain | ETIWND_2_UNIT1 | ETIWND_2_UNIT1 | SCE_Etiwanda_230kV | SCE | SCE Eastern | SCE_LABasin | SCE_Peaker1 | 33.6 | 2.75 | FALSE | 2693 | Retain
|  |  |  | LODI25_6_ERKNG1 | LODI STRATEGIC RESERVE | PGE_Lodi_230kV | PGE | PGE GBA | PGE_Sierra | PGE_CCGT1 | 48 | 2 | TRUE | 15769 | Retain | LODI25_2_UNIT_1 | LODI GAS TURBINE | PGE_Lodi_230kV | PGE | PGE GBA | PGE_Sierra | PGE_Peaker3 | 25 | 2.75 | FALSE | 2718 | Retain
|  |  |  | PALOMR_2_PL1X3 | Palomar Energy Center | SDGE_Escondido_230kV | SDGE | SDGE Imperial | SDGE_SDIV | SDGE_CCGT2 | 588 | 1.688 | FALSE | 16357 | Retain | PNCHPP_1_PL1X2 | Midway Peaking Aggregate | PGE_Panoche_230kV | PGE | PGE Fresno | CAISO System | PGE_Peaker2 | 119.91 | 2.75 | FALSE | 2837 | Retain
[14 empty] | 16357 | Retain | WALCRK_2_CTG1 | Walnut Creek Energy Park Unit 1 | SCE_Walnut_230kV | SCE | SCE Metro | SCE_LABasin | SCE_Peaker1 | 97.32 | 2.75 | FALSE | 2935 | Retain
[14 empty] | 16357 | Retain | WALCRK_2_CTG2 | Walnut Creek Energy Park Unit 2 | SCE_Walnut_230kV | SCE | SCE Metro | SCE_LABasin | SCE_Peaker1 | 96.91 | 2.75 | FALSE | 3032 | Retain
[14 empty] | 16357 | Retain | WALCRK_2_CTG3 | Walnut Creek Energy Park Unit 3 | SCE_Walnut_230kV | SCE | SCE Metro | SCE_LABasin | SCE_Peaker1 | 96.65 | 2.75 | FALSE | 3128 | Retain
[14 empty] | 16357 | Retain | WALCRK_2_CTG4 | Walnut Creek Energy Park Unit 4 | SCE_Walnut_230kV | SCE | SCE Metro | SCE_LABasin | SCE_Peaker1 | 96.6 | 2.75 | FALSE | 3225 | Retain
[14 empty] | 16357 | Retain | WALCRK_2_CTG5 | Walnut Creek Energy Park Unit 5 | SCE_Walnut_230kV | SCE | SCE Metro | SCE_LABasin | SCE_Peaker1 | 96.65 | 2.75 | FALSE | 3322 | Retain
[14 empty] | 16357 | Retain | OTAY_6_PL1X2 | Chula Vista Energy Center, LLC | SDGE_Otay_69kV | SDGE | SDGE Imperial | SDGE_SDIV | SDGE_Peaker2 | 39.57 | 2.688 | FALSE | 3361 | Retain
[14 empty] | 16357 | Retain | SENTNL_2_CTG1 | Sentinel Unit 1 | SCE_Devers_230kV | SCE | SCE Eastern | SCE_LABasin | SCE_Peaker1 | 107.68 | 2.688 | FALSE | 3469 | Retain
[14 empty] | 16357 | Retain | SENTNL_2_CTG2 | Sentinel Unit 2 | SCE_Devers_230kV | SCE | SCE Eastern | SCE_LABasin | SCE_Peaker1 | 104.19 | 2.688 | FALSE | 3573 | Retain
[14 empty] | 16357 | Retain | SENTNL_2_CTG3 | Sentinel Unit 3 | SCE_Devers_230kV | SCE | SCE Eastern | SCE_LABasin | SCE_Peaker1 | 105.69 | 2.688 | FALSE | 3679 | Retain
[14 empty] | 16357 | Retain | SENTNL_2_CTG4 | Sentinel Unit 4 | SCE_Devers_230kV | SCE | SCE Eastern | SCE_LABasin | SCE_Peaker1 | 106.55 | 2.688 | FALSE | 3785 | Retain
[14 empty] | 16357 | Retain | SENTNL_2_CTG5 | Sentinel Unit 5 | SCE_Devers_230kV | SCE | SCE Eastern | SCE_LABasin | SCE_Peaker1 | 107.52 | 2.688 | FALSE | 3893 | Retain
[14 empty] | 16357 | Retain | SENTNL_2_CTG6 | Sentinel Unit 6 | SCE_Devers_230kV | SCE | SCE Eastern | SCE_LABasin | SCE_Peaker1 | 105 | 2.688 | FALSE | 3998 | Retain
[14 empty] | 16357 | Retain | SENTNL_2_CTG7 | Sentinel Unit 7 | SCE_Devers_230kV | SCE | SCE Eastern | SCE_LABasin | SCE_Peaker1 | 106.73 | 2.688 | FALSE | 4104 | Retain
[14 empty] | 16357 | Retain | SENTNL_2_CTG8 | Sentinel Unit 8 | SCE_Devers_230kV | SCE | SCE Eastern | SCE_LABasin | SCE_Peaker1 | 106.85 | 2.688 | FALSE | 4211 | Retain
[14 empty] | 16357 | Retain | DOUBLC_1_UNITS | DOUBLE "C" LIMITED | PGE_DOUBLE C_115kV | PGE | PGE Kern | PGE_Kern | PGE_Peaker3 | 52.23 | 2.625 | FALSE | 4264 | Retain
[14 empty] | 16357 | Retain | GLNARM_7_UNIT_1 | GLEN ARM UNIT 1 | SCE_Goodrich_230kV | SCE | SCE Metro | SCE_LABasin | SCE_Peaker3 | 22.13 | 2.625 | FALSE | 4286 | Retain
[14 empty] | 16357 | Retain | GLNARM_7_UNIT_2 | GLEN ARM UNIT 2 | SCE_Goodrich_230kV | SCE | SCE Metro | SCE_LABasin | SCE_Peaker3 | 22.38 | 2.625 | FALSE | 4308 | Retain
[14 empty] | 16357 | Retain | KNGCTY_6_UNITA1 | King City Energy Center, Unit 1 | PGE_Coburn_60kV | PGE | PGE GBA | CAISO System | PGE_Peaker2 | 44.6 | 2.625 | FALSE | 4353 | Retain
[14 empty] | 16357 | Retain | MALAGA_1_PL1X2 | Acid Units 1 and 2 | PGE_Malaga_115kV | PGE | PGE Fresno | PGE_Fresno | PGE_Peaker2 | 96.61 | 2.625 | FALSE | 4449 | Retain
[14 empty] | 16357 | Retain | PNOCHE_1_PL1X2 | Panoche Peaker | PGE_Panoche_115kV | PGE | PGE Fresno | PGE_Fresno | PGE_Peaker2 | 49.97 | 2.625 | FALSE | 4499 | Retain
[14 empty] | 16357 | Retain | REDBLF_6_UNIT | RED BLUFF PEAKER PLANT | PGE_Cottonwood_60kV | PGE | PGE NGBA | CAISO System | PGE_Reciprocating_Engine | 44 | 2.625 | FALSE | 4543 | Retain
[14 empty] | 16357 | Retain | SIERRA_1_UNITS | HIGH SIERRA LIMITED | PGE_Kern PP_115kV | PGE | PGE Kern | PGE_Kern | PGE_Peaker3 | 52.43 | 2.625 | FALSE | 4596 | Retain
[14 empty] | 16357 | Retain | STANTN_2_STAGT1 | Stanton 1 | SCE_Barre_230kV | SCE | SCE Metro | SCE_LABasin | SCE_Peaker1 | 49.65 | 2.625 | FALSE | 4645 | Retain
[14 empty] | 16357 | Retain | STANTN_2_STAGT2 | Stanton 2 | SCE_Barre_230kV | SCE | SCE Metro | SCE_LABasin | SCE_Peaker1 | 49.65 | 2.625 | FALSE | 4695 | Retain
[14 empty] | 16357 | Retain | STIGCT_2_LODI | LODI STIG UNIT | PGE_Lodi_230kV | PGE | PGE GBA | PGE_Sierra | PGE_Peaker3 | 49.9 | 2.625 | FALSE | 4745 | Retain
[14 empty] | 16357 | Retain | VERNON_6_GONZL1 | H. Gonzales Unit #1 | SCE_Laguna Bell_230kV | SCE | SCE Metro | SCE_LABasin | SCE_Peaker1 | 5.75 | 2.625 | FALSE | 4751 | Retain
[14 empty] | 16357 | Retain | VERNON_6_GONZL2 | H. Gonzales Unit #2 | SCE_Laguna Bell_230kV | SCE | SCE Metro | SCE_LABasin | SCE_Peaker1 | 5.75 | 2.625 | FALSE | 4756 | Retain
[14 empty] | 16357 | Retain | ELCAJN_6_UNITA1 | Cuyamaca Peak Energy Plant | SDGE_El Cajon_69kV | SDGE | SDGE Imperial | SDGE_SDIV | SDGE_Peaker2 | 45.42 | 2.563 | FALSE | 4802 | Retain
[14 empty] | 16357 | Retain | CHWCHL_1_UNIT | CHOW 2 PEAKER PLANT | PGE_Chowchilla_115kV | PGE | PGE Fresno | PGE_Fresno | PGE_Reciprocating_Engine | 48.6 | 2.5 | FALSE | 4850 | Retain
[14 empty] | 16357 | Retain | ETIWND_6_GRPLND | Grapeland Peaker | SCE_Etiwanda_230kV | SCE | SCE Eastern | SCE_LABasin | SCE_Peaker2 | 45.64 | 2.5 | FALSE | 4896 | Retain
[14 empty] | 16357 | Retain | YUBACT_6_UNITA1 | Yuba City Energy Center (Calpine) | PGE_Pease_60kV | PGE | PGE NGBA | PGE_Sierra | PGE_Peaker2 | 47.16 | 2.5 | FALSE | 4943 | Retain
[14 empty] | 16357 | Retain | BORDER_6_UNITA1 | CalPeak Power Border Unit 1 | SDGE_Border_69kV | SDGE | SDGE Imperial | SDGE_SDIV | SDGE_Peaker2 | 51.25 | 2.438 | FALSE | 4994 | Retain
[14 empty] | 16357 | Retain | ELCAJN_6_LM6K | El Cajon Energy Center | SDGE_El Cajon_69kV | SDGE | SDGE Imperial | SDGE_SDIV | SDGE_Peaker1 | 48.1 | 2.438 | FALSE | 5043 | Retain
[14 empty] | 16357 | Retain | GILRPP_1_PL1X2 | GILROY ENERGY CENTER UNITS 1&2 AGGREGATE | PGE_Llagas_115kV | PGE | PGE GBA | PGE_GBA | PGE_Peaker2 | 95.2 | 2.438 | FALSE | 5138 | Retain
[14 empty] | 16357 | Retain | LARKSP_6_UNIT_1 | LARKSPUR PEAKER UNIT 1 | SDGE_Border_69kV | SDGE | SDGE Imperial | SDGE_SDIV | SDGE_Peaker2 | 49 | 2.438 | FALSE | 5187 | Retain
[14 empty] | 16357 | Retain | LARKSP_6_UNIT_2 | LARKSPUR PEAKER UNIT 2 | SDGE_Border_69kV | SDGE | SDGE Imperial | SDGE_SDIV | SDGE_Peaker2 | 49 | 2.438 | FALSE | 5236 | Retain
[14 empty] | 16357 | Retain | GOLETA_6_ELLWOD | ELLWOOD ENERGY SUPPORT FACILITY | SCE_Goleta_230kV | SCE | SCE Northern | SCE_BCVT | SCE_Peaker3 | 54 | 2.375 | FALSE | 5290 | Retain
[14 empty] | 16357 | Retain | LIVOAK_1_UNIT_1 | LIVE OAK LIMITED | PGE_Live Oak_115kV | PGE | PGE Kern | PGE_Kern | PGE_Peaker3 | 49.7 | 2.375 | FALSE | 5339 | Retain
[14 empty] | 16357 | Retain | PNOCHE_1_UNITA1 | CalPeak Power Panoche Unit 1 | PGE_Panoche_115kV | PGE | PGE Fresno | PGE_Fresno | PGE_Peaker2 | 52.3 | 2.375 | FALSE | 5392 | Retain
[14 empty] | 16357 | Retain | CARLS1_2_CARCT1 | Carlsbad 1 | SDGE_Encina_138kV | SDGE | SDGE Imperial | SDGE_SDIV | SDGE_Peaker1 | 422 | 2.313 | TRUE | 5814 | Retain
[14 empty] | 16357 | Retain | CARLS2_1_CARCT1 | Carlsbad 2 | SDGE_Encina_138kV | SDGE | SDGE Imperial | SDGE_SDIV | SDGE_Peaker1 | 105.5 | 2.313 | TRUE | 5919 | Retain
[14 empty] | 16357 | Retain | GILRPP_1_PL3X4 | GILROY ENERGY CENTER, UNIT #3 | PGE_Llagas_115kV | PGE | PGE GBA | PGE_GBA | PGE_Peaker2 | 46.2 | 2.313 | FALSE | 5965 | Retain
[14 empty] | 16357 | Retain | BDGRCK_1_UNITS | BADGER CREEK LIMITED | PGE_BADGER CREEK_115kV | PGE | PGE Kern | PGE_Kern | PGE_Peaker3 | 48.08 | 2.25 | FALSE | 6014 | Retain
[14 empty] | 16357 | Retain | COLTON_6_AGUAM1 | AGUA MANSA UNIT 1 (CITY OF COLTON) | SCE_Vista (SCE)_230kV | SCE | SCE Eastern | SCE_LABasin | SCE_Peaker2 | 43 | 2.25 | FALSE | 6057 | Retain
[14 empty] | 16357 | Retain | HENRTA_6_UNITA1 | ELECTROLYTE UNIT 2 | PGE_Henrietta_70kV | PGE | PGE Fresno | PGE_Fresno | PGE_Peaker2 | 49.98 | 2.25 | FALSE | 6107 | Retain
[14 empty] | 16357 | Retain | HENRTA_6_UNITA2 | ELECTROLYTE UNIT 1 | PGE_Henrietta_70kV | PGE | PGE Fresno | PGE_Fresno | PGE_Peaker2 | 49.42 | 2.25 | FALSE | 6156 | Retain
[14 empty] | 16357 | Retain | RVSIDE_6_SPRING | SPRINGS GENERATION PROJECT AGGREGATE | SCE_Vista (SCE)_230kV | SCE | SCE Eastern | SCE_LABasin | SCE_Peaker2 | 36 | 2.25 | FALSE | 6192 | Retain
[14 empty] | 16357 | Retain | VESTAL_2_WELLHD | Wellhead Power Delano | SCE_Vestal_115kV | SCE | SCE Northern | SCE_BCVT | SCE_Peaker1 | 49 | 2.25 | FALSE | 6241 | Retain
[14 empty] | 16357 | Retain | INDIGO_1_UNIT_1 | INDIGO PEAKER UNIT 1 | SCE_Devers_115kV | SCE | SCE Eastern | SCE_LABasin | SCE_Peaker2 | 45.3 | 2.188 | FALSE | 6286 | Retain
[14 empty] | 16357 | Retain | INDIGO_1_UNIT_2 | INDIGO PEAKER UNIT 2 | SCE_Devers_115kV | SCE | SCE Eastern | SCE_LABasin | SCE_Peaker2 | 45.3 | 2.188 | FALSE | 6332 | Retain
[14 empty] | 16357 | Retain | INDIGO_1_UNIT_3 | INDIGO PEAKER UNIT 3 | SCE_Devers_115kV | SCE | SCE Eastern | SCE_LABasin | SCE_Peaker2 | 45.3 | 2.188 | FALSE | 6377 | Retain
[14 empty] | 16357 | Retain | LMBEPK_2_UNITA2 | Creed Energy Center, Unit #1 | PGE_Lambie_230kV | PGE | PGE NGBA | PGE_GBA | PGE_Peaker2 | 47.6 | 2.188 | FALSE | 6424 | Retain
[14 empty] | 16357 | Retain | LMBEPK_2_UNITA3 | Goose Haven Energy Center, Unit #1 | PGE_Lambie_230kV | PGE | PGE NGBA | PGE_GBA | PGE_Peaker2 | 47.75 | 2.188 | FALSE | 6472 | Retain
[14 empty] | 16357 | Retain | MRGT_6_MMAREF | Miramar Energy Facility | SDGE_Penasquitos_69kV | SDGE | SDGE Imperial | SDGE_SDIV | SDGE_Peaker2 | 45 | 2.188 | FALSE | 6517 | Retain
[14 empty] | 16357 | Retain | BEARMT_1_UNIT | Bear Mountain Limited | PGE_Columbus_115kV | PGE | PGE Kern | PGE_Kern | PGE_Peaker3 | 49.21 | 2.125 | FALSE | 6566 | Retain
[14 empty] | 16357 | Retain | MIRLOM_6_PEAKER | Mira Loma Peaker | SCE_Mira Loma_230kV | SCE | SCE Metro | SCE_LABasin | SCE_Peaker2 | 47.18 | 2.125 | FALSE | 6614 | Retain
[14 empty] | 16357 | Retain | ESCNDO_6_UNITB1 | CalPeak Power Enterprise Unit 1 | SDGE_Escondido_69kV | SDGE | SDGE Imperial | SDGE_SDIV | SDGE_Peaker2 | 48.04 | 2.063 | FALSE | 6662 | Retain
[14 empty] | 16357 | Retain | LMBEPK_2_UNITA1 | Lambie Energy Center, Unit #1 | PGE_Lambie_230kV | PGE | PGE NGBA | PGE_GBA | PGE_Peaker2 | 47.5 | 2.063 | FALSE | 6709 | Retain
[14 empty] | 16357 | Retain | MNDALY_6_MCGRTH | McGrath Beach Peaker | SCE_Mandalay_66kV | SCE | SCE Northern | SCE_BCVT | SCE_Peaker1 | 48.56 | 2.063 | FALSE | 6758 | Retain
[14 empty] | 16357 | Retain | MRGT_6_MEF2 | Miramar Energy Facility II | SDGE_Penasquitos_69kV | SDGE | SDGE Imperial | SDGE_SDIV | SDGE_Peaker2 | 44 | 2.063 | FALSE | 6802 | Retain
[14 empty] | 16357 | Retain | OGROVE_6_PL1X2 | Orange Grove Energy Center | SDGE_Pala_69kV | SDGE | SDGE Imperial | SDGE_SDIV | SDGE_Peaker1 | 96 | 1.938 | FALSE | 6898 | Retain
[14 empty] | 16357 | Retain | HUMBPP_1_UNITS3 | Humboldt Bay Generating Station 3 | PGE_Humboldt_115kV | PGE | PGE NGBA | PGE_Humboldt | PGE_Reciprocating_Engine | 65.08 | 1.875 | FALSE | 6963 | Retain
[14 empty] | 16357 | Retain | HUMBPP_6_UNITS | Humboldt Bay Generating Station 1 | PGE_Humboldt_115kV | PGE | PGE NGBA | PGE_Humboldt | PGE_Reciprocating_Engine | 97.62 | 1.875 | FALSE | 7060 | Retain
[14 empty] | 16357 | Retain | ESCNDO_6_PL1X2 | MMC Escondido Aggregate | SDGE_Escondido_69kV | SDGE | SDGE Imperial | SDGE_SDIV | SDGE_Peaker1 | 48.71 | 1.813 | FALSE | 7109 | Retain
[14 empty] | 16357 | Retain | KELSO_2_UNITS | Mariposa Energy | PGE_Kelso_230kV | PGE | PGE GBA | PGE_GBA | PGE_Peaker1 | 198.03 | 1.813 | FALSE | 7307 | Retain
[14 empty] | 16357 | Retain | PIOPIC_2_CTG1 | Pio Pico Unit 1 | SDGE_Otay Mesa_230kV | SDGE | SDGE Imperial | SDGE_SDIV | SDGE_Peaker1 | 111.3 | 1.688 | TRUE | 7418 | Retain
[14 empty] | 16357 | Retain | PIOPIC_2_CTG2 | Pio Pico Unit 2 | SDGE_Otay Mesa_230kV | SDGE | SDGE Imperial | SDGE_SDIV | SDGE_Peaker1 | 112.7 | 1.688 | TRUE | 7531 | Retain
[14 empty] | 16357 | Retain | PIOPIC_2_CTG3 | Pio Pico Unit 3 | SDGE_Otay Mesa_230kV | SDGE | SDGE Imperial | SDGE_SDIV | SDGE_Peaker1 | 112 | 1.688 | TRUE | 7643 | Retain
[14 empty] | 16357 | Retain | GRNLF1_1_PL1X2 | Greenleaf 1 | PGE_Greenleaf 1_115kV | PGE | PGE NGBA | PGE_Sierra | PGE_Peaker1 | 60 | 1.625 | TRUE | 7703 | Retain
[14 empty] | 16357 | Retain | [10 empty] | 7703 | Retain
[14 empty] | 16357 | Retain | [10 empty] | 7703 | Retain
[14 empty] | 16357 | Retain | [10 empty] | 7703 | Retain
[14 empty] | 16357 | Retain | [10 empty] | 7703 | Retain
[14 empty] | 16357 | Retain | [10 empty] | 7703 | Retain
[14 empty] | 16357 | Retain | [10 empty] | 7703 | Retain
[14 empty] | 16357 | Retain | [10 empty] | 7703 | Retain
[14 empty] | 16357 | Retain | [10 empty] | 7703 | Retain
[14 empty] | 16357 | Retain | [10 empty] | 7703 | Retain
[14 empty] | 16357 | Retain | [10 empty] | 7703 | Retain
[14 empty] | 16357 | Retain | [10 empty] | 7703 | Retain
[14 empty] | 16357 | Retain | [10 empty] | 7703 | Retain
[14 empty] | 16357 | Retain | [10 empty] | 7703 | Retain
[14 empty] | 16357 | Retain | [10 empty] | 7703 | Retain
[14 empty] | 16357 | Retain | [10 empty] | 7703 | Retain
[14 empty] | 16357 | Retain | [10 empty] | 7703 | Retain
[14 empty] | 16357 | Retain | [10 empty] | 7703 | Retain
[14 empty] | 16357 | Retain | [10 empty] | 7703 | Retain
[14 empty] | 16357 | Retain | [10 empty] | 7703 | Retain
[14 empty] | 16357 | Retain | [10 empty] | 7703 | Retain
[14 empty] | 16357 | Retain | [10 empty] | 7703 | Retain
[14 empty] | 16357 | Retain | [10 empty] | 7703 | Retain
[14 empty] | 16357 | Retain | [10 empty] | 7703 | Retain
[14 empty] | 16357 | Retain | [10 empty] | 7703 | Retain
[14 empty] | 16357 | Retain | [10 empty] | 7703 | Retain
[14 empty] | 16357 | Retain | [10 empty] | 7703 | Retain
[14 empty] | 16357 | Retain | [10 empty] | 7703 | Retain
[14 empty] | 16357 | Retain | [10 empty] | 7703 | Retain
[14 empty] | 16357 | Retain | [10 empty] | 7703 | Retain
[14 empty] | 16357 | Retain | [10 empty] | 7703 | Retain
[14 empty] | 16357 | Retain | [10 empty] | 7703 | Retain
[14 empty] | 16357 | Retain | [10 empty] | 7703 | Retain
[14 empty] | 16357 | Retain | [10 empty] | 7703 | Retain
[14 empty] | 16357 | Retain | [10 empty] | 7703 | Retain
[14 empty] | 16357 | Retain | [10 empty] | 7703 | Retain
[14 empty] | 16357 | Retain | [10 empty] | 7703 | Retain
[14 empty] | 16357 | Retain | [10 empty] | 7703 | Retain
[14 empty] | 16357 | Retain | [10 empty] | 7703 | Retain

## Quartile Binning
NOx Emission Rate | Quartile (Higher = Worse)
| 0% | 25% | 50% | 75% | 100%
Peaker | 0 | 0.050026 | 0.080978 | 0.24081 | 3.3593
CCGT | 0 | 0.022026 | 0.028019 | 0.044336 | 1.2417
| 1 | 2 | 3 | 4 | 4
SOx Emission Rate | Quartile (Higher = Worse)
| 0% | 25% | 50% | 75% | 100%
Peaker | 0 | 0 | 0 | 0 | 0.0040133
CCGT | 0 | 0.0017873 | 0.0019154 | 0.0020897 | 0.0026461
| 1 | 2 | 3 | 4 | 4
Age | Quartile (Higher = Worse)
| 0% | 25% | 50% | 75% | 100%
Peaker | 3 | 12 | 19 | 24 | 50
CCGT | 1 | 13 | 20 | 22 | 35
| 1 | 2 | 3 | 4 | 4
Heat Rate | Quartile (Higher = Worse)
| 0% | 25% | 50% | 75% | 100%
Peaker | 1092.2219 | 10055.9244 | 10709.2691 | 11913.6408 | 21020.223
CCGT | 6902.7264 | 7217.0433 | 7662.7961 | 8513.7045 | 12240.5905
| 1 | 2 | 3 | 4 | 4
LEF | Quartile (Higher = Better)
| 0% | 25% | 50% | 75% | 100%
Peaker | 0 | 0.07 | 0.12 | 0.19 | 0.3
CCGT | 0 | 0 | 0.12 | 0.2025 | 0.4
| 4 | 4 | 3 | 2 | 1

## Replacement Storage Mapping
Table 3.1-3 2026 Battery Storage Characteristics Limited by Charging Capability
Area/Sub-area | Pmax (MW) | Energy (MWh) | Max # of discharge hours | 1 for 1 Replacement with 4-hour battery | Replacing mostly | Comment
Humboldt | 26 | 145 | 8 | 23 | gas
North Coast/North Bay Overall | 487 | 3703 | 10 | 66 | geothermal
Eagle Rock | 87 | 570 | 11 | 30 | geothermal
Fulton | 489 | 1405 | 10 | 150 | geothermal
Sierra | [5 empty] | Flow through
Placer | 37 | 202 | 11 | 26 | hydro | Need to be eliminated
Pease | 52 | 337 | 9 | 30 | gas | Need to be eliminated
Gold Hill-Drum | 124 | 236 | 6 | 0 | hydro
Stockton | [5 empty] | Sum of sub-areas
Lockeford | 8 | 64 | 10 | 0 | gas | Need to be eliminated
Tesla-Bellota | 278 | 1122 | 10 | 70 | gas
Greater Bay Overall | 1338 | 5329 | 7 | 1338 | gas
Llagas | 46 | 181 | 7 | 45 | gas
San Jose | 220 | 880 | 9 | 220 | gas
South Bay-Moss Landing | 1063 | 4250 | 10 | 1063 | gas
Oakland | 30 | 120 | 5 | 30 | distillate | N/A
Greater Fresno Overall | 980 | 6032 | 10 | 510 | hydro
Panoche | 65 | 554 | 12 | 22 | gas
Herndon | 435 | 2538 | 10 | 210 | hydro
Hanford | 29 | 115 | 12 | 29 | gas
Coalinga | 23 | 138 | 7 | 5 | solar
Borden | 46 | 178 | 7 | 44 | gas
Reedley | 40 | 317 | 10 | 10 | hydro
Kern Overall | [5 empty] | N/A
Westpark | 40 | 133 | 8 | 13 | gas
Kern Power-Tevis |  |  |  |  | solar
Kern Oil | 90 | 547 | 9 | 37 | gas
South Kern PP | 450 | 1721 | 9 | 120 | gas
Big Creek/Ventura Overall | 617 | 4499 | 13 | 241 | gas
Vestal | 175 | 1296 | 13 | 60 | gas
Santa Clara | 216 | 1239 | 11 | 130 | gas
LA Basin Overall | 3575 | 26542 | 11 | 1120 | gas
Eastern | 1845 | 12657 | 11 | 650 | gas
Western | 1730 | 13885 | 11 | 470 | gas
El Nido | 208 | 1562 | 11 | 49 | gas
San Diego/Imperial Valley Overall | 956 | 5699 | 9 | 490 | gas
San Diego | 956 | 5699 | 9 | 490 | gas
El Cajon | 65 | 351 | 10 | 50 | gas
Border | 25 | 171 | 9 | 12 | gas
https://stakeholdercenter.caiso.com/InitiativeDocuments/Final-2026-Local-Capacity-Technical-Report.…
https://stakeholdercenter.caiso.com/RecurringStakeholderProcesses/Local-capacity-requirements-process-2026